## Database Devices
DeviceId | DefaultBlockName | RiserBlockName | PTPBlockName | BlockOrientation | Manufacturer | ProductLine | Category | SubCategory1 | SubCategory2 | SubCategory3 | PartType | IsPassThrough | PartNo | Model | Description | AddressQuantity | ReqdStandbyCurrent | ReqdAlarmCurrent | AddlCurrent | AddlWatts | NominalVoltage | MinVoltage | AddCardCurrentToBatteryCalc | IsCeilingMount | Mounting | Box | Size | Trim | DefaultColor | DefaultLayer | DefaultScale | ExcludeFromReport | ExcludeFromRiser | ExcludeFromLegend | ReportSequence | Approvals | Chicago | CSFM | FM | UL | ULC | NYCBSA | NYCMEA | CardBatteryChargingCapacities | CardBatteryQuantity | AssemblyBatterySizeList | AssemblyTotalAvailableCurrent | AssemblyTotalAvailableWatts | GenerateBatteryCalculation | HoleQty | ListPrice | CustomProperties | PDFFilePath | DetailDrawingPath | CreatedByUser | CreatedDateTime | EditiedByUser | LastEditDateTime | Notes | DeviceTypeTemplates | CircuitTemplates
02d63d5f-110e-407c-837b-00000eeff4a2 |  |  |  | North | Autocall |  | Hardware |  |  |  | Hardware | TRUE | A100-2135 |  | Solid Door, Red 2 Bay | 1 | 0 | 0 |  |  |  |  | TRUE | [5 empty] | #FFFFFFFF |  |  | FALSE | FALSE | FALSE | [20 empty] | DESKTOP-0D6CQVA\lousc | 2019-07-20 15:16 | THOR\acont | 2024-10-09 10:48 | Cloned from AutoCall A100-2136 | [Autocall, Hochiki] [IDC] [#2 TROUBLE] A100-2135, DH-100-P (C) | [Autocall] A010-9422 CPU, A010-9425 CPU, A010-9426 CPU, A010-9602 CPU, A010-9604 CPU, A100-2135
7a709d79-81a4-4640-9fd6-00099a170207 | NFPA 170 FIRE ALARM CONTROL UNIT | RISER FACU |  | North | Ampac |  | Fire Alarm Control Unit |  |  |  | Assembly | TRUE | SP1X – Cabinet Only |  | SP1X – includes a locked glazed outer door and can accommodate up to 4 loops, 2 Add-on modules and 2 Add-on termination boards. | 1 | [6 empty] | TRUE | [5 empty] | #FFFF0000 | FA-NFPA 170 FIRE ALARM CONTROL UNIT | 1 | FALSE | FALSE | [21 empty] | XPS-17-9710\August | 2024-11-06 05:25 |  |  | Cloned from Ampac 8651-0513
709b5295-0fa7-43d4-9591-000ff4d53a04 | NFPA 170 SPEAKER WALL |  |  | North | e2S |  | Speaker |  |  |  | Module | TRUE | D1xL1F | + | Re-Entrant Speaker, 70V 1, 3, 7.5, 15w | 1 | [6 empty] | FALSE | [5 empty] | #FF0070C0 | FA-NFPA 170 SPEAKER WALL | 1 | FALSE | FALSE | FALSE | 2021 | [13 empty] | FALSE | [5 empty] | DESKTOP-7EIEB7A\acont | 2021-03-08 12:42 | THOR\acont | 2024-09-08 17:27 | Cloned from Edwards 757-1A-R70 | [e2S] [AUDIO 70.7v] [70V AUDIO] D1xL1F
04ed6381-3ce1-412f-a5ac-0011705bd8f2 |  |  |  | North | Autocall | [5 empty] | Module | TRUE | A100-6308 | ++ | ES Net NIC dual channel multi-mode fiber media card | 1 | 0.135 | 0.135 | [10 empty] | #FFFFFFFF |  |  | FALSE | FALSE | FALSE | [20 empty] | THOR\acont | 2024-02-23 05:55 | THOR\acont | 2024-10-09 10:48 | Cloned from Autocall A100-6306 | [Autocall, Simplex] [Fiber Optic] [NETWORK ++] 4007-6307, 4007-6308, 4007-6309, 4010-6307, 4010-6308, 4100-6307, 4100-6308, 4190-9858, 4190-9859, A007-6307, A007-6308, A007-6309, A010-6307, A010-6308, A100-6307, A100-6308, A190-9858, A190-9859 | [Autocall, Simplex] 4007-6308, 4007-6309, 4010-6308, 4100-6308, 4190-9859, A007-6308, A007-6309, A010-6308, A100-6308, A190-9859
631a0a44-df85-40d4-923c-0014ac419d22 |  |  |  | North | Hochiki |  | Cards & Components |  |  |  | Card | TRUE | FN-4127-SLC | Dual SLC Loop Expansion Card | Dual SLC Loop Expansion Card | 1 | 0.1 | 0.1 |  |  |  |  | TRUE | [5 empty] | #FFFFFFFF |  |  | FALSE | FALSE | FALSE | [20 empty] | DESKTOP-0D6CQVA\lousc | 2019-09-24 06:35 | THOR\acont | 2024-10-09 10:48
7304e4a3-0cb3-4441-be93-00177805c4ad | NFPA 170 STROBE CEILING |  |  | North | Siemens |  | Strobe |  |  |  | Module | TRUE | SC-ST-CW-F |  | CEILING ACEND STROBE, WHITE, "FIRE" | 1 | [6 empty] | TRUE | TRUE |  |  |  |  | #FF0070C0 | FA-NFPA 170 STROBE CEILING | 1 | FALSE | FALSE | FALSE | [20 empty] | XPS-17-9710\August | 2024-10-11 06:38 | THOR\acont | 2024-11-20 14:53 | Cloned from Siemens SC-ST-WW-F | [Siemens] [NAC] [16.0 – 33.0 VDC] SC-ST-CR-F (C), SC-ST-CW-F (C), SC-ST-WR-F, SC-ST-WW-F
64ea91d4-bb1b-4d78-bd7e-001849cc06ed | NFPA 170 STROBE CEILING |  |  | North | Simplex |  | Strobe |  |  |  | Module | TRUE | 4906-9112 | + | Multi-candela strobe, Ceiling Mount, Fire, White, High Cd | 1 | 0 | 0 |  |  |  |  | TRUE | TRUE |  |  |  |  | #FF0070C0 | FA-NFPA 170 STROBE CEILING | 1 | FALSE | FALSE | FALSE | 2022 | [16 empty] | C |  |  | DESKTOP-7EIEB7A\acont | 2022-03-07 06:56 | THOR\acont | 2024-09-08 17:27 | Cloned from Autocall A4906-9104 | [Autocall, Simplex] [NAC] [MAX] 4906-9102 (C), 4906-9104 (C), 4906-9110 (C), 4906-9112 (C), 4906-9114 (C), 4906-9115 (C), 4906-9116 (C), 4906-9117 (C), A4906-9102 (C), A4906-9104 (C), A4906-9110 (C), A4906-9112 (C), A4906-9114 (C), A4906-9115 (C), A4906- [Autocall, Simplex] [NAC] [MAX] 4906-9110 (C), 4906-9112 (C), A4906-9110 (C), A4906-9112 (C)
a923f28c-e88a-4a90-bf01-0018bd67875f | NFPA 170 SOLENOID VALVE |  |  | North | Kidde |  | Solenoid |  |  |  | Module | TRUE | 81-895630-000 | ++ | Electric and Cable Operated Control Head Kit with Control Head Monitor | 1 | 0 | 2 |  |  |  |  | FALSE | [5 empty] | #FFFF0000 | FA-NFPA 170 SOLENOID VALVE | 1 | FALSE | FALSE | FALSE | 1701 | [13 empty] | FALSE | [5 empty] | DESKTOP-7EIEB7A\acont | 2023-07-10 11:12 | THOR\acont | 2024-09-08 17:27 | Cloned from Viking 11601 | [Kidde] [IDC] [#1 CONTROL HEAD MONITOR] 81-895630-000, 85-890181-000 [Kidde] [AUX POWER, RELEASING] [*] [INPUT TYPE] 81-895630-000, 85-890181-000
8760c707-e442-4c63-904e-001b174fc704 | NFPA 170 SPEAKER WALL |  |  | North | Edwards |  | Speaker |  |  |  | Module | TRUE | 757-1A-R70W | + | Re-Entrant Speaker, 70V 2, 4, 8, 15w | 1 | [6 empty] | FALSE | [5 empty] | #FF0070C0 | FA-NFPA 170 SPEAKER WALL | 1 | FALSE | FALSE | FALSE | 2021 | [13 empty] | FALSE | [7 empty] | THOR\acont | 2024-09-08 17:27 |  | [Edwards, Kidde] [AUDIO 70.7v] [70V AUDIO] 757-1A-R70, 757-1A-R70W, 757-3A-RS70, 757-3A-RS70W, 757-7A-RS70, 757-7A-RS70W, 757-7A-RS70WA, 757-7A-SS70, 757-7A-SS70W, 757-8A-RS70, 757-8A-RS70W, 757-8A-RS70WA, INT-3A-RS70, INT-3A-RS70W, INT-7A-RS70, INT-7A-R
1b232405-9cb2-4733-a850-001bc293a86c | NFPA 170 SMOKE DETECTOR |  |  | North | Edwards |  | Smoke Detector |  |  |  | Module | TRUE | C2M-PD1 |  | Smoke Detector - 2 Wire Photo electric | 1 | [6 empty] | FALSE | TRUE |  |  |  |  | #FFFF0000 | FA-NFPA 170 SMOKE DETECTOR | 1 | FALSE | FALSE | FALSE | 1408 | [13 empty] | FALSE | [7 empty] | THOR\acont | 2024-09-08 17:27 | 20191121 AC Detector without base
be8f93b6-fa9c-441b-833c-0038cb7eea38 |  |  |  | North | Notifier |  | Cards & Components |  |  |  | Card | TRUE | SLC-IM |  | SLC integration module, for VESDAnet detectors | 1 | [6 empty] | TRUE | FALSE |  |  |  |  | #FFFFFFFF |  |  | FALSE | FALSE | FALSE | [14 empty] | FALSE | [7 empty] | THOR\acont | 2024-10-09 10:48
42ac94f1-231f-43f4-bee2-003a6a4bd4fd | NFPA 170 HORN STROBE CEILING |  |  | North | Eaton Wheelock |  | Horn/Strobe |  |  |  | Module | TRUE | ASWP-2475C-FR |  | NOTIFICATION, HORNSTROBE, RED, CEILING, 15CD, WP | 1 | 0 | 0.168 |  |  |  |  | FALSE | TRUE |  |  |  |  | #FF0070C0 | FA-NFPA 170 HORN STROBE CEILING | 1 | FALSE | FALSE | FALSE | 2013 | [13 empty] | FALSE |  |  | C¦WP |  |  |  |  | THOR\acont | 2024-09-08 17:27 |  | [Eaton Wheelock, Hochiki] [NAC] [24VDC, HIGH DB UL 1638 @ 77°F] ASWP-2475C-FR (C), ASWP-2475C-FW (C), ASWP-2475W-FR, ASWP-2475W-FW [Eaton Wheelock, Hochiki] [NAC] [24VDC, HIGH DB UL 1971] ASWP-2475C-FR (C), ASWP-2475C-FW (C) [Eaton Wheelock, Hochiki] [NAC] [24VDC, HIGH DB UL 1638 @ –40°F] ASWP-2475C-FR (C), ASWP-2475C-FW (C), ASWP-2475W-FR, ASWP-2475W-FW [Eaton Wheelock, Hochiki] [NAC] [24VDC, LOW DB UL 1638 @ 77°F] ASWP-2475C-FR (C), ASWP-2475C-FW (C), ASWP-2475W-FR, ASWP-2475W-FW [Eaton Wheelock, Hochiki] [NAC] [24VDC, MED DB UL 1971] ASWP-2475C-FR (C), ASWP-2475C-FW (C) [Eaton Wheelock, Hochiki] [NAC] [24VDC, MED DB UL 1638 @ 77°F] ASWP-2475C-FR (C), ASWP-2475C-FW (C), ASWP-2475W-FR, ASWP-2475W-FW [Eaton Wheelock, Hochiki] [NAC] [24VDC, LOW DB UL 1971] ASWP-2475C-FR (C), ASWP-2475C-FW (C) [Eaton Wheelock, Hochiki] [NAC] [24VDC, MED DB UL 1638 @ –40°F] ASWP-2475C-FR (C), ASWP-2475C-FW (C), ASWP-2475W-FR, ASWP-2475W-FW [Eaton Wheelock, Hochiki] [NAC] [24VDC, LOW DB UL 1638 @ –40°F] ASWP-2475C-FR (C), ASWP-2475C-FW (C), ASWP-2475W-FR, ASWP-2475W-FW
00445742-5714-4f11-93d3-003cc2861566 |  |  |  | North | Power Sonic |  | Hardware |  |  |  | Hardware | TRUE | PS-12550 | + | (1) 12V 55 AH BATTERY | 1 | [6 empty] | FALSE | [5 empty] | #FFFFFFFF |  |  | FALSE | FALSE | FALSE | [14 empty] | FALSE | [5 empty] | DESKTOP-7EIEB7A\acont | 2021-04-06 16:46 | THOR\acont | 2024-10-09 10:48 | Cloned from Power Sonic PS-12260
f73eccca-4ac8-4d32-869a-0043201894a5 | CADGEN PROXIMITY READER |  |  | North | Bosch | Security/Access Control | Prox Reader |  |  |  | Module | TRUE | ARD–SER40–WI | ++ | Card reader, iCLASS, Wiegand | 1 | 0.06 | 0.22 |  |  |  |  | FALSE | [5 empty] | #FFFF0000 | FA-CADGEN PROXIMITY READER | 1 | FALSE | FALSE | FALSE | 5000 | [13 empty] | FALSE | [5 empty] | DESKTOP-7EIEB7A\acont | 2022-08-25 08:32 | THOR\acont | 2024-09-08 17:27 | Cloned from Bosch D8224 | [Bosch, Hirsch Electronics] [CARD READER INPUT] [*] [ALL DEVICES ++] 8330ABT, 8332AB, 8336AB, 8350ABT, 8352ABT, 8356ABT, ARD–AYK12, ARD–SER10–WI, ARD–SER40–WI, ARD–SER90–WI, ARD–SERK40–WI
e6227040-197a-4880-a19e-005239d909ce | NFPA 170 SPEAKER WALL |  |  | North | Atlas |  | Speaker |  |  |  | Module | TRUE | AP-15TU |  | UL Listed 15 Watt Omni-Purpose® Voice Control Loudspeaker, Grey Baked Epoxy | 1 | [6 empty] | FALSE | [5 empty] | #FF0070C0 | FA-NFPA 170 SPEAKER WALL | 1 | FALSE | FALSE | FALSE | 2021 | [13 empty] | FALSE | [5 empty] | DESKTOP-7EIEB7A\acont | 2022-03-05 17:45 | THOR\acont | 2024-09-08 17:27 | Cloned from Atlas AP-15TUC | [Atlas] [AUDIO 25v] [25V AUDIO] AP-15TU, AP-15TUC, AP-15TUC(R) [Atlas] [AUDIO 70.7v] [70V AUDIO] AP-15TU, AP-15TUC, AP-15TUC(R)
7935195a-f1a9-4fef-8d56-0054a877033f | NFPA 170 HEAT DETECTOR |  |  | North | Edwards |  | Heat Detector |  |  |  | Module | TRUE | SIGA-HCD w/SIGA-RB BASE | ++ | Multisensor Heat, and CO Detector | 1 | 5.1e-05 | 6.8e-05 |  |  |  |  | FALSE | [5 empty] | #FFFF0000 | FA-NFPA 170 HEAT DETECTOR | 1 | FALSE | FALSE | FALSE | 1403 | [13 empty] | FALSE | [7 empty] | THOR\acont | 2024-09-08 17:27 | 20191121 AC Detector with base | [Edwards, Kidde] [SLC EST SENSORS] 01 [*] [EST3, iO1000] DS-HFS (C), DS-PS (C), FX-HD w/IB4U BASE, FX-HD w/RB4U BASE, FX-HD w/SB4U BASE, FX-HD w/SB4U-LF BASE, FX-HD wB4U BASE, FX-PD w/B4U BASE (C), FX-PD w/IB4U BASE (C), FX-PD w/SB4U BASE (C), FX-PD w/SB [Edwards, Kidde] [SLC EST SENSORS] [*] [#4 TYPE ADDR ¦ SENSORS] KI-DDOS (C), SIGA2-COS w/SIGA-AB4G BASE, SIGA2-COS w/SIGA-AB4G-LF BASE, SIGA2-COS w/SIGA-AB4GT BASE, SIGA2-COS w/SIGA-IB BASE, SIGA2-COS w/SIGA-RB BASE, SIGA2-COS w/SIGA-SB BASE, SIGA2-HCOS [Edwards, Kidde] [SLC EST MODULES/SENSORS] 01 [*] [iO64] DS-HFS (C), DS-PS (C), FX-HD w/IB4U BASE, FX-HD w/RB4U BASE, FX-HD w/SB4U BASE, FX-HD w/SB4U-LF BASE, FX-HD wB4U BASE, FX-PD w/B4U BASE (C), FX-PD w/IB4U BASE (C), FX-PD w/SB4U BASE (C), FX-PD w/SB [Edwards, Kidde] [SLC EST MODULES SENSORS] [*] [#2 SHARED ADDR ¦ SENSORS] KI-DDOS (C), SIGA2-COS w/SIGA-AB4G BASE, SIGA2-COS w/SIGA-AB4G-LF BASE, SIGA2-COS w/SIGA-AB4GT BASE, SIGA2-COS w/SIGA-IB BASE, SIGA2-COS w/SIGA-RB BASE, SIGA2-COS w/SIGA-SB BASE, S
1d11d80c-ec14-48a7-be42-005a6ca858de | NFPA 170 STROBE WALL |  |  | North | Edwards |  | Strobe |  |  |  | Module | TRUE | WGVRN | ++ | Outdoor rated strobe, red, none | 1 | [6 empty] | FALSE | [5 empty] | #FF0070C0 | FA-NFPA 170 STROBE WALL | 1 | FALSE | FALSE | FALSE | 2023 | [13 empty] | FALSE |  |  | WP |  |  | THOR\acont | 2024-04-09 07:42 | THOR\acont | 2024-09-08 17:27 | Cloned from Edwards WGVRA CLONED | [Edwards, Kidde] [NAC] [VDC] WGSVRA, WGSVRF, WGSVRF-FR, WGSVRF-SP, WGSVRN, WGSVWA, WGSVWF, WGSVWF-FR, WGSVWF-SP, WGSVWN, WGVRA, WGVRF, WGVRF-FR, WGVRF-SP, WGVRN, WGVWA, WGVWF, WGVWF-FR, WGVWF-SP, WGVWN
afa2481c-f0ba-4d4a-8a2b-0060e276bb85 | NFPA 170 HEAT DETECTOR |  |  | North | Simplex |  | Heat Detector |  |  |  | Module | TRUE | 4098-9733E w/4098-9792E | + | TrueAlarm Heat Detector w/TrueAlarm Sensor Standard Base - Environmental rated | 1 | 0.0008 | 0.001 |  |  |  |  | TRUE | TRUE |  |  |  |  | #FFFF0000 | FA-NFPA 170 HEAT DETECTOR | 1 | FALSE | FALSE | FALSE | 1403 | [16 empty] | ER |  |  | DESKTOP-7EIEB7A\acont | 2022-02-15 11:20 | THOR\acont | 2024-09-08 17:27 | Cloned from Autocall A4098-9733E w/A4098-9792E | [Autocall, Simplex] [IDNet] [SENSORS ++] 4098-9714 (C), 4098-9714 w/4098-9770 (C), 4098-9714 w/4098-9771 (C), 4098-9714 w/4098-9772 (C), 4098-9714 w/4098-9773 (C), 4098-9714 w/4098-9780 (C), 4098-9714 w/4098-9789 (C), 4098-9714 w/4098-9791 (C), 4098-9714
8da4e80f-dfaf-4282-bca2-006470933741 | NFPA 170 SMOKE DETECTOR |  |  | North | Siemens |  | Smoke Detector |  |  |  | Module | TRUE | OP921 w/RELAY BASE |  | Smoke Detector w/Relay Base | 1 | 0.00025 | 0.00041 |  |  |  |  | FALSE | TRUE |  |  |  |  | #FFFF0000 | FA-NFPA 170 SMOKE DETECTOR | 1 | FALSE | FALSE | FALSE | 1408 | [13 empty] | FALSE |  |  | SB |  |  |  |  | THOR\acont | 2024-09-08 17:27 | 20191121 AC Detector with base | [Siemens] [AUX POWER] [24VDC, LOW DB] ABHW-4B, ABHW-4S, OOH941 w/ABHW-4S (C), OOHC941 w/ABHW-4S (C), OP921 w/ABHW-4S (C), OP921 w/RELAY BASE (C) [Siemens] [AUX POWER] [24VDC, HIGH DB] ABHW-4B, ABHW-4S, OOH941 w/ABHW-4S (C), OOHC941 w/ABHW-4S (C), OP921 w/ABHW-4S (C), OP921 w/RELAY BASE (C) [Siemens] [SLC MODULES SENSORS] [*] [#2 SHARED ADDR ¦ SENSORS] FDBZ492 w/OP921 (C), FDBZ492-HR w/FDO421 (C), FDBZ492-HR w/OP921 (C), FDO421 (C), FDO421 w/DB-11 BASE (C), FDOT421 w/DB-11 BASE (C), FDOT421 w/DB2-HR BASE (C), FDT421 w/DB-11 BASE, FP-11 w/DB
92d47bdd-8718-4961-9763-0064946255e0 |  |  |  | North | Notifier |  | Cards & Components |  |  |  | Card | TRUE | DAX-3570 | + | 120 VAC Digital Audio Amplifier (35 W, 70 VRMS), Max Alarm Current | 1 | 0.285 | 2.7 |  |  |  |  | TRUE |  | SURFACE |  | PROVIDED ("WX"HX"D) | N/A | #FFFFFFFF |  |  | FALSE | FALSE | FALSE |  |  |  | 7165-0028:0234 | [5 empty] | 7,12,18,26 |  |  |  | 35 | FALSE | [5 empty] | DESKTOP-7EIEB7A\acont | 2021-03-01 14:29 | THOR\acont | 2024-10-09 10:48 | Cloned from Notifier DAX-3525 | [Notifier] [NAC Trigger] [ALARM BUS] DAA2-5025, DAA2-5070, DAA2-7525, DAX-3525, DAX-3570, DAX-5025, DAX-5070, DS-DB, DVC-EM [Notifier] [RS-485] [DAL] DAX-3525, DAX-3570, DAX-5025, DAX-5070 | [Notifier] DAX-3570 [Notifier] DAX-3525, DAX-3570, DAX-5025, DAX-5070
c14e454e-fe08-49a1-9a85-0071d90218e8 | NFPA 170 SMOKE HEAT DETECTOR |  |  | North | Notifier |  | Smoke/Heat Detector |  |  |  | Module | TRUE | FPTI-951 w/B224BI-WH | + | Intelligent addressable multi-criteria photoelectric, thermal and infrared smoke detector, white w/ Intelligent relay base, white, UL listed | 1 | 0.0002 | 0.0045 |  |  |  |  | FALSE | TRUE | FLUSH |  | 4" SQ. DEEP | 3 "O" PLASTER RING | #FFFF0000 | FA-NFPA 170 SMOKE HEAT DETECTOR | 1 | FALSE | FALSE | FALSE | 1402 | [13 empty] | FALSE |  |  | I |  |  | DESKTOP-7EIEB7A\acont | 2021-01-13 08:04 | THOR\acont | 2024-09-08 17:27 | Cloned from Notifier FSCO-951 w/B224BI-WH | [Honeywell, Notifier, System Sensor] [SLC SENSORS] [*] [#4 TYPE ADDR ¦ SENSORS] 2251B (C), 2251-COPTIR (C), 2251-COPTIR w/B200S-WH (C), 2251TB (C), 2251TMB (C), 5251B (C), 5251B-WP (C), 5251H (C), 5251RB (C), 5251RB-WP (C), 7251 (C), 7251DH (C), DH200LP [Honeywell, Notifier, System Sensor] [SLC MODULES SENSORS] [*] [#2 SHARED ADDR ¦ SENSORS] 2251B (C), 2251-COPTIR (C), 2251-COPTIR w/B200S-WH (C), 2251TB (C), 2251TMB (C), 5251B (C), 5251B-WP (C), 5251H (C), 5251RB (C), 5251RB-WP (C), 7251 (C), 7251DH (C)
d4b4dfd9-4c96-4f61-b6af-00720912b9b4 |  |  |  | North | Notifier |  | Hardware |  |  |  | Hardware | TRUE | SEISKIT-LBB |  | Seismic kit for the NFS-LBB. Includes battery bracket for two 55 AH batteries | 1 | [6 empty] | FALSE | FALSE |  |  |  |  | #FFFFFFFF |  |  | FALSE | FALSE | FALSE | [14 empty] | FALSE | [7 empty] | THOR\acont | 2024-10-09 10:48
0112cfed-105b-4999-82de-007476823831 | NFPA 170 ADDRESSABLE INPUT MONITOR MODULE |  |  | North | Siemens |  | Addressable Module |  |  |  | Module | TRUE | FDCIO422 | S54322-F4-A1 | 4 Input / 4 Output Monitor Module | 1 | [6 empty] | FALSE | [5 empty] | #FFFF0000 | FA-NFPA 170 ADDRESSABLE INPUT MONITOR MODULE | 1 | FALSE | FALSE | FALSE | 1000 | [13 empty] | FALSE | [7 empty] | THOR\acont | 2024-09-08 17:27 |  | [Siemens] [SLC MODULES SENSORS] [*] [#1 SHARED ADDR ¦ MODULES] AD-11P (C), FDBZ492 w/OP921 (C), FDBZ492-HR w/FDO421 (C), FDBZ492-HR w/OP921 (C), FDBZ492-R (C), FDCIO422, HCP, HCP-Z, HFPO-11, HFPT-11, HMS-D, HMS-DE, HMS-DP, HMS-DZ, HMS-S, HMS-SA, HMS-SE, | [Siemens] FDCIO422, SXL-EX Main Board
be98547b-6d93-4533-8cf7-007811dd8076 |  |  |  | North | Siemens | [5 empty] | Module | TRUE | XLS-MSE3-ADPT | S54430-C14-A1 | MXL-IQ MSE-3L AND MSE-3M BLACK ENCLOSURE ADAPTER FORFIREFINDER XLS | 1 | [12 empty] | #FFFFFFFF |  |  | FALSE | FALSE | FALSE | [20 empty] | DESKTOP-7SAL8M7\acont | 2019-08-13 09:04 | THOR\acont | 2024-10-09 10:48
f1688456-0759-459d-acfe-00781c118aec | NFPA 170 ABORT SWITCH |  |  | North | Janus |  | Switch |  |  |  | Module | TRUE | MAS-2 |  | Maintained Abort Station | 1 | [6 empty] | FALSE | [5 empty] | #FFFF0000 | FA-NFPA 170 ABORT SWITCH | 1 | FALSE | FALSE | FALSE | 957 | [13 empty] | FALSE | [5 empty] | DESKTOP-QGO6JOK\acont | 2021-06-01 11:50 | THOR\acont | 2024-09-08 17:27 | Cloned from Janus MAS-1 | [Janus] [IDC] 01 20722, ARS-1, LOS-1, MAS-1, MAS-2, MMS-1, MMS-4, MRS-1, SG-42SK1, SGX-32SK1
e51380ea-68d5-427e-a98a-007939aa224e |  |  |  | North | Potter |  | Hardware |  |  |  | Hardware | TRUE | AB-4 |  | 4 Inch Addressable Detector Base | 1 | [6 empty] | FALSE | [5 empty] | #FFFFFFFF |  |  | FALSE | FALSE | FALSE |  |  |  | 7272-0328:0194 | [10 empty] | FALSE | [7 empty] | THOR\acont | 2024-10-09 10:48
e7415eca-2b70-426e-ab0c-007a3b2b8b50 | NFPA 170 DOOR CLOSER |  |  | North | Block Definition Only |  | Door Holder |  |  |  | Module | TRUE | NFPA 170 DOOR CLOSER |  | NFPA 170 DOOR CLOSER | 1 | [12 empty] | #FFFF0000 | FA-NFPA 170 DOOR CLOSER | 1 | FALSE | FALSE | FALSE | 2500 | [19 empty] | AULAPTOP-PC\Aulaptop | 2020-03-26 07:41 | THOR\acont | 2024-09-08 17:27
0057503b-d9dc-49f4-833e-007d3aa2d35e | NFPA 170 HORN STROBE CEILING |  |  | North | Concealite |  | Horn/Strobe |  |  |  | Module | TRUE | FAFX-C-ELHSWC | + | CEILING HORN STROBE, WHITE, FIRE | 1 | [6 empty] | TRUE | TRUE |  |  |  |  | #FF0070C0 | FA-NFPA 170 HORN STROBE CEILING | 1 | FALSE | FALSE | FALSE | 2020 | [16 empty] | C |  |  | THOR\acont | 2024-01-29 09:05 | THOR\acont | 2024-09-08 17:27 | Cloned from Eaton Wheelock ELHSWC | [Concealite] [AUX POWER] [AUX] FA900-W-ELHNR, FA900-W-ELHSR, FA900-W-ELHSW, FA900-W-ELSPKR, FA900-W-ELSPKW, FA900-W-ELSPSTR, FA900-W-ELSPSTW, FA900-W-ELSTR, FA900-W-ELSTW, FAFX-C-ELHNWC (C), FAFX-C-ELHSRC (C), FAFX-C-ELHSWC (C), FAFX-C-ELSPKWC (C), FAFX- [Concealite] [NAC] [24VDC, LOW CONT.] FAFX-C-ELHSRC (C), FAFX-C-ELHSWC (C) [Concealite] [NAC] [24VDC, HIGH CONT.] FAFX-C-ELHSRC (C), FAFX-C-ELHSWC (C)
7f3dc22c-a21b-49ce-9a6e-008e746be603 |  |  |  | North | Monaco Enterprises |  | Cards & Components |  |  |  | Card | TRUE | 227-966-CE MAIN BOARD |  |  | 1 | [6 empty] | TRUE | [5 empty] | #FFFFFFFF |  |  | FALSE | FALSE | FALSE | [20 empty] | AULAPTOP-PC\Aulaptop | 2019-04-20 03:50 | THOR\acont | 2024-10-09 10:48 |  |  | [Monaco Enterprises] 227-966-CE MAIN BOARD
6612095c-d06b-4434-9663-0093c2e758e9 | CADGEN AUX POWER SUPPLY | CADGEN AUX POWER SUPPLY |  | North | Altronix |  | Auxilliary Power Supply |  |  |  | Assembly | TRUE | AL300ULXR | + | 2.5-Amp, 24-Volt Power Supply, Red | 1 | [6 empty] | FALSE | FALSE |  |  |  |  | #FFFF0000 | FA-CADGEN AUX POWER SUPPLY | 1 | FALSE | FALSE | FALSE | 212 | [8 empty] | 7 |  |  | 2.5 |  | TRUE | [5 empty] | DESKTOP-7SAL8M7\acont | 2019-12-12 08:53 | THOR\acont | 2024-09-08 17:27 | Cloned from Altronix AL1002ULADA
97190f91-9581-41d9-9dd1-009b5b77e495 |  |  |  | North | Software House | Security/Access Control |  |  |  |  | Module | TRUE | RM-CAN |  |  | 1 | [12 empty] | #FFFFFFFF |  |  | FALSE | FALSE | FALSE | [20 empty] | THOR\acont | 2024-03-12 21:43 | THOR\acont | 2024-10-09 10:48
86893308-eb9f-499a-902a-009b916a36c1 | NFPA 170 STROBE CEILING |  |  | North | Gentex |  | Strobe |  |  |  | Module | TRUE | GCS24PCR |  | GCS Series 24 Volt Ceiling Mount Selectable Strobe, Red, Plain | 1 | 0 | 0.12 |  |  |  |  | FALSE | TRUE |  |  |  |  | #FF0070C0 | FA-NFPA 170 STROBE CEILING | 1 | FALSE | FALSE | FALSE | 2022 | [13 empty] | FALSE |  |  | C |  |  |  |  | THOR\acont | 2024-09-08 17:27 |  | [Gentex, Harrington, Hochiki] [NAC] [UL MAX] GCS24CR (C), GCS24CW (C), GCS24PCR (C), GCS24PCW (C), HCS24CR (C), HCS24CW (C), HCS24PCR (C), HCS24PCW (C), SSG4-24CR (C), SSG4-24CW (C) [Gentex, Harrington, Hochiki] [NAC] [24 VDC] GCS24CR (C), GCS24CW (C), GCS24PCR (C), GCS24PCW (C), HCS24CR (C), HCS24CW (C), HCS24PCR (C), HCS24PCW (C), SSG4-24CR (C), SSG4-24CW (C)
23c84029-4637-4337-a30e-009e32b023a0 | NFPA 170 ELEVATOR STATUS RECALL |  |  | North | Block Definition Only |  | Miscellaneous |  |  |  | Module | TRUE | NFPA 170 ELEVATOR STATUS RECALL |  | NFPA 170 ELEVATOR STATUS RECALL | 1 | [12 empty] | #FFFF0000 | FA-NFPA 170 ELEVATOR STATUS RECALL | 1 | FALSE | FALSE | FALSE | 1900 | [19 empty] | AULAPTOP-PC\Aulaptop | 2020-03-26 07:41 | THOR\acont | 2024-09-08 17:27
c1c19f01-32ed-4787-8803-00a45f823672 | NFPA 170 REMOTE ANNUNCIATOR | RISER ANNUNCIATOR |  | North | DMP |  | Remote Annunciator |  |  |  | Module | TRUE | 630F |  | Fire Command Keypad | 1 | 0.063 | 0.092 |  |  |  |  | FALSE | [5 empty] | #FFFF0000 | FA-NFPA 170 REMOTE ANNUNCIATOR | 1 | FALSE | FALSE | FALSE | 255 | [13 empty] | FALSE | [7 empty] | THOR\acont | 2024-09-08 17:27 |  | [DMP, Honeywell] [DMP LX BUS] [*] [LX BUS] 630F, 6460W-2, 7060N-W, 7060-W, 7063N-W, 7063-W, 7070N-W, 7070-W, 7073N-W, 7073-W, 7463-W, 7830F, 7872, 7873
6f231568-8f1e-4c87-b286-00b0935bcf88 | NFPA 170 NON ADDRESSABLE RELAY |  |  | North | Edwards |  | Non-Addressable Relay |  |  |  | Module | TRUE | MR701/T |  | SPDT Relay /w LED, & Track Mtg H'ware | 1 | 0 | 0.03 |  |  |  |  | FALSE | [5 empty] | #FFFF0000 | FA-NFPA 170 NON ADDRESSABLE RELAY | 1 | FALSE | FALSE | FALSE | 1300 | [13 empty] | FALSE | [7 empty] | THOR\acont | 2024-09-08 17:27 |  | [Edwards] [AUX POWER] MR701/S, MR701/T
974deecb-3a3a-4794-9a5c-00b27b52518d | NFPA 170 SMOKE DETECTOR |  |  | North | Apollo |  | Smoke Detector |  |  |  | Module | FALSE | 58000-650ADV w/45681-250 | + | Intelligent Photoelectric Detector w/6" Base | 1 | 0.0004 | 0.0004 |  |  |  |  | FALSE | TRUE |  |  |  |  | #FFFF0000 | FA-NFPA 170 SMOKE DETECTOR | 1 | FALSE | FALSE | FALSE | 1408 | [13 empty] | FALSE |  |  | 4 |  |  | DESKTOP-7EIEB7A\acont | 2022-02-28 09:29 | AUGUSTALIEN\aucon | 2024-12-10 17:51 | Cloned from Apollo 58000-650ADV w/45681-250ADS BASE | [Advanced] [SLC APOLLO MODULES/SENSORS] [*] [#1] 55000-805ADV, 55000-806ADV, 55000-820ADV (C), 55000-830ADV, 55000-831ADV, 55000-863ADV, 58000-450ADV (C), 58000-650ADV (C), AX-SL-DAA-P [Advanced, Apollo] [SLC APOLLO MODULES SENSORS] [*] [#2 SHARED ADDR ¦ SENSORS] SA5150-650ADV w/SA5000-230ADV (C), SA5150-750ADV w/SA5000-210ADV (C), 45681-800 (C), 45681-805 (C), 55000-450 w/45681-210UL (C), 55000-450 w/45681-225APO (C), 55000-450 w/
a5b90182-448a-46d8-bde6-00bca2812c41 | NFPA 170 ADDRESSABLE OUTPUT MODULE |  |  | North | Hochiki |  | Addressable Control/Relay |  |  |  | Module | TRUE | R2MH/-I DUAL RELAY MODULE | DUAL RELAY MODULE | DUAL RELAY MODULE | 1 | 0.00035 | 0.00041 |  |  |  |  | TRUE |  |  | *Refer to Install Sheet |  |  | #FFFF0000 | FA-NFPA 170 ADDRESSABLE OUTPUT MODULE | 1 | FALSE | FALSE | FALSE | 1100 | [16 empty] | 2 |  |  | DESKTOP-0D6CQVA\lousc | 2019-10-06 09:49 | THOR\acont | 2024-09-08 17:27 | from Hochiki DCP-R2ML/-I DUAL RELAY MODULE | [Hochiki, VES] [SLC HOCHIKI] 03 [*] [SLC] DIMM - DUAL INPUT MONITOR MODULE, DIMM - DUAL INPUT MONITOR MODULE COPY, R2M DUAL RELAY MODULE, R2MH DUAL RELAY MODULE, R2MH/-I DUAL RELAY MODULE, R2ML DUAL RELAY MODULE, R2ML/-I DUAL RELAY MODULE, VF6052-00 [Hochiki, VES] [SLC HOCHIKI] 02 [*] [SLC] CZM CONVENTIONAL ZONE MODULE, DCP-AMS Single Action Hex Key Lock, DCP-AMS-KL Single Action Key Lock, DCP-AMS-KL-LP Dual Action Key Lock, DCP-AMS-LP Dual Action Hex Key Lock, DIMM - DUAL INPUT MONITOR MODULE, DIMM
608ddc5b-d7ac-42d1-b0c7-00bd42768206 | NFPA 170 SMOKE HEAT DETECTOR |  |  | North | Kidde |  | Smoke/Heat Detector |  |  |  | Module | TRUE | KIR-OSHD w/KI-IB BASE | ++ | Intelligent Multisensor Smoke and Heat Detector | 1 | 4.3e-05 | 7e-05 |  |  |  |  | FALSE | TRUE |  |  |  |  | #FFFF0000 | FA-NFPA 170 SMOKE HEAT DETECTOR | 1 | FALSE | FALSE | FALSE | 1408 | [13 empty] | FALSE | [5 empty] | DESKTOP-7EIEB7A\acont | 2023-05-24 19:27 | THOR\acont | 2024-09-08 17:27 | Cloned from Kidde KIR-COD w/KI-IB BASE | [Kidde] [SLC EST MODULES SENSORS] [*] [#2 SHARED ADDR ¦ SENSORS] DS-HFS (C), DS-PS (C), FX-HD w/IB4U BASE, FX-HD w/RB4U BASE, FX-HD w/SB4U BASE, FX-HD w/SB4U-LF BASE, FX-HD wB4U BASE, FX-PD w/B4U BASE (C), FX-PD w/IB4U BASE (C), FX-PD w/SB4U BASE (C), FX [Kidde] [SLC EST SENSORS] [*] [#4 TYPE ADDR ¦ SENSORS] DS-HFS (C), DS-PS (C), FX-HD w/IB4U BASE, FX-HD w/RB4U BASE, FX-HD w/SB4U BASE, FX-HD w/SB4U-LF BASE, FX-HD wB4U BASE, FX-PD w/B4U BASE (C), FX-PD w/IB4U BASE (C), FX-PD w/SB4U BASE (C), FX-PD w/SB4U [Edwards, Kidde] [SLC EST MODULES/SENSORS] 01 [*] [iO64] DS-HFS (C), DS-PS (C), FX-HD w/IB4U BASE, FX-HD w/RB4U BASE, FX-HD w/SB4U BASE, FX-HD w/SB4U-LF BASE, FX-HD wB4U BASE, FX-PD w/B4U BASE (C), FX-PD w/IB4U BASE (C), FX-PD w/SB4U BASE (C), FX-PD w/SB [Edwards, Kidde] [SLC EST SENSORS] 01 [*] [EST3, iO1000] DS-HFS (C), DS-PS (C), FX-HD w/IB4U BASE, FX-HD w/RB4U BASE, FX-HD w/SB4U BASE, FX-HD w/SB4U-LF BASE, FX-HD wB4U BASE, FX-PD w/B4U BASE (C), FX-PD w/IB4U BASE (C), FX-PD w/SB4U BASE (C), FX-PD w/SB
b570a03e-4903-4e29-8713-00bff8127136 |  |  |  | North | Potter | [5 empty] | Module | TRUE | BPS Series |  | Baseless Photoelectric Smoke | 1 | [6 empty] | FALSE | [5 empty] | #FFFFFFFF |  |  | FALSE | FALSE | FALSE | [14 empty] | FALSE | [7 empty] | THOR\acont | 2024-10-09 10:48
fc5284c1-b226-40e4-beec-00c0e5d34dcf | NFPA 170 SPEAKER STROBE |  |  | North | Eaton Wheelock |  | Speaker/Strobe |  |  |  | Module | TRUE | ELSPSTR | + | WALL SPEAKER STROBE, RED, FIRE | 1 | [6 empty] | TRUE | [5 empty] | #FF0070C0 | FA-NFPA 170 SPEAKER STROBE | 1 | FALSE | FALSE | FALSE | 2020 | [19 empty] | DESKTOP-7EIEB7A\acont | 2021-04-29 07:21 | THOR\acont | 2024-09-08 17:27 | Cloned from Eaton Wheelock LSPSTC3 | [Concealite, Eaton Wheelock] [AUDIO 25v] [25V AUDIO] ELSPKR, ELSPKR-AL, ELSPKRC (C), ELSPKRC-AL (C), ELSPKRC-N (C), ELSPKR-N, ELSPKW, ELSPKW-AL, ELSPKWC (C), ELSPKWC-AL (C), ELSPKWC-N (C), ELSPKW-N, ELSPSTR, ELSPSTR-AL, ELSPSTRC (C), ELSPSTRC-AL (C), ELS [Eaton Wheelock] [NAC] [24VDC] ELSPSTR, ELSPSTR-AL, ELSPSTR-M, ELSPSTR-N, ELSPSTW, ELSPSTW-AL, ELSPSTW-M, ELSPSTW-N [Concealite, Eaton Wheelock] [AUDIO 70.7v] [70V AUDIO] ELSPKR, ELSPKR-AL, ELSPKRC (C), ELSPKRC-AL (C), ELSPKRC-N (C), ELSPKR-N, ELSPKW, ELSPKW-AL, ELSPKWC (C), ELSPKWC-AL (C), ELSPKWC-N (C), ELSPKW-N, ELSPSTR, ELSPSTR-AL, ELSPSTRC (C), ELSPSTRC-AL (C), E [Eaton Wheelock] [NAC] [24VFWR] ELSPSTR, ELSPSTR-AL, ELSPSTR-M, ELSPSTR-N, ELSPSTW, ELSPSTW-AL, ELSPSTW-M, ELSPSTW-N
ae25887f-3bf8-4dae-8dcb-00c54ba28af0 | NFPA 170 SPEAKER WALL |  |  | North | Potter |  | Speaker |  |  |  | Module | TRUE | SPHX-DVSMR | ++ | 25/70 Vrms Explosion Proof Loudspeaker, .5, 1, 2, , 7, 15w taps | 1 | [6 empty] | FALSE | [5 empty] | #FF0070C0 | FA-NFPA 170 SPEAKER WALL | 1 | FALSE | FALSE | FALSE | 2021 | [13 empty] | FALSE | [5 empty] | AUGUSTXPS17-EUP\aucon | 2022-08-27 04:22 | THOR\acont | 2024-09-08 17:27 | Cloned from Federal Signal SPHX | [Federal Signal, Potter] [AUDIO 70.7v] [70V AUDIO] SPHP-DVSMR, SPHX, SPHX-DVSMR [Federal Signal, Potter] [AUDIO 25v] [25V AUDIO] SPHP-DVSMR, SPHX, SPHX-DVSMR
878f82cc-ed38-4a40-bd80-00c5cfde0df2 |  |  |  | North | Kidde |  | Cards & Components |  |  |  | Card | TRUE | D12LS-VM |  | Control/Indicating Display Strip, 12 groups: two LEDs (1 4-color, 1 yellow) with switch. | 1 | 0.011 | 0.058 |  |  |  |  | TRUE | [5 empty] | #FFFFFFFF |  |  | FALSE | FALSE | FALSE | [14 empty] | FALSE | [7 empty] | THOR\acont | 2024-10-09 10:48
4dd635b3-f232-42f3-a41f-00d18a017508 | NFPA 170 DUCT SMOKE DETECTOR |  |  | North | Farenhyt |  | Duct Smoke Detector |  |  |  | Module | TRUE | DNR w/IDP-PHOTO-R-W | ++ | Intelligent Non-Relay Photoelectric Duct Detector | 1 | 0.0002 | 0.0045 |  |  |  |  | FALSE | TRUE | FLUSH |  | N/A | N/A | #FFFF0000 | FA-NFPA 170 DUCT SMOKE DETECTOR | 1 | FALSE | FALSE | FALSE | 1400 |  |  | 3242-1653:0209 | [10 empty] | FALSE | [5 empty] | DESKTOP-7EIEB7A\acont | 2023-02-27 07:10 | THOR\acont | 2024-09-08 17:27 | Cloned from Silent Knight DNR w/SK-PHOTO-R-W | [Farenhyt, Silent Knight] [SLC MODULES SENSORS] [*] [#2 SHARED ADDR ¦ SENSORS] CO1224TR w/ IDP-MINIMON, CO1224TR w/ IDP-MONITOR, DNR w/IDP-PHOTO-R-W (C), DNR w/SK-PHOTO-R-W (C), DNRW w/IDP-PHOTO-R-W (C), DNRW w/SK-PHOTO-R-W (C), HFS-D (C), HFS-P (C), HFS [Farenhyt] [SLC IDP SENSORS] [*] [#4 TYPE ADDR ¦ SENSORS] DNR w/IDP-PHOTO-R-W (C), DNRW w/IDP-PHOTO-R-W (C), IDP-ACCLIMATE (C), IDP-BEAM (C), IDP-DUCT-W w/IDP-PHOTO-R-W (C), IDP-FIRE-CO-W w/B200S-LF-WH (C), IDP-FIRE-CO-W w/B200S-WH (C), IDP-FIRE-CO-W w/B | [Farenhyt, MIRCOM, Monaco Enterprises, Silent Knight, System Sensor] 723-367-00, 723-368-00, D2, D4120, D4120W, DH100ACDCI, DH100ACDCLP, DH100P, DNR w/IDP-PHOTO-R-W, DNR w/SK-PHOTO-R-W, DNRW w/IDP-PHOTO-R-W, DNRW w/SK-PHOTO-R-W, IDP-DUCT-W w/IDP-PHOTO-R-W
f64f3a75-0e71-4243-92ad-00d2c2b22fde |  |  |  | North | Potter | [5 empty] | Module | TRUE | FR3000 EXD |  | Explosion Proof Flame Proof Optical Beam Smoke Detector | 1 | [6 empty] | FALSE | [5 empty] | #FFFFFFFF |  |  | FALSE | FALSE | FALSE | [14 empty] | FALSE | [7 empty] | THOR\acont | 2024-10-09 10:48
de5896ed-f45e-432a-9e73-00d494c3f4b0 | NFPA 170 STROBE WALL |  |  | North | Eaton Wheelock |  | Strobe |  |  |  | Module | TRUE | RSS-2475W-FR | ++ | Strobe, 24 Vdc, Red, 75cd | 1 | 0 | 0.347 |  |  |  |  | FALSE | FALSE |  |  |  |  | #FF0070C0 | FA-NFPA 170 STROBE WALL | 1 | FALSE | FALSE | FALSE | 2022 | [13 empty] | FALSE | [5 empty] | THOR\acont | 2023-10-23 16:50 | THOR\acont | 2024-09-08 17:27 | Cloned from Eaton Wheelock RS-2415W-FR CLONED | [Eaton Wheelock] [NAC] [DC] RSS-2475W-FR, RSSP-2475W-FR
46d3df31-e346-450f-b2ad-00d9d331fb07 |  |  |  | North | Edwards |  | Cards & Components |  |  |  | Card | TRUE | FW-XPL1 |  | RS-232 Extender, (short haul modem), (no UL) | 1 | [6 empty] | TRUE | [5 empty] | #FFFFFFFF |  |  | FALSE | FALSE | FALSE | [14 empty] | FALSE | [7 empty] | THOR\acont | 2024-10-09 10:48
7bdbb9c0-f310-4e35-b060-00dfff97ce08 | NFPA 170 MANUAL PULL |  |  | North | Firelite |  | Hardware |  |  |  | Hardware | TRUE | SB-I/O | + | Surface-mount backbox, plastic. (Included with BG12LOB.) | 1 | [6 empty] | TRUE | [5 empty] | #FFFF0000 | FA-NFPA 170 MANUAL PULL | 1 | FALSE | FALSE | FALSE | 957 | [19 empty] | DESKTOP-7SAL8M7\acont | 2019-03-29 16:26 | THOR\acont | 2024-09-08 17:27 | Cloned from Firelite SB-10
63f487bb-21e2-4916-92a2-00e18faf5e29 | NFPA 170 HORN |  |  | North | Gentex |  | Horn |  |  |  | Module | TRUE | GEH24-W |  | Low Profile Evacuation Horn, White | 1 | 0 | 0.056 |  |  |  |  | FALSE | [5 empty] | #FF0070C0 | FA-NFPA 170 HORN | 1 | FALSE | FALSE | FALSE | 2010 | [13 empty] | FALSE | [7 empty] | THOR\acont | 2024-09-08 17:27 |  | [Gentex] [NAC] [UL MAX, HIGH DB, CONTINUOUS 2400 Hz] GEH24-R, GEH24-W [Gentex] [NAC] [UL MAX, HIGH DB, TEMPORAL 3 2400 Hz] GEH24-R, GEH24-W [Gentex] [NAC] [UL MAX, HIGH DB, WHOOP] GEH24-R, GEH24-W
eff698fc-71c2-4151-998f-00ed7a18ed82 | NFPA 170 DOCUMENT BOX |  |  | North | Simplex |  | Hardware |  |  |  | Hardware | TRUE | SSU00685 |  | CAB DOC STOR 12X13X2 2GB FLASH | 1 | [6 empty] | FALSE | [5 empty] | #FFFF0000 | FA-NFPA 170 DOCUMENT BOX | 1 | FALSE | FALSE | FALSE | [14 empty] | FALSE | [5 empty] | AULAPTOP-PC\Aulaptop | 2019-01-09 11:10 | THOR\acont | 2024-09-08 17:27 | Cloned from Simplex NEW
fe6cdc0f-beaf-4a9e-92cd-00ef495b76b5 | CADGEN CARD READER |  |  | North | HID | Security/Access Control | Card Reader |  |  |  | Module | TRUE | RK40 | ++ | iCLASS SE Reader, Single Gang Mount /w Keypad | 1 | 0.085 | 0.22 |  |  | 16 |  | FALSE | [5 empty] | #FFFF0000 | FA-CADGEN CARD READER | 1 | FALSE | FALSE | FALSE | 5000 | [13 empty] | FALSE | [5 empty] | DESKTOP-7EIEB7A\acont | 2023-01-27 07:28 | THOR\acont | 2024-09-08 17:27 | Cloned from HID R40 | [HID, Identive] [CARD READER INPUT] [*] [ALL DEVICES ++] 20, 20K, 40, 40K, 8216ABP00dk, R10, R15, R40, R90, RK40, RP40
76bd5a3a-4e97-469b-a5f2-00f71aefee4b | NFPA 170 STROBE WALL |  |  | North | Kidde |  | Strobe |  |  |  | Module | TRUE | EG1F-V1575 |  | Strobe, running man, white, FIRE, 15/75 cd, clear lens | 1 | 0 | 0.255 |  |  |  |  | FALSE | [5 empty] | #FF0070C0 | FA-NFPA 170 STROBE WALL | 1 | FALSE | FALSE | FALSE | 2023 | [13 empty] | FALSE | [5 empty] | DESKTOP-7SAL8M7\acont | 2020-01-02 08:03 | THOR\acont | 2024-09-08 17:27 | Cloned from Edwards G1F-V1575 | [Edwards, Kidde] [NAC] [24 VDC] EG1F-V1575, EG1F-VM, G1F-V1575, G1F-VM, G1RF-V1575, G1RF-VM, G1R-VM, G1-VM, G1WA-VMA, G1WA-VMC, G1WN-VMA, G1WN-VMC [EDCO, Edwards, Kidde] [NAC] [16 VDC] EG1F-V1575, EG1F-VM, G1F-V1575, G1F-VM, G1RF-V1575, G1RF-VM, G1R-VM, G1-VM, G1WA-VMA, G1WA-VMC, G1WN-VMA, G1WN-VMC, PN101 (C)
37a3d468-2154-44d2-8fe4-0102bdcbace7 | NFPA 170 AMPLIFIER RACK | RISER AMP |  | North | Sigcom |  | Amplifier |  |  |  | Assembly | TRUE | VECP-50 (50W, 25V) | + | Voice Evacuation/ Industrial Paging Control Panel - 2S Watts, 4 Speaker Circuits w/ Digital Message, Microphone and Power Supply | 1 | [6 empty] | FALSE | [5 empty] | #FFFF0000 | FA-NFPA 170 AMPLIFIER RACK | 1 | FALSE | FALSE | FALSE | 300 | [8 empty] | 7,12,18 |  |  |  | 100 | TRUE | [5 empty] | DESKTOP-7EIEB7A\acont | 2023-05-01 10:14 | THOR\acont | 2024-09-08 17:27 | Cloned from Sigcom VECP-25 (25W, 25V)
2148151e-d278-47c2-8757-01030ec370a2 | NFPA 170 NOTIFICATION CIRCUIT EXTENDER PANEL | RISER NAC |  | North | Siemens |  | Notification Circuit Extender Panel |  |  |  | Assembly | TRUE | PAD-4-6A-CLSA | S54339-A2-A1 | Complete 6 amp PAD-4 kit with Class A adapter | 1 | [12 empty] | #FFFF0000 | FA-NFPA 170 NOTIFICATION CIRCUIT EXTENDER PANEL | 1 | FALSE | FALSE | FALSE | 212 | [8 empty] | 7,12,18,35 |  |  | 11 |  | TRUE | [5 empty] | DESKTOP-7SAL8M7\acont | 2019-08-13 09:04 | THOR\acont | 2024-09-08 17:27
2b398b7d-5b93-494f-8e1e-0103e9f52296 | NFPA 170 DOOR HOLDER |  |  | North | Siemens |  | Door Holder |  |  |  | Module | TRUE | SDH-6A |  | 120VAC, concealed wiring | 1 | 0.034 |  |  |  | 120 |  | FALSE | [5 empty] | #FFFF0000 | FA-NFPA 170 DOOR HOLDER | 1 | FALSE | FALSE | FALSE | 2500 | [13 empty] | FALSE | [5 empty] | THOR\acont | 2023-09-27 09:17 | THOR\acont | 2024-09-08 17:27 | Cloned from Siemens SDH-2A CLONED CLONED CLONED CLONED | [Siemens] [VAC ] [*] FCM901-U3, SDH-2A, SDH-3A, SDH-4A, SDH-5A, SDH-6A, SDH-7A, SDH-8A
4f8afff6-a69c-4f6c-aee2-01053388bd36 | NFPA 170 HEAT DETECTOR |  |  | North | Fenwal |  | Heat Detector |  |  |  | Module | TRUE | 12-X27021-001 |  | Horizontal, Surface Mount | 1 | [6 empty] | FALSE | TRUE |  |  |  |  | #FFFF0000 | FA-NFPA 170 HEAT DETECTOR | 1 | FALSE | FALSE | FALSE | 1403 | [13 empty] | FALSE | [5 empty] | DESKTOP-7EIEB7A\acont | 2022-08-18 14:33 | THOR\acont | 2024-09-08 17:27 | Cloned from Fenwal 12-X27020-001 | [Fenwal] [IDC] 01 12-E27121-000-04-0T (C), 12-F27121-000-06-0T (C), 12-X27020-000 (C), 12-X27020-001 (C), 12-X27021-000 (C), 12-X27021-001 (C), 12-X27121-000-600 (C), 12-X27121-001-600 (C), 27020-0 140°F (C), 27020-0 190°F (C), 27020-1 140°F (C), 27021-0
807b0e54-ab6e-4094-ad13-010c3b083467 |  |  |  | North | Notifier |  | Cards & Components |  |  |  | Card | TRUE | AA-100 | + | Audio Amplifier, 100W @70.7 VRMS w/builtin tone generator, 120 VAC | 1 | 0.051 | 6.5 |  |  |  |  | TRUE | [5 empty] | #FFFFFFFF |  |  | FALSE | FALSE | FALSE | [13 empty] | 100 | FALSE | [5 empty] | DESKTOP-7SAL8M7\acont | 2020-08-26 13:12 | THOR\acont | 2024-10-09 10:48 | Cloned from Gamewell AA-100 | [Notifier] [AUDIO LOW] AA-100, AA-120, AA-30, DS-AMP (25V, 125W), DS-AMP (70V, 100W) | [Notifier] AA-100
d041c160-d771-43ab-9962-010f087e22ee | NFPA 170 SMOKE DETECTOR |  |  | North | Notifier |  | Smoke Detector |  |  |  | Module | TRUE | FSD-751P w/B224RB | ++ | DETECTOR, SMOKE, ADDRESSABLE PHOTO w/RELAY BASE | 1 | 0.0003 | 0.0003 |  |  |  |  | FALSE | TRUE |  |  |  |  | #FFFF0000 | FA-NFPA 170 SMOKE DETECTOR | 1 | FALSE | FALSE | FALSE | 1408 | [13 empty] | FALSE | [7 empty] | THOR\acont | 2024-09-08 17:27 | 20191121 AC Detector with base | [Honeywell, Notifier, System Sensor] [SLC MODULES SENSORS] [*] [#2 SHARED ADDR ¦ SENSORS] 2251B (C), 2251-COPTIR (C), 2251-COPTIR w/B200S-WH (C), 2251TB (C), 2251TMB (C), 5251B (C), 5251B-WP (C), 5251H (C), 5251RB (C), 5251RB-WP (C), 7251 (C), 7251DH (C) [Honeywell, Notifier, System Sensor] [SLC SENSORS] [*] [#4 TYPE ADDR ¦ SENSORS] 2251B (C), 2251-COPTIR (C), 2251-COPTIR w/B200S-WH (C), 2251TB (C), 2251TMB (C), 5251B (C), 5251B-WP (C), 5251H (C), 5251RB (C), 5251RB-WP (C), 7251 (C), 7251DH (C), DH200LP
95dbe5dc-65bd-4d89-a563-01107c80c758 |  |  |  | North | Edwards |  | Hardware |  |  |  | Hardware | TRUE | 960A-8SS |  | 8" Backbox - square, surface white finish | 1 | [6 empty] | FALSE | [5 empty] | #FFFFFFFF |  |  | FALSE | FALSE | FALSE | [14 empty] | FALSE | [7 empty] | THOR\acont | 2024-10-09 10:48
7f8f33c5-5dd8-48af-a589-0112177de8e5 | NFPA 170 SMOKE DETECTOR |  |  | North | Secutron |  | Smoke Detector |  |  |  | Module | TRUE | MRI-2351RAP | ++ | Intelligent Photoelectric smoke detector, White, remote test capable, for use with duct smoke detectors - UL | 1 | 0.0002 | 0.0045 |  |  |  |  | FALSE | TRUE |  |  | 2 inches H x 6.2 inches D |  | #FFFF0000 | FA-NFPA 170 SMOKE DETECTOR | 1 | FALSE | FALSE | FALSE | 1408 | [13 empty] | FALSE | [5 empty] | DESKTOP-7EIEB7A\acont | 2023-06-24 19:32 | THOR\acont | 2024-09-08 17:27 | Cloned from Secutron MRI-2351AP w/300-6 | [Secutron] [SLC MODULES SENSORS] [*] [#2 SHARED ADDR ¦ SENSORS] 7251 (C), MRI-2251B w/B210LP (C), MRI-2251BR (C), MRI-2251TB w/B210LP (C), MRI-2251TMB w/B210LP (C), MRI-2351AP w/300-6 (C), MRI-2351RAP (C), MRI-2351TAP w/300-6 (C), MRI-5251B w/B210LP (C), [Secutron] [SLC SENSORS] [*] [#4 TYPE ADDR ¦ SENSORS] 7251 (C), MRI-2251B w/B210LP (C), MRI-2251BR (C), MRI-2251TB w/B210LP (C), MRI-2251TMB w/B210LP (C), MRI-2351AP w/300-6 (C), MRI-2351RAP (C), MRI-2351TAP w/300-6 (C), MRI-5251B w/B210LP (C), MRI-5251H
e91035c0-7cca-4dd3-894b-01150b1a2635 | NFPA 170 STROBE WALL |  |  | North | System Sensor |  | Strobe |  |  |  | Module | TRUE | SWHK | ++ | Strobe, High cd, White, Outdoor | 1 | [6 empty] | FALSE | FALSE |  |  |  |  | #FF0070C0 | FA-NFPA 170 STROBE WALL | 1 | FALSE | FALSE | FALSE | 2023 | [13 empty] | FALSE | [5 empty] | DESKTOP-7EIEB7A\acont | 2021-05-05 14:28 | THOR\acont | 2024-09-08 17:27 | Cloned from System Sensor SRHK | [BluePoint, System Sensor] [NAC] [16-33VFWR] BP04-301P, SRHK, SRHK-P, SWHK, SWHK-P [BluePoint, System Sensor] [NAC] [16-33VDC] BP04-301P, SRHK, SRHK-P, SWHK, SWHK-P
fb1d9995-941d-43f6-af88-01191e32072f | NFPA 170 SPEAKER STROBE CEILING |  |  | North | Eaton Wheelock |  | Speaker/Strobe |  |  |  | Module | TRUE | ET70WP-24135C-FW |  | Speaker/Strobe, ceiling, 24 VDC, 135CD, WP, white | 1 | 0 | 0.155 |  |  |  |  | FALSE | TRUE |  |  |  |  | #FF0070C0 | FA-NFPA 170 SPEAKER STROBE CEILING | 1 | FALSE | FALSE | FALSE | 2020 | [13 empty] | FALSE |  |  | WP |  |  | DESKTOP-7EIEB7A\acont | 2022-01-24 06:11 | THOR\acont | 2024-09-08 17:27 | Cloned from Eaton Wheelock ET70WP-24177C-FW CLONED | [Eaton Wheelock] [NAC] ET70WP-24135C-FR (C), ET70WP-24135C-FW (C), ET70WP-24135W-FR (C), ET70WP-24135W-FW (C) [Eaton Wheelock, Hochiki] [AUDIO 70.7v] [70V AUDIO] ET70WP-24115C-FR (C), ET70WP-24115C-FW (C), ET70WP-24135C-FR (C), ET70WP-24135C-FW (C), ET70WP-24135W-FR (C), ET70WP-24135W-FW (C), ET70WP-24177C-FR (C), ET70WP-24177C-FW (C), ET70WP-24185W-FR, ET70WP-2 [Eaton Wheelock, Hochiki] [AUDIO 25v] [25V AUDIO] ET70WP-24115C-FR (C), ET70WP-24115C-FW (C), ET70WP-24135C-FR (C), ET70WP-24135C-FW (C), ET70WP-24135W-FR (C), ET70WP-24135W-FW (C), ET70WP-24177C-FR (C), ET70WP-24177C-FW (C), ET70WP-24185W-FR, ET70WP-241
b753b947-1559-4ea6-8e99-011d91a6557d | NFPA 170 MANUAL PULL |  |  | North | Edwards |  | Manual Station |  |  |  | Module | TRUE | MPSR1-DHTW-GE |  | Wpf, Single Action Station, DPDT, hex screw rest | 1 | [6 empty] | FALSE | [5 empty] | #FFFF0000 | FA-NFPA 170 MANUAL PULL | 1 | FALSE | FALSE | FALSE | 957 | [13 empty] | FALSE |  |  | WP |  |  |  |  | THOR\acont | 2024-09-08 17:27 |  | [Edwards, Kidde, Monaco Enterprises] [IDC] 01 1534-1, 200-GAOF, 270A-DPO, 270A-SPO, 270-DOC, 270-DOC-B, 270-DOC-F, 270-DPO, 270-GAO, 270-GAOB, 270-GAO-DOC, 270-GAO-DOCF, 270P-DPO, 270P-SPO, 270-SPO, 270-SPOW, 270-SPOWB, 270-SPOWF, 271-KR1/SR/GS, 276A-REL
3ca355b9-da89-4720-aa3e-011e0a243a7a | CADGEN MOTION DETECTOR CEILING |  |  | North | Honeywell |  | Motion Detector |  |  |  | Module | TRUE | IS3035 | ++ | PIR Motion Detector, 35 foot | 1 | 0.011 | 0.013 | [5 empty] | TRUE |  |  |  |  | #FFFF0000 | FA-CADGEN MOTION DETECTOR CEILING | 1 | FALSE | FALSE | FALSE | [20 empty] | DESKTOP-7EIEB7A\acont | 2023-01-30 10:35 | THOR\acont | 2024-09-08 17:27 | Cloned from Bosch DS9370 | [Honeywell] [AUX POWER] [*] [12VDC ++] DT8035 (C), DT8050 (C), IS3035 (C), IS3050 (C) [Honeywell] [IDC] 02 [INPUT] DT8035 (C), DT8050 (C), FG-1525FD, FG-1625F, IS3035 (C), IS3050 (C) [Honeywell] [ACCESS CONTROL INPUT] [INPUT] DT8035 (C), DT8050 (C), FG-1525FD, FG-1625F, IS3035 (C), IS3050 (C)
42fe34d8-da02-45bc-b39f-011e7677c2ff | NFPA 170 SPEAKER STROBE CEILING |  |  | North | Edwards |  | Speaker/Strobe |  |  |  | Module | TRUE | GCHFWA-S7VMC |  | 70V Ceiling Speaker/Strobe, White,15, 30, 75, 95 cd,,ALERT | 1 | 0 | 0.168 |  |  |  |  | FALSE | TRUE |  |  |  |  | #FF0070C0 | FA-NFPA 170 SPEAKER STROBE CEILING | 1 | FALSE | FALSE | FALSE | 2020 | [13 empty] | FALSE |  |  | C |  |  |  |  | THOR\acont | 2024-09-08 17:27 |  | [Edwards, Kidde] [NAC] [24 VDC] EGCFR-VM (C), EGCF-VM (C), GCFR-S7VM (C), GCFR-VM (C), GCF-S2VM (C), GCF-S7VM (C), GCF-VM (C), GCHFRF-S2VMC (C), GCHFRF-S7VMC (C), GCHFRN-S2VMC (C), GCHFRN-S7VMC (C), GCHFWA-S2VMA (C), GCHFWA-S2VMC (C), GCHFWA-S7VMA (C), G [Edwards, Kidde] [NAC] [16 VDC] EGCFR-VM (C), EGCF-VM (C), GCFR-S7VM (C), GCFR-VM (C), GCF-S2VM (C), GCF-S7VM (C), GCF-VM (C), GCHFRF-S2VMC (C), GCHFRF-S7VMC (C), GCHFRN-S2VMC (C), GCHFRN-S7VMC (C), GCHFWA-S2VMA (C), GCHFWA-S2VMC (C), GCHFWA-S7VMA (C), G [Edwards, Kidde] [AUDIO 70.7v] [70V AUDIO] G4F-S7, G4F-S7V1575, G4F-S7VM, G4HFRF-S7, G4HFRF-S7VMC, G4HFRN-S7, G4HFRN-S7VMC, G4HFWA-S7, G4HFWA-S7VMA, G4HFWA-S7VMC, G4HFWF-S7, G4HFWF-S7VMC, G4HFWN-S7, G4HFWN-S7VMA, G4HFWN-S7VMB, G4HFWN-S7VMC, G4RF-S7, G4RF
37e2bc15-7caa-4dbe-86db-011f1bda866d |  |  |  | North | Potter | [5 empty] | Module | TRUE | CAM |  | Class A Output Module | 1 | [6 empty] | FALSE | [5 empty] | #FFFFFFFF |  |  | FALSE | FALSE | FALSE |  |  |  | 7165-0328:0170 | [10 empty] | FALSE | [7 empty] | THOR\acont | 2024-10-09 10:48
8b4be332-f969-4bcd-951f-011f3f06006c |  |  |  | North | Edwards |  | Hardware |  |  |  | Hardware | TRUE | MBFP-2 |  | Flush Mounting Plate for MB Series Bells, Red Finish | 1 | [6 empty] | FALSE | [5 empty] | #FFFFFFFF |  |  | FALSE | FALSE | FALSE | [14 empty] | FALSE | [7 empty] | THOR\acont | 2024-10-09 10:48
49cceaaa-9a30-4945-babf-01201c028f69 |  |  |  | North | Siemens | [5 empty] | Module | TRUE | 789260-1 | S54430-F311-A1 | POLE MOUNT (U-BOLT) - 3" | 1 | [12 empty] | #FFFFFFFF |  |  | FALSE | FALSE | FALSE | [20 empty] | DESKTOP-7SAL8M7\acont | 2019-08-13 09:04 | THOR\acont | 2024-10-09 10:48
edd4a8f0-0b6f-44fc-a24e-0121e2ca9825 | NFPA 170 HEAT DETECTOR |  |  | North | Autocall |  | Heat Detector |  |  |  | Module | TRUE | A4098-9614E w/A4098-9788E | + | Electronic Heat Detector 2-Wire 200° F (57° C), High Humidity | 1 | 0.0001 | 0.086 |  |  |  |  | TRUE | TRUE |  |  |  |  | #FFFF0000 | FA-NFPA 170 HEAT DETECTOR | 1 | FALSE | FALSE | FALSE | 1403 | [16 empty] | 200 |  |  | THOR\acont | 2024-02-22 15:56 | THOR\acont | 2024-09-08 17:27 | Cloned from Autocall A4098-9612E w/A4098-9788E | [Autocall, Simplex] [IDC] 02 [*] 4090-9008, 4098-9612E w/4098-9683E (C), 4098-9612E w/4098-9684E (C), 4098-9612E w/4098-9788E (C), 4098-9613E w/4098-9683E (C), 4098-9613E w/4098-9684E (C), 4098-9613E w/4098-9788E (C), 4098-9614E w/4098-9683E (C), 4098-96 | [Autocall, Simplex] 4098-9612 w/4098-9682, 4098-9612E w/4098-9682E, 4098-9612E w/4098-9683E, 4098-9612E w/4098-9684E, 4098-9612E w/4098-9788E, 4098-9613 w/4098-9682, 4098-9613E w/4098-9682E, 4098-9613E w/4098-9683E, 4098-9613E w/4098-9684E, 4098-9613E w/4
fec73a39-4b01-414d-9ad8-01242eae073f |  |  |  | North | Edwards |  | Cards & Components |  |  |  | Card | TRUE | MN-PASM2 |  | Pre-AMP Supervison Module | 1 | 0.038 | 0.038 |  |  |  |  | TRUE | [5 empty] | #FFFFFFFF |  |  | FALSE | FALSE | FALSE | [14 empty] | FALSE | [7 empty] | THOR\acont | 2024-10-09 10:48
6ba546b2-b2c9-4ec8-a608-012584b34dee | NFPA 170 SMOKE DETECTOR |  |  | North | Autocall |  | Smoke Detector |  |  |  | Module | TRUE | A4098-9601 w/A4098-9788 | + | TrueAlarm Photoelectric Smoke Detector w/TrueAlarm Sensor 2-Wire Base | 1 | 0.0001 | 0.024 |  |  |  |  | TRUE | TRUE |  |  |  |  | #FFFF0000 | FA-NFPA 170 SMOKE DETECTOR | 1 | FALSE | FALSE | FALSE | 1408 | [19 empty] | DESKTOP-0D6CQVA\lousc | 2019-07-06 08:12 | THOR\acont | 2024-09-08 17:27 | 20191121 AC Detector with base | [Autocall, Simplex] [IDC] 01 2098-9201 (C), 2098-9202 (C), 2098-9203 (C), 2098-9208 (C), 2098-9576 (C), 2099-9101 (C), 2099-9102 (C), 2099-9103 (C), 2099-9104 (C), 2099-9105 (C), 2099-9107 (C), 2099-9108 (C), 2099-9754 (C), 2099-9755 (C), 2099-9756 (C),
74cfe661-cac0-464a-ba7a-012dece1fc8c |  |  |  | North | MIRCOM |  | Hardware |  |  |  | Hardware | TRUE | BBX-FXMNSB | ++ | Enclosu re for MNS Build, Black Door | 1 | [6 empty] | FALSE | [5 empty] | #FFFFFFFF |  |  | FALSE | FALSE | FALSE | [14 empty] | FALSE | [5 empty] | THOR\acont | 2024-02-23 14:58 | THOR\acont | 2024-10-09 10:48 | Cloned from MIRCOM BBX-FXMNS
fe407c08-3725-4207-8fe6-0133fdcabd48 | NFPA 170 FIRE ALARM CONTROL UNIT | RISER FACP |  | North | Fike |  | Fire Alarm Control Unit |  |  |  | Assembly | TRUE | 10-071 |  | CHEETAH® XI 50 INTELLIGENT SUPPRESSION CONTROL SYSTEM | 1 | [6 empty] | FALSE | [5 empty] | #FFFF0000 | FA-NFPA 170 FIRE ALARM CONTROL UNIT | 1 | FALSE | FALSE | FALSE | 202 | [8 empty] | 7,18,33,40,75 |  |  |  |  | TRUE | [5 empty] | AULAPTOP-PC\Aulaptop | 2018-11-28 04:40 | THOR\acont | 2024-09-08 17:27
351f6128-2736-484a-aa59-013d5aa3aaa1 | NFPA 170 SPEAKER STROBE |  |  | North | Edwards |  | Speaker/Strobe |  |  |  | Module | TRUE | G4WN-S7VMB |  | 70V Speaker/Strobe, White, no markings, Multi-cd blue | 1 | 0 | 0.078 |  |  |  |  | FALSE | [5 empty] | #FF0070C0 | FA-NFPA 170 SPEAKER STROBE | 1 | FALSE | FALSE | FALSE | 2019 | [13 empty] | FALSE | [7 empty] | THOR\acont | 2024-09-08 17:27 |  | [Edwards, Kidde] [NAC] [24 VDC] G4ERA-A, G4ERA-B, G4ERA-G, G4ERA-R, G4ERF-C, G4ERN-A, G4ERN-B, G4ERN-C, G4ERN-G, G4ERN-R, G4EWA-A, G4EWA-B, G4EWA-G, G4EWA-R, G4EWF-C, G4EWN-A, G4EWN-B, G4EWN-C, G4EWN-G, G4EWN-R, G4F-S2V1575, G4F-S2VM, G4F-S7V1575, G4F-S7 [Edwards, Kidde] [NAC] [16 VDC] G4ERA-A, G4ERA-B, G4ERA-G, G4ERA-R, G4ERF-C, G4ERN-A, G4ERN-B, G4ERN-C, G4ERN-G, G4ERN-R, G4EWA-A, G4EWA-B, G4EWA-G, G4EWA-R, G4EWF-C, G4EWN-A, G4EWN-B, G4EWN-C, G4EWN-G, G4EWN-R, G4F-S2V1575, G4F-S2VM, G4F-S7V1575, G4F-S7 [Edwards, Kidde] [AUDIO 70.7v] [70V AUDIO] G4F-S7, G4F-S7V1575, G4F-S7VM, G4HFRF-S7, G4HFRF-S7VMC, G4HFRN-S7, G4HFRN-S7VMC, G4HFWA-S7, G4HFWA-S7VMA, G4HFWA-S7VMC, G4HFWF-S7, G4HFWF-S7VMC, G4HFWN-S7, G4HFWN-S7VMA, G4HFWN-S7VMB, G4HFWN-S7VMC, G4RF-S7, G4RF
d161d11c-5c5a-4bf8-b555-013f6879b9af |  |  |  | North | Bosch | [5 empty] | Module | TRUE | D6641 | * | Telephone line card 0000166880 | 1 | [12 empty] | #FFFFFFFF |  |  | FALSE | FALSE | FALSE | [20 empty] | DESKTOP-7EIEB7A\acont | 2021-08-13 06:25 | THOR\acont | 2024-10-09 10:48
86162e3f-d862-4761-b677-013f6b474175 | NFPA 170 FLAME DETECTOR |  |  | North | Spectrex |  | Flame Detector |  |  |  | Module | TRUE | 40/40D-L4B | + | Spectrex SharpEye Ultra Fast UV/IR Flame Detector | 1 | 0.125 | 0.175 |  |  |  |  | TRUE | [5 empty] | #FFFF0000 | FA-NFPA 170 FLAME DETECTOR | 1 | FALSE | FALSE | FALSE | 1401 | [16 empty] | XP |  |  | DESKTOP-7EIEB7A\acont | 2022-05-16 16:23 | THOR\acont | 2024-09-08 17:27 | Cloned from Dräger Flame 3000 | [Spectrex] [IDC] [#1 ALARM] 40/40D-L4B, 40/40L-LB [Spectrex] [IDC] 04 40/40D-L4B, 40/40L-LB [Spectrex] [IDC] [#3 SUPERVISORY] 40/40D-L4B, 40/40L-LB [Spectrex] [AUX POWER] [*] 40/40D-L4B, 40/40L-LB [Spectrex] [IDC] [#2 FAULT] 40/40D-L4B, 40/40L-LB
9848fd16-0449-4ec5-a191-01418ca6cd34 | NFPA 170 STROBE WALL |  |  | North | Eaton Wheelock |  | Strobe |  |  |  | Module | TRUE | LSTW3 |  | WALL STROBE WHITE | 1 | [6 empty] | TRUE | TRUE |  |  |  |  | #FF0070C0 | FA-NFPA 170 STROBE WALL | 1 | FALSE | FALSE | FALSE | 2023 | [19 empty] | DESKTOP-7SAL8M7\acont | 2020-10-28 08:16 | THOR\acont | 2024-09-08 17:27 | Cloned from Eaton Wheelock LSTWC3 | [Eaton Wheelock] [NAC] [UL MAX] LSTR3 (C), LSTW3 (C)
23833e41-2ae4-4e9a-bee6-0141be9eff01 |  |  |  | North | Autocall | [5 empty] | Module | TRUE | A190-9858 | ++ | ES Net NIC dual channel single-mode fiber media card | 1 | 0.135 | 0.135 | [10 empty] | #FFFFFFFF |  |  | FALSE | FALSE | FALSE | [20 empty] | THOR\acont | 2024-02-23 06:36 | THOR\acont | 2024-10-09 10:48 | Cloned from Autocall A100-6307 | [Autocall, Simplex] [Fiber Optic] [NETWORK ++] 4007-6307, 4007-6308, 4007-6309, 4010-6307, 4010-6308, 4100-6307, 4100-6308, 4190-9858, 4190-9859, A007-6307, A007-6308, A007-6309, A010-6307, A010-6308, A100-6307, A100-6308, A190-9858, A190-9859 | [Autocall, Simplex] 4007-6307, 4007-6308, 4010-6307, 4100-6307, 4190-9858, A007-6307, A007-6308, A010-6307, A100-6307, A190-9858
56de1af2-9fb7-4f5d-b324-014521f438c6 | NFPA 170 FIRE ALARM CONTROL UNIT | RISER FACP |  | North | Kidde |  | Fire Alarm Control Unit |  |  |  | Assembly | TRUE | VS4-G-PG |  | FACP, 1-4 Loop, 1000pt max, 4 Cl B NACs, gray, 120v, Portuguese | 1 | [6 empty] | FALSE | [5 empty] | #FFFF0000 | FA-NFPA 170 FIRE ALARM CONTROL UNIT | 1 | FALSE | FALSE | FALSE | 202 | [8 empty] | 7,12,18 |  |  |  |  | TRUE | [7 empty] | THOR\acont | 2024-09-08 17:27
eb834be1-dd5e-4a86-9b0f-014e3946d19e | NFPA 170 FIRE ALARM CONTROL UNIT | RISER FACP |  | North | Autocall |  | Fire Alarm Control Unit |  |  |  | Assembly | TRUE | A010-9401 | ++ | Basic control unit with 2x40 LCD Operator Interface and (1) Two-loop Isolated IDNet2 Communications Channel, Class A or Class B operation, with support for up to 250 addressable analog devices, Red | 1 | [6 empty] | TRUE | [5 empty] | #FFFF0000 | FA-NFPA 170 FIRE ALARM CONTROL UNIT | 1 | FALSE | FALSE | FALSE | 202 | [8 empty] | 7,12,18,26,33,55,65,110 |  |  |  |  | TRUE | [5 empty] | DESKTOP-7SAL8M7\acont | 2019-10-21 12:43 | THOR\acont | 2024-09-08 17:27
2f898356-049a-41a5-83c3-0151ae1597a1 | NFPA 170 SMOKE HEAT DETECTOR |  |  | North | Edwards |  | Smoke/Heat Detector |  |  |  | Module | TRUE | SIGA-OSHD w/SIGA-SB4 BASE | ++ | Multisensor Smoke and Heat Detector | 1 | 3.2e-05 | 4.5e-05 |  |  |  |  | FALSE | TRUE |  |  |  |  | #FFFF0000 | FA-NFPA 170 SMOKE HEAT DETECTOR | 1 | FALSE | FALSE | FALSE | 1408 | [13 empty] | FALSE | [5 empty] | DESKTOP-7EIEB7A\acont | 2021-06-10 11:08 | THOR\acont | 2024-10-08 16:47 | Cloned from Edwards SIGA-OSCD w/SIGA-SB4 BASE | [Edwards, Kidde] [SLC EST MODULES/SENSORS] 01 [*] [iO64] DS-HFS (C), DS-PS (C), FX-HD w/IB4U BASE, FX-HD w/RB4U BASE, FX-HD w/SB4U BASE, FX-HD w/SB4U-LF BASE, FX-HD wB4U BASE, FX-PD w/B4U BASE (C), FX-PD w/IB4U BASE (C), FX-PD w/SB4U BASE (C), FX-PD w/SB [Edwards, Kidde] [SLC EST MODULES SENSORS] [*] [#2 SHARED ADDR ¦ SENSORS] KI-DDOS (C), SIGA2-COS w/SIGA-AB4G BASE, SIGA2-COS w/SIGA-AB4G-LF BASE, SIGA2-COS w/SIGA-AB4GT BASE, SIGA2-COS w/SIGA-IB BASE, SIGA2-COS w/SIGA-RB BASE, SIGA2-COS w/SIGA-SB BASE, S [Edwards, Kidde] [SLC EST SENSORS] 01 [*] [EST3, iO1000] DS-HFS (C), DS-PS (C), FX-HD w/IB4U BASE, FX-HD w/RB4U BASE, FX-HD w/SB4U BASE, FX-HD w/SB4U-LF BASE, FX-HD wB4U BASE, FX-PD w/B4U BASE (C), FX-PD w/IB4U BASE (C), FX-PD w/SB4U BASE (C), FX-PD w/SB [Edwards, Kidde] [SLC EST SENSORS] [*] [#4 TYPE ADDR ¦ SENSORS] KI-DDOS (C), SIGA2-COS w/SIGA-AB4G BASE, SIGA2-COS w/SIGA-AB4G-LF BASE, SIGA2-COS w/SIGA-AB4GT BASE, SIGA2-COS w/SIGA-IB BASE, SIGA2-COS w/SIGA-RB BASE, SIGA2-COS w/SIGA-SB BASE, SIGA2-HCOS
804c412b-8649-4489-a329-0152d929045d | NFPA 170 SMOKE DETECTOR |  |  | North | MIRCOM |  | Smoke Detector |  |  |  | Module | TRUE | MIX-2251B w/B224RB-WH | + | Intelligent Photoelectric Smoke Sensor, Relay Base | 1 | 0.0003 | 0.0065 |  |  |  |  | FALSE | TRUE |  |  |  |  | #FFFF0000 | FA-NFPA 170 SMOKE DETECTOR | 1 | FALSE | FALSE | FALSE | 1408 | [13 empty] | FALSE |  |  | P, R |  |  | DESKTOP-7SAL8M7\acont | 2019-04-12 09:08 | THOR\acont | 2024-09-08 17:27 | 20191121 AC Detector with base | [MIRCOM] [SLC MODULES SENSORS] [*] [#2 SHARED ADDR ¦ SENSORS] DNR w/MIX-2251BR (C), DNR w/MIX-2351RAP (C), MIX-1251AP w/B200SR-LF-WH (C), MIX-1251AP w/B200SR-WH (C), MIX-1251AP w/B210LP (C), MIX-1251AP w/B224RB-WH (C), MIX-1251AP w/B501 (C), MIX-1251B w/ [MIRCOM] [SLC SENSORS] [*] [#4 TYPE ADDR ¦ SENSORS] DNR w/MIX-2251BR (C), DNR w/MIX-2351RAP (C), MIX-1251AP w/B200SR-LF-WH (C), MIX-1251AP w/B200SR-WH (C), MIX-1251AP w/B210LP (C), MIX-1251AP w/B224RB-WH (C), MIX-1251AP w/B501 (C), MIX-1251B w/B200SR-LF-
76db1f83-3c8d-49f5-b5bf-015bf864a266 |  |  |  | North | VES |  | Cards & Components |  |  |  | Card | TRUE | VF0860 Main Board | + | Main Board | 1 | 0.27 | 0.29 |  |  |  |  | TRUE | [5 empty] | #FFFFFFFF |  |  | FALSE | FALSE | FALSE | [20 empty] | DESKTOP-7EIEB7A\acont | 2021-11-16 16:37 | THOR\acont | 2024-10-09 10:48 | Cloned from VES VF0850 Main Board | [AutoPulse, Hochiki, VES] [IDC] [#2 TROUBLE] 542R Main Board, FNP-1127 Main Board, HCVR-3 Main Board, VF0810 Main Board, VF0820 Main Board, VF0850 Main Board, VF0860 Main Board, VF1420 Main Board, VF1810-10 Main Board, VF1848-10/11 Main Board, VF1858-10/ [AutoPulse, Hochiki, VES] [IDC] [#1 ALARM] 542R Main Board, FNP-1127 Main Board, HCVR-3 Main Board, VF0810 Main Board, VF0820 Main Board, VF0850 Main Board, VF0860 Main Board, VF1420 Main Board, VF1810-10 Main Board, VF1848-10/11 Main Board, VF1858-10/11 [AutoPulse, Hochiki, VES] [IDC] [#3 SUPERVISORY] 542R Main Board, FNP-1127 Main Board, HCVR-3 Main Board, VF0810 Main Board, VF0820 Main Board, VF0850 Main Board, VF0860 Main Board, VF1420 Main Board, VF1810-10 Main Board, VF1848-10/11 Main Board, VF1858 | [VES] VF0860 Main Board
681d78c0-fe44-4a0e-b41f-015fe81c92b6 |  |  |  | North | Bosch | [5 empty] | Module | TRUE | ASL-AEC21-SWK | * | ACCESS CONTROL SOFTWARE KIT | 1 | [12 empty] | #FFFFFFFF |  |  | FALSE | FALSE | FALSE | [20 empty] | DESKTOP-7EIEB7A\acont | 2021-08-13 06:25 | THOR\acont | 2024-10-09 10:48
acc50673-9e1a-481a-ae8f-01632f8a3f3f | NFPA 170 HEAT DETECTOR |  |  | North | Hochiki |  | Heat Detector |  |  |  | Module | TRUE | DCD-190 w/NS6-221 STANDARD BASE | DCD-190 w/NS6-221 STANDARD BASE | HEAT DETECTOR w/ STANDARD BASE | 1 |  | 0.196 |  |  |  |  | TRUE | TRUE |  | *Refer to Install Sheet |  |  | #FFFF0000 | FA-NFPA 170 HEAT DETECTOR | 1 | FALSE | FALSE | FALSE | 1403 | [19 empty] | DESKTOP-0D6CQVA\lousc | 2019-10-12 07:53 | THOR\acont | 2024-09-08 17:27 | Cloned from Hochiki DCD-135 w/NS6-221 STANDARD BASE | [Hochiki] [IDC] 01 [IDC] DCD-135 w/HSC-220L LATCHING LED BASE (C), DCD-135 w/HSC-220R - 2 WIRE RELAY BASE (C), DCD-135 w/HSC-221L LATCHING LED BASE (C), DCD-135 w/HSC-221R - 2 WIRE RELAY BASE (C), DCD-135 w/HSC-224L LATCHING LED BASE (C), DCD-135 w
d5612303-1d1f-40b4-ac20-01638da49380 | NFPA 170 SPEAKER WALL |  |  | North | Siemens |  | Speaker |  |  |  | Module | TRUE | SEFH-R | S54360-F6-A1 | HIGH FIDELITY SPEAKER, SQUARE, HIFI, LOW PROFILE, WALL, RED | 1 | [12 empty] | #FF0070C0 | FA-NFPA 170 SPEAKER WALL | 1 | FALSE | FALSE | FALSE | 2021 | [19 empty] | DESKTOP-7SAL8M7\acont | 2019-08-13 09:04 | THOR\acont | 2024-09-08 17:27 |  | [Siemens] [AUDIO 25v] [25V AUDIO] SEFH-AHMC-CW-ALERT (C), SEFH-AMC-CW-ALERT (C), SEFH-AMC-W-ALERT, SEFH-CR (C), SEFH-CW (C), SEFH-HMC-CR (C), SEFH-HMC-CR-ALERT (C), SEFH-HMC-CW (C), SEFH-HMC-CW-ALERT (C), SEFH-HMC-R, SEFH-HMC-W, SEFH-MC-CR (C), SEFH-MC-C [Siemens] [AUDIO 70.7v] [70V AUDIO] SEFH-AHMC-CW-ALERT (C), SEFH-AMC-CW-ALERT (C), SEFH-AMC-W-ALERT, SEFH-CR (C), SEFH-CW (C), SEFH-HMC-CR (C), SEFH-HMC-CR-ALERT (C), SEFH-HMC-CW (C), SEFH-HMC-CW-ALERT (C), SEFH-HMC-R, SEFH-HMC-W, SEFH-MC-CR (C), SEFH-MC
af6bf098-49e0-4eb7-b229-016e087fcbc6 |  |  |  | North | ADT Unimode |  | Cards & Components |  |  |  | Card | TRUE | TIS-ANN-80 CARD | F | 80-Character LCD Annunciator Card | 1 | 0.015 | 0.04 |  |  |  |  | TRUE | [5 empty] | #FFFFFFFF |  |  | FALSE | FALSE | FALSE | [14 empty] | FALSE | [7 empty] | THOR\acont | 2024-10-09 10:48 |  | [ADT Unimode] [SWIFT ANN-BUS] TIS-ANN-80 CARD [ADT Unimode] [RS-485] TIS-ANN-80 CARD [ADT Unimode] [AUX POWER] TIS-ANN-80 CARD
5bb0e2fc-ea73-490d-b732-016fe946c06c |  |  |  | North | Edwards |  | Hardware |  |  |  | Hardware | TRUE | LKW-4 |  | SMOKE - Wall Orientation | 1 | [6 empty] | FALSE | [5 empty] | #FFFFFFFF |  |  | FALSE | FALSE | FALSE | [14 empty] | FALSE | [7 empty] | THOR\acont | 2024-10-09 10:48
38e0a9c0-7bb0-4f56-b0ae-017090aaa277 | NFPA 170 FIRE ALARM CONTROL INTERFACE |  |  | North | Block Definition Only |  | Interface |  |  |  | Module | TRUE | NFPA 170 FIRE ALARM CONTROL INTERFACE |  | NFPA 170 FIRE ALARM CONTROL INTERFACE | 1 | [12 empty] | #FFFF0000 | FA-NFPA 170 FIRE ALARM CONTROL INTERFACE | 1 | FALSE | FALSE | FALSE | 201 | [19 empty] | AULAPTOP-PC\Aulaptop | 2020-03-26 07:41 | THOR\acont | 2024-09-08 17:27
a23869d7-9eb5-41d6-9b7a-017436128bb4 |  |  |  | North | Siemens | [5 empty] | Module | TRUE | HZM | 500-034850 | CONVENTIONAL ZONE MODULE | 1 | [12 empty] | #FFFFFFFF |  |  | FALSE | FALSE | FALSE | [20 empty] | DESKTOP-7SAL8M7\acont | 2019-08-13 09:04 | THOR\acont | 2024-10-09 10:48
76342785-e91b-4d0e-b635-0179f095e2e1 | NFPA 170 FLAME DETECTOR |  |  | North | Macurco |  | Flame Detector |  |  |  | Module | TRUE | 84-4112-1100-20 | ++ | TXP-FDE UV/IR-F-HD, Video, SS, M25, Tilt Mount | 1 | 0.012 | 0.18 |  |  |  |  | FALSE | FALSE |  |  | 5.51” (L) x 3.54” (W) x 3.54” (H) |  | #FFFF0000 | FA-NFPA 170 FLAME DETECTOR | 1 | FALSE | FALSE | FALSE | 1401 | [13 empty] | FALSE |  |  | UV/IR |  |  | THOR\acont | 2024-01-09 08:30 | THOR\acont | 2024-09-08 17:27 | Cloned from Macurco 84-3211-1100-20 CLONED CLONED CLONED CLONED CLONED CLONED | [Firelite, Macurco, Notifier, Silent Knight, System Sensor] [AUX POWER] [*] [AUX INPUT ++] 1251B (C), 1412B (C), 1424 (C), 2112/24AT (C), 2112/24S (C), 2112/24TS (C), 2112AITR (C), 2112ATR (C), 2112R (C), 2124AITR (C), 2124ATR (C), 2124R (C), 2151 w/B110 [Firelite, Macurco, Notifier, Silent Knight, System Sensor] [IDC] 01 [IDC 4-WIRE ++] 1251B (C), 1412B (C), 1424 (C), 2112/24AT (C), 2112/24S (C), 2112/24TS (C), 2112AITR (C), 2112ATR (C), 2112R (C), 2124AITR (C), 2124ATR (C), 2124R (C), 2151 w/B110RLP (C
ae31dff1-f4c7-4abf-ab7c-017a1b8dd62a | NFPA 170 ADDRESSABLE OUTPUT MODULE |  |  | North | Notifier |  | Addressable Control/Relay |  |  |  | Module | TRUE | NC-100RA | ++ | Intelligent addressable relay module, ULC listed model. | 1 | 0.000255 | 0.0065 |  |  |  |  | FALSE | FALSE | FLUSH |  | 4" SQ. DEEP | N/A | #FFFF0000 | FA-NFPA 170 ADDRESSABLE OUTPUT MODULE | 1 | FALSE | FALSE | FALSE | 1100 |  |  | 7300-0028:230 |  |  | S635 | [7 empty] | FALSE | [7 empty] | THOR\acont | 2024-09-08 17:27 |  | [Honeywell, Notifier, System Sensor] [SLC MODULES SENSORS] [*] [#1 SHARED ADDR ¦ MODULES] 30-3013 w/FMM-101, Q3013D, ACM-8R, ACPS-610, AMPS-24, AMPS-24E, EM-1M, EM-1MI, EM-1MM, EM-1MMI, EM-1R, EM-1RI, EM-1SR, EM-1SRI, FCM-1, FCM-1-REL, FD7044 MM-101, FDM [Notifier] [AUX POWER, RELAY] [RISER INPUT] EM-1R, EM-1RI, FRM-1, NC-100R, NC-100RA [Honeywell, Notifier, System Sensor] [SLC MODULES] [*] [#3 TYPE ADDR ¦ MODULES] 30-3013 w/FMM-101, Q3013D, ACM-8R, ACPS-610, AMPS-24, AMPS-24E, EM-1M, EM-1MI, EM-1MM, EM-1MMI, EM-1R, EM-1RI, EM-1SR, EM-1SRI, FCM-1, FCM-1-REL, FD7044 MM-101, FDM-1, FDRM-1 | [Notifier, Silent Knight] EM-1R, EM-1RI, FRM-1, HFS-MR, NC-100R, NC-100RA
7dccdcd6-2c7a-4117-be36-0181e1169596 | NFPA 170 HORN CEILING |  |  | North | Block Definition Only |  | Horn |  |  |  | Module | TRUE | NFPA 170 HORN CEILING |  | NFPA 170 HORN CEILING | 1 | [7 empty] | TRUE |  |  |  |  | #FF0070C0 | FA-NFPA 170 HORN CEILING | 1 | FALSE | FALSE | FALSE | 2011 | [19 empty] | AULAPTOP-PC\Aulaptop | 2020-03-26 07:41 | THOR\acont | 2024-09-08 17:27
b75945da-8f4b-4e2f-9bd0-0185c6dfb424 | NFPA 170 MANUAL PULL |  |  | North | Firelite |  | Manual Station |  |  |  | Module | TRUE | BG-12LA | + | Same as BG-12L with auxiliary contacts. | 1 | [6 empty] | TRUE | [5 empty] | #FFFF0000 | FA-NFPA 170 MANUAL PULL | 1 | FALSE | FALSE | FALSE | 957 | [19 empty] | DESKTOP-7SAL8M7\acont | 2019-03-29 16:22 | THOR\acont | 2024-09-08 17:27 | Cloned from Firelite BG-12 CLONED | [Firelite] [IDC] 01 BG-12, BG-12L, BG-12LA, BG-12LO, BG-12LOB, BG-12LPS, BG-12LPSP, BG-12LSP, BG-12S, BG-12SL, BG-8, BG-8SP
2dc1d617-4488-4c65-be84-018bef470440 |  |  |  | North | Edwards |  | Hardware |  |  |  | Hardware | TRUE | 2250005 |  | EMI Filter/Ferrite Cable Clamp (CPU to PS cable) | 1 | [6 empty] | FALSE | [5 empty] | #FFFFFFFF |  |  | FALSE | FALSE | FALSE | [14 empty] | FALSE | [7 empty] | THOR\acont | 2024-10-09 10:48
14d82c07-b44c-4d31-95d5-0195ea06eb4e | CADGEN GLASS BREAK |  |  | North | Bosch |  | Glass Break Detector |  |  |  | Module | TRUE | DS1108i | ++ | Glass Break Detector | 1 | 0.021 | 0.021 |  |  | 12 | [7 empty] | #FFFF0000 | FA-CADGEN GLASS BREAK | 1 | FALSE | FALSE | FALSE | [17 empty] | RPT |  |  | DESKTOP-7EIEB7A\acont | 2022-08-25 08:56 | THOR\acont | 2024-09-08 17:27 | Cloned from Bosch DS1103i | [BluePoint, Bosch, Honeywell] [AUX POWER] [*] [12VDC ++] BP01-302, BP01-303, D125B, D185, DS1101i, DS1102i, DS1103i, DS1108i, DS936 (C), DS9360 (C), DS936B (C), DS936-CHI (C), DS936-FRA (C), DS937 (C), DS9370 (C), DS9371 (C), DS939 (C), DS939-CHI (C), EN [Bosch, Optex] [ACCESS CONTROL INPUT] [*] [INPUT] DS1101i, DS1102i, DS1103i, DS1108i, DS936 (C), DS9360 (C), DS936B (C), DS936-CHI (C), DS936-FRA (C), DS937 (C), DS9370 (C), DS9371 (C), DS939 (C), DS939-CHI (C), FX-360 (C), ISC-BDL2-W12G, ISC-BDL2-W12GE, [Bosch, Optex] [IDC] 01 [INPUT] DS1101i, DS1102i, DS1103i, DS1108i, DS936 (C), DS9360 (C), DS936B (C), DS936-CHI (C), DS936-FRA (C), DS937 (C), DS9370 (C), DS9371 (C), DS939 (C), DS939-CHI (C), FX-360 (C), ISC-BDL2-W12G, ISC-BDL2-W12GE, ISC-BDL2-W12HE, I
e6bb0f56-92a3-4428-9ca7-01983cef5a0b | NFPA 170 HEAT DETECTOR |  |  | North | Firelite |  | Heat Detector |  |  |  | Module | TRUE | H355 w/B200SR | + | White, Low-profile 135°F fixed thermal sensor, Sounder Base | 1 | 0.0003 | 0.0065 |  |  |  |  | FALSE | TRUE |  |  |  |  | #FFFF0000 | FA-NFPA 170 HEAT DETECTOR | 1 | FALSE | FALSE | FALSE | 1403 | [13 empty] | FALSE |  |  | 135° |  |  | DESKTOP-7SAL8M7\acont | 2019-03-28 06:30 | THOR\acont | 2024-09-08 17:27 | 20191121 AC Detector with base | [Firelite] [AUX POWER] AD355 w/B200SR-WH (C), CP355 w/B200SR-WH (C), H355 w/B200SR (C), H355HT w/B200SR (C), H355R w/B200SR (C), H365 w/B200S-WH (C), H365HT w/B200S-WH (C), H365R w/B200S-WH (C), SD355 w/B200SR (C), SD355CO w/B200S-WH (C), SD355T w/B200SR [Firelite, System Sensor] [SLC SENSORS] [*] [#4 TYPE ADDR ¦ SENSORS] AD355 w/B200SR-LF-WH (C), AD355 w/B200SR-WH (C), AD355 w/B210LP (C), AD355 w/B224BI-WH (C), AD355 w/B224RB-WH (C), AD355 w/B501 (C), BEAM355 (C), BEAM355S (C), CP355 w/B200SR-WH (C), CP [Firelite, System Sensor] [SLC MODULES SENSORS] [*] [#2 SHARED ADDR ¦ SENSORS] AD355 w/B200SR-LF-WH (C), AD355 w/B200SR-WH (C), AD355 w/B210LP (C), AD355 w/B224BI-WH (C), AD355 w/B224RB-WH (C), AD355 w/B501 (C), BEAM355 (C), BEAM355S (C), CP355 w/B200SR-
857be867-7adc-400c-950e-01a60c1e7f3c |  |  |  | North | MIRCOM |  | Cards & Components |  |  |  | Card | TRUE | SRM-312R Main Board |  | Smart Relay Module | 1 | [6 empty] | TRUE | [5 empty] | #FFFFFFFF |  |  | FALSE | FALSE | FALSE | [14 empty] | FALSE | [5 empty] | AULAPTOP-PC\Aulaptop | 2018-10-13 07:27 | THOR\acont | 2024-10-09 10:48 | Cloned from MIRCOM SRM-312R
a2e23229-a4d6-405d-b5ba-01b14187ffbe |  |  |  | North | Edwards |  | Cards & Components |  |  |  | Card | TRUE | 4-FWAL-SM | n | SFP Network Media Interface, Single Mode Fiber | 1 | 0.035 | 0.035 |  |  |  |  | TRUE | [5 empty] | #FFFFFFFF |  |  | FALSE | FALSE | FALSE | [20 empty] | DESKTOP-7SAL8M7\acont | 2019-12-13 12:52 | THOR\acont | 2024-10-09 10:48
46739efc-0f7f-449c-8f37-01b7a7da0dfe | NFPA 170 FIRE ALARM CONTROL UNIT | RISER FACP |  | North | NAPCO |  | Fire Alarm Control Unit |  |  |  | Assembly | TRUE | FL-X2-32 | ++ | FireLink Conventional 8 to 32 Zone Fire Alarm Control Panel, preloaded program ideal for waterflow supervisory, expandable to 32; 2A programmable NAC circuits, up to 4 max @ 24V; Dual SIM Cellular Alarm Communicator (Verizon® + AT&T® / IP) and integral menu-Driven LCD annunciator | 1 | [6 empty] | TRUE |  |  |  | 16”x 14.25” x 5.2” (H x W x D) |  | #FFFF0000 | FA-NFPA 170 FIRE ALARM CONTROL UNIT | 1 | FALSE | FALSE | FALSE | 202 | [8 empty] | 7,12,16 |  | 16 |  |  | TRUE | [5 empty] | THOR\acont | 2025-02-04 13:59 |  |  | Cloned from NAPCO FL-32FACP-LTEA
1d60c0d1-834a-42bc-8a1d-01c153e83c9b |  |  |  | North | Firelite |  | Cards & Components |  |  |  | Card | TRUE | MS-9200UD Main Board | + | Intelligent Addressable FACP with Built-In Communicator Main Board | 1 | 0.3 | 0.325 | 3 |  |  |  | TRUE | FALSE |  |  |  |  | #FFFFFFFF |  |  | FALSE | FALSE | FALSE | [14 empty] | FALSE | [5 empty] | THOR\acont | 2023-09-29 07:56 | THOR\acont | 2024-10-09 10:48 | Cloned from Firelite MS-9200UDLS Main Board | [ADT Unimode, AES, Firelite, NAPCO, Notifier] [VAC ] [VAC] 1640, 200UDLS Main Board, 411UDAC Main Board, ACC-25/50 Main Board, BE-500 CPU, CPU-N16LD, CPU-N16LND, ECC-125DA (25V) Main Board, ECC-50/100 Main Board (100W, 25V), ECC-50/100 Main Board (100W, | [Firelite] MS-9200UD Main Board
5c332a4e-c212-474c-b350-01ca2daeb63e | NFPA 170 ADDRESSABLE OUTPUT MODULE |  |  | North | Hochiki |  | Addressable Control/Relay |  |  |  | Module | TRUE | SOM-A CLASS A SUPERVISED OUTPUT MODULE | CLASS A SUPERVISED OUTPUT MODULE | CLASS A SUPERVISED OUTPUT MODULE | 1 | 0.00042 | 0.0005 |  |  |  |  | TRUE |  |  | *Refer to Install Sheet |  |  | #FFFF0000 | FA-NFPA 170 ADDRESSABLE OUTPUT MODULE | 1 | FALSE | FALSE | FALSE | 1100 | [21 empty] | THOR\acont | 2024-09-08 17:27 | from Hochiki DCP-R2ML/-I DUAL RELAY MODULE | [Hochiki, VES] [SLC HOCHIKI] 02 [*] [SLC] CZM CONVENTIONAL ZONE MODULE, DCP-AMS Single Action Hex Key Lock, DCP-AMS-KL Single Action Key Lock, DCP-AMS-KL-LP Dual Action Key Lock, DCP-AMS-LP Dual Action Hex Key Lock, DIMM - DUAL INPUT MONITOR MODULE, DIMM [Hochiki] [AUX POWER, NAC] [24 VDC] SOM SUPERVISED OUTPUT MODULE, SOM-A CLASS A SUPERVISED OUTPUT MODULE, SOM-AI CLASS A SUPERVISED OUTPUT MODULE, SOM-R SUPERVISED OUTPUT MODULE | [Hochiki] SOM SUPERVISED OUTPUT MODULE, SOM-A CLASS A SUPERVISED OUTPUT MODULE, SOM-AI CLASS A SUPERVISED OUTPUT MODULE, SOM-R SUPERVISED OUTPUT MODULE
590c3064-c2b2-4821-9430-01db38a8b42e |  |  |  | North | Siemens | [5 empty] | Module | TRUE | RPR-1 | 500-694998 | REMOTE POLARIZED RELAY -24VDC WITH SXL, MXL & SYSTEM 3 | 1 | [12 empty] | #FFFFFFFF |  |  | FALSE | FALSE | FALSE | [20 empty] | DESKTOP-7SAL8M7\acont | 2019-08-13 09:04 | THOR\acont | 2024-10-09 10:48
b5d13f4b-4057-4c33-9529-01de403738c1 | NFPA 170 SMOKE CO DETECTOR |  |  | North | Gamewell FCI |  | Smoke/CO Detector |  |  |  | Module | TRUE | MCS-COP3 w/B224RB-WH | + | Intelligent multi-criteria photo/CO, bright white, Velociti w/ Intelligent relay base, white, UL listed | 1 | 0.0002 | 0.0045 |  |  |  |  | FALSE | TRUE | FLUSH |  | 4" SQ. DEEP | 3 "O" PLASTER RING | #FFFF0000 | FA-NFPA 170 SMOKE CO DETECTOR | 1 | FALSE | FALSE | FALSE | 1407 | [13 empty] | FALSE |  |  | R |  |  | DESKTOP-7SAL8M7\acont | 2020-11-19 16:12 | THOR\acont | 2024-09-08 17:27 | Cloned from Gamewell ASD-PL3 w/B224RB-WH | [Gamewell FCI] [SLC SENSORS] [*] [#4 TYPE ADDR ¦ SENSORS] ADPF (C), ASD-PL2F w/B200S-LF-WH (C), ASD-PL2F w/B210LP (C), ASD-PL2FR (C), ASD-PL3 w/B200S-LF-WH (C), ASD-PL3 w/B200SR-LF-WH (C), ASD-PL3 w/B200SR-WH (C), ASD-PL3 w/B224BI-WH (C), ASD-PL3 w/B224R
7e96c95d-d9e4-40e7-ad98-01e5749f29d2 |  |  |  | North | Simplex |  | Hardware |  |  |  | Hardware | TRUE | 4090-9801 | + | Adapter plate for semi-flush mounted box | 1 | [6 empty] | FALSE | [5 empty] | #FFFFFFFF |  |  | FALSE | FALSE | FALSE | [14 empty] | FALSE | [5 empty] | DESKTOP-7EIEB7A\acont | 2022-02-21 13:19 | THOR\acont | 2024-10-09 10:48 | Cloned from Simplex 4090-9802
fa01e608-6364-4c87-b658-01e5c384303d |  |  |  | North | Edwards |  | Cards & Components |  |  |  | Card | TRUE | QS8-CPU-1-BR |  | OBSOLETE - CPU/Display with 1 Annunciator Option Space, British | 1 | [6 empty] | TRUE | [5 empty] | #FFFFFFFF |  |  | FALSE | FALSE | FALSE | [14 empty] | FALSE | [7 empty] | THOR\acont | 2024-10-09 10:48
ba635458-d3c8-4769-8035-01e9a286481a | NFPA 170 HORN STROBE |  |  | North | Eaton Wheelock |  | Horn/Strobe |  |  |  | Module | TRUE | MTWP-2475W-FW |  | NOTIFICATION, MULTI-TONE HORNSTROBE, WHITE, WALL, 15CD, WP | 1 | 0 | 0.168 |  |  |  |  | FALSE | FALSE |  |  |  |  | #FF0070C0 | FA-NFPA 170 HORN STROBE | 1 | FALSE | FALSE | FALSE | 2012 | [13 empty] | FALSE |  |  | WP |  |  | DESKTOP-7SAL8M7\acont | 2020-11-17 09:33 | THOR\acont | 2024-09-08 17:27 | Cloned from Eaton Wheelock ASWP-2475W-FW | [Eaton Wheelock, Hochiki] [NAC] [24VDC, Code 3 Horn, HI] MT-12/24-R, MT-12/24-W, MTWP-2475C-FR (C), MTWP-2475C-FW (C), MTWP-2475W-FR, MTWP-2475W-FW, MTWP-24MCCH-FR (C), MTWP-24MCCH-FW (C) [Eaton Wheelock, Hochiki] [NAC] [24VDC, Code 3 Horn, STD] MT-12/24-R, MT-12/24-W, MTWP-2475C-FR (C), MTWP-2475C-FW (C), MTWP-2475W-FR, MTWP-2475W-FW, MTWP-24MCCH-FR (C), MTWP-24MCCH-FW (C)
c16c5059-5ae6-4efe-b147-01ef6791dd79 |  |  |  | North | Siemens | [5 empty] | Module | TRUE | 40/40L-222SF | S54430-F131-A1 | UV/IR FLM DET WO2 85C 3/4" SS FM | 1 | [12 empty] | #FFFFFFFF |  |  | FALSE | FALSE | FALSE | [20 empty] | DESKTOP-7SAL8M7\acont | 2019-08-13 09:04 | THOR\acont | 2024-10-09 10:48
d9a4df1d-2982-493a-9119-01f31353e8d3 | NFPA 170 FIRE ALARM CONTROL UNIT | RISER FACP |  | North | Firelite |  | Fire Alarm Control Unit |  |  |  | Assembly | TRUE | MS-9050UD | + | Fire Alarm Control Panel with DACT | 1 | [6 empty] | FALSE | FALSE |  |  |  |  | #FFFF0000 | FA-NFPA 170 FIRE ALARM CONTROL UNIT | 1 | FALSE | FALSE | FALSE | 202 | [8 empty] | 7,12,18 |  |  | 2.7 |  | TRUE | [7 empty] | THOR\acont | 2024-09-08 17:27
e490a6ed-0a8b-4317-8490-01f97ab1232a |  |  |  | North | Software House | Security/Access Control |  |  |  |  | Module | TRUE | USTAR-GCM-2U |  |  | 1 | [12 empty] | #FFFFFFFF |  |  | FALSE | FALSE | FALSE | [20 empty] | THOR\acont | 2024-03-12 21:43 | THOR\acont | 2024-10-09 10:48
e386f450-3529-4627-8362-01fc5dee66f3 | NFPA 170 HORN STROBE CEILING |  |  | North | Siemens |  | Horn/Strobe |  |  |  | Module | TRUE | SC-LFSS-CR-F |  | CEILING ACEND LOW FREQUENCY SOUNDER STROBE, RED, "FIRE" | 1 | [6 empty] | TRUE | [5 empty] | #FF0070C0 | FA-NFPA 170 HORN STROBE CEILING | 1 | FALSE | FALSE | FALSE | [17 empty] | LF |  |  | XPS-17-9710\August | 2024-10-16 04:44 | XPS-17-9710\August | 2024-10-16 04:46 | Cloned from Siemens SC-LFSS-WR-F | [Siemens] [NAC] [Continuous High, Continuous Low, T3 High, T3 Low, T4 High, T4 Low] SC-LFSS-CR-F , SC-LFSS-CW-F , SC-LFSS-WR-F, SC-LFSS-WW-F
c95b7770-90cd-487d-98c5-02001dd5c250 |  |  |  | North | Autocall |  | Cards & Components |  |  |  | Card | TRUE | A100-5311 | ++ | Expansion EPS with IDNet 2 Module | 1 | 0.225 | 0.49 |  |  |  |  | TRUE | [5 empty] | #FFFFFFFF |  |  | FALSE | FALSE | FALSE | [20 empty] | DESKTOP-0D6CQVA\lousc | 2019-07-06 14:07 | THOR\acont | 2024-10-09 10:48 | Cloned from AutoCall A100-6047 |  | [Autocall, Simplex] 4007-9101(BA) CPU, 4007-9102(BA) CPU, 4007-9202 CPU, 4100-5311, A007-9101/9102 CPU, A007-9202 CPU, A010-9422 CPU, A010-9425 CPU, A010-9426 CPU, A010-9601 ESS, A010-9602 CPU, A010-9604 CPU, A100-5101, A100-5311, A100-5325, A100-9121 CPU [Autocall] A100-5311 [Autocall, Simplex] 4100-5311, A100-3110, A100-5111, A100-5311
0834ae30-09ab-4caa-8123-0204be4bacd0 |  |  |  | North | Siemens | [5 empty] | Module | TRUE | VNT-PC | 500-650490 | Virtual Network Tunnel | 1 | [12 empty] | #FFFFFFFF |  |  | FALSE | FALSE | FALSE | [20 empty] | DESKTOP-7SAL8M7\acont | 2019-08-13 09:04 | THOR\acont | 2024-10-09 10:48
e01bf62d-9d29-4dd8-ba08-0213037b6c9d | NFPA 170 STROBE WALL |  |  | North | Siemens |  | Strobe |  |  |  | Module | TRUE | ST-MC-W | 500-636100++ | STROBE MULTI-CANDELA WHITE | 1 | [12 empty] | #FF0070C0 | FA-NFPA 170 STROBE WALL | 1 | FALSE | FALSE | FALSE | 2023 | [19 empty] | THOR\acont | 2024-04-11 10:26 | THOR\acont | 2024-09-08 17:27 | Cloned from Siemens ST-MC-R | [Siemens] [NAC] [DC] ST-MC-R, ST-MC-W [Siemens] [NAC] [FWR] ST-MC-R, ST-MC-W
34922165-2a96-422d-bda8-0214eb8b66d3 |  |  |  | North | Bosch | [5 empty] | Module | TRUE | ISN-SM-80 | * | SENSOR SEISMIC DETECTOR | 1 | [12 empty] | #FFFFFFFF |  |  | FALSE | FALSE | FALSE | [20 empty] | DESKTOP-7EIEB7A\acont | 2021-08-13 06:25 | THOR\acont | 2024-10-09 10:48
ee3032e7-bb63-4fa0-82a1-02186d67abf7 | NFPA 170 FIRE ALARM CONTROL UNIT | RISER FACP |  | North | Silent Knight |  | Fire Alarm Control Unit |  |  |  | Assembly | TRUE | 6808 | ++ | Intelligent Fire Alarm Control Panel with Communicator | 1 | [6 empty] | FALSE |  |  |  | 16.4” W x 26.4” H x 4.1” D (41.66cm W x 67.06cm H x 10.41cm D) |  | #FFFF0000 | FA-NFPA 170 FIRE ALARM CONTROL UNIT | 1 | FALSE | FALSE | FALSE | 202 | [8 empty] | 7,12,18,35 |  | 18 |  |  | TRUE | [5 empty] | DESKTOP-7EIEB7A\acont | 2022-11-07 07:31 | THOR\acont | 2024-09-08 17:27 | Cloned from Silent Knight 6808 (SK)
b33ad2fe-ad19-4e2d-b256-021a1fa2beff |  |  |  | North | Gamewell FCI |  | Hardware |  |  |  | Hardware | TRUE | INCC-BP |  | Command center blank face plate (occupies 1 slot on inner door) | 1 | [6 empty] | FALSE | [5 empty] | #FFFFFFFF |  |  | FALSE | FALSE | FALSE | [14 empty] | FALSE | [7 empty] | THOR\acont | 2024-10-09 10:48
7f0e9b45-7a33-4a4e-9bb6-021b6dbfe391 | NFPA 170 SMOKE DETECTOR |  |  | North | FFE |  | Smoke Detector |  |  |  | Module | TRUE | 6030-300 (Detector) | 1430185++ | Fireray Hub Systems Beam Detector Head | 1 | 0.0025 | 0.0025 |  |  |  |  | FALSE | TRUE |  |  |  |  | #FFFF0000 | FA-NFPA 170 SMOKE DETECTOR | 1 | FALSE | FALSE | FALSE | 1408 | [13 empty] | FALSE |  |  | SBD |  |  | THOR\acont | 2025-02-20 08:00 |  |  | Cloned from FFE 6030-300 (Detector) | [FFE, Potter] [BEAM DET] 1430185 (Detector) (C), 3000-103 (Detector) (C), 5000-031 (Detector) (C), 5000-103 (Detector) (C), 6030-300 (Detector) (C)
42de332c-5439-409d-afa5-021ba4c72172 | NFPA 170 HORN STROBE |  |  | North | Eaton Wheelock |  | Horn/Strobe |  |  |  | Module | TRUE | ELMTSW | ++ | WALL MULTI-TONE HORN STROBE, WHITE, FIRE | 1 | [6 empty] | TRUE | [5 empty] | #FF0070C0 | FA-NFPA 170 HORN STROBE | 1 | FALSE | FALSE | FALSE | 2020 | [19 empty] | THOR\acont | 2024-07-23 16:27 | THOR\acont | 2024-09-08 17:27 | Cloned from Eaton Wheelock ELHSR CLONED | [Eaton Wheelock] [HORN] [24VDC, STD CODE 3 - HORN ONLY] ELMTR, ELMTSR, ELMTSR-A, ELMTSRC (C), ELMTSR-N, ELMTSW, ELMTSW-A, ELMTSWC (C), ELMTSW-N, ELMTW [Eaton Wheelock] [STROBE] [24VDC, STD CODE 3 - STROBE ONLY] ELMTSR, ELMTSR-A, ELMTSR-N, ELMTSW, ELMTSW-A, ELMTSW-N [Eaton Wheelock] [NAC] [24VDC, STD CODE 3] ELMTSR, ELMTSR-A, ELMTSR-N, ELMTSW, ELMTSW-A, ELMTSW-N
96d762cd-5b06-4ebf-9e33-0222070b3e6f |  |  |  | North | Kidde |  | Hardware |  |  |  | Hardware | TRUE | CAB6 |  | Backbox | 1 | [6 empty] | FALSE | [5 empty] | #FFFFFFFF |  |  | FALSE | FALSE | FALSE | [14 empty] | FALSE | [7 empty] | THOR\acont | 2024-10-09 10:48
b6f1b3cb-9188-46eb-b77d-02248243642e | NFPA 170 ADDRESSABLE INPUT MONITOR MODULE |  |  | North | Apollo |  | Addressable Module |  |  |  | Module | FALSE | 55000-820 | + | Switch Monitor Input/Output Module | 1 | 0.00025 | 0.006 |  |  |  |  | FALSE | TRUE |  |  |  |  | #FFFF0000 | FA-NFPA 170 ADDRESSABLE INPUT MONITOR MODULE | 1 | FALSE | FALSE | FALSE | 1408 | [13 empty] | FALSE | [5 empty] | DESKTOP-7EIEB7A\acont | 2021-11-17 07:23 | THOR\acont | 2024-09-08 17:27 | Cloned from Apollo 55000-765 | [Apollo] [SLC APOLLO MODULES/SENSORS] [*] [#1] 45681-800 (C), 45681-805 (C), 55000-001 (C), 55000-002 (C), 55000-005 (C), 55000-006 (C), 55000-009 (C), 55000-010 (C), 55000-450 w/45681-210UL (C), 55000-450 w/45681-225APO (C), 55000-450 w/45681-250USA (C) [Advanced, Apollo] [SLC APOLLO MODULES SENSORS] [*] [#1 SHARED ADDR ¦ MODULES] 45681-800 (C), 45681-805 (C), 55000-001 (C), 55000-002 (C), 55000-005 (C), 55000-006 (C), 55000-009 (C), 55000-010 (C), 55000-765 (C), 55000-790ADV, 55000-805ADV, 55000-806ADV | [Apollo] 55000-820
5b194d83-272a-45e9-bc91-02287ac30e8b | NFPA 170 GAS DETECTOR |  |  | North | Notifier |  | Gas Detection |  |  |  | Module | TRUE | FSCO-951 w/B200S-WH | + | Intelligent addressable carbon monoxide detector, white w/ Intelligent sounder base, white, UL-listed | 1 | 0.0002 | 0.0045 |  |  |  |  | FALSE | TRUE | FLUSH |  | 4" SQ. DEEP | 3 "O" PLASTER RING | #FFFF0000 | FA-NFPA 170 GAS DETECTOR | 1 | FALSE | FALSE | FALSE | 1402 | [13 empty] | FALSE |  |  | S |  |  | DESKTOP-7SAL8M7\acont | 2020-11-20 12:18 | THOR\acont | 2024-09-08 17:27 | Cloned from Gamewell MCS-COP3 w/B200S-WH | [Notifier] [AUX POWER] FPTI-951 w/B200S-IV (C), FPTI-951 w/B200S-WH (C), FSCO-951 w/B200S-IV (C), FSCO-951 w/B200S-WH (C) [Notifier, System Sensor] [AUX POWER] 2251-COPTIR w/B200S-WH (C), B200S, B200SR, B200S-WH, B210LP, FCO-851 w/B200S (C), FCO-951 w/B200S-WH (C), FCP-951 w/B200S-WH, FPC-951 w/B200S-IV (C), FPC-951 w/B200S-WH (C), FPTI-951 w/B200S-IV (C), FPTI-951 w/B200S- [Honeywell, Notifier, System Sensor] [SLC MODULES SENSORS] [*] [#2 SHARED ADDR ¦ SENSORS] 2251B (C), 2251-COPTIR (C), 2251-COPTIR w/B200S-WH (C), 2251TB (C), 2251TMB (C), 5251B (C), 5251B-WP (C), 5251H (C), 5251RB (C), 5251RB-WP (C), 7251 (C), 7251DH (C) [Honeywell, Notifier, System Sensor] [SLC SENSORS] [*] [#4 TYPE ADDR ¦ SENSORS] 2251B (C), 2251-COPTIR (C), 2251-COPTIR w/B200S-WH (C), 2251TB (C), 2251TMB (C), 5251B (C), 5251B-WP (C), 5251H (C), 5251RB (C), 5251RB-WP (C), 7251 (C), 7251DH (C), DH200LP
b020ba46-862a-4a7f-9080-022c89885f01 | NFPA 170 SPEAKER STROBE |  |  | North | Siemens |  | Speaker/Strobe |  |  |  | Module | TRUE | SEH-HMC-W | S54360-F8-A2 | HIGH FIDELITY SPEAKER STROBE, HIFI, WALL, 135/185 CD, WHITE | 1 | [12 empty] | #FF0070C0 | FA-NFPA 170 SPEAKER STROBE | 1 | FALSE | FALSE | FALSE | 2019 | [19 empty] | DESKTOP-7SAL8M7\acont | 2019-08-13 09:04 | THOR\acont | 2024-09-08 17:27 | B,T | [Siemens] [AUDIO 25v] [25V AUDIO] SEH-AMC-W-ALERT, SEH-HMC-R, SEH-HMC-R-B, SEH-HMC-W, SEH-HMC-W-ALERT, SEH-HMC-W-B, SEH-MC-R, SEH-MC-R-ALERT, SEH-MC-R-B, SEH-MC-W, SEH-MC-W-ALERT, SEH-MC-W-B, SEH-MC-W-BLANK, SEH-R, SEH-W, SEH-W-ALERT [Siemens] [NAC] [VDC] SEFH-HMC-R, SEFH-HMC-W, SEH-HMC-R, SEH-HMC-R-B, SEH-HMC-W, SEH-HMC-W-ALERT, SEH-HMC-W-B [Siemens] [AUDIO 70.7v] [70V AUDIO] SEH-AMC-W-ALERT, SEH-HMC-R, SEH-HMC-R-B, SEH-HMC-W, SEH-HMC-W-ALERT, SEH-HMC-W-B, SEH-MC-R, SEH-MC-R-ALERT, SEH-MC-R-B, SEH-MC-W, SEH-MC-W-ALERT, SEH-MC-W-B, SEH-MC-W-BLANK, SEH-R, SEH-W, SEH-W-ALERT
57c38285-576a-4f80-9e70-022dd4cdf76d | NFPA 170 SMOKE DETECTOR |  |  | North | Edwards |  | Smoke Detector |  |  |  | Module | TRUE | 22310-18-01 |  | Beam Smoke Detector Controller with two Heads | 1 | [6 empty] | FALSE | TRUE |  |  |  |  | #FFFF0000 | FA-NFPA 170 SMOKE DETECTOR | 1 | FALSE | FALSE | FALSE | 1408 | [13 empty] | FALSE | [7 empty] | THOR\acont | 2024-09-08 17:27 | 20191121 AC Detector without base
0fd31eef-9256-4622-b7ef-0230256329af | NFPA 170 AMPLIFIER RACK | RISER AMP |  | North | Edwards |  | Amplifier |  |  |  | Assembly | TRUE | APS6A w/SIGA-AA30 |  | AA-30 Amplifier with Remote Auxiliary/Booster Power Supply, 6A, 120Vac, Red | 1 | [6 empty] | FALSE | [5 empty] | #FFFF0000 | FA-NFPA 170 AMPLIFIER RACK | 1 | FALSE | FALSE | FALSE | 300 | [8 empty] | 7,12,18,65 |  |  | 6 | 30 | TRUE |  |  | AA30 |  |  | DESKTOP-7SAL8M7\acont | 2020-09-09 19:36 | THOR\acont | 2024-09-08 17:27 | Cloned from Edwards APS10A w/SIGA-AA30
e9764026-ba08-4789-9783-023191a24589 | NFPA 170 GAS DETECTOR |  |  | North | Macurco |  | Gas Detection |  |  |  | Module | TRUE | CD-6MC | ++ | Carbon Dioxide (CO2) | 1 | 0.023 | 0.075 |  |  |  |  | FALSE | [5 empty] | #FFFF0000 | FA-NFPA 170 GAS DETECTOR | 1 | FALSE | FALSE | FALSE | 1402 | [13 empty] | FALSE |  |  | CO, NO2 |  |  | DESKTOP-7EIEB7A\acont | 2023-01-13 10:14 | THOR\acont | 2024-09-08 17:27 | Cloned from Macurco CX-6 | [Honeywell, Macurco] [AUX POWER] [*] [24VDC] 8100 EC, C7233A, C7263A, CD-6G, CD-6H, CD-6MC, CM-15, CM-15A, CM-6, CM-E1, CM-E1-FTG, CM-E1-RF, CM-E1-RS, CM-S1, CX-6, EX-CO-1000P-O, GD-2B, TXP-T40, XNX-UTAV-RNCB1 [Honeywell, Macurco] [IDC] [#1 ALARM] 8100 EC, C7233A, C7263A, CD-6G, CD-6H, CD-6MC, CM-15, CM-15A, CM-6, CM-E1, CM-E1-FTG, CM-E1-RF, CM-E1-RS, CM-S1, CX-6, EX-CO-1000P-O, GD-2B, TXP-T40, XNX-UTAV-RNCB1 [Honeywell, Macurco] [RS-485] [DATA INPUT] 8100 EC, C7233A, C7263A, CD-6G, CD-6H, CD-6MC, CM-15, CM-15A, CM-6, CM-E1, CM-E1-FTG, CM-E1-RF, CM-E1-RS, CM-S1, CX-6, EX-CO-1000P-O, GD-2B, XNX-UTAV-RNCB1
429a3d4c-0b12-4892-95ed-0234408524cd | NFPA 170 DGP |  |  | North | Notifier |  | Hardware |  |  |  | Hardware | TRUE | TR-AA4 |  | Accessory semi-flush-mount trim ring, one tier (no battery compartment). | 1 | [6 empty] | FALSE | [5 empty] | #FFFF0000 | FA-NFPA 170 DGP | 1 | FALSE | FALSE | FALSE | [9 empty] | 7,12,18 |  |  |  |  | TRUE | [5 empty] | DESKTOP-7EIEB7A\acont | 2021-04-01 14:48 | THOR\acont | 2024-09-08 17:27 | Cloned from Notifier DR-AA4B
a47d8a38-541e-40bf-a82f-023fa716dd17 |  |  |  | North | MIRCOM | [5 empty] | Module | TRUE | BB-5014 | new | Lobby Control Wallbox Enclosure. Supports 14 Module Footprints. | 1 | [12 empty] | #FFFFFFFF |  |  | FALSE | FALSE | FALSE | [22 empty] | THOR\acont | 2024-10-09 10:48
9bd0ffd2-53c1-4c61-9f51-0240690ee473 | NFPA 170 SPEAKER CEILING |  |  | North | Edwards |  | Speaker |  |  |  | Module | TRUE | 964-8A-8RW |  | 110cdW, 60cdC Strobe, 8" Round Cone, 25V .5, 1, 2, 4w | 1 | [6 empty] | FALSE | TRUE |  |  |  |  | #FF0070C0 | FA-NFPA 170 SPEAKER CEILING | 1 | FALSE | FALSE | FALSE | 2019 | [13 empty] | FALSE |  |  | C |  |  |  |  | THOR\acont | 2024-09-08 17:27
00e56ca2-8d09-4a79-baba-0245e85cbbcd | NFPA 170 FIRE ALARM CONTROL UNIT | RISER FACP |  | North | Siemens |  | Fire Alarm Control Unit |  |  |  | Assembly | TRUE | FV2025 |  | ASSEMBLY,Desigo Fire Safety Voice Electronics Kit | 1 | [6 empty] | FALSE | [5 empty] | #FFFF0000 | FA-NFPA 170 FIRE ALARM CONTROL UNIT | 1 | FALSE | FALSE | FALSE | 202 | [8 empty] | 7,12,18 |  |  |  |  | TRUE | [7 empty] | THOR\acont | 2024-09-08 17:27
5a186d87-834a-457d-8d35-024c6a8aba7c | NFPA 170 HEAT DETECTOR |  |  | North | Janus |  | Heat Detector |  |  |  | Module | TRUE | CF-200W | 99815 | Detector, Heat, Fixed Temperature, 200F, White | 1 | [6 empty] | FALSE | [5 empty] | #FFFF0000 | FA-NFPA 170 HEAT DETECTOR | 1 | FALSE | FALSE | FALSE | 1403 | [13 empty] | FALSE |  |  | 200° FT |  |  | DESKTOP-QGO6JOK\acont | 2021-06-01 11:46 | THOR\acont | 2024-09-08 17:27 | Cloned from Janus CR-200W | [Janus] [IDC] 02 CF-135W, CF-200W, CR-135W, CR-200-2-MP, CR-200W
ea6a32f3-e064-4931-80b1-0251270418b1 | NFPA 170 SMOKE DETECTOR |  |  | North | Potter |  | Smoke Detector |  |  |  | Module | TRUE | PAD100-PD w/PAD1004DB | + | Photoelectric Smoke Detector with 4" Standard Base | 1 | 0.0003 | 0.0003 |  |  |  |  | FALSE | TRUE |  |  |  |  | #FFFF0000 | FA-NFPA 170 SMOKE DETECTOR | 1 | FALSE | FALSE | FALSE | 1408 | [13 empty] | FALSE |  |  | 4DB |  |  |  |  | THOR\acont | 2024-09-08 17:27 | 20191121 AC Detector with base | [Potter] [SLC PAD] [*] [#2 SHARED ADDR ¦ SENSORS] PAD100-CD w/PAD100-4DB, PAD100-CD w/PAD100-6DB, PAD100-CD w/PAD100-IB, PAD100-CD w/PAD100-LFSB, PAD100-CD w/PAD100-RB, PAD100-CD w/PAD100-SB, PAD100-CD w/PAD100-SPKB, PAD100-DUCT (C), PAD100-DUCTR (C), PA
d72f63ce-fa43-4a67-b3f9-02573907d18b | NFPA 170 SMOKE HEAT CO DETECTOR |  |  | North | Potter |  | Smoke/Heat/CO Detector |  |  |  | Module | TRUE | PAD200-PCHD w/PAD100-SB | + | Photoelectric Smoke/Hea/CO Detector with 6" Base with One Form-C Relay Contact | 1 | 0.0005 | 0.0005 |  |  |  |  | FALSE | TRUE |  |  |  |  | #FFFF0000 | FA-NFPA 170 SMOKE HEAT CO DETECTOR | 1 | FALSE | FALSE | FALSE | 1411 | [13 empty] | FALSE |  |  | SB |  |  | DESKTOP-7EIEB7A\acont | 2022-02-23 13:26 | THOR\acont | 2024-09-08 17:27 | Cloned from Potter PAD200-PCD w/PAD100-SB | [Potter] [AUX POWER] PAD100-CD w/PAD100-SB, PAD100-HD w/PAD100-SB, PAD100-PD w/PAD100-SB (C), PAD100-PHD w/PAD100-SB (C), PAD100-PHD w/PAD100-SB (Split) (C), PAD200-PCD (C), PAD200-PCD (Split) (C), PAD200-PCD w/PAD100-SB (C), PAD200-PCD w/PAD100-SB (Spli [Potter] [SLC PAD] [*] [#2 SHARED ADDR ¦ SENSORS] PAD100-CD w/PAD100-4DB, PAD100-CD w/PAD100-6DB, PAD100-CD w/PAD100-IB, PAD100-CD w/PAD100-LFSB, PAD100-CD w/PAD100-RB, PAD100-CD w/PAD100-SB, PAD100-CD w/PAD100-SPKB, PAD100-DUCT (C), PAD100-DUCTR (C), PA
1eaa585b-d459-4ef3-ba32-02653ad81050 | NFPA 170 HORN |  |  | North | Siemens |  | Horn |  |  |  | Module | TRUE | LFS-CO-W | S54329-A4-A1 | Low Frequency Sounder / "CO" Text / White | 1 | [12 empty] | #FF0070C0 | FA-NFPA 170 HORN | 1 | FALSE | FALSE | FALSE | [17 empty] | LF |  |  | DESKTOP-7EIEB7A\acont | 2022-05-13 08:29 | THOR\acont | 2024-09-08 17:27 | Cloned from Siemens LFS-AL-W | [Siemens] [NAC] [VDC CONTINUOUS] LFS-AL-R, LFS-AL-W, LFS-CO-R, LFS-CO-W, LFS-F-R, LFS-F-W, LFS-N-R, LFS-N-W [Siemens] [NAC] [VFWR CONTINUOUS] LFS-AL-R, LFS-AL-W, LFS-CO-R, LFS-CO-W, LFS-F-R, LFS-F-W, LFS-N-R, LFS-N-W
998ad3fa-2330-4194-af78-02656d6e5628 | CADGEN AUX POWER SUPPLY |  |  | North | Xtralis |  | Auxilliary Power Supply |  |  |  | Module | TRUE | VPS-100US-120 |  |  | 1 | [6 empty] | TRUE | [5 empty] | #FFFF0000 | FA-CADGEN AUX POWER SUPPLY | 1 | FALSE | FALSE | FALSE | [14 empty] | TRUE | [5 empty] | AULAPTOP-PC\Aulaptop | 2019-05-07 13:00 | THOR\acont | 2024-09-08 17:27 | Cloned from Xtralis New Part CLONED CLONED CLONED CLONED CLONED CLONED CLONED | [Xtralis] [IDC] 06 [ALERT] VPS-100US-120, VPS-220-STX, VPS-220-STX-SLV, VPS-250-STX, VPS-250-STX-SLV, VPS-300US-120, VPS-VEA115UL | [Xtralis] VPS-100US-120, VPS-300US-120, VPS-VEA115UL
6ebaca5d-439f-4055-b84f-027137d6cc23 | NFPA 170 SMOKE DETECTOR |  |  | North | Bosch |  | Smoke Detector |  |  |  | Module | TRUE | FAP-325 w/FAA-325-B4 | + | Analog photoelectric detector head, 24V w/4" Base | 1 | 0.017 | 0.017 |  |  |  |  | FALSE | TRUE |  |  |  |  | #FFFF0000 | FA-NFPA 170 SMOKE DETECTOR | 1 | FALSE | FALSE | FALSE | 1403 | [13 empty] | FALSE | [5 empty] | DESKTOP-7EIEB7A\acont | 2022-08-29 07:21 | THOR\acont | 2024-09-08 17:27 | Cloned from Bosch FAP-325 w/FAA-325-6 | [Bosch] [SLC BOSCH MODULES SENSORS] [*] [#01 SENSORS ++] FAH-325 w/FAA-325-6 (C), FAH-325 w/FAA-325-B4 (C), FAH-325 w/FAA-325-B6S (C), FAH-440 w/FAA-440-B6 (C), FAI-325 w/FAA-325-6 (C), FAI-325 w/FAA-325-B4 (C), FAI-325 w/FAA-325-B6S (C), FAP-325 w/FAA-3
a48b6d63-301b-4ab0-8272-0271a1c93116 | NFPA 170 HEAT DETECTOR |  |  | North | System Sensor |  | Heat Detector |  |  |  | Module | TRUE | 5622 |  | 194 °F (90° C) fixed and rate-of-rise, dual circuit. | 1 | [6 empty] | FALSE | TRUE |  |  |  |  | #FFFF0000 | FA-NFPA 170 HEAT DETECTOR | 1 | FALSE | FALSE | FALSE | 1403 | [13 empty] | FALSE | [5 empty] | AULAPTOP-PC\Aulaptop | 2019-11-25 12:42 | THOR\acont | 2024-09-08 17:27 | Cloned from Notifier 5622 | [System Sensor] [IDC] 01 5621 (C), 5622 (C), 5623 (C), 5624 (C), OSI-RA-SS (C), OSI-R-SS (C)
0c2c3363-64e3-43e2-9098-0276ef65b953 |  |  |  | North | MIRCOM |  | Cards & Components |  |  |  | Card | TRUE | RM-306/RM-312 |  | Relay Circuit Adder Modules | 1 | [6 empty] | TRUE | [5 empty] | #FFFFFFFF |  |  | FALSE | FALSE | FALSE | [14 empty] | FALSE | [5 empty] | AULAPTOP-PC\Aulaptop | 2018-10-13 06:23 | THOR\acont | 2024-10-09 10:48 | Cloned from MIRCOM New Part
67fa816e-d5d1-442d-b9d2-027e53cf0743 | NFPA 170 SMOKE DETECTOR |  |  | North | Edwards |  | Smoke Detector |  |  |  | Module | TRUE | E610-3 |  | Ion Smoke Detector, low profile, plug-in, CE | 1 | [6 empty] | FALSE | TRUE |  |  |  |  | #FFFF0000 | FA-NFPA 170 SMOKE DETECTOR | 1 | FALSE | FALSE | FALSE | 1408 | [13 empty] | FALSE | [7 empty] | THOR\acont | 2024-09-08 17:27 | 20191121 AC Detector without base
a39c6358-1e0a-418a-89a6-0284bd9e12f9 | NFPA 170 FLAME DETECTOR |  |  | North | Detectors Incorporated |  | Flame Detector |  |  |  | Module | TRUE | D381 | ++ | UV/3-IR Multi -Spectrum Flame Detector in an aluminum enclosure | 1 | 0.06 | 0.09 |  |  |  |  | FALSE | FALSE |  |  |  |  | #FFFF0000 | FA-NFPA 170 FLAME DETECTOR | 1 | FALSE | FALSE | FALSE | 1401 | [13 empty] | FALSE | [5 empty] | DESKTOP-7EIEB7A\acont | 2023-08-24 12:19 | THOR\acont | 2024-09-08 17:27 | Cloned from Notifier 30-2021E-24 | [Detectors Incorporated] [IDC] [#1 ALARM] D371, D381, D383 [Detectors Incorporated] [AUX POWER] [*] [AUX INPUT ++] D371, D381, D383 [Detectors Incorporated] [IDC] [#3 FAULT] D371, D381, D383 [Detectors Incorporated] [IDC] [#2 AUXILIARY] D371, D381, D383
495bd562-1b2b-434d-85b1-02853523a33c | NFPA 170 NON ADDRESSABLE RELAY |  |  | North | Edwards |  | Non-Addressable Relay |  |  |  | Module | TRUE | MR201/T |  | DPDT Relay /w LED & Track Mtg Hardware | 1 | 0 | 0.035 |  |  |  |  | FALSE | [5 empty] | #FFFF0000 | FA-NFPA 170 NON ADDRESSABLE RELAY | 1 | FALSE | FALSE | FALSE | 1300 | [13 empty] | FALSE | [7 empty] | THOR\acont | 2024-09-08 17:27 |  | [Edwards] [AUX POWER] MR201/C, MR201/T
73c0e424-902c-4405-b148-0285b6d6a315 | NFPA 170 DGP |  |  | North | Notifier |  | Hardware |  |  |  | Hardware | TRUE | DR-A4R |  | Door assembly, window, one tier, RED, 14.20 lbs. | 1 | [6 empty] | FALSE | [5 empty] | #FFFF0000 | FA-NFPA 170 DGP | 1 | FALSE | FALSE | FALSE | [9 empty] | 7,12,18 |  |  |  |  | TRUE | [5 empty] | DESKTOP-7EIEB7A\acont | 2021-04-01 14:48 | THOR\acont | 2024-09-08 17:27 | Cloned from Notifier DR-AA4B
0a9356d2-a9f1-4a79-8823-028652c488f1 |  |  |  | North | Siemens | [5 empty] | Module | TRUE | SDH-7D | 500-690399 | 24VDC SLIDING DOOR | 1 | [12 empty] | #FFFFFFFF |  |  | FALSE | FALSE | FALSE | [20 empty] | DESKTOP-7SAL8M7\acont | 2019-08-13 09:04 | THOR\acont | 2024-10-09 10:48
ddc43cf0-eaa7-4065-8b88-0289f6deb885 | NFPA 170 SMOKE DETECTOR |  |  | North | Notifier |  | Smoke Detector |  |  |  | Module | TRUE | FSI-851 w/B200S-LF | ++ | DETECTOR, SMOKE, ADDRESSABLE IONIZATION w/SOUNDER BASE, LOW FREQUENCY | 1 | 0.0003 | 0.0065 |  |  |  |  | FALSE | TRUE |  |  |  |  | #FFFF0000 | FA-NFPA 170 SMOKE DETECTOR | 1 | FALSE | FALSE | FALSE | 1408 | [13 empty] | FALSE |  |  | LF¦SB |  |  |  |  | THOR\acont | 2024-09-08 17:27 | 20191121 AC Detector with base | [Honeywell, Notifier, System Sensor] [SLC SENSORS] [*] [#4 TYPE ADDR ¦ SENSORS] 2251B (C), 2251-COPTIR (C), 2251-COPTIR w/B200S-WH (C), 2251TB (C), 2251TMB (C), 5251B (C), 5251B-WP (C), 5251H (C), 5251RB (C), 5251RB-WP (C), 7251 (C), 7251DH (C), DH200LP [Notifier] [AUX POWER] [16VDC, LOW VOLUME] B200S-LF-WH, FCO-851 w/B200S-LF (C), FCO-951 w/B200S-LF-WH (C), FPC-951 w/B200S-LF-IV (C), FPC-951 w/B200S-LF-WH (C), FPTI-951 w/B200S-LF-IV (C), FPTI-951 w/B200S-LF-WH (C), FSCO-951 w/B200S-LF-IV (C), FSCO-951 [Honeywell, Notifier, System Sensor] [SLC MODULES SENSORS] [*] [#2 SHARED ADDR ¦ SENSORS] 2251B (C), 2251-COPTIR (C), 2251-COPTIR w/B200S-WH (C), 2251TB (C), 2251TMB (C), 5251B (C), 5251B-WP (C), 5251H (C), 5251RB (C), 5251RB-WP (C), 7251 (C), 7251DH (C) [Notifier] [AUX POWER] [16VDC, HIGH VOLUME] B200S-LF-WH, FCO-851 w/B200S-LF (C), FCO-951 w/B200S-LF-WH (C), FPC-951 w/B200S-LF-IV (C), FPC-951 w/B200S-LF-WH (C), FPTI-951 w/B200S-LF-IV (C), FPTI-951 w/B200S-LF-WH (C), FSCO-951 w/B200S-LF-IV (C), FSCO-951
6f4b1ea2-e1fc-46cd-9744-02945b8b3f4d | NFPA 170 SMOKE DETECTOR |  |  | North | Edwards |  | Smoke Detector |  |  |  | Module | TRUE | SIGA-ISI w/SIGA-IB BASE | ++ | Ionization Smoke Detector, EN-54 Listed | 1 | 4.5e-05 | 4.5e-05 |  |  |  |  | FALSE | TRUE |  |  |  |  | #FFFF0000 | FA-NFPA 170 SMOKE DETECTOR | 1 | FALSE | FALSE | FALSE | 1408 | [13 empty] | FALSE | [7 empty] | THOR\acont | 2024-10-08 16:31 | 20191121 AC Detector with base | [Edwards, Kidde] [SLC EST SENSORS] 01 [*] [EST3, iO1000] DS-HFS (C), DS-PS (C), FX-HD w/IB4U BASE, FX-HD w/RB4U BASE, FX-HD w/SB4U BASE, FX-HD w/SB4U-LF BASE, FX-HD wB4U BASE, FX-PD w/B4U BASE (C), FX-PD w/IB4U BASE (C), FX-PD w/SB4U BASE (C), FX-PD w/SB [Edwards, Kidde] [SLC EST MODULES/SENSORS] 01 [*] [iO64] DS-HFS (C), DS-PS (C), FX-HD w/IB4U BASE, FX-HD w/RB4U BASE, FX-HD w/SB4U BASE, FX-HD w/SB4U-LF BASE, FX-HD wB4U BASE, FX-PD w/B4U BASE (C), FX-PD w/IB4U BASE (C), FX-PD w/SB4U BASE (C), FX-PD w/SB [Edwards, Kidde] [SLC EST MODULES SENSORS] [*] [#2 SHARED ADDR ¦ SENSORS] KI-DDOS (C), SIGA2-COS w/SIGA-AB4G BASE, SIGA2-COS w/SIGA-AB4G-LF BASE, SIGA2-COS w/SIGA-AB4GT BASE, SIGA2-COS w/SIGA-IB BASE, SIGA2-COS w/SIGA-RB BASE, SIGA2-COS w/SIGA-SB BASE, S [Edwards, Kidde] [SLC EST SENSORS] [*] [#4 TYPE ADDR ¦ SENSORS] KI-DDOS (C), SIGA2-COS w/SIGA-AB4G BASE, SIGA2-COS w/SIGA-AB4G-LF BASE, SIGA2-COS w/SIGA-AB4GT BASE, SIGA2-COS w/SIGA-IB BASE, SIGA2-COS w/SIGA-RB BASE, SIGA2-COS w/SIGA-SB BASE, SIGA2-HCOS
9161d16b-6cab-4f41-a55d-029c36be0a9a |  |  |  | North | System Sensor |  | Cards & Components |  |  |  | Card | TRUE | B501BH | ++ | Sounder/Base assembly | 1 | 0.001 | 0.015 |  |  |  |  | TRUE | FALSE |  |  |  |  | #FFFFFFFF |  |  | FALSE | FALSE | FALSE | [14 empty] | FALSE | [7 empty] | THOR\acont | 2024-10-09 10:48
6daaf6a5-c324-4395-9de8-02a33b7b8304 | NFPA 170 FIRE ALARM CONTROL UNIT | RISER FACP |  | North | Siemens |  | Fire Alarm Control Unit |  |  |  | Assembly | TRUE | FV922 |  | ASSEMBLY, Cerberus PRO 252-point addressable intelligent voice communication system | 1 | [6 empty] | FALSE | [5 empty] | #FFFF0000 | FA-NFPA 170 FIRE ALARM CONTROL UNIT | 1 | FALSE | FALSE | FALSE | 202 | [8 empty] | 7,12,18,24 |  |  |  |  | TRUE | [5 empty] | AULAPTOP-PC\Aulaptop | 2018-12-06 05:28 | THOR\acont | 2024-09-08 17:27 | Cloned from Siemens New Part
55d9706b-2ec5-4ab6-8997-02a4cd7b25aa | NFPA 170 SMOKE DETECTOR |  |  | North | Autocall |  | Smoke Detector |  |  |  | Module | TRUE | A4098-9605 w/A4098-9683 | + | TrueAlarm Photoelectric Smoke Detector w/TrueAlarm Sensor 2-Wire Base | 1 | 0.0001 | 0.024 |  |  |  |  | TRUE | TRUE |  |  |  |  | #FFFF0000 | FA-NFPA 170 SMOKE DETECTOR | 1 | FALSE | FALSE | FALSE | 1408 | [16 empty] | P |  |  | DESKTOP-0D6CQVA\lousc | 2019-07-06 08:14 | THOR\acont | 2024-09-08 17:27 | 20191121 AC Detector with base | [Autocall, Simplex] [IDC] 01 2098-9201 (C), 2098-9202 (C), 2098-9203 (C), 2098-9208 (C), 2098-9576 (C), 2099-9101 (C), 2099-9102 (C), 2099-9103 (C), 2099-9104 (C), 2099-9105 (C), 2099-9107 (C), 2099-9108 (C), 2099-9754 (C), 2099-9755 (C), 2099-9756 (C),
a8a695d0-0a50-4616-8ed8-02a79b408bec |  |  |  | North | Siemens | [5 empty] | Module | TRUE | BT-33 | 175-387141 | BATTERY SET 12V 7AH | 1 | [12 empty] | #FFFFFFFF |  |  | FALSE | FALSE | FALSE | [20 empty] | DESKTOP-7SAL8M7\acont | 2019-08-13 09:04 | THOR\acont | 2024-10-09 10:48
78b7c57b-80e0-4644-b3d1-02a8be95bab2 |  |  |  | North | Notifier |  | Cards & Components |  |  |  | Card | TRUE | NFC-125DA (25V) Main Board | + | Main Board for ECC-125DA | 1 | 0.375 | 0.7 |  |  |  |  | TRUE | FALSE |  |  |  |  | #FFFFFFFF |  |  | FALSE | FALSE | FALSE | [14 empty] | FALSE | [5 empty] | DESKTOP-7SAL8M7\acont | 2019-10-02 17:27 | THOR\acont | 2024-10-09 10:48 |  | [Federal Signal, Notifier] [RS-485] BDA-70v (50W, 70V), NFC-125DA (25V) Main Board, NFC-50BDA Main Board (100W, 25V), NFC-50BDA Main Board (100W, 70V), NFC-50DA Main Board (50W, 25V), NFC-50DA Main Board (50W, 70V), NFC-BDA-25v (50W, 25V), NFC-BDA- [Notifier] [VAC ] 411UDAC Main Board, AFP-100 Main Board, AFP-200 Main Board, FCPS-24S6 MAIN BOARD, FCPS-24S8 MAIN BOARD, HPFF12 Main Board, HPFF8 Main Board, NFC-125DA (25V) Main Board, NFC-50/100 Main Board (100W, 25V), NFC-50/100 Main Board (100W, 70V [Notifier] [AUX POWER] BDA-70v (50W, 70V), NFC-125DA (25V) Main Board, NFC-50BDA Main Board (100W, 25V), NFC-50BDA Main Board (100W, 70V), NFC-50DA Main Board (50W, 25V), NFC-50DA Main Board (50W, 70V), NFC-BDA-25v (50W, 25V), NFC-BDA-70v (50W, 70V [Federal Signal, Notifier] [DIGITAL AUDIO LOOP] BDA-70v (50W, 70V), NFC-125DA (25V) Main Board, NFC-50BDA Main Board (100W, 25V), NFC-50BDA Main Board (100W, 70V), NFC-50DA Main Board (50W, 25V), NFC-50DA Main Board (50W, 70V), NFC-BDA-25v (50W, 25 | [Notifier] NFC-125DA (25V) Main Board
1a21ad92-2095-4b4c-87e5-02ab3265bf39 | NFPA 170 GRAPHIC ANNUNCIATOR PANEL | RISER ANNUNCIATOR |  | North | Edwards |  | Graphic Annunciator |  |  |  | Module | TRUE | EVCBA72 |  | Graphic Annunciator 17.5"w x 57.75"h view area, 400 LEDs | 1 | [6 empty] | FALSE | [5 empty] | #FFFF0000 | FA-NFPA 170 GRAPHIC ANNUNCIATOR PANEL | 1 | FALSE | FALSE | FALSE | 256 | [13 empty] | FALSE | [7 empty] | THOR\acont | 2024-09-08 17:27
be94b5ec-101d-4fde-b907-02ad662fc029 | NFPA 170 MANUAL PULL |  |  | North | Generic |  | Manual Station |  |  |  | Module | TRUE | MANUAL PULL |  |  | 1 | [6 empty] | FALSE | FALSE |  |  |  |  | #FFFF0000 | FA-NFPA 170 MANUAL PULL | 1 | FALSE | FALSE | FALSE | 957 | [13 empty] | FALSE | [5 empty] | DESKTOP-7SAL8M7\acont | 2018-11-23 12:25 | THOR\acont | 2024-09-08 17:27 | Cloned from Firelite BG-12 | [Det-Tronics, Generic, Macurco, N/A, STI] [IDC] 01 30-3013, AIR PRESSURE SWITCH, AIR PRESSURE SWITCH HIGH/LOW, BACKFLOW VALVE, CM-12, CONTACT DEVICE, DUCT DETECTOR (C), Fire Suppression Control Unit (FSCU), FURNISHED BY OTHERS, FURNISHED BY OTHERS, FURNI
75d6a789-a19d-49c2-a474-02bdc0f62ba4 | NFPA 170 FIRE ALARM CONTROL UNIT | RISER FACP |  | North | Kidde |  | Fire Alarm Control Unit |  |  |  | Assembly | TRUE | VS4-GF |  | FACP, 1-4 Loop, 1000pt max, 4 Cl B NACs, gray, 120v, w/ 16 RY LED, FCdn | 1 | [6 empty] | FALSE | [5 empty] | #FFFF0000 | FA-NFPA 170 FIRE ALARM CONTROL UNIT | 1 | FALSE | FALSE | FALSE | 202 | [8 empty] | 7,12,18 |  |  |  |  | TRUE | [7 empty] | THOR\acont | 2024-09-08 17:27
879e453b-b281-4d09-8ef8-02c4f6175f72 |  |  |  | North | Edwards |  | Cards & Components |  |  |  | Card | TRUE | MN-HS64T1P |  | 640 Watt Non-Omni directional HPSA Assembly (1 of 5 Active Panels) with lockable NEMA 4 amplifier, 110V/60Hz. inverter/battery charger and electronics enclosure, lockable NEMA 4 battery enclosure (w/o batteries). Enclosures equipped with tamper switches. AC powered amplifier with DC backup. Edwards hard-wire interface included. Batteries and accessories are ordered separately. Tan colored speaker head. | 1 | [6 empty] | TRUE | [5 empty] | #FFFFFFFF |  |  | FALSE | FALSE | FALSE | [14 empty] | FALSE | [7 empty] | THOR\acont | 2024-10-09 10:48
b19cde7f-da3f-4c7e-a4c8-02c8027e8fee | BP MANUAL STATION |  |  | North | BluePoint |  | Manual Station |  |  |  | Assembly | TRUE | BP02-A202PH | ++ | PPS ASSEMBLY RF-BR/H | 1 | [6 empty] | FALSE | [5 empty] | #FFFF0000 | FA-BP MANUAL STATION | 1 | FALSE | FALSE | FALSE | 957 | [13 empty] | FALSE |  |  | P |  |  | THOR\acont | 2024-04-12 12:30 | THOR\acont | 2024-09-08 17:27 | Cloned from BluePoint BP02-202P CLONED | [BluePoint, Bosch] [BOSCH WIRELESS] [ALL DEVICES ++] BP01-302, BP02-202M, BP02-202P, BP02-A202M, BP02-A202P, BP02-A202PH, BP03-302, BP03-A102M, BP03-A102P, RFBT-A, RFDL-11, RFDL-11-A, RFDL-11-CHI, RFDW-RM, RFDW-RM-A, RFDW-RM-CHI, RFDW-SM, RFDW-SM-A, RFDW
fe005c12-a72b-40cd-b200-02cb2fd01ba9 | NFPA 170 REMOTE ANNUNCIATOR |  |  | North | Siemens |  | Remote Annunciator |  |  |  | Module | TRUE | FSD901-R3 |  | CARD, FSD901-R3 Main Board | 1 | 0.06 | 0.07 |  |  |  |  | TRUE | [5 empty] | #FFFF0000 | FA-NFPA 170 REMOTE ANNUNCIATOR | 1 | FALSE | FALSE | FALSE | [20 empty] | AULAPTOP-PC\Aulaptop | 2019-04-20 13:33 | THOR\acont | 2024-09-08 17:27 |  | [Siemens] [RS-485] FSD901, FSD901-R3, FSD901-U3, SSD, SSD-C, SSD-C-INT, SSD-C-REM, SSD-INT, SSD-LOC [Bosch, Siemens] [AUX POWER] [*] B465, CPYEC-2-24, CPY-HLI, CPY-MTS, FSD901, FSD901-R3, FSD901-U3, SSD, SSD-C, SSD-C-INT, SSD-C-REM, SSD-INT, SSD-LOC [Bosch, Siemens] [AUX POWER] B465, CPYEC-2-24, CPY-HLI, CPY-MTS, FSD901 Main Board, FSD901-R3 Main Board, FSD901-U3 Main Board, SSD, SSD-C, SSD-C-INT, SSD-C-REM, SSD-INT, SSD-LOC
b3ec41c7-af0b-4941-a125-02d0647c9fb9 | NFPA 170 HEAT DETECTOR |  |  | North | Farenhyt |  | Heat Detector |  |  |  | Module | TRUE | WIDP-HEAT-ROR w/B210W | + | Addressable Wireless Rate of Riser (135 Degrees) Heat Detector | 1 | [6 empty] | FALSE | [5 empty] | #FFFF0000 | FA-NFPA 170 HEAT DETECTOR | 1 | FALSE | FALSE | FALSE | 1403 | [13 empty] | FALSE |  |  | W |  |  | DESKTOP-7SAL8M7\acont | 2019-07-13 12:24 | THOR\acont | 2024-09-08 17:27 | 20191121 AC Detector without base | [Farenhyt, Firelite, Gamewell FCI, Notifier, Silent Knight] [SWIFT MESH DEVICES] 01 FWH-200FIX135, FWH-200ROR135, FW-MM, FW-RM, NBG-12WL, WAM-MM, WAM-RC, W-BG12LX, W-CRF, W-H355, W-H355R, WIDP-HEAT w/B210W, WIDP-HEAT-ROR w/B210W, WIDP-MONITOR, WIDP-PULL- [Farenhyt, Silent Knight] [SLC MODULES SENSORS] [*] [#2 SHARED ADDR ¦ SENSORS] CO1224TR w/ IDP-MINIMON, CO1224TR w/ IDP-MONITOR, DNR w/IDP-PHOTO-R-W (C), DNR w/SK-PHOTO-R-W (C), DNRW w/IDP-PHOTO-R-W (C), DNRW w/SK-PHOTO-R-W (C), HFS-D (C), HFS-P (C), HFS [Farenhyt] [SLC IDP SENSORS] [*] [#4 TYPE ADDR ¦ SENSORS] DNR w/IDP-PHOTO-R-W (C), DNRW w/IDP-PHOTO-R-W (C), IDP-ACCLIMATE (C), IDP-BEAM (C), IDP-DUCT-W w/IDP-PHOTO-R-W (C), IDP-FIRE-CO-W w/B200S-LF-WH (C), IDP-FIRE-CO-W w/B200S-WH (C), IDP-FIRE-CO-W w/B
f43426b1-2521-493e-9a9f-02da88a26b77 | NFPA 170 FIRE FIGHTER INTERFACE | NFPA 170 FIRE FIGHTER INTERFACE |  | North | Potter |  | Cards & Components |  |  |  | Card | TRUE | FFT-1000 Main Board | + | Main Board | 1 | 0.154 | 0.295 |  |  |  |  | TRUE | [5 empty] | #FFFF0000 | FA-NFPA 170 FIRE FIGHTER INTERFACE | 1 | FALSE | FALSE | FALSE | 300 | [13 empty] | FALSE | [5 empty] | DESKTOP-7EIEB7A\acont | 2021-12-21 07:47 | THOR\acont | 2024-09-08 17:27 | Cloned from Potter FFT-1000 | [Potter] [P-LINK] [*] [P-LINK] DCA-10025 (25V) Main Board, DCA-10025 (70V) Main Board, DCA-5025 (25V) Main Board, FFT-1000 Main Board, LOC-1000 Main Board, SCA-10070 (25V) Main Board, SCA-10070 (70V) Main Board, SCA-2525 (25V) Main Board, SCA-2570 (25V) | [Potter] FFT-1000 Main Board
c9b1fa03-46a4-4d17-80d5-02db4edaf83f |  |  |  | North | Bosch | [5 empty] | Module | TRUE | DIP-3042-4HD | * | DIVAR IP 3000 | 1 | [12 empty] | #FFFFFFFF |  |  | FALSE | FALSE | FALSE | [20 empty] | DESKTOP-7EIEB7A\acont | 2021-08-13 06:25 | THOR\acont | 2024-10-09 10:48
be980191-1afc-4e06-809c-02df7f646fb4 | NFPA 170 ADDRESSABLE INPUT MONITOR MODULE |  |  | North | Notifier |  | Addressable Module |  |  |  | Module | TRUE | FZM-1 | ++ | Monitor Module, Addressable, for 2-Wire Smoke Detectors | 1 | 0.0003 | 0.0051 |  |  |  |  | FALSE | FALSE |  |  |  |  | #FFFF0000 | FA-NFPA 170 ADDRESSABLE INPUT MONITOR MODULE | 1 | FALSE | FALSE | FALSE | 1000 | [13 empty] | FALSE | [7 empty] | THOR\acont | 2024-09-08 17:27 |  | [Honeywell, Notifier, System Sensor] [SLC MODULES] [*] [#3 TYPE ADDR ¦ MODULES] 30-3013 w/FMM-101, Q3013D, ACM-8R, ACPS-610, AMPS-24, AMPS-24E, EM-1M, EM-1MI, EM-1MM, EM-1MMI, EM-1R, EM-1RI, EM-1SR, EM-1SRI, FCM-1, FCM-1-REL, FD7044 MM-101, FDM-1, FDRM-1 [Notifier] [AUX POWER] [AUX] FZM-1 [Honeywell, Notifier, System Sensor] [SLC MODULES SENSORS] [*] [#1 SHARED ADDR ¦ MODULES] 30-3013 w/FMM-101, Q3013D, ACM-8R, ACPS-610, AMPS-24, AMPS-24E, EM-1M, EM-1MI, EM-1MM, EM-1MMI, EM-1R, EM-1RI, EM-1SR, EM-1SRI, FCM-1, FCM-1-REL, FD7044 MM-101, FDM | [Notifier] FZM-1, NZM-100
9ca546c1-9787-4933-91fa-02e190416d12 | NFPA 170 FIRE ALARM CONTROL UNIT | RISER FACP |  | North | Silent Knight |  | Fire Alarm Control Unit |  |  |  | Assembly | TRUE | 5600 | ++ | 25-Point Hybrid Conventional Fire Alarm Control Panel | 1 | [6 empty] | FALSE |  |  |  | 12.75" W x 15.2" H x 3.4" D (32.39 W x 38.42 H x 8.57 D cm) |  | #FFFF0000 | FA-NFPA 170 FIRE ALARM CONTROL UNIT | 1 | FALSE | FALSE | FALSE | 202 | [8 empty] | 7,12,18,26,33 |  | 7 |  |  | TRUE | [7 empty] | THOR\acont | 2024-09-08 17:27
2e8a89a9-fe21-4fd7-9ef4-02e7e31e1a2c |  |  |  | North | Edwards |  | Cards & Components |  |  |  | Card | TRUE | ANS50AM |  | 50W expander module /w microphone | 1 | [6 empty] | TRUE | [5 empty] | #FFFFFFFF |  |  | FALSE | FALSE | FALSE | [14 empty] | FALSE | [7 empty] | THOR\acont | 2024-10-09 10:48 |  |  | [Edwards, Kidde] ANS50A, ANS50AM, ANS50AMD, ANS50AMD2
135ffb98-1274-4c80-9ee6-02f24816a9b5 |  |  |  | North | Edwards |  | Hardware |  |  |  | Hardware | TRUE | 454727ARE |  | 14/2 Solid Twisted,OS, Red-Jacket FPLP (Plenum) | 1 | [6 empty] | FALSE | [5 empty] | #FFFFFFFF |  |  | FALSE | FALSE | FALSE | [14 empty] | FALSE | [7 empty] | THOR\acont | 2024-10-09 10:48
49f657bd-8363-472a-a869-02f5e7b5e88b | NFPA 170 HORN STROBE |  |  | North | Eaton Wheelock |  | Horn/Strobe |  |  |  | Module | TRUE | NS-24W-FW |  | Horn Strobe, 24 VDC, , white | 1 | 0 | 0.174 |  |  |  |  | FALSE | FALSE |  |  |  |  | #FF0070C0 | FA-NFPA 170 HORN STROBE | 1 | FALSE | FALSE | FALSE | 2012 | [13 empty] | FALSE | [7 empty] | THOR\acont | 2024-09-08 17:27 |  | [Eaton Wheelock] [NAC] NS-24W-FR, NS-24W-FW
446195bf-f86c-4ae2-834d-02ff12e0be29 |  |  |  | North | Gamewell FCI |  | Hardware |  |  |  | Hardware | TRUE | 18739 | ++ | Adapter Plate Kit | 1 | [6 empty] | TRUE | [5 empty] | #FFFFFFFF |  |  | FALSE | FALSE | FALSE | [20 empty] | DESKTOP-7EIEB7A\acont | 2022-08-29 12:40 | THOR\acont | 2024-10-09 10:48 | Cloned from Gamewell FCI 1100-0450
a46a3181-4b9f-4241-99a3-0300984e1ed6 |  |  |  | North | Simplex |  | Cards & Components |  |  |  | Card | TRUE | 4100-6005 |  | Power Supply/Battery Charger | 1 | 0 | 0 |  |  |  |  | TRUE | [5 empty] | #FFFFFFFF |  |  | FALSE | FALSE | FALSE | [20 empty] | THOR\acont | 2024-12-06 06:13 |  |  | Cloned from Simplex 4100-1108
66868bff-a02c-4fc1-8808-030386d4e96f | NFPA 170 MANUAL PULL |  |  | North | Edwards |  | Manual Station |  |  |  | Module | TRUE | 279B-1120 |  | Pull Station, double action, lexan, key reset,leads | 1 | [6 empty] | FALSE | [5 empty] | #FFFF0000 | FA-NFPA 170 MANUAL PULL | 1 | FALSE | FALSE | FALSE | 957 | [13 empty] | FALSE | [7 empty] | THOR\acont | 2024-09-08 17:27 |  | [Edwards, Kidde, Monaco Enterprises] [IDC] 01 1534-1, 200-GAOF, 270A-DPO, 270A-SPO, 270-DOC, 270-DOC-B, 270-DOC-F, 270-DPO, 270-GAO, 270-GAOB, 270-GAO-DOC, 270-GAO-DOCF, 270P-DPO, 270P-SPO, 270-SPO, 270-SPOW, 270-SPOWB, 270-SPOWF, 271-KR1/SR/GS, 276A-REL
f70e5904-4885-4698-b707-03071433b466 | NFPA 170 FIRE ALARM CONTROL UNIT | RISER FACP |  | North | Viking |  | Fire Alarm Control Unit |  |  |  | Assembly | TRUE | VFR400 | ++ | Multi-hazard releasing control panel | 1 | [6 empty] | FALSE |  |  |  | 18.50” x 14.68” x 4.75” |  | #FFFF0000 | FA-NFPA 170 FIRE ALARM CONTROL UNIT | 1 | FALSE | FALSE | FALSE | 202 | [8 empty] | 8,12,18 |  | 18 |  |  | TRUE | [5 empty] | DESKTOP-7EIEB7A\acont | 2022-10-27 15:23 | THOR\acont | 2024-09-08 17:27 | Cloned from Potter PFC-4410RC
e38ef969-2bc1-4bd7-ad56-030d8ed82618 | NFPA 170 HORN STROBE CEILING |  |  | North | Potter |  | Horn/Strobe |  |  |  | Module | TRUE | CHS-24PW |  | Horn Strobe, Ceiling, Plain White | 1 | 0 | 0.344 |  |  |  |  | FALSE | TRUE |  |  |  |  | #FF0070C0 | FA-NFPA 170 HORN STROBE CEILING | 1 | FALSE | FALSE | FALSE | 2013 |  |  | 7135-0328:0210 | [10 empty] | FALSE |  |  | C |  |  |  |  | THOR\acont | 2024-09-08 17:27 |  | [Potter] [NAC] [UL MAX, HIGH DB] CHS-24PR (C), CHS-24PW (C), CHS-24R (C), CHS-24W (C) [Potter] [NAC] [24 VDC, HIGH DB] CHS-24PR (C), CHS-24PW (C), CHS-24R (C), CHS-24W (C)
1ec3e034-1530-429e-97be-0311f1098879 | NFPA 170 ADDRESSABLE OUTPUT MODULE |  |  | North | Edwards |  | Addressable Control/Relay |  |  |  | Module | TRUE | SIGA-CC2 | ++ | Signal Module /w 2 Riser in, 1 Output Ckt, Cl 'B' | 2 | 0.000223 | 0.0001 |  |  |  |  | FALSE | [5 empty] | #FFFF0000 | FA-NFPA 170 ADDRESSABLE OUTPUT MODULE | 1 | FALSE | FALSE | FALSE | 1100 | [13 empty] | FALSE | [7 empty] | THOR\acont | 2024-10-08 16:26 |  | [Edwards, Kidde] [SLC EST MODULES] 02 [EST3, iO1000 ] FX-IDC2B, FX-IDCWS, GSA-CT2, GSA-MCT2, GSA-REL, GSA-T3T4, GSA-WTM, SIGA-AA30, SIGA-AA50, SIGA-CC2, SIGA-CC2A, SIGA-CT2, SIGA-CT2I, SIGA-MCC2, SIGA-MCC2A, SIGA-MCT2, SIGA-MDM, SIGA-REL, SIGA-TCDR, SIGA [Edwards] [AUDIO 70.7v] [RISER INPUT 2] SIGA-CC2, SIGA-CC2A, SIGA-MCC2, SIGA-MCC2A [Edwards, Kidde] [AUDIO 25v, AUDIO 70.7v, AUX POWER, FFT, HORN, NAC] [RISER INPUT] ANSZM4B2A, FX-NAC, GSA-CC1, GSA-CC1S, GSA-CC2, GSA-MAB, GSA-MCC1, GSA-MCC1S, GSA-MCC2, GSA-MRM1, GSA-RM1, GSA-UM, SIGA-CC1, SIGA-CC1S, SIGA-CC2, SIGA-CC2A, SIGA-MAB, SIGA- [Edwards, Kidde] [SLC EST MODULES] 01 [*] [EST3, iO1000 ] FX-2WIRE, FX-IDC1A, FX-IDC1B, FX-IDC2B, FX-IDCWS, FX-ISO, FX-NAC, GSA-CC1, GSA-CC1S, GSA-CC2, GSA-CT1, GSA-CT2, GSA-IO, GSA-MAB, GSA-MCC1, GSA-MCC1S, GSA-MCC2, GSA-MCT2, GSA-MIO, GSA-MM1, GSA-MRM1 [Edwards] [AUDIO 25v] [RISER INPUT 2] SIGA-CC2, SIGA-CC2A, SIGA-MCC2, SIGA-MCC2A [Edwards, Kidde] [SLC EST MODULES] [*] [#3 TYPE ADDR ¦ MODULES] GSA-UIO2R, GSA-UIO6, GSA-UIO6R, RZI16-2, SIGA-270, SIGA-270P, SIGA-278, SIGA-AA30, SIGA-AA50, SIGA-CC1, SIGA-CC1S, SIGA-CC2, SIGA-CC2A, SIGA-CR, SIGA-CR2, SIGA-CRH, SIGA-CRR, SIGA-CT1, SIGA- [Edwards, Kidde] [SLC EST MODULES SENSORS] [*] [#1 SHARED ADDR ¦ MODULES] GSA-UIO2R, GSA-UIO6, GSA-UIO6R, RZI16-2, SIGA-270, SIGA-270P, SIGA-278, SIGA-AA30, SIGA-AA50, SIGA-CC1, SIGA-CC1S, SIGA-CC2, SIGA-CC2A, SIGA-CR, SIGA-CR2, SIGA-CRH, SIGA-CRR, SIGA- [Edwards, Kidde] [SLC EST MODULES/SENSORS] 02 [*] [iO64] 70-417008-001, FX-2WIRE, FX-IDC1A, FX-IDC1B, FX-IDC2B, FX-IDCWS, FX-NAC, GSA-CC1, GSA-CC1S, GSA-CC2, GSA-CT1, GSA-CT2, GSA-IO, GSA-MAB, GSA-MCC1, GSA-MCC1S, GSA-MCC2, GSA-MCT2, GSA-MIO, GSA-MM1, GS [Edwards, Kidde] [SLC EST MODULES/SENSORS] 04 [iO64] FX-IDC2B, FX-IDCWS, GSA-CT2, GSA-MCT2, GSA-REL, GSA-WTM, SIGA-CC2, SIGA-CC2A, SIGA-CT2, SIGA-CT2I, SIGA-MCC2, SIGA-MCC2A, SIGA-MCT2, SIGA-REL, SIGA-WTM | [Apollo, Edwards, Kidde] 55000-825ADV , FX-NAC, GSA-CC1, GSA-CC1S, GSA-CC2, GSA-MAB, GSA-MCC1, GSA-MCC1S, GSA-MCC2, GSA-UM, SIGA-CC1, SIGA-CC1S, SIGA-CC2, SIGA-CC2A, SIGA-MAB, SIGA-MCC1, SIGA-MCC1S, SIGA-MCC2, SIGA-MCC2A, SIGA-UM
881a0c42-0d04-4848-87b3-0312084e6d4d |  |  |  | North | Simplex |  | Cards & Components |  |  |  | Card | TRUE | 4007-9809 | ++ | Relay Module; relays for Alarm, Supervisory, and Trouble; rated 2 A resistive @ 32 VDC | 1 | 0.015 | 0.037 |  |  |  |  | TRUE | [5 empty] | #FFFFFFFF |  |  | FALSE | FALSE | FALSE | [20 empty] | DESKTOP-7SAL8M7\acont | 2020-05-11 17:11 | THOR\acont | 2024-10-09 10:48 | Cloned from Simplex 4007-9808
d7983c50-f441-4fc3-90ac-031468848dc4 |  |  |  | North | Edwards |  | Hardware |  |  |  | Hardware | TRUE | 12V6A5 |  | 7.2 AH Battery | 1 | [6 empty] | FALSE | [5 empty] | #FFFFFFFF |  |  | FALSE | FALSE | FALSE | [14 empty] | FALSE | [7 empty] | THOR\acont | 2024-10-09 10:48
417451d4-35b3-4fd8-b231-031a1955d3b9 | NFPA 170 HEAT DETECTOR |  |  | North | Apollo |  | Heat Detector |  |  |  | Module | FALSE | 555000-400 w/45681-210APO | ++ | XP95 Heat Detector w/XPERT Base | 1 | 0.0003 | 0.004 |  |  |  |  | FALSE | TRUE |  |  |  |  | #FFFF0000 | FA-NFPA 170 HEAT DETECTOR | 1 | FALSE | FALSE | FALSE | 1408 | [13 empty] | FALSE | [5 empty] | DESKTOP-7EIEB7A\acont | 2023-02-13 08:38 | THOR\acont | 2024-09-08 17:27 | Cloned from Apollo 55000-450 w/45681-210UL | [Apollo] [SLC APOLLO MODULES/SENSORS] [*] [#1] 45681-800 (C), 45681-805 (C), 55000-001 (C), 55000-002 (C), 55000-005 (C), 55000-006 (C), 55000-009 (C), 55000-010 (C), 55000-450 w/45681-210UL (C), 55000-450 w/45681-225APO (C), 55000-450 w/45681-250USA (C) [Advanced, Apollo] [SLC APOLLO MODULES SENSORS] [*] [#2 SHARED ADDR ¦ SENSORS] SA5150-650ADV w/SA5000-230ADV (C), SA5150-750ADV w/SA5000-210ADV (C), 45681-800 (C), 45681-805 (C), 55000-450 w/45681-210UL (C), 55000-450 w/45681-225APO (C), 55000-450 w/
0e310988-8b28-4c47-823c-031d7635a317 | NFPA 170 STROBE WALL |  |  | North | Potter |  | Strobe |  |  |  | Module | TRUE | SL-1224 |  | Selectable Candela Strobe | 1 | 0 | 0.176 |  |  |  |  | FALSE | [5 empty] | #FF0070C0 | FA-NFPA 170 STROBE WALL | 1 | FALSE | FALSE | FALSE | 2023 | [13 empty] | FALSE | [7 empty] | THOR\acont | 2024-09-08 17:27 |  | [Potter] [NAC] [UL MAX] SL-1224
64b05da1-b4ac-4cdf-9ee6-031f154c99e5 | NFPA 170 FIRE FIGHTER INTERFACE |  |  | North | Notifier |  | Fire Fighter Interface |  |  |  | Module | TRUE | NFC-FFT | ++ | Fire Fighter Telephone System | 1 | 0.12 | 0.23 |  |  |  |  | TRUE | [5 empty] | #FFFF0000 | FA-NFPA 170 FIRE FIGHTER INTERFACE | 1 | FALSE | FALSE | FALSE | 207 | [13 empty] | FALSE | [5 empty] | DESKTOP-7SAL8M7\acont | 2019-10-02 17:27 | THOR\acont | 2024-09-08 17:27 |  | [Federal Signal, Notifier] [AUX POWER] [*] FWSG, NFC-FFT, NFC-LOC, NFC-RM, NFC-RPU, UVLOC-B, W-DIS-D | [Notifier] NFC-FFT
33dae2b9-835e-4970-8c60-032ba8f7e77b | NFPA 170 SPEAKER STROBE CEILING |  |  | North | Siemens |  | Speaker/Strobe |  |  |  | Module | TRUE | SET-MC-R | 500-636051 | ET MULTI-CANDELA RED | 1 | [7 empty] | TRUE |  |  |  |  | #FF0070C0 | FA-NFPA 170 SPEAKER STROBE CEILING | 1 | FALSE | FALSE | FALSE | [20 empty] | DESKTOP-7SAL8M7\acont | 2019-08-13 09:04 | THOR\acont | 2024-09-08 17:27 |  | [Siemens] [AUDIO 25v] [25V AUDIO] SET-AMC-CR-MNS-ALERT (C), SET-AMC-CW-MNS-ALERT (C), SET-AMC-R-MNS-ALERT, SET-AMC-W-MNS-ALERT, SET-CMC-CR-MNS-ALERT (C), SET-CMC-CW-MNS-ALERT (C), SET-CMC-R-MNS-ALERT, SET-CMC-W-MNS-ALERT, SET-CR (C), SET-CW (C), SET-HMC- [Siemens] [NAC] [VDC] SET-MC-R (C), SET-MC-VR, SET-MC-VW, SET-MC-W (C) [Siemens] [AUDIO 70.7v] [70V AUDIO] SET-AMC-CR-MNS-ALERT (C), SET-AMC-CW-MNS-ALERT (C), SET-AMC-R-MNS-ALERT, SET-AMC-W-MNS-ALERT, SET-CMC-CR-MNS-ALERT (C), SET-CMC-CW-MNS-ALERT (C), SET-CMC-R-MNS-ALERT, SET-CMC-W-MNS-ALERT, SET-CR (C), SET-CW (C), SET-HM
b9c05556-565c-4811-a5eb-03308d9a5205 |  |  |  | North | Edwards |  | Cards & Components |  |  |  | Card | TRUE | SIGA-MDM | ++ | Intelligent Digital Message Module | 1 | 0.008 | 0.02 |  |  | 26.4 | 18 | TRUE |  | Plugs into UIO2R, UIO6R or UIO6 Motherboards |  |  |  | #FFFFFFFF |  |  | FALSE | FALSE | FALSE | [14 empty] | FALSE | [7 empty] | THOR\acont | 2024-10-09 10:48 |  | [Edwards, Kidde] [SLC EST MODULES] [*] [#3 TYPE ADDR ¦ MODULES] GSA-UIO2R, GSA-UIO6, GSA-UIO6R, RZI16-2, SIGA-270, SIGA-270P, SIGA-278, SIGA-AA30, SIGA-AA50, SIGA-CC1, SIGA-CC1S, SIGA-CC2, SIGA-CC2A, SIGA-CR, SIGA-CR2, SIGA-CRH, SIGA-CRR, SIGA-CT1, SIGA- [Edwards, Kidde] [SLC EST MODULES] 02 [EST3, iO1000 ] FX-IDC2B, FX-IDCWS, GSA-CT2, GSA-MCT2, GSA-REL, GSA-T3T4, GSA-WTM, SIGA-AA30, SIGA-AA50, SIGA-CC2, SIGA-CC2A, SIGA-CT2, SIGA-CT2I, SIGA-MCC2, SIGA-MCC2A, SIGA-MCT2, SIGA-MDM, SIGA-REL, SIGA-TCDR, SIGA [Edwards, Kidde] [SLC EST MODULES SENSORS] [*] [#1 SHARED ADDR ¦ MODULES] GSA-UIO2R, GSA-UIO6, GSA-UIO6R, RZI16-2, SIGA-270, SIGA-270P, SIGA-278, SIGA-AA30, SIGA-AA50, SIGA-CC1, SIGA-CC1S, SIGA-CC2, SIGA-CC2A, SIGA-CR, SIGA-CR2, SIGA-CRH, SIGA-CRR, SIGA- [Edwards] [AUDIO LOW] [#1 RISER INPUT] SIGA-MDM [Edwards, Kidde] [SLC EST MODULES] 01 [*] [EST3, iO1000 ] FX-2WIRE, FX-IDC1A, FX-IDC1B, FX-IDC2B, FX-IDCWS, FX-ISO, FX-NAC, GSA-CC1, GSA-CC1S, GSA-CC2, GSA-CT1, GSA-CT2, GSA-IO, GSA-MAB, GSA-MCC1, GSA-MCC1S, GSA-MCC2, GSA-MCT2, GSA-MIO, GSA-MM1, GSA-MRM1 [Edwards] [AUDIO LOW] [#2 RISER INPUT] SIGA-MDM | [Edwards] SIGA-MDM
7d83435d-0e94-4926-bb11-033a477c3d24 | NFPA 170 STROBE WALL |  |  | North | Federal Signal |  | Strobe |  |  |  | Module | TRUE | FB2PST-I-024G |  | Fireball Supervised Strobe Light, Green | 1 | [6 empty] | FALSE |  | 1/2" NPT Pipe/Surface |  |  |  | #FF0070C0 | FA-NFPA 170 STROBE WALL | 1 | FALSE | FALSE | FALSE | 2023 | [13 empty] | FALSE |  |  | WP |  |  | THOR\acont | 2024-11-01 09:00 |  |  | Cloned from Federal Signal FB2PST-012-024G | [Federal Signal] [AUX POWER, NAC] [24 VDC] FB24ST-024A, FB24ST-024B, FB24ST-024C, FB24ST-024G, FB24ST-024R, FB2PST-012-024A, FB2PST-012-024B, FB2PST-012-024C, FB2PST-012-024G, FB2PST-012-024R, FB2PST-I-024A, FB2PST-I-024B, FB2PST-I-024C, FB2PST-I-024G, F
c8399fbd-543d-4843-a7c2-033ba642373c | NFPA 170 SMOKE DETECTOR |  |  | North | Edwards |  | Smoke Detector |  |  |  | Module | TRUE | SIGA2-PCOS w/SIGA-AB4G BASE | ++ | Photoelectric Smoke / Carbon Monoxide Detector | 1 | 7e-05 | 7e-05 |  |  |  |  | FALSE | TRUE |  |  |  |  | #FFFF0000 | FA-NFPA 170 SMOKE DETECTOR | 1 | FALSE | FALSE | FALSE | 1408 | [13 empty] | FALSE | [7 empty] | THOR\acont | 2024-10-08 16:26 | 20191121 AC Detector with base | [Edwards, Kidde] [SLC EST MODULES SENSORS] [*] [#2 SHARED ADDR ¦ SENSORS] KI-DDOS (C), SIGA2-COS w/SIGA-AB4G BASE, SIGA2-COS w/SIGA-AB4G-LF BASE, SIGA2-COS w/SIGA-AB4GT BASE, SIGA2-COS w/SIGA-IB BASE, SIGA2-COS w/SIGA-RB BASE, SIGA2-COS w/SIGA-SB BASE, S [Edwards, Kidde] [SLC EST SENSORS] [*] [#4 TYPE ADDR ¦ SENSORS] KI-DDOS (C), SIGA2-COS w/SIGA-AB4G BASE, SIGA2-COS w/SIGA-AB4G-LF BASE, SIGA2-COS w/SIGA-AB4GT BASE, SIGA2-COS w/SIGA-IB BASE, SIGA2-COS w/SIGA-RB BASE, SIGA2-COS w/SIGA-SB BASE, SIGA2-HCOS [Edwards, Kidde] [SLC EST MODULES/SENSORS] 01 [*] [iO64] DS-HFS (C), DS-PS (C), FX-HD w/IB4U BASE, FX-HD w/RB4U BASE, FX-HD w/SB4U BASE, FX-HD w/SB4U-LF BASE, FX-HD wB4U BASE, FX-PD w/B4U BASE (C), FX-PD w/IB4U BASE (C), FX-PD w/SB4U BASE (C), FX-PD w/SB [Edwards, Kidde] [AUX POWER] FX-HD w/SB4U BASE, FX-PD w/SB4U BASE (C), FX-PHD w/SB4U BASE (C), KI-COD w/KI-ABST BASE (C), KI-HCD w/KI-ABST BASE, KI-HRD w/KI-ABST BASE, KI-PCD w/KI-ABST BASE (C), KI-PD w/KI-ABST BASE (C), KI-PHCD w/KI-ABST BASE (C), KI-PH [Edwards, Kidde] [SLC EST SENSORS] 01 [*] [EST3, iO1000] DS-HFS (C), DS-PS (C), FX-HD w/IB4U BASE, FX-HD w/RB4U BASE, FX-HD w/SB4U BASE, FX-HD w/SB4U-LF BASE, FX-HD wB4U BASE, FX-PD w/B4U BASE (C), FX-PD w/IB4U BASE (C), FX-PD w/SB4U BASE (C), FX-PD w/SB
8c912dd4-f65e-4f5f-8181-033ce64c9f50 | NFPA 170 HORN STROBE CEILING |  |  | North | FCI |  | Strobe |  |  |  | Module | TRUE | PC24177W | ++ | Horn, electronic, white, w/177 cd strobe | 1 | 0 | 0.347 |  |  |  |  | FALSE | TRUE |  |  |  |  | #FF0070C0 | FA-NFPA 170 HORN STROBE CEILING | 1 | FALSE | FALSE | FALSE | 2022 | [13 empty] | FALSE |  |  | C |  |  | THOR\acont | 2025-02-25 16:23 | THOR\acont | 2025-02-25 16:25 | Cloned from FCI PC2415W CLONED CLONED CLONED CLONED CLONED CLONED CLONED CLONED | [Eaton Wheelock, FCI] [NAC] [DC MAX] PC24177 (C), PC24177W (C), RS-2415W-FR
0d79edfe-f12a-40dd-b52f-03413e767b3a | NFPA 170 LCD ANNNUNCIATOR DISPLAY | RISER ANNUNCIATOR |  | North | Edwards |  | LCD Annunciator |  |  |  | Module | TRUE | 3-10ANN | ++ | Ten Position Base Annunciator | 1 | 0.164 | 0.164 |  |  |  |  | FALSE | [5 empty] | #FFFF0000 | FA-NFPA 170 LCD ANNNUNCIATOR DISPLAY | 1 | FALSE | FALSE | FALSE | 257 | [8 empty] | 7,12,18 |  |  |  |  | FALSE | [5 empty] | DESKTOP-7EIEB7A\acont | 2022-07-26 10:35 | THOR\acont | 2024-09-08 17:27 | Cloned from Edwards 3-4ANN CLONED | [Edwards] [AUX POWER] [*] [ALL DEVICES ++] 3-10ANN, 3-4ANN, 3-6ANN, 3-LCDANN [Edwards] [RS-485] [ALL DEVICES ++] 3-10ANN, 3-4ANN, 3-6ANN, 3-LCDANN
b119734b-e973-4c91-863e-0341e558db17 | NFPA 170 SPEAKER WALL |  |  | North | Federal Signal |  | Speaker |  |  |  | Module | TRUE | AM302GCX |  | AudioMaster® Public Address Hazardous Location Speaker | 1 | 0 | 0.67 |  |  |  |  | FALSE | [5 empty] | #FF0070C0 | FA-NFPA 170 SPEAKER WALL | 1 | FALSE | FALSE | FALSE | 2021 | [13 empty] | FALSE |  |  | HZ |  |  | DESKTOP-7EIEB7A\acont | 2021-03-08 12:55 | THOR\acont | 2024-09-08 17:27 | Cloned from Federal Signal AM300GCX | [Federal Signal] [AUDIO 25v] [25V AUDIO] AM302GCX [Federal Signal] [AUDIO 70.7v] [70V AUDIO] AM302GCX [Federal Signal] [AUX POWER] [*] 300GCX-024, 300GCX-024B, AM300GCX, AM302GCX
25bd4bca-1fbb-4512-b55f-0346c3ae794d |  |  |  | North | Notifier |  | Cards & Components |  |  |  | Card | TRUE | LDM-R32 |  | Lamp Driver Module, Convert Transistor Outputs to 32 Form A Dry Contacts | 1 | 0 | 0.288 |  |  |  |  | TRUE | [5 empty] | #FFFFFFFF |  |  | FALSE | FALSE | FALSE | [14 empty] | FALSE | [7 empty] | THOR\acont | 2024-10-09 10:48
bb7be7bd-8aea-4211-848f-034e17c7e484 | CADGEN LINE BREAK SINGLE 2 |  |  | East | Generic |  | Miscellaneous |  |  |  | Module | TRUE | LINE BREAK (SINGLE) |  |  | 1 | [6 empty] | FALSE | FALSE | PROVIDED BY ELECTRICAL CONTRACTOR |  | PROVIDED BY OTHERS |  | #FFFF0000 | FA-CADGEN LINE BREAK SINGLE 2 | 1 | FALSE | FALSE | FALSE | [14 empty] | FALSE | [5 empty] | DESKTOP-7EIEB7A\acont | 2023-02-20 17:57 | THOR\acont | 2024-09-08 17:27 | Cloned from Generic LINE BREAK (SINGLE) | [Generic, N/A] [JUNCTION PASSTHROUGH] [#28] CLASS A RETURN, END OF LINE DEVICE, END OF LINE RESISTOR, FIBER PATCH PANEL, FIRE ALARM TERMINAL CABINET, FURNISHED BY OTHERS, FURNISHED BY OTHERS, JUNCTION BOX, JUNCTION BOX CEILING, LINE BREAK (DOUBLE), LINE [Generic, N/A] [JUNCTION PASSTHROUGH] [#11] CLASS A RETURN, END OF LINE DEVICE, END OF LINE RESISTOR, FIBER PATCH PANEL, FIRE ALARM TERMINAL CABINET, FURNISHED BY OTHERS, FURNISHED BY OTHERS, JUNCTION BOX, JUNCTION BOX CEILING, LINE BREAK (DOUBLE), LINE [Generic, N/A] [JUNCTION PASSTHROUGH] [#31] CLASS A RETURN, END OF LINE DEVICE, END OF LINE RESISTOR, FIBER PATCH PANEL, FIRE ALARM TERMINAL CABINET, FURNISHED BY OTHERS, FURNISHED BY OTHERS, JUNCTION BOX, JUNCTION BOX CEILING, LINE BREAK (DOUBLE), LINE [Generic, N/A] [JUNCTION PASSTHROUGH] [#15] CLASS A RETURN, END OF LINE DEVICE, END OF LINE RESISTOR, FIBER PATCH PANEL, FIRE ALARM TERMINAL CABINET, FURNISHED BY OTHERS, FURNISHED BY OTHERS, JUNCTION BOX, JUNCTION BOX CEILING, LINE BREAK (DOUBLE), LINE [Generic, N/A, Space Age Electronics] [JUNCTION PASSTHROUGH] [#8] CLASS A RETURN, END OF LINE DEVICE, END OF LINE RESISTOR, FIBER PATCH PANEL, FIRE ALARM TERMINAL CABINET, FURNISHED BY OTHERS, FURNISHED BY OTHERS, JUNCTION BOX, JUNCTION BOX CEILING, LINE [Generic, N/A] [JUNCTION PASSTHROUGH] [#22] CLASS A RETURN, END OF LINE DEVICE, END OF LINE RESISTOR, FIBER PATCH PANEL, FIRE ALARM TERMINAL CABINET, FURNISHED BY OTHERS, FURNISHED BY OTHERS, JUNCTION BOX, JUNCTION BOX CEILING, LINE BREAK (DOUBLE), LINE [Generic, N/A] [JUNCTION PASSTHROUGH] [#24] CLASS A RETURN, END OF LINE DEVICE, END OF LINE RESISTOR, FIBER PATCH PANEL, FIRE ALARM TERMINAL CABINET, FURNISHED BY OTHERS, FURNISHED BY OTHERS, JUNCTION BOX, JUNCTION BOX CEILING, LINE BREAK (DOUBLE), LINE [Generic, N/A] [JUNCTION PASSTHROUGH] [#39] CLASS A RETURN, END OF LINE DEVICE, END OF LINE RESISTOR, FIBER PATCH PANEL, FIRE ALARM TERMINAL CABINET, FURNISHED BY OTHERS, FURNISHED BY OTHERS, JUNCTION BOX, JUNCTION BOX CEILING, LINE BREAK (DOUBLE), LINE [Generic, N/A, Space Age Electronics] [JUNCTION PASSTHROUGH] [#4] CLASS A RETURN, END OF LINE DEVICE, END OF LINE RESISTOR, FIBER PATCH PANEL, FIRE ALARM TERMINAL CABINET, FURNISHED BY OTHERS, FURNISHED BY OTHERS, JUNCTION BOX, JUNCTION BOX CEILING, LINE [Generic, N/A] [JUNCTION PASSTHROUGH] [#34] CLASS A RETURN, END OF LINE DEVICE, END OF LINE RESISTOR, FIBER PATCH PANEL, FIRE ALARM TERMINAL CABINET, FURNISHED BY OTHERS, FURNISHED BY OTHERS, JUNCTION BOX, JUNCTION BOX CEILING, LINE BREAK (DOUBLE), LINE [Generic, N/A, Space Age Electronics] [JUNCTION PASSTHROUGH] [#5] CLASS A RETURN, END OF LINE DEVICE, END OF LINE RESISTOR, FIBER PATCH PANEL, FIRE ALARM TERMINAL CABINET, FURNISHED BY OTHERS, FURNISHED BY OTHERS, JUNCTION BOX, JUNCTION BOX CEILING, LINE [Generic, N/A] [JUNCTION PASSTHROUGH] [#26] CLASS A RETURN, END OF LINE DEVICE, END OF LINE RESISTOR, FIBER PATCH PANEL, FIRE ALARM TERMINAL CABINET, FURNISHED BY OTHERS, FURNISHED BY OTHERS, JUNCTION BOX, JUNCTION BOX CEILING, LINE BREAK (DOUBLE), LINE [Generic, N/A] [JUNCTION PASSTHROUGH] [#10] CLASS A RETURN, END OF LINE DEVICE, END OF LINE RESISTOR, FIBER PATCH PANEL, FIRE ALARM TERMINAL CABINET, FURNISHED BY OTHERS, FURNISHED BY OTHERS, JUNCTION BOX, JUNCTION BOX CEILING, LINE BREAK (DOUBLE), LINE [Generic, N/A] [JUNCTION PASSTHROUGH] [#23] CLASS A RETURN, END OF LINE DEVICE, END OF LINE RESISTOR, FIBER PATCH PANEL, FIRE ALARM TERMINAL CABINET, FURNISHED BY OTHERS, FURNISHED BY OTHERS, JUNCTION BOX, JUNCTION BOX CEILING, LINE BREAK (DOUBLE), LINE [Generic, N/A] [JUNCTION PASSTHROUGH] [#25] CLASS A RETURN, END OF LINE DEVICE, END OF LINE RESISTOR, FIBER PATCH PANEL, FIRE ALARM TERMINAL CABINET, FURNISHED BY OTHERS, FURNISHED BY OTHERS, JUNCTION BOX, JUNCTION BOX CEILING, LINE BREAK (DOUBLE), LINE [Generic, N/A] [JUNCTION PASSTHROUGH] [#21] CLASS A RETURN, END OF LINE DEVICE, END OF LINE RESISTOR, FIBER PATCH PANEL, FIRE ALARM TERMINAL CABINET, FURNISHED BY OTHERS, FURNISHED BY OTHERS, JUNCTION BOX, JUNCTION BOX CEILING, LINE BREAK (DOUBLE), LINE [Generic, N/A] [JUNCTION PASSTHROUGH] [#18] CLASS A RETURN, END OF LINE DEVICE, END OF LINE RESISTOR, FIBER PATCH PANEL, FIRE ALARM TERMINAL CABINET, FURNISHED BY OTHERS, FURNISHED BY OTHERS, JUNCTION BOX, JUNCTION BOX CEILING, LINE BREAK (DOUBLE), LINE [Generic, N/A, Space Age Electronics] [JUNCTION PASSTHROUGH] 02 [ALL DEVICES ++] CLASS A RETURN, END OF LINE DEVICE, END OF LINE RESISTOR, FIBER PATCH PANEL, FIRE ALARM TERMINAL CABINET, FURNISHED BY OTHERS, FURNISHED BY OTHERS, JUNCTION BOX, JUNCTION BO [Generic, N/A, Space Age Electronics] [JUNCTION PASSTHROUGH] [#2] CLASS A RETURN, END OF LINE DEVICE, END OF LINE RESISTOR, FIBER PATCH PANEL, FIRE ALARM TERMINAL CABINET, FURNISHED BY OTHERS, FURNISHED BY OTHERS, JUNCTION BOX, JUNCTION BOX CEILING, LINE [Generic, N/A] [JUNCTION PASSTHROUGH] [#27] CLASS A RETURN, END OF LINE DEVICE, END OF LINE RESISTOR, FIBER PATCH PANEL, FIRE ALARM TERMINAL CABINET, FURNISHED BY OTHERS, FURNISHED BY OTHERS, JUNCTION BOX, JUNCTION BOX CEILING, LINE BREAK (DOUBLE), LINE [Generic, N/A, Space Age Electronics] [JUNCTION PASSTHROUGH] [#6] CLASS A RETURN, END OF LINE DEVICE, END OF LINE RESISTOR, FIBER PATCH PANEL, FIRE ALARM TERMINAL CABINET, FURNISHED BY OTHERS, FURNISHED BY OTHERS, JUNCTION BOX, JUNCTION BOX CEILING, LINE [Generic, N/A] [JUNCTION PASSTHROUGH] [#20] CLASS A RETURN, END OF LINE DEVICE, END OF LINE RESISTOR, FIBER PATCH PANEL, FIRE ALARM TERMINAL CABINET, FURNISHED BY OTHERS, FURNISHED BY OTHERS, JUNCTION BOX, JUNCTION BOX CEILING, LINE BREAK (DOUBLE), LINE [Generic, N/A] [JUNCTION PASSTHROUGH] [#40] CLASS A RETURN, END OF LINE DEVICE, END OF LINE RESISTOR, FIBER PATCH PANEL, FIRE ALARM TERMINAL CABINET, FURNISHED BY OTHERS, FURNISHED BY OTHERS, JUNCTION BOX, JUNCTION BOX CEILING, LINE BREAK (DOUBLE), LINE [Generic, N/A] [JUNCTION PASSTHROUGH] [#16] CLASS A RETURN, END OF LINE DEVICE, END OF LINE RESISTOR, FIBER PATCH PANEL, FIRE ALARM TERMINAL CABINET, FURNISHED BY OTHERS, FURNISHED BY OTHERS, JUNCTION BOX, JUNCTION BOX CEILING, LINE BREAK (DOUBLE), LINE [Generic, N/A] [JUNCTION PASSTHROUGH] [#19] CLASS A RETURN, END OF LINE DEVICE, END OF LINE RESISTOR, FIBER PATCH PANEL, FIRE ALARM TERMINAL CABINET, FURNISHED BY OTHERS, FURNISHED BY OTHERS, JUNCTION BOX, JUNCTION BOX CEILING, LINE BREAK (DOUBLE), LINE [Generic, N/A] [JUNCTION PASSTHROUGH] [#13] CLASS A RETURN, END OF LINE DEVICE, END OF LINE RESISTOR, FIBER PATCH PANEL, FIRE ALARM TERMINAL CABINET, FURNISHED BY OTHERS, FURNISHED BY OTHERS, JUNCTION BOX, JUNCTION BOX CEILING, LINE BREAK (DOUBLE), LINE [Generic, N/A] [JUNCTION PASSTHROUGH] [#33] CLASS A RETURN, END OF LINE DEVICE, END OF LINE RESISTOR, FIBER PATCH PANEL, FIRE ALARM TERMINAL CABINET, FURNISHED BY OTHERS, FURNISHED BY OTHERS, JUNCTION BOX, JUNCTION BOX CEILING, LINE BREAK (DOUBLE), LINE [Generic, N/A] [JUNCTION PASSTHROUGH] [#12] CLASS A RETURN, END OF LINE DEVICE, END OF LINE RESISTOR, FIBER PATCH PANEL, FIRE ALARM TERMINAL CABINET, FURNISHED BY OTHERS, FURNISHED BY OTHERS, JUNCTION BOX, JUNCTION BOX CEILING, LINE BREAK (DOUBLE), LINE [Generic, N/A] [JUNCTION PASSTHROUGH] [#29] CLASS A RETURN, END OF LINE DEVICE, END OF LINE RESISTOR, FIBER PATCH PANEL, FIRE ALARM TERMINAL CABINET, FURNISHED BY OTHERS, FURNISHED BY OTHERS, JUNCTION BOX, JUNCTION BOX CEILING, LINE BREAK (DOUBLE), LINE [Generic, N/A] [JUNCTION PASSTHROUGH] [#37] CLASS A RETURN, END OF LINE DEVICE, END OF LINE RESISTOR, FIBER PATCH PANEL, FIRE ALARM TERMINAL CABINET, FURNISHED BY OTHERS, FURNISHED BY OTHERS, JUNCTION BOX, JUNCTION BOX CEILING, LINE BREAK (DOUBLE), LINE [Generic, N/A] [JUNCTION PASSTHROUGH] [#42] CLASS A RETURN, END OF LINE DEVICE, END OF LINE RESISTOR, FIBER PATCH PANEL, FIRE ALARM TERMINAL CABINET, FURNISHED BY OTHERS, FURNISHED BY OTHERS, JUNCTION BOX, JUNCTION BOX CEILING, LINE BREAK (DOUBLE), LINE [Generic, N/A] [JUNCTION PASSTHROUGH] [#17] CLASS A RETURN, END OF LINE DEVICE, END OF LINE RESISTOR, FIBER PATCH PANEL, FIRE ALARM TERMINAL CABINET, FURNISHED BY OTHERS, FURNISHED BY OTHERS, JUNCTION BOX, JUNCTION BOX CEILING, LINE BREAK (DOUBLE), LINE [Generic, N/A] [JUNCTION PASSTHROUGH] [#36] CLASS A RETURN, END OF LINE DEVICE, END OF LINE RESISTOR, FIBER PATCH PANEL, FIRE ALARM TERMINAL CABINET, FURNISHED BY OTHERS, FURNISHED BY OTHERS, JUNCTION BOX, JUNCTION BOX CEILING, LINE BREAK (DOUBLE), LINE [Generic, N/A] [JUNCTION PASSTHROUGH] [#14] CLASS A RETURN, END OF LINE DEVICE, END OF LINE RESISTOR, FIBER PATCH PANEL, FIRE ALARM TERMINAL CABINET, FURNISHED BY OTHERS, FURNISHED BY OTHERS, JUNCTION BOX, JUNCTION BOX CEILING, LINE BREAK (DOUBLE), LINE [Generic, N/A] [JUNCTION PASSTHROUGH] [#41] CLASS A RETURN, END OF LINE DEVICE, END OF LINE RESISTOR, FIBER PATCH PANEL, FIRE ALARM TERMINAL CABINET, FURNISHED BY OTHERS, FURNISHED BY OTHERS, JUNCTION BOX, JUNCTION BOX CEILING, LINE BREAK (DOUBLE), LINE [Generic, N/A] [JUNCTION PASSTHROUGH] [#35] CLASS A RETURN, END OF LINE DEVICE, END OF LINE RESISTOR, FIBER PATCH PANEL, FIRE ALARM TERMINAL CABINET, FURNISHED BY OTHERS, FURNISHED BY OTHERS, JUNCTION BOX, JUNCTION BOX CEILING, LINE BREAK (DOUBLE), LINE [Generic, N/A] [JUNCTION PASSTHROUGH] [#32] CLASS A RETURN, END OF LINE DEVICE, END OF LINE RESISTOR, FIBER PATCH PANEL, FIRE ALARM TERMINAL CABINET, FURNISHED BY OTHERS, FURNISHED BY OTHERS, JUNCTION BOX, JUNCTION BOX CEILING, LINE BREAK (DOUBLE), LINE [Generic, N/A, Space Age Electronics] [JUNCTION PASSTHROUGH] [#3] CLASS A RETURN, END OF LINE DEVICE, END OF LINE RESISTOR, FIBER PATCH PANEL, FIRE ALARM TERMINAL CABINET, FURNISHED BY OTHERS, FURNISHED BY OTHERS, JUNCTION BOX, JUNCTION BOX CEILING, LINE [Generic, N/A] [JUNCTION PASSTHROUGH] [#38] CLASS A RETURN, END OF LINE DEVICE, END OF LINE RESISTOR, FIBER PATCH PANEL, FIRE ALARM TERMINAL CABINET, FURNISHED BY OTHERS, FURNISHED BY OTHERS, JUNCTION BOX, JUNCTION BOX CEILING, LINE BREAK (DOUBLE), LINE [Generic, N/A, Space Age Electronics] [JUNCTION PASSTHROUGH] [#7] CLASS A RETURN, END OF LINE DEVICE, END OF LINE RESISTOR, FIBER PATCH PANEL, FIRE ALARM TERMINAL CABINET, FURNISHED BY OTHERS, FURNISHED BY OTHERS, JUNCTION BOX, JUNCTION BOX CEILING, LINE [Generic, N/A] [JUNCTION PASSTHROUGH] [#9] CLASS A RETURN, END OF LINE DEVICE, END OF LINE RESISTOR, FIBER PATCH PANEL, FIRE ALARM TERMINAL CABINET, FURNISHED BY OTHERS, FURNISHED BY OTHERS, JUNCTION BOX, JUNCTION BOX CEILING, LINE BREAK (DOUBLE), LINE B [Generic, N/A] [JUNCTION PASSTHROUGH] [#30] CLASS A RETURN, END OF LINE DEVICE, END OF LINE RESISTOR, FIBER PATCH PANEL, FIRE ALARM TERMINAL CABINET, FURNISHED BY OTHERS, FURNISHED BY OTHERS, JUNCTION BOX, JUNCTION BOX CEILING, LINE BREAK (DOUBLE), LINE
129b8526-1f8b-4416-a385-034fa8ce3736 | NFPA 170 FIRE ALARM CONTROL UNIT | RISER FACP |  | North | Potter |  | Fire Alarm Control Unit |  |  |  | Assembly | TRUE | PFC-6075 |  | 75 Point Addressable Fire Alarm Control Panel | 1 | [6 empty] | FALSE | [5 empty] | #FFFF0000 | FA-NFPA 170 FIRE ALARM CONTROL UNIT | 1 | FALSE | FALSE | FALSE | 202 | [8 empty] | 7,12,18 |  |  |  |  | TRUE | [7 empty] | THOR\acont | 2024-09-08 17:27
5b97380e-72b1-4fdc-beec-0352163f125d | NFPA 170 NOTIFICATION CIRCUIT EXTENDER PANEL | RISER NAC |  | North | MIRCOM |  | Notification Circuit Extender Panel |  |  |  | Assembly | TRUE | INX-10A | + | Intelligent NAC Expander, 10 Amps c/w backbox and red door | 1 | [6 empty] | FALSE | [5 empty] | #FFFF0000 | FA-NFPA 170 NOTIFICATION CIRCUIT EXTENDER PANEL | 1 | FALSE | FALSE | FALSE | 212 | [8 empty] | 7,12,18 |  |  |  |  | TRUE | [7 empty] | THOR\acont | 2024-09-08 17:27
0fcf016c-4980-43d4-b6e3-035275cbf164 | NFPA 170 SPEAKER STROBE |  |  | North | Siemens |  | Speaker/Strobe |  |  |  | Module | TRUE | SEFH-HMC-W | S54360-F4-A1 | HIGH FIDELITY SPEAKER STROBE, SQUARE, HIFI, LOW PROFILE, WALL, 135/185CD, WHITE | 1 | [12 empty] | #FF0070C0 | FA-NFPA 170 SPEAKER STROBE | 1 | FALSE | FALSE | FALSE | 2019 | [19 empty] | DESKTOP-7SAL8M7\acont | 2019-08-13 09:04 | THOR\acont | 2024-09-08 17:27 | B,T | [Siemens] [NAC] [VDC] SEFH-HMC-R, SEFH-HMC-W, SEH-HMC-R, SEH-HMC-R-B, SEH-HMC-W, SEH-HMC-W-ALERT, SEH-HMC-W-B [Siemens] [AUDIO 70.7v] [70V AUDIO] SEFH-AHMC-CW-ALERT (C), SEFH-AMC-CW-ALERT (C), SEFH-AMC-W-ALERT, SEFH-CR (C), SEFH-CW (C), SEFH-HMC-CR (C), SEFH-HMC-CR-ALERT (C), SEFH-HMC-CW (C), SEFH-HMC-CW-ALERT (C), SEFH-HMC-R, SEFH-HMC-W, SEFH-MC-CR (C), SEFH-MC [Siemens] [AUDIO 25v] [25V AUDIO] SEFH-AHMC-CW-ALERT (C), SEFH-AMC-CW-ALERT (C), SEFH-AMC-W-ALERT, SEFH-CR (C), SEFH-CW (C), SEFH-HMC-CR (C), SEFH-HMC-CR-ALERT (C), SEFH-HMC-CW (C), SEFH-HMC-CW-ALERT (C), SEFH-HMC-R, SEFH-HMC-W, SEFH-MC-CR (C), SEFH-MC-C
b1c2d0a9-f2e4-43c9-871d-036a000564f1 | NFPA 170 FIRE ALARM CONTROL UNIT | RISER FACP |  | North | Kidde |  | Fire Alarm Control Unit |  |  |  | Assembly | TRUE | VS4-R |  | FACP, 1-4 Loop, 1000pt max, 4 Cl B NACs, red, 120v | 1 | [6 empty] | FALSE | [5 empty] | #FFFF0000 | FA-NFPA 170 FIRE ALARM CONTROL UNIT | 1 | FALSE | FALSE | FALSE | 202 | [8 empty] | 7,12,18 |  |  |  |  | TRUE | [7 empty] | THOR\acont | 2024-09-08 17:27
3c917a32-e848-43aa-8214-037842cdc971 | NFPA 170 HORN STROBE CEILING |  |  | North | System Sensor |  | Horn/Strobe |  |  |  | Module | TRUE | PC2W | + | 2-Wire, Horn Strobe, White | 1 | 0 | 0.071 |  |  |  |  | FALSE | TRUE |  |  |  |  | #FF0070C0 | FA-NFPA 170 HORN STROBE CEILING | 1 | FALSE | FALSE | FALSE | 2013 | [13 empty] | FALSE |  |  | C |  |  | DESKTOP-7EIEB7A\acont | 2021-07-29 12:01 | THOR\acont | 2024-09-08 17:27 | Cloned from System Sensor PC2WL | [System Sensor] [NAC] [VFWR, TEMPORAL HIGH] PC2R (C), PC2W (C) [System Sensor] [NAC] [VDC, TEMPORAL HIGH] PC2R (C), PC2W (C)
874db4f5-7b38-428e-8dc9-0381ed4e4d57 | NFPA 170 ADDRESSABLE INPUT MONITOR MODULE |  |  | North | Hochiki |  | Addressable Module |  |  |  | Module | TRUE | FRCME-P FAST RESPONSE CONTACT MODULE | FAST RESPONSE CONTACT MODULE | FAST RESPONSE CONTACT MODULE | 1 | 0.00055 | 0.00066 |  |  |  |  | TRUE |  |  | *Refer to Install Sheet |  |  | #FFFF0000 | FA-NFPA 170 ADDRESSABLE INPUT MONITOR MODULE | 1 | FALSE | FALSE | FALSE | 1000 | [19 empty] | DESKTOP-0D6CQVA\lousc | 2019-10-12 09:11 | THOR\acont | 2024-09-08 17:27 | Cloned from Hochiki DCP-FRCMA FAST RESPONSE CONTACT MODULE | [Hochiki, VES] [SLC HOCHIKI] 02 [*] [SLC] CZM CONVENTIONAL ZONE MODULE, DCP-AMS Single Action Hex Key Lock, DCP-AMS-KL Single Action Key Lock, DCP-AMS-KL-LP Dual Action Key Lock, DCP-AMS-LP Dual Action Hex Key Lock, DIMM - DUAL INPUT MONITOR MODULE, DIMM | [Hochiki] FRCMA FAST RESPONSE CONTACT MODULE, FRCMA-I FAST RESPONSE CONTACT MODULE, FRCME-M FAST RESPONSE CONTACT MODULE, FRCME-P FAST RESPONSE CONTACT MODULE
3eb4fc16-b194-49b7-97de-0382a9ddd792 | NFPA 170 SMOKE DETECTOR |  |  | North | Edwards |  | Smoke Detector |  |  |  | Module | TRUE | SIGA-IS w/SIGA-IB BASE | ++ | Ionization Smoke Detector | 1 | 4.5e-05 | 4.5e-05 |  |  |  |  | FALSE | TRUE |  |  |  |  | #FFFF0000 | FA-NFPA 170 SMOKE DETECTOR | 1 | FALSE | FALSE | FALSE | 1408 | [13 empty] | FALSE | [7 empty] | THOR\acont | 2024-10-08 16:31 | 20191121 AC Detector with base | [Edwards, Kidde] [SLC EST SENSORS] [*] [#4 TYPE ADDR ¦ SENSORS] KI-DDOS (C), SIGA2-COS w/SIGA-AB4G BASE, SIGA2-COS w/SIGA-AB4G-LF BASE, SIGA2-COS w/SIGA-AB4GT BASE, SIGA2-COS w/SIGA-IB BASE, SIGA2-COS w/SIGA-RB BASE, SIGA2-COS w/SIGA-SB BASE, SIGA2-HCOS [Edwards, Kidde] [SLC EST SENSORS] 01 [*] [EST3, iO1000] DS-HFS (C), DS-PS (C), FX-HD w/IB4U BASE, FX-HD w/RB4U BASE, FX-HD w/SB4U BASE, FX-HD w/SB4U-LF BASE, FX-HD wB4U BASE, FX-PD w/B4U BASE (C), FX-PD w/IB4U BASE (C), FX-PD w/SB4U BASE (C), FX-PD w/SB [Edwards, Kidde] [SLC EST MODULES/SENSORS] 01 [*] [iO64] DS-HFS (C), DS-PS (C), FX-HD w/IB4U BASE, FX-HD w/RB4U BASE, FX-HD w/SB4U BASE, FX-HD w/SB4U-LF BASE, FX-HD wB4U BASE, FX-PD w/B4U BASE (C), FX-PD w/IB4U BASE (C), FX-PD w/SB4U BASE (C), FX-PD w/SB [Edwards, Kidde] [SLC EST MODULES SENSORS] [*] [#2 SHARED ADDR ¦ SENSORS] KI-DDOS (C), SIGA2-COS w/SIGA-AB4G BASE, SIGA2-COS w/SIGA-AB4G-LF BASE, SIGA2-COS w/SIGA-AB4GT BASE, SIGA2-COS w/SIGA-IB BASE, SIGA2-COS w/SIGA-RB BASE, SIGA2-COS w/SIGA-SB BASE, S
1c37a280-2df7-4627-a161-0382c1bed231 |  |  |  | North | Siemens | [5 empty] | Module | TRUE | ENCL-01 | S54465-C63-A1 | Exterior enclosure with Key Lock | 1 | [12 empty] | #FFFFFFFF |  |  | FALSE | FALSE | FALSE | [20 empty] | DESKTOP-7SAL8M7\acont | 2019-08-13 09:04 | THOR\acont | 2024-10-09 10:48
ad21dd77-01c2-428d-9b36-0383c392d9f3 | NFPA 170 FIRE ALARM CONTROL UNIT | RISER FACP |  | North | Farenhyt |  | Fire Alarm Control Unit |  |  |  | Assembly | TRUE | IFP-100VIP | ++ | Intelligent Fire Alarm Control Panel with 1 50 Watt Amplifier | 1 | [6 empty] | FALSE | [5 empty] | #FFFF0000 | FA-NFPA 170 FIRE ALARM CONTROL UNIT | 1 | FALSE | FALSE | FALSE | 202 | [8 empty] | 7,12,18 |  |  |  |  | TRUE | [5 empty] | XPS-17-9710\August | 2024-04-26 10:45 | THOR\acont | 2024-09-08 17:27 | Cloned from Farenhyt IFP-100
5d5a1cc1-6fde-4ff6-beb6-0388df5f0d2b | NFPA 170 SMOKE HEAT DETECTOR |  |  | North | Simplex |  | Smoke/Heat Detector |  |  |  | Module | TRUE | 4098-9754 w/4098-9793 | + | TrueAlarm Photoelectric and Heat Sensing Detector w/TrueAlarm Isolator Base | 1 | 0.0008 | 0.001 |  |  |  |  | TRUE | TRUE |  |  |  |  | #FFFF0000 | FA-NFPA 170 SMOKE HEAT DETECTOR | 1 | FALSE | FALSE | FALSE | 1402 | [19 empty] | DESKTOP-7EIEB7A\acont | 2022-02-15 11:42 | THOR\acont | 2024-09-08 17:27 | Cloned from Autocall A4098-9754 w/A4098-9793 | [Autocall, Simplex] [IDNet] [SENSORS ++] 4098-9714 (C), 4098-9714 w/4098-9770 (C), 4098-9714 w/4098-9771 (C), 4098-9714 w/4098-9772 (C), 4098-9714 w/4098-9773 (C), 4098-9714 w/4098-9780 (C), 4098-9714 w/4098-9789 (C), 4098-9714 w/4098-9791 (C), 4098-9714
07657e6e-dbaa-4fc2-8256-038a895d9280 | NFPA 170 GAS DETECTOR |  |  | North | Notifier |  | Gas Detection |  |  |  | Module | TRUE | FSCO-951 w/B200S-LF-WH | + | Intelligent addressable carbon monoxide detector, white w/ Intelligent sounder base, low frequency, white, UL-listed | 1 | 0.0002 | 0.0045 |  |  |  |  | FALSE | TRUE | FLUSH |  | 4" SQ. DEEP | 3 "O" PLASTER RING | #FFFF0000 | FA-NFPA 170 GAS DETECTOR | 1 | FALSE | FALSE | FALSE | 1402 | [13 empty] | FALSE |  |  | LF |  |  | DESKTOP-7SAL8M7\acont | 2020-11-20 12:18 | THOR\acont | 2024-09-08 17:27 | Cloned from Gamewell MCS-COP3 w/B200S-LF-WH | [Honeywell, Notifier, System Sensor] [SLC MODULES SENSORS] [*] [#2 SHARED ADDR ¦ SENSORS] 2251B (C), 2251-COPTIR (C), 2251-COPTIR w/B200S-WH (C), 2251TB (C), 2251TMB (C), 5251B (C), 5251B-WP (C), 5251H (C), 5251RB (C), 5251RB-WP (C), 7251 (C), 7251DH (C) [Notifier] [AUX POWER] [16VDC, HIGH VOLUME] B200S-LF-WH, FCO-851 w/B200S-LF (C), FCO-951 w/B200S-LF-WH (C), FPC-951 w/B200S-LF-IV (C), FPC-951 w/B200S-LF-WH (C), FPTI-951 w/B200S-LF-IV (C), FPTI-951 w/B200S-LF-WH (C), FSCO-951 w/B200S-LF-IV (C), FSCO-951 [Honeywell, Notifier, System Sensor] [SLC SENSORS] [*] [#4 TYPE ADDR ¦ SENSORS] 2251B (C), 2251-COPTIR (C), 2251-COPTIR w/B200S-WH (C), 2251TB (C), 2251TMB (C), 5251B (C), 5251B-WP (C), 5251H (C), 5251RB (C), 5251RB-WP (C), 7251 (C), 7251DH (C), DH200LP [Notifier] [AUX POWER] [16VDC, LOW VOLUME] B200S-LF-WH, FCO-851 w/B200S-LF (C), FCO-951 w/B200S-LF-WH (C), FPC-951 w/B200S-LF-IV (C), FPC-951 w/B200S-LF-WH (C), FPTI-951 w/B200S-LF-IV (C), FPTI-951 w/B200S-LF-WH (C), FSCO-951 w/B200S-LF-IV (C), FSCO-951
aa52c177-a3f9-46a3-860e-039236ae337d |  |  |  | North | WINLAND | Environmental |  |  |  |  | Module | TRUE | EA400-12 |  |  | 1 | [12 empty] | #FFFFFFFF |  |  | FALSE | FALSE | FALSE | [17 empty] | CO, NO2 |  |  | DESKTOP-7EIEB7A\acont | 2023-04-20 12:37 | THOR\acont | 2024-10-09 10:48 |  | [WINLAND] [IDC] [#2 ZONE] EA400-12, EA400-24 [WINLAND] [IDC] [#1 ZONE] EA400-12, EA400-24 [WINLAND] [IDC] [#3 ZONE] EA400-12, EA400-24 [WINLAND] [AUX POWER] [*] [24VDC] EA400-12, EA400-24 [WINLAND] [IDC] [#4 ZONE] EA400-12, EA400-24
7b2af270-837f-4c50-8f05-0398321ca4f4 | NFPA 170 BELL |  |  | North | Siemens |  | Bell |  |  |  | Module | TRUE | MBDC-10 | 500-688448 | 10" DC MOTOR BELL | 1 | [12 empty] | #FFFF0000 | FA-NFPA 170 BELL | 1 | FALSE | FALSE | FALSE | [17 empty] | 10" |  |  | DESKTOP-7SAL8M7\acont | 2019-08-13 09:04 | THOR\acont | 2024-09-08 17:27 |  | [Siemens] [NAC] [16 VFWR] MBDC-10, MBDC-6 [Siemens] [NAC] [16 VDC] MBDC-10, MBDC-6 [Siemens] [AUX POWER] [16 VDC] MBDC-10, MBDC-6
79156081-ca2d-4a08-a97b-03989b5e855a |  |  |  | North | Potter | [5 empty] | Module | TRUE | PS120 Series |  | Supervisory Pressure Switch for Excess Pressure Systems | 1 | [6 empty] | FALSE | [5 empty] | #FFFFFFFF |  |  | FALSE | FALSE | FALSE |  |  |  | 7770-0328:0010 | [10 empty] | FALSE | [7 empty] | THOR\acont | 2024-10-09 10:48
fe5af285-89b6-4162-ac2b-039a9e6efbdd |  |  |  | North | Edwards |  | Hardware |  |  |  | Hardware | TRUE | QSC-12-G-1-PG |  | OBSOLETE - FAP w/ 12 Option Card Spaces, Gray, Portuguese | 1 | [6 empty] | FALSE | [5 empty] | #FFFFFFFF |  |  | FALSE | FALSE | FALSE | [14 empty] | FALSE | [7 empty] | THOR\acont | 2024-10-09 10:48
7ae6f55a-a2ee-4ad8-9165-03a1081db491 | NFPA 170 ADDRESSABLE INPUT MONITOR MODULE |  |  | North | Honeywell |  | Addressable Module |  |  |  | Module | TRUE | 5817CB |  | Wireless Commercial Transmitter | 1 | [6 empty] | FALSE | [5 empty] | #FFFF0000 | FA-NFPA 170 ADDRESSABLE INPUT MONITOR MODULE | 1 | FALSE | FALSE | FALSE | 1408 | [13 empty] | FALSE |  |  | W |  |  | DESKTOP-7EIEB7A\acont | 2020-12-17 18:24 | THOR\acont | 2024-09-08 17:27 | Cloned from Honeywell 5809 | [Honeywell, Resideo] [WIRELESS FIRE] 5800CMBOV, 5800CO, 5800PIR-COM, 5806W3 (C), 5808W3 (C), 5809, 5817CB, 5869, DF8M (C)
3c3a5476-ef02-442e-9ccb-03a1da9de511 |  |  |  | North | Bosch | [5 empty] | Module | TRUE | NUC-52051-F0-MO | * | Camera ***(Motor Shop Electric Construction Co.)Dome & Day/Night Network Camera, Flexidome 5000 Series, Indoor, Panoramic, 360 Degree Lens, 5 Megapi | 1 | [12 empty] | #FFFFFFFF |  |  | FALSE | FALSE | FALSE | [20 empty] | DESKTOP-7EIEB7A\acont | 2021-08-13 06:25 | THOR\acont | 2024-10-09 10:48
288dc185-00fd-4bd5-b85e-03a968ef5419 | NFPA 170 VOICE EVACUATION CONTROL UNIT |  |  | North | Potter |  | Voice Evac Control Unit |  |  |  | Assembly | TRUE | PVX-200/16Z |  | 200W Voice Evacuation System with 16 Speaker Zones | 1 | [6 empty] | FALSE | [5 empty] | #FFFF0000 | FA-NFPA 170 VOICE EVACUATION CONTROL UNIT | 1 | FALSE | FALSE | FALSE | 211 | [8 empty] | 7,12,18 |  |  |  |  | TRUE | [7 empty] | THOR\acont | 2024-09-08 17:27
bc266547-a3df-4ce3-9a74-03ad12d47bae |  |  |  | North | Simplex |  | Hardware |  |  |  | Hardware | TRUE | 4098-9792 |  | CHN SSD STANDARD BASE COO CHINA | 1 | [6 empty] | FALSE | [5 empty] | #FFFFFFFF |  |  | FALSE | FALSE | FALSE | [14 empty] | FALSE | [7 empty] | THOR\acont | 2024-10-09 10:48
a09d4dad-6617-40d4-b716-03ad94c821ba |  |  |  | North | Bosch | [5 empty] | Module | TRUE | VDA-PLEN-DOME | * | Housing In-Ceiling housing for plenums kits for several of the Bosch dome cameras | 1 | [12 empty] | #FFFFFFFF |  |  | FALSE | FALSE | FALSE | [20 empty] | DESKTOP-7EIEB7A\acont | 2021-08-13 06:25 | THOR\acont | 2024-10-09 10:48
ed3ca608-07b7-48d1-9a4f-03b0685d3df6 | NFPA 170 HEAT DETECTOR |  |  | North | Fike |  | Heat Detector |  |  |  | Module | TRUE | FIK-5351R w/B300-6 | ++ | White, low‐profile intelligent 135°F fixed and rate‐of‐rise thermal sensor, Standard Base | 1 | 0.0002 | 0.0045 |  |  |  |  | FALSE | TRUE |  |  |  |  | #FFFF0000 | FA-NFPA 170 HEAT DETECTOR | 1 | FALSE | FALSE | FALSE | 1403 | [13 empty] | FALSE |  |  | R |  |  | DESKTOP-7EIEB7A\acont | 2023-01-02 16:15 | THOR\acont | 2024-09-08 17:27 | Cloned from Firelite H365R w/B300-6 | [Fike] [SLC IDP SENSORS] [*] [#4 TYPE ADDR ¦ SENSORS] DNR w/FIK‐2351R (C), FIK-2351 w/B200S-LF-WH (C), FIK-2351 w/B200S-WH (C), FIK-2351 w/B224RB-WH (C), FIK-2351 w/B300-6 (C), FIK-2351T w/B200S-LF-WH (C), FIK-2351T w/B200S-WH (C), FIK-2351T w/B224RB-WH
a220eace-bf1c-467a-b655-03b2a4078def | NFPA 170 HORN STROBE |  |  | North | Potter |  | Horn/Strobe |  |  |  | Module | TRUE | CHSLP-24WA-WP |  | Horn Strobe, Wall, White, Amber, Outdoor, Low Profile | 1 | 0 | 0.226 |  |  |  |  | FALSE | FALSE |  |  |  |  | #FF0070C0 | FA-NFPA 170 HORN STROBE | 1 | FALSE | FALSE | FALSE | 2012 | [13 empty] | FALSE | [7 empty] | THOR\acont | 2024-09-08 17:27 |  | [Potter] [NAC] [UL MAX, HIGH DB] CHS-24A-WP, CHS-24WA-WP, CHSLP-24A-WP, CHSLP-24WA-WP
f00232eb-c998-4339-a79c-03b42b15df7d | NFPA 170 SPEAKER STROBE CEILING |  |  | North | Siemens |  | Speaker/Strobe |  |  |  | Module | TRUE | SL2SPSCR-ALA | S54329-F154-A1++ | Speaker-Strobe, Ceiling, Amber, Red, Alert | 1 | [7 empty] | TRUE |  |  |  |  | #FF0070C0 | FA-NFPA 170 SPEAKER STROBE CEILING | 1 | FALSE | FALSE | FALSE | 2023 | [16 empty] | C |  |  | DESKTOP-7EIEB7A\acont | 2023-08-03 08:10 | THOR\acont | 2024-09-08 17:27 | Cloned from Siemens SL2SPSWR-ALA | [Siemens] [AUDIO 25v] [25V AUDIO] SL2SPSCR-A (C), SL2SPSCR-AL (C), SL2SPSCR-ALA (C), SL2SPSCR-F (C), SL2SPSCR-FB (C), SL2SPSCR-N (C), SL2SPSCR-NA (C), SL2SPSCW-A (C), SL2SPSCW-AL (C), SL2SPSCW-ALA (C), SL2SPSCW-F (C), SL2SPSCW-FB (C), SL2SPSCW-N (C), SL2 [Siemens] [AUDIO 70.7v] [70V AUDIO] SL2SPSCR-A (C), SL2SPSCR-AL (C), SL2SPSCR-ALA (C), SL2SPSCR-F (C), SL2SPSCR-FB (C), SL2SPSCR-N (C), SL2SPSCR-NA (C), SL2SPSCW-A (C), SL2SPSCW-AL (C), SL2SPSCW-ALA (C), SL2SPSCW-F (C), SL2SPSCW-FB (C), SL2SPSCW-N (C), S [Siemens] [NAC] [16.0 – 33.0 VDC] SL2SCR-A (C), SL2SCR-AL (C), SL2SCR-ALA (C), SL2SCR-ALB (C), SL2SCR-F (C), SL2SCR-FB (C), SL2SCR-N (C), SL2SCR-NA (C), SL2SCR-NB (C), SL2SCW-A (C), SL2SCW-AL (C), SL2SCW-ALA (C), SL2SCW-ALB (C), SL2SCW-EV (C), SL2SCW-F (
997348e5-0a74-4bd4-a6f7-03c02f12d035 | NFPA 170 SPEAKER STROBE |  |  | North | Edwards |  | Speaker/Strobe |  |  |  | Module | TRUE | 757-7A-RS70W |  | 15/75cd Strobe, Re-Ent Speaker, 70V 2, 4, 8, 15w | 1 | [6 empty] | FALSE | [5 empty] | #FF0070C0 | FA-NFPA 170 SPEAKER STROBE | 1 | FALSE | FALSE | FALSE | 2019 | [13 empty] | FALSE | [7 empty] | THOR\acont | 2024-09-08 17:27 |  | [Edwards, Kidde] [NAC] [16 VDC, HIGH] 757-7A-RS25, 757-7A-RS25W, 757-7A-RS70, 757-7A-RS70W, 757-7A-SS25, 757-7A-SS25W, 757-7A-SS70, 757-7A-SS70W, 757-7A-T, 757-7A-TW, INT-7A-RS25, INT-7A-RS25W, INT-7A-RS70, INT-7A-RS70W [Edwards, Kidde] [AUDIO 70.7v] [70V AUDIO] 757-1A-R70, 757-1A-R70W, 757-3A-RS70, 757-3A-RS70W, 757-7A-RS70, 757-7A-RS70W, 757-7A-RS70WA, 757-7A-SS70, 757-7A-SS70W, 757-8A-RS70, 757-8A-RS70W, 757-8A-RS70WA, INT-3A-RS70, INT-3A-RS70W, INT-7A-RS70, INT-7A-R [Edwards, Kidde] [NAC] [16 VFWR, HIGH] 757-7A-RS25, 757-7A-RS25W, 757-7A-RS70, 757-7A-RS70W, 757-7A-SS25, 757-7A-SS25W, 757-7A-SS70, 757-7A-SS70W, 757-7A-T, 757-7A-TW, INT-7A-RS25, INT-7A-RS25W, INT-7A-RS70, INT-7A-RS70W
9965dfaa-a409-4bcc-a1c5-03c1b1dad61d | NFPA 170 ADDRESSABLE INPUT MONITOR MODULE |  |  | North | Siemens |  | Addressable Module |  |  |  | Module | TRUE | TRI-D | 500-896226 | DUAL INPUT MODULE | 1 | [6 empty] | FALSE | [5 empty] | #FFFF0000 | FA-NFPA 170 ADDRESSABLE INPUT MONITOR MODULE | 1 | FALSE | FALSE | FALSE | 1000 | [13 empty] | FALSE | [7 empty] | THOR\acont | 2024-09-08 17:27
ba284c18-1d5d-4c61-af16-03c9cd1770d3 |  |  |  | North | Simplex |  | Cards & Components |  |  |  | Card | TRUE | 4007-9803 | ++ | IDNet+ Loop Expansion Module; provides an additional isolated loop with short circuit isolation to the existing IDNet+ channel, also provides an additional 75 addressable points to the IDNet+ channel capacity, maximum of two | 1 | [6 empty] | TRUE | [5 empty] | #FFFFFFFF |  |  | FALSE | FALSE | FALSE | [20 empty] | DESKTOP-7SAL8M7\acont | 2020-05-11 17:01 | THOR\acont | 2024-10-09 10:48 | Cloned from Simplex 4007-9802
1913c622-638a-4afd-8e51-03ca38a4301e | NFPA 170 SMOKE DETECTOR |  |  | North | Monaco Enterprises |  | Smoke Detector |  |  |  | Module | TRUE | 723-003-00 w/B116LP | + | DETECTOR,SYS:PHOTOELECTRIC DETECTOR WITH 135 DEGREE FIXED TEMP THRM | 1 | 0.00012 | 0.1 |  |  |  |  | TRUE | TRUE |  |  |  |  | #FFFF0000 | FA-NFPA 170 SMOKE DETECTOR | 1 | FALSE | FALSE | FALSE | 1408 | [19 empty] | DESKTOP-7SAL8M7\acont | 2020-02-21 06:44 | THOR\acont | 2024-09-08 17:27 | Cloned from Monaco Enterprises 723-002-00 w/B116LP | [Monaco Enterprises, System Sensor] [IDC] 02 [*] 723-002-00 w/B110LP (C), 723-002-00 w/B116LP (C), 723-002-00 w/B401 (C), 723-003-00 w/B110LP (C), 723-003-00 w/B116LP (C), 723-340-01 (C), COSMO-2W (C)
b87cc4c5-25ca-47de-b44b-03cad8d91607 |  |  |  | North | Sigcom |  | Cards & Components |  |  |  | Card | TRUE | MNS-NAC-REL | + | NAC Relay Card | 1 | 0.03 | 0.27 |  |  |  |  | TRUE | FALSE |  |  |  |  | #FFFFFFFF |  |  | FALSE | FALSE | FALSE | [14 empty] | FALSE | [5 empty] | DESKTOP-7EIEB7A\acont | 2021-03-12 07:56 | THOR\acont | 2024-10-09 10:48 | Cloned from Sigcom MNS-8-ZONE (25V) |  | [Sigcom] MNS-NAC-REL
f2280084-885f-48b6-a50a-03cb321ff93c | NFPA 170 MANUAL PULL |  |  | North | Siemens |  | Manual Station |  |  |  | Module | TRUE | MSM-INST | 500-698220 | MSM-INST - METAL MANUAL STATION / INSTITUTIONAL VERSION | 1 | [12 empty] | #FFFF0000 | FA-NFPA 170 MANUAL PULL | 1 | FALSE | FALSE | FALSE | [20 empty] | DESKTOP-7SAL8M7\acont | 2019-08-13 09:04 | THOR\acont | 2024-09-08 17:27 |  | [Siemens] [IDC] 01 AW-1, CPYEC-2-24, CPY-MRS, CPY-MTS, MH-501, MSM-EXP, MSM-GR, MSM-INST, MSM-K, MSM-K-15, MSM-KD, MSM-KD-30, MSM-KD-WP, MSM-K-WP, SXL-EX Main Board, SZE-4X, XMH-501
dca34450-ac9e-42eb-b280-03ceec8fce88 | NFPA 170 SPEAKER STROBE CEILING |  |  | North | Edwards |  | Speaker/Strobe |  |  |  | Module | TRUE | GC-S7VM |  | 70V Speaker/Strobe, white, 15, 30, 75, 95 cd, clear | 1 | 0 | 0.318 |  |  |  |  | FALSE | TRUE |  |  |  |  | #FF0070C0 | FA-NFPA 170 SPEAKER STROBE CEILING | 1 | FALSE | FALSE | FALSE | 2020 | [13 empty] | FALSE |  |  | C |  |  |  |  | THOR\acont | 2024-09-08 17:27 |  | [Edwards, Kidde] [AUDIO 70.7v] [70V AUDIO] G4F-S7, G4F-S7V1575, G4F-S7VM, G4HFRF-S7, G4HFRF-S7VMC, G4HFRN-S7, G4HFRN-S7VMC, G4HFWA-S7, G4HFWA-S7VMA, G4HFWA-S7VMC, G4HFWF-S7, G4HFWF-S7VMC, G4HFWN-S7, G4HFWN-S7VMA, G4HFWN-S7VMB, G4HFWN-S7VMC, G4RF-S7, G4RF [Edwards, Kidde] [NAC] [16 VDC] EGCFR-VM (C), EGCF-VM (C), GCFR-S7VM (C), GCFR-VM (C), GCF-S2VM (C), GCF-S7VM (C), GCF-VM (C), GCHFRF-S2VMC (C), GCHFRF-S7VMC (C), GCHFRN-S2VMC (C), GCHFRN-S7VMC (C), GCHFWA-S2VMA (C), GCHFWA-S2VMC (C), GCHFWA-S7VMA (C), G [Edwards, Kidde] [NAC] [24 VDC] EGCFR-VM (C), EGCF-VM (C), GCFR-S7VM (C), GCFR-VM (C), GCF-S2VM (C), GCF-S7VM (C), GCF-VM (C), GCHFRF-S2VMC (C), GCHFRF-S7VMC (C), GCHFRN-S2VMC (C), GCHFRN-S7VMC (C), GCHFWA-S2VMA (C), GCHFWA-S2VMC (C), GCHFWA-S7VMA (C), G
4b393cc3-eba8-4e02-afcc-03cfdaf7496b |  |  |  | North | Bosch | [5 empty] | Module | TRUE | NDA-8000-IC-RO | * | ***(Ross) In-Ceiling Mount Kit | 1 | [12 empty] | #FFFFFFFF |  |  | FALSE | FALSE | FALSE | [20 empty] | DESKTOP-7EIEB7A\acont | 2021-08-13 06:25 | THOR\acont | 2024-10-09 10:48
c78510e5-5c50-4607-bfae-03d4d1e448da | NFPA 170 HORN |  |  | North | Siemens |  | Horn |  |  |  | Module | TRUE | SL2FSWW-F | S54329-F123-A1++ | Sounder, Wall, Clear, White, Fire | 1 | [12 empty] | #FF0070C0 | FA-NFPA 170 HORN | 1 | FALSE | FALSE | FALSE | 2023 | [16 empty] | LF |  |  | DESKTOP-7EIEB7A\acont | 2023-08-03 12:10 | THOR\acont | 2024-09-08 17:27 | Cloned from Siemens SL2FSSWW-F | [Siemens] [NAC] [24 VDC, HORN TEMPORAL] SL2FSCR-AL (C), SL2FSCR-CO (C), SL2FSCR-F (C), SL2FSCR-N (C), SL2FSCW-AL (C), SL2FSCW-CO (C), SL2FSCW-F (C), SL2FSCW-N (C), SL2FSWR-AL, SL2FSWR-CO, SL2FSWR-F, SL2FSWR-N, SL2FSWW-AL, SL2FSWW-CO, SL2FSWW-F, SL2FSWW-N
46b021cc-09f2-42b6-8eda-03d58f8e3c00 | NFPA 170 SPEAKER STROBE CEILING |  |  | North | Siemens |  | Speaker/Strobe |  |  |  | Module | TRUE | SEFH-MC-CW-BLANK | S54329-A36-A1 | SPK-ST,CLG,BLNK,W | 1 | [7 empty] | TRUE |  |  |  |  | #FF0070C0 | FA-NFPA 170 SPEAKER STROBE CEILING | 1 | FALSE | FALSE | FALSE | 2020 | [16 empty] | C |  |  | DESKTOP-7SAL8M7\acont | 2019-08-13 09:04 | THOR\acont | 2024-09-08 17:27 |  | [Siemens] [AUDIO 70.7v] [70V AUDIO] SEFH-AHMC-CW-ALERT (C), SEFH-AMC-CW-ALERT (C), SEFH-AMC-W-ALERT, SEFH-CR (C), SEFH-CW (C), SEFH-HMC-CR (C), SEFH-HMC-CR-ALERT (C), SEFH-HMC-CW (C), SEFH-HMC-CW-ALERT (C), SEFH-HMC-R, SEFH-HMC-W, SEFH-MC-CR (C), SEFH-MC [Siemens] [NAC] [VDC] SEFH-AMC-CW-ALERT (C), SEFH-MC-CR (C), SEFH-MC-CR-ALERT (C), SEFH-MC-CW (C), SEFH-MC-CW-ALERT (C), SEFH-MC-CW-BLANK (C), SEH-MC-CR (C), SEH-MC-CR-B (C), SEH-MC-CW (C), SEH-MC-CW-ALERT (C), SEH-MC-CW-B (C), SEH-MC-CW-BLANK (C) [Siemens] [AUDIO 25v] [25V AUDIO] SEFH-AHMC-CW-ALERT (C), SEFH-AMC-CW-ALERT (C), SEFH-AMC-W-ALERT, SEFH-CR (C), SEFH-CW (C), SEFH-HMC-CR (C), SEFH-HMC-CR-ALERT (C), SEFH-HMC-CW (C), SEFH-HMC-CW-ALERT (C), SEFH-HMC-R, SEFH-HMC-W, SEFH-MC-CR (C), SEFH-MC-C
fd6a9afd-449a-4141-a48e-03e2e2c1ebef |  |  |  | North | Siemens | [5 empty] | Module | TRUE | ZU-35DS | 500-887255 | DUAL ZONE WITH SWITCHES (1) SPACE | 1 | [12 empty] | #FFFFFFFF |  |  | FALSE | FALSE | FALSE | [20 empty] | DESKTOP-7SAL8M7\acont | 2019-08-13 09:04 | THOR\acont | 2024-10-09 10:48
16b81157-7929-4bed-961b-03ea05def893 | NFPA 170 STROBE WALL |  |  | North | System Sensor |  | Strobe |  |  |  | Module | TRUE | S1224MCW | + | Strobe, White | 1 | 0 | 0.043 |  |  |  |  | FALSE | [5 empty] | #FF0070C0 | FA-NFPA 170 STROBE WALL | 1 | FALSE | FALSE | FALSE | 2023 | [13 empty] | FALSE | [5 empty] | DESKTOP-7EIEB7A\acont | 2023-03-24 11:37 | THOR\acont | 2024-09-08 17:27 | Cloned from System Sensor S1224MC | [System Sensor] [NAC] [12VDC] S1224MC, S1224MCW [System Sensor] [NAC] [24VFWR] S1224MC, S1224MCW [System Sensor] [NAC] [24VDC] S1224MC, S1224MCW
d0759de3-7e48-44aa-bd1f-03eae31d905c | NFPA 170 SPEAKER CEILING |  |  | North | Simplex |  | Speaker |  |  |  | Module | TRUE | 49SO-APPLC-BA | + | Ceiling mount Addressable S/O appliance only. Assembled in USA | 1 | 0.0008 | 0.009 |  |  |  |  | TRUE | TRUE |  |  |  |  | #FF0070C0 | FA-NFPA 170 SPEAKER CEILING | 1 | FALSE | FALSE | FALSE | 2019 | [16 empty] | C |  |  | DESKTOP-7EIEB7A\acont | 2022-02-21 14:46 | THOR\acont | 2024-09-08 17:27 | Cloned from Autocall A49SO-APPLC-BA | [Autocall, Simplex] [IDNac] [IDNAC] 49HF-APPLC (C), 49HF-APPLC-BA (C), 49HF-APPLW, 49HF-APPLW-BA, 49SO-APPLC (C), 49SO-APPLC-BA (C), 49SO-APPLC-O (C), 49SO-APPLC-O-BA (C), 49SO-APPLW, 49SO-APPLW-BA, 49SO-APPLW-O, 49SO-APPLW-O-BA, A49HF-APPLC (C), A49HF-A [Autocall, Simplex] [AUDIO 70.7v] [70V AUDIO] 49HF-APPLC (C), 49HF-APPLC-BA (C), 49HFV-APPLC (C), 49HFV-APPLC-BA (C), 49HFVH-APPLC (C), 49HFVH-APPLC-BA (C), 49SO-APPLC (C), 49SO-APPLC-BA (C), 49SO-APPLC-O (C), 49SO-APPLC-O-BA (C), 49SV-APPLC (C), 49SV-AP [Autocall, Simplex] [AUDIO 25v] [25V AUDIO] 49HF-APPLC (C), 49HF-APPLC-BA (C), 49HFV-APPLC (C), 49HFV-APPLC-BA (C), 49HFVH-APPLC (C), 49HFVH-APPLC-BA (C), 49SO-APPLC (C), 49SO-APPLC-BA (C), 49SO-APPLC-O (C), 49SO-APPLC-O-BA (C), 49SV-APPLC (C), 49SV-APPL
cd06fda1-a34d-45dd-84ee-03ede1cda14e | Circuit Breaker |  |  | North | Generic |  | Miscellaneous |  |  |  | Module | TRUE | 20 Amp Circuit Breaker |  | 20 Amp Circuit Breaker | 1 | [6 empty] | TRUE | [5 empty] | #FFFF0000 | FA-Circuit Breaker | 1 | FALSE | FALSE | FALSE | [20 empty] | OFFICE-ALIENWIN\AugWin7 | 2021-11-03 16:09 | THOR\acont | 2024-11-08 13:34 | Cloned from Generic 10 Amp Circuit Breaker | [Generic, Gentex, Kidde, N/A] [SMOKE ALARM TANDEM] [TANDEM] 10 Amp Circuit Breaker, 120VAC SMOKE DETECTOR (C), 15 Amp Circuit Breaker, 20 Amp Circuit Breaker, 9120 (C), 9120F (C), 9120H (C), 9120HF (C), 9120T (C), 9120TF (C), 9123 (C), 9123F (C), 9123H ( | [Generic, N/A] 10 Amp Circuit Breaker, 15 Amp Circuit Breaker, 20 Amp Circuit Breaker, FURNISHED BY OTHERS, GENERIC FIRE ALARM DISCONNECT
fe712da1-2b44-4d16-89bc-03f2148794f4 |  |  |  | North | Notifier |  | Cards & Components |  |  |  | Card | TRUE | DAX-5070 | + | 120 VAC Digital Audio Amplifier (50 W, 70 VRMS), Max Alarm Current | 1 | 0.285 | 3.66 |  |  |  |  | TRUE |  | SURFACE |  | PROVIDED ("WX"HX"D) | N/A | #FFFFFFFF |  |  | FALSE | FALSE | FALSE |  |  |  | 7165-0028:0234 | [9 empty] | 50 | FALSE | [5 empty] | DESKTOP-7EIEB7A\acont | 2021-03-01 14:29 | THOR\acont | 2024-10-09 10:48 | Cloned from Notifier DAX-3525 CLONED CLONED | [Notifier] [RS-485] [DAL] DAX-3525, DAX-3570, DAX-5025, DAX-5070 [Notifier] [NAC Trigger] [ALARM BUS] DAA2-5025, DAA2-5070, DAA2-7525, DAX-3525, DAX-3570, DAX-5025, DAX-5070, DS-DB, DVC-EM | [Notifier] DAX-3525, DAX-3570, DAX-5025, DAX-5070 [Notifier] DAX-5070
dd881a3c-c88e-4eff-b271-03f4bd8d534a |  |  |  | North | MIRCOM | [5 empty] | Module | TRUE | FDX-008W | new | Fan Damper Control Module provides switch operation of 8 fan damper zones | 1 | [12 empty] | #FFFFFFFF |  |  | FALSE | FALSE | FALSE | [20 empty] | THOR\acont | 2024-02-24 16:13 | THOR\acont | 2024-10-09 10:48
62ba2fe2-a1e8-4e81-b9b2-03f7bedd2651 |  |  |  | North | Autocall |  | Cards & Components |  |  |  | Card | TRUE | A100-9331 CPU |  | CPU Assembly | 1 | 0.445 | 0.54 |  |  |  |  | TRUE | [5 empty] | #FFFFFFFF |  |  | FALSE | FALSE | FALSE | [20 empty] | DESKTOP-0D6CQVA\lousc | 2019-07-06 11:21 | THOR\acont | 2024-10-09 10:48 | Cloned from AutoCall A100-9311 CPU |  | [Autocall, Simplex] 4007-9101(BA) CPU, 4007-9102(BA) CPU, 4007-9202 CPU, 4100-5311, A007-9101/9102 CPU, A007-9202 CPU, A010-9422 CPU, A010-9425 CPU, A010-9426 CPU, A010-9601 ESS, A010-9602 CPU, A010-9604 CPU, A100-5101, A100-5311, A100-5325, A100-9121 CPU [Autocall] A007-9101/9102 CPU, A007-9202 CPU, A010-9422 CPU, A010-9425 CPU, A010-9426 CPU, A010-9601 ESS, A010-9602 CPU, A010-9604 CPU, A100-0620, A100-0625, A100-1291, A100-9121 CPU, A100-9131 CPU, A100-9314 CPU, A100-9331 CPU
04c3bdcf-e8cb-4af1-8039-03f963cb2fa1 | NFPA 170 HORN CEILING |  |  | North | Autocall |  | Horn |  |  |  | Module | TRUE | A49AO-APPLC | + | Audible Only Notification Appliances, Indoor Ceiling Mount Electronic Horns, Specify Cover | 1 | 0 | 0 |  |  |  |  | TRUE | TRUE |  |  |  |  | #FF0070C0 | FA-NFPA 170 HORN CEILING | 1 | FALSE | FALSE | FALSE | 2013 | [16 empty] | C |  |  | THOR\acont | 2024-03-21 11:16 | THOR\acont | 2024-09-08 17:27 | Cloned from Simplex 49AO-APPLC | [Autocall, Simplex] [IDNac] [23VDC, STEADY HIGH] 49AO-APPLC (C), A49AO-APPLC (C)
098c1f48-4077-46d7-abe4-03fb1bc143ab | NFPA 170 GAS DETECTOR |  |  | North | Notifier |  | Gas Detection |  |  |  | Module | TRUE | FSCO-951 w/B224RB-WH | + | Intelligent addressable carbon monoxide detector, white w/ Intelligent relay base, white, UL listed | 1 | 0.0002 | 0.0045 |  |  |  |  | FALSE | TRUE | FLUSH |  | 4" SQ. DEEP | 3 "O" PLASTER RING | #FFFF0000 | FA-NFPA 170 GAS DETECTOR | 1 | FALSE | FALSE | FALSE | 1402 | [13 empty] | FALSE |  |  | R |  |  | DESKTOP-7SAL8M7\acont | 2020-11-20 12:18 | THOR\acont | 2024-09-08 17:27 | Cloned from Gamewell MCS-COP3 w/B224RB-WH | [Honeywell, Notifier, System Sensor] [SLC SENSORS] [*] [#4 TYPE ADDR ¦ SENSORS] 2251B (C), 2251-COPTIR (C), 2251-COPTIR w/B200S-WH (C), 2251TB (C), 2251TMB (C), 5251B (C), 5251B-WP (C), 5251H (C), 5251RB (C), 5251RB-WP (C), 7251 (C), 7251DH (C), DH200LP [Honeywell, Notifier, System Sensor] [SLC MODULES SENSORS] [*] [#2 SHARED ADDR ¦ SENSORS] 2251B (C), 2251-COPTIR (C), 2251-COPTIR w/B200S-WH (C), 2251TB (C), 2251TMB (C), 5251B (C), 5251B-WP (C), 5251H (C), 5251RB (C), 5251RB-WP (C), 7251 (C), 7251DH (C)
4a142f3c-d37f-4002-9543-03fc42eb2805 | NFPA 170 MANUAL PULL |  |  | North | Sigcom |  | Manual Station |  |  |  | Module | TRUE | SG-42CXK2-GR | + | Single Action Pull Station, DPDT, Green | 1 | [6 empty] | TRUE | [5 empty] | #FFFF0000 | FA-NFPA 170 MANUAL PULL | 1 | FALSE | FALSE | FALSE | 957 | [19 empty] | DESKTOP-7SAL8M7\acont | 2019-11-18 11:54 | THOR\acont | 2024-09-08 17:27 | Cloned from Sigcom SG-42CXK1-BL CLONED | [Sigcom] [IDC] 01 SG-42CXK1-BL, SG-42CXK1E-BL, SG-42CXK1E-GR, SG-42CXK1E-RD, SG-42CXK1E-YL, SG-42CXK1-GR, SG-42CXK1-RD, SG-42CXK1-YL, SG-42CXK2-BL, SG-42CXK2-GR, SG-42CXK2-RD, SG-42CXK2-YL, SG-42SK1, SG-42SK1-SC, SG-42SK2, SG-42SK2-SC, SGX-32SK1-SC
cfce093b-0b60-4c5c-b334-03ffe0d38df6 | NFPA 170 MULTI DETECTOR SOUNDER |  |  | North | Siemens |  | Multi Criteria Detector |  |  |  | Module | TRUE | OH720/DBS720 | ++ | Multi-sensor Smoke Detector with Short Circuit Isolator (supplied with Base Sounder 80…88 dB (A)) | 1 | 0.00023 | 0.00023 | [10 empty] | #FFFF0000 | FA-NFPA 170 MULTI DETECTOR SOUNDER | 1 | FALSE | FALSE | FALSE | [17 empty] | MC |  |  | DESKTOP-7EIEB7A\acont | 2021-11-19 10:16 | THOR\acont | 2024-09-08 17:27 |  | [Siemens] [C-NET] [*] [#1 DETECTOR] FDBZ290/OOH740/DB721/FDBZ290-AA, FDL241-9/FDLB291/DLR1191, HI720/DB721, HI720/DBS720, HI720/FDSB226-WW/FDB228, HI720/FDSB227-WW/FDB228, HI722//FDSB227-WW/FDB228, HI722/DB721, HI722/DBS720, HI722/FDSB226-WW/FDB228, OH72 [Siemens] [C-NET] [#2 DBS720] HI720/DBS720, HI722/DBS720, OH720/DBS720, OOH740/DBS720, OOHC740/DBS720, OP720/DBS720
a0bbaeec-49a4-4fe1-a21a-0413088e86e6 | NFPA 170 SPEAKER WALL |  |  | North | Eaton Wheelock |  | Speaker |  |  |  | Module | TRUE | DB415ULXN2CR |  | Speaker, 15 Watt, Transformer, Red Finish | 1 | [6 empty] | FALSE | [5 empty] | #FF0070C0 | FA-NFPA 170 SPEAKER WALL | 1 | FALSE | FALSE | FALSE | 2021 | [13 empty] | FALSE |  |  | XP |  |  | DESKTOP-7EIEB7A\acont | 2021-01-29 09:21 | THOR\acont | 2024-09-08 17:27 | Cloned from Cooper Notification DB425ULXN2CR | [Eaton Wheelock] [AUDIO 70.7v] [70V AUDIO] DB415ULXN2CR [Eaton Wheelock] [AUDIO 25v] [25V AUDIO] DB415ULXN2CR
abce5ae6-6ae7-4843-be23-0416583339ae |  |  |  | North | Bosch | [5 empty] | Module | TRUE | D117 | * | Outdoor two-tone siren, 30W 120db 0000168789 | 1 | [12 empty] | #FFFFFFFF |  |  | FALSE | FALSE | FALSE | [20 empty] | DESKTOP-7EIEB7A\acont | 2021-08-13 06:25 | THOR\acont | 2024-10-09 10:48
933af2d1-3afc-4cea-9960-041e69b96d71 |  |  |  | North | Alpha Communications |  | Cards & Components |  |  |  | Card | TRUE | RCC2510CS Main Board | + | Main Board | 1 | [6 empty] | TRUE | [5 empty] | #FFFFFFFF |  |  | TRUE | FALSE | FALSE | [14 empty] | FALSE | [5 empty] | DESKTOP-7EIEB7A\acont | 2022-02-10 10:09 | THOR\acont | 2024-10-09 10:48 | Cloned from Alpha Communications RCC2505CS MAIN CARD |  | [Alpha Communications] RCC2510CS Main Board
b66c5350-b330-4305-b6d1-041ed4e252b8 |  |  |  | North | Silent Knight |  | Cards & Components |  |  |  | Card | TRUE | SKE-450 MAIN BOARD |  | FIRE ALARM CONTROL PANEL MAIN BOARD | 1 | 0.14 | 0.59 |  |  |  |  | TRUE | [5 empty] | #FFFFFFFF |  |  | FALSE | FALSE | FALSE | [14 empty] | FALSE | [7 empty] | THOR\acont | 2024-10-09 10:48 |  | [Silent Knight] [NAC Trigger] SKE-450 MAIN BOARD [Farenhyt, Silent Knight, Stanley Security Solutions] [VAC ] 5104B Main Board, 5204 Main Board, 5207 Main Board, 5208 Main Board, 5495 Main Board, 5496 Main Board, 5499 Main Board, 5600 Main Board, 5700 Main Board, 5808 Main Board, 5820XL Main Board, 588 | [Silent Knight] SKE-450 MAIN BOARD
7e290ae9-8b06-4119-9156-0421bc7760f6 | FA-FIRE_FIBER OPTIC TRANSMITTER |  |  | North | Autocall |  | Networking |  |  |  | Module | TRUE | A4090-9107 |  | IDNet Fiber Optic Transmitter, Class X Operation | 1 | 0.03 | 0 |  |  |  |  | TRUE | [5 empty] | #FFFF0000 | FA-FA-FIRE_FIBER OPTIC TRANSMITTER | 1 | FALSE | FALSE | FALSE | [20 empty] | DESKTOP-0D6CQVA\lousc | 2019-07-05 08:23 | THOR\acont | 2024-09-08 17:27 | Cloned from AutoCall A4090-9105 | [Autocall] [AUX POWER] A4090-9105, A4090-9107
044dc9db-c6a4-4e59-8bda-042371bb36b6 | NFPA 170 ADDRESSABLE OUTPUT MODULE |  |  | North | Bosch |  | Addressable Control/Relay |  |  |  | Module | TRUE | D7048 | ++ | Octal Driver Module | 1 | 0.24 | 0.24 |  |  | 12 | [7 empty] | #FFFF0000 | FA-NFPA 170 ADDRESSABLE OUTPUT MODULE | 1 | FALSE | FALSE | FALSE | [20 empty] | DESKTOP-7EIEB7A\acont | 2022-08-26 17:16 | THOR\acont | 2024-09-08 17:27 | Cloned from Bosch D7035 | [Bosch] [OPTION BUS] [*] [BUS ++] D7030X, D7030X-S2, D7030X-S8, D7032, D7035, D7035B, D7042, D7042B, D7048, D7048B, FMR-1000-RA, FMR-1000-RCMD, FMR-7033, FMR-7036
0ae01238-f997-49a6-896a-0429420806ad | NFPA 170 AIR SAMPLING DETECTION PIPING |  |  | North | Edwards |  | Air Sampling Detection |  |  |  | Module | TRUE | 33-30671A |  | ASD-160H Detector w/ Docking Station | 1 | [6 empty] | FALSE | [5 empty] | #FFFF0000 | FA-NFPA 170 AIR SAMPLING DETECTION PIPING | 1 | FALSE | FALSE | FALSE | 5010 | [13 empty] | FALSE | [7 empty] | THOR\acont | 2024-09-08 17:27
fc8ec714-9f53-4da1-938b-04307157ffef |  |  |  | North | Potter |  | Cards & Components |  |  |  | Card | TRUE | PVX-100 Main Board |  | Main Board for PVX 100W Voice Evacuation System | 1 | 0.018 | 2.4 |  |  |  |  | TRUE | [5 empty] | #FFFFFFFF |  |  | FALSE | FALSE | FALSE | [14 empty] | FALSE | [7 empty] | THOR\acont | 2024-10-09 10:48 |  | [Advanced, Potter] [VAC ] [120VAC] AFC-100 Main Board, AFC-1000 Main Board, AFC-50 Main Board, ARC-100 Main Board, AX-PSN104 Main Board, AX-PSN106 Main Board, AX-PSN108 Main Board, AX-PSN-64 Main Board, DCA-10025 (25V) Main Board, DCA-10025 (70V) Main Bo [Potter] [NAC Trigger] PVX-100 Main Board, PVX-25 Main Board, PVX-50 Main Board | [Potter] PVX-100 Main Board
31545065-b7e0-4d4b-9043-04341ea3f268 |  |  |  | North | Altronix |  | Cards & Components |  |  |  | Card | TRUE | AL1024ULM MAIN CARD |  | MAIN CARD | 1 | [6 empty] | TRUE | [5 empty] | #FFFFFFFF |  |  | FALSE | FALSE | FALSE | [20 empty] | AUGUSTXPS17-EUP\aucon | 2022-12-22 09:19 | THOR\acont | 2024-10-09 10:48 |  | [Altronix, LifeSafety Power] [IDC] 01 [BATTERY] AL1024ULM MAIN CARD, AL1024ULX Main Board, AL300ULX Main Board, AL400ULX Main Board, AL400ULXJ Main Board (24VDC), AL600ULXR Main Board, eFlow104N Main Board, eFlow104N16 Main Board, eFlow104N8 Main Board, [Altronix, Hochiki, LifeSafety Power] [NAC Trigger] AL1024ULM MAIN CARD, AL1024ULX Main Board, AL125UL Main Board, AL300ULX Main Board, AL400ULX Main Board, AL400ULXJ Main Board (24VDC), AL600ULACM Main Board, AL600ULXR Main Board, eFlow104N Main Board, | [Altronix] AL1024ULM MAIN CARD
45ac9796-c03b-44d5-92ce-0434f09677c7 |  |  |  | North | Gamewell FCI |  | Cards & Components |  |  |  | Card | TRUE | HPFF12 Main Board | + | Fire Alarm Power Supply Card | 1 | 0.206 | 0.075 |  |  |  |  | TRUE | [5 empty] | #FFFFFFFF |  |  | FALSE | FALSE | FALSE | [14 empty] | FALSE | [7 empty] | THOR\acont | 2024-10-09 10:48 |  | [Firelite, Gamewell FCI, Honeywell, Notifier] [NAC Trigger] GFPS-6 Main Board, GFPS-9 Main Board, HPFF12 Main Board, HPFF8 Main Board [Gamewell FCI, Honeywell] [VAC ] [120VAC] 7100 Main Board, FireVac IV (50W, 25V) Main Board, FireVac IV (50W, 70V) Main Board, FLEX 410 Main Board, GF505 Main Board, GF506R Main Board, GF510 Main Board, GFPS-6 Main Board, GFPS-9 Main Board, GWF402 Main B [Gamewell FCI, Honeywell] [VAC ] 7100 Main Board, FireVac IV (50W, 25V) Main Board, FireVac IV (50W, 70V) Main Board, FLEX 410 Main Board, GF505 Main Board, GF506R Main Board, GF510 Main Board, GFPS-6 Main Board, GFPS-9 Main Board, GWF402 Main Board, GWF | [Gamewell FCI, Honeywell] HPFF12 Main Board, HPFF8 Main Board
cfbf276f-bf0e-4af9-a4bd-043d39b06de7 |  |  |  | North | Edwards |  | Cards & Components |  |  |  | Card | TRUE | iO64G |  | FACP, 1 Loop, 64pt, 2 Cl B NACs, gray, 120v | 1 | [6 empty] | TRUE | [5 empty] | #FFFFFFFF |  |  | FALSE | FALSE | FALSE | [14 empty] | FALSE | [7 empty] | THOR\acont | 2024-10-09 10:48
9aaa0287-fbbf-4de4-83fa-04452b7c2477 | NFPA 170 MANUAL PULL |  |  | North | Edwards |  | Manual Station |  |  |  | Module | TRUE | 270-SPOWB |  | Pull Station, cast metal, terminals, Bilingual | 1 | [6 empty] | FALSE | [5 empty] | #FFFF0000 | FA-NFPA 170 MANUAL PULL | 1 | FALSE | FALSE | FALSE | 957 | [13 empty] | FALSE | [7 empty] | THOR\acont | 2024-09-08 17:27 |  | [Edwards, Kidde, Monaco Enterprises] [IDC] 01 1534-1, 200-GAOF, 270A-DPO, 270A-SPO, 270-DOC, 270-DOC-B, 270-DOC-F, 270-DPO, 270-GAO, 270-GAOB, 270-GAO-DOC, 270-GAO-DOCF, 270P-DPO, 270P-SPO, 270-SPO, 270-SPOW, 270-SPOWB, 270-SPOWF, 271-KR1/SR/GS, 276A-REL
6941d779-205b-4be8-b9de-044fee460305 | NFPA 170 BELL |  |  | North | Edwards |  | Bell |  |  |  | Module | TRUE | MB10-24 |  | Motorized Bell - 10" (152mm), 24Vdc, 85mA, Red | 1 | [6 empty] | FALSE | [5 empty] | #FFFF0000 | FA-NFPA 170 BELL | 1 | FALSE | FALSE | FALSE | 2000 | [13 empty] | FALSE | [7 empty] | THOR\acont | 2024-09-08 17:27
8dd7cc1b-b04c-4460-a66a-04548d058fab |  |  |  | North | Edwards |  | Hardware |  |  |  | Hardware | TRUE | EST-PC |  | 100 Proximity Construction Cards - EST Brand | 1 | [6 empty] | FALSE | [5 empty] | #FFFFFFFF |  |  | FALSE | FALSE | FALSE | [14 empty] | FALSE | [7 empty] | THOR\acont | 2024-10-09 10:48
4a65fd29-11a9-4d50-a005-0462add2108a | NFPA 170 MANUAL PULL |  |  | North | Notifier |  | Manual Station |  |  |  | Module | TRUE | NBG-12LPS | ++ | Dual action lexan station,Presignal | 1 | [6 empty] | FALSE | FALSE |  |  |  |  | #FFFF0000 | FA-NFPA 170 MANUAL PULL | 1 | FALSE | FALSE | FALSE | 957 | [13 empty] | FALSE | [7 empty] | THOR\acont | 2024-09-08 17:27 |  | [Chemtronics, Firelite, MIRCOM, Notifier, System Sensor] [IDC] 01 [*] [IDC 2-WIRE ++] 1151 (C), 1151EIS (C), 1400 (C), 1451 (C), 1451DH (C), 1451DHHT (C), 2100AT (C), 2100S (C), 2100TR (C), 2100TS (C), 2151 w/B110LP (C), 2151 w/B116LP (C), 2151 w/B401 (C
a300ad55-5c07-4491-bdbd-046473f9dee5 |  |  |  | North | Potter | [5 empty] | Module | TRUE | HSC-1 |  | High Security Contact | 1 | [6 empty] | FALSE | [5 empty] | #FFFFFFFF |  |  | FALSE | FALSE | FALSE | [14 empty] | FALSE | [7 empty] | THOR\acont | 2024-10-09 10:48
709a0cad-9f2c-4323-bfbc-046837106a33 | CADGEN SIGN |  |  | North | BluePoint |  | Signage |  |  |  | Module | TRUE | BP05-101M | ++ | Medical P.S. Sign (Extruded) | 1 | 0 | 0 |  |  |  |  | FALSE |  | Surface Mounted |  | 6.0 x 8.0 in. (152 x 203 mm) |  | #FFFF0000 | FA-CADGEN SIGN | 1 | FALSE | FALSE | FALSE | [20 empty] | THOR\acont | 2024-04-12 12:55 | THOR\acont | 2024-09-08 17:27 | Cloned from BluePoint BP05-101P
5b21b143-acb5-4221-8b09-046af09954f9 |  |  |  | North | Edwards |  | Cards & Components |  |  |  | Card | TRUE | 3-SSDC2 | ++ | Single Signature Driver Controller. Comes with one 3-SDC1 Device Card. Mounts to Local Rail. | 1 | 0.144 | 0.204 |  |  |  |  | TRUE | [5 empty] | #FFFFFFFF |  |  | FALSE | FALSE | FALSE | [20 empty] | DESKTOP-7EIEB7A\acont | 2023-04-24 14:15 | THOR\acont | 2024-10-09 10:48 | Cloned from Edwards 3-SDDC1 |  | [Edwards] 3-SSDC2
308c13ed-0524-4fdd-b4f9-046b54f0d7d9 |  |  |  | North | Siemens |  | Cards & Components |  |  |  | Card | TRUE | FN2012-A1 | S54400-B152-A1 | Ethernet switch (modular) Used for networking fire only panels to other fire only or fire/voice panels over Ethernet. The FN2012 mounts in the back of a FHB2001 or FHB2002 enclosure backbox in place of a standard fiber module. The FN2012 supports one or two Ethernet modules (VN2001 for CAT5 connection, VN2002 for multimode fiber connection, or VN2003 for single-mode fiber connection). | 1 | [6 empty] | TRUE | [5 empty] | #FFFFFFFF |  |  | FALSE | FALSE | FALSE | [20 empty] | AULAPTOP-PC\Aulaptop | 2019-04-20 20:32 | THOR\acont | 2024-10-09 10:48 | 340 mA (standby), 340 mA (alarm) per module
ac61ab06-3387-4f55-98eb-04709d250470 |  |  |  | North | Siemens | [5 empty] | Module | TRUE | FT924-US | S54400-C18-A1 | Network terminal with standard operator interface Consists of: One FCM2018-U3, one FTI2001-U1 | 1 | [12 empty] | #FFFFFFFF |  |  | FALSE | FALSE | FALSE | [20 empty] | DESKTOP-7SAL8M7\acont | 2019-08-13 09:04 | THOR\acont | 2024-10-09 10:48
eae23073-e5bb-4405-b00d-0473a6ee0815 | NFPA 170 REMOTE ANNUNCIATOR | RISER ANNUNCIATOR |  | North | Firelite |  | Remote Annunciator |  |  |  | Module | TRUE | RZA-5F | + | Five Zone Remote LED Annunciator | 1 | 0.004 | 0.019 |  |  |  |  | TRUE | [5 empty] | #FFFF0000 | FA-NFPA 170 REMOTE ANNUNCIATOR | 1 | FALSE | FALSE | FALSE | [20 empty] | AUGUSTXPS17-EUP\aucon | 2022-11-28 16:19 | THOR\acont | 2024-09-08 17:27 |  | [Firelite, Notifier] [AUX POWER] [*] ADM-24, LDM, LDM-32, LDM-32F, N-ANN-100, N-ANN-80, N-ANN-80C, N-ANN-80-W, N-ANN-I/O, N-ANN-LED, N-ANN-LED-R, N-ANN-RLED, N-ANN-RLED-R, N-ANN-RLY, N-ANN-S/PG, RLD, RZA-5F
f90f92f8-669f-455a-9fd0-047717a8362d | CADGEN PROXIMITY READER |  |  | North | Edwards | Security/Access Control | Prox Reader |  |  |  | Module | TRUE | CR-6005 |  | Proximity Reader, Mullion Mount, charcoal | 1 | [6 empty] | FALSE | [5 empty] | #FFFF0000 | FA-CADGEN PROXIMITY READER | 1 | FALSE | FALSE | FALSE | [14 empty] | FALSE | [7 empty] | THOR\acont | 2024-09-08 17:27
e88f5333-dfce-4848-a610-047e5a150e2f | NFPA 170 STROBE WALL |  |  | North | Edwards |  | Strobe |  |  |  | Module | TRUE | 405-3A-T |  | 30cdW, 15cdC Strobe, Red, Terminals | 1 | [6 empty] | FALSE | FALSE |  |  |  |  | #FF0070C0 | FA-NFPA 170 STROBE WALL | 1 | FALSE | FALSE | FALSE | 2023 | [13 empty] | FALSE |  |  | C |  |  |  |  | THOR\acont | 2024-09-08 17:27 |  | [Edwards] [NAC] [24 VFWR] 405-3A-T, 405-3A-TW [Edwards] [NAC] [24 VDC] 405-3A-T, 405-3A-TW
aee18d17-ac46-48c9-8cbe-04800389de6a | NFPA 170 HORN |  |  | North | Potter |  | Horn |  |  |  | Module | TRUE | H-1224R |  | Electronic Horn, Wall, Red | 1 | 0 | 0.087 |  |  |  |  | FALSE | [5 empty] | #FF0070C0 | FA-NFPA 170 HORN | 1 | FALSE | FALSE | FALSE | 2010 | [13 empty] | FALSE | [7 empty] | THOR\acont | 2024-09-08 17:27 |  | [Potter] [NAC] [UL MAX, HIGH DB] H-1224R, H-1224W
9c5cb493-0685-4fb5-a36c-04804c218e79 |  |  |  | North | Edwards |  | Cards & Components |  |  |  | Card | TRUE | 2-16G |  | OBSOLETE - 16 Green LED Annunciator Module | 1 | [6 empty] | TRUE | [5 empty] | #FFFFFFFF |  |  | FALSE | FALSE | FALSE | [14 empty] | FALSE | [7 empty] | THOR\acont | 2024-10-09 10:48
a61f99ed-50d1-4397-b8e7-0481d4db0778 | NFPA 170 FIRE ALARM CONTROL UNIT | RISER FACP |  | North | Advanced |  | Fire Alarm Control Unit |  |  |  | Assembly | TRUE | AX-CTL-2 |  | Fire Alarm Control Panel 2 loop with 2 NAC ckts | 1 | [6 empty] | TRUE | [5 empty] | #FFFF0000 | FA-NFPA 170 FIRE ALARM CONTROL UNIT | 1 | FALSE | FALSE | FALSE | 202 | [8 empty] | 7,12,18 |  |  |  |  | TRUE | [5 empty] | AULAPTOP-PC\Aulaptop | 2019-05-12 12:00 | AUGUSTALIEN\aucon | 2025-02-14 18:13 | Cloned from Advanced New Part CLONED
13e84216-c8c6-4efc-a227-04885312b797 | NFPA 170 SMOKE HEAT DETECTOR |  |  | North | Fike |  | Smoke/Heat Detector |  |  |  | Module | TRUE | FIK-2351T w/B300-6 | ++ | White, low‐profile intelligent photoelectric sensor, Thermal, Standard Base | 1 | 0.0002 | 0.0045 |  |  |  |  | FALSE | TRUE |  |  |  |  | #FFFF0000 | FA-NFPA 170 SMOKE HEAT DETECTOR | 1 | FALSE | FALSE | FALSE | 1408 | [13 empty] | FALSE | [5 empty] | DESKTOP-7EIEB7A\acont | 2023-01-02 16:02 | THOR\acont | 2024-09-08 17:27 | Cloned from Firelite SD365T w/B300-6 | [Fike] [SLC IDP SENSORS] [*] [#4 TYPE ADDR ¦ SENSORS] DNR w/FIK‐2351R (C), FIK-2351 w/B200S-LF-WH (C), FIK-2351 w/B200S-WH (C), FIK-2351 w/B224RB-WH (C), FIK-2351 w/B300-6 (C), FIK-2351T w/B200S-LF-WH (C), FIK-2351T w/B200S-WH (C), FIK-2351T w/B224RB-WH
db5534a9-e0e0-4a2a-b84f-048b3da28f41 | NFPA 170 HORN |  |  | North | Eaton Wheelock |  | Horn |  |  |  | Module | TRUE | ELMTR | ++ | WALL MULTI-TONE HORN, RED, NONE | 1 | [6 empty] | TRUE | [5 empty] | #FF0070C0 | FA-NFPA 170 HORN | 1 | FALSE | FALSE | FALSE | 2020 | [19 empty] | THOR\acont | 2024-07-23 16:39 | THOR\acont | 2024-09-08 17:27 | Cloned from Eaton Wheelock ELHNW | [Eaton Wheelock] [HORN] [24VDC, STD CODE 3 - HORN ONLY] ELMTR, ELMTSR, ELMTSR-A, ELMTSRC (C), ELMTSR-N, ELMTSW, ELMTSW-A, ELMTSWC (C), ELMTSW-N, ELMTW [Eaton Wheelock] [NAC] [24VDC, STD CODE 3] ELMTR, ELMTW
0e15649f-f111-4190-bd75-048ee1f39368 | NFPA 170 SPEAKER STROBE |  |  | North | Eaton Wheelock |  | Speaker/Strobe |  |  |  | Module | TRUE | E70-24MCW-FW | + | Speaker/Strobe, 24 VDC, Multi-Candela, 25/70 Vrms, white | 1 | 0 | 0.155 |  |  |  |  | FALSE | FALSE |  |  |  |  | #FF0070C0 | FA-NFPA 170 SPEAKER STROBE | 1 | FALSE | FALSE | FALSE | 2019 | [13 empty] | FALSE | [5 empty] | DESKTOP-7EIEB7A\acont | 2022-03-29 11:49 | THOR\acont | 2024-09-08 17:27 | Cloned from Eaton Wheelock E70-24MCW-FR | [Bosch, Eaton Wheelock] [AUDIO 70.7v] [70V AUDIO] E70-24MCW-FR, E70-24MCW-FW, E70-24MCW-FW, E70-24MCWH-FR, E70-24MCWH-FW, E70-24W-FR, E90-24MCWH-FR, E90-24MCWH-FW [Bosch, Eaton Wheelock, Hochiki] [NAC] [UL MAX DC] E70-24MCW-FR, E70-24MCW-FW, E70-24MCW-FW, ET70-24MCW-FR, ET70-24MCW-FR, ET70-24MCW-FW [Bosch, Eaton Wheelock, Hochiki] [NAC] [UL MAX FWR] E70-24MCW-FR, E70-24MCW-FW, E70-24MCW-FW, ET70-24MCW-FR, ET70-24MCW-FR, ET70-24MCW-FW [Bosch, Eaton Wheelock] [AUDIO 25v] [25V AUDIO] E70-24MCW-FR, E70-24MCW-FW, E70-24MCW-FW, E70-24MCWH-FR, E70-24MCWH-FW, E70-24W-FR, E90-24MCWH-FR, E90-24MCWH-FW
c4444b80-e310-435a-815d-04909a6041cc |  |  |  | North | Edwards |  | Hardware |  |  |  | Hardware | TRUE | MN-HSACNB2K |  | AC Power Only ECC (no battery backup or inverter) | 1 | [6 empty] | FALSE | [5 empty] | #FFFFFFFF |  |  | FALSE | FALSE | FALSE | [14 empty] | FALSE | [7 empty] | THOR\acont | 2024-10-09 10:48
4c9facb7-1282-4206-8fe4-0491cf403c5e |  |  |  | North | Simplex |  | Cards & Components |  |  |  | Card | TRUE | 4100-3002 |  | Relay | 1 | 0.015 | 0.175 |  |  |  |  | TRUE | [5 empty] | #FFFFFFFF |  |  | FALSE | FALSE | FALSE | [20 empty] | THOR\acont | 2024-12-06 06:33 | THOR\acont | 2024-12-06 06:50 | Cloned from Simplex 4100-1108
f991134a-9724-4864-8d7b-049bb3b8e61d |  |  |  | North | Bosch |  | Cards & Components |  |  |  | Card | TRUE | B444 | ++ | Conettix Plug-in 4G LTE Cellular Communicator | 1 | 0.035 | 0.1 |  |  | 12 |  | TRUE | [5 empty] | #FFFFFFFF |  |  | FALSE | FALSE | FALSE | [14 empty] | FALSE | [5 empty] | ALIENWIN10\AugWin7 | 2018-10-24 15:26 | THOR\acont | 2024-10-09 10:48 | Cloned from Bosch B440-C
5000d414-ec22-48de-b8e9-04a0c6025947 |  |  |  | North | NAPCO |  | Cards & Components |  |  |  | Card | TRUE | GEMC-255MB | + | Assembly Main Board | 1 | [6 empty] | TRUE | [5 empty] | #FFFFFFFF |  |  | FALSE | FALSE | FALSE | [20 empty] | DESKTOP-7SAL8M7\acont | 2020-02-11 10:31 | THOR\acont | 2024-10-09 10:48 | Cloned from NAPCO GEMC-FW-32KT | [NAPCO] [VAC ] FL-255FACP Main Board, FL-32FACP Main Board, FL-FACP-LTE Main Board, FL-X2-32 Main Board, GEM-ACM1D Main Board, GEMC-128MB, GEMC-12V2APS-CF Main Board, GEMC-12V2APS-R Main Board, GEMC-255MB, GEMC-32MB, GEMC-96MB, GEMC-NAC6 Main Board, GEMC | [NAPCO] GEMC-128MB, GEMC-255MB
a438a37b-ecf8-48ca-b407-04a7a7029f01 | NFPA 170 MULTI DETECTOR |  |  | North | Notifier |  | Multi Criteria Detector |  |  |  | Module | TRUE | NP-A100 | ++ | Addressable Multi-sensor detector | 1 | 0.0003 | 0.0065 |  |  |  |  | FALSE | FALSE |  |  |  |  | #FFFF0000 | FA-NFPA 170 MULTI DETECTOR | 1 | FALSE | FALSE | FALSE | [14 empty] | FALSE | [7 empty] | THOR\acont | 2024-09-08 17:27 | 20191121 AC Detector without base | [Honeywell, Notifier, System Sensor] [SLC MODULES SENSORS] [*] [#2 SHARED ADDR ¦ SENSORS] 2251B (C), 2251-COPTIR (C), 2251-COPTIR w/B200S-WH (C), 2251TB (C), 2251TMB (C), 5251B (C), 5251B-WP (C), 5251H (C), 5251RB (C), 5251RB-WP (C), 7251 (C), 7251DH (C) [Honeywell, Notifier, System Sensor] [SLC SENSORS] [*] [#4 TYPE ADDR ¦ SENSORS] 2251B (C), 2251-COPTIR (C), 2251-COPTIR w/B200S-WH (C), 2251TB (C), 2251TMB (C), 5251B (C), 5251B-WP (C), 5251H (C), 5251RB (C), 5251RB-WP (C), 7251 (C), 7251DH (C), DH200LP
180632f8-47d5-400e-bde2-04aa96ead1cb | NFPA 170 HORN STROBE CEILING |  |  | North | Siemens |  | Horn/Strobe |  |  |  | Module | TRUE | SL2FSSCW-CO | S54329-F129-A1++ | Sounder-Strobe, Ceiling, Clear, White, CO | 1 | [7 empty] | TRUE |  |  |  |  | #FF0070C0 | FA-NFPA 170 HORN STROBE CEILING | 1 | FALSE | FALSE | FALSE | 2023 | [16 empty] | LF |  |  | DESKTOP-7EIEB7A\acont | 2023-08-03 11:49 | THOR\acont | 2024-09-08 17:27 | Cloned from Siemens SL2HSCW-AL CLONED | [Siemens] [NAC] [24 VDC, HORN TEMPORAL] SL2FSSCR-AL (C), SL2FSSCR-CO (C), SL2FSSCR-F (C), SL2FSSCR-N (C), SL2FSSCW-AL (C), SL2FSSCW-CO (C), SL2FSSCW-F (C), SL2FSSCW-N (C), SL2FSSWR-AL, SL2FSSWR-CO, SL2FSSWR-F, SL2FSSWR-N, SL2FSSWW-CO, SL2FSSWW-F, SL2FSSW
9bcedaa1-7434-4573-97cd-04ab2c94df82 |  |  |  | North | Siemens | [5 empty] | Module | TRUE | KU-1 | 320-021019 | "U" CHANNEL SUPPORT | 1 | [12 empty] | #FFFFFFFF |  |  | FALSE | FALSE | FALSE | [20 empty] | DESKTOP-7SAL8M7\acont | 2019-08-13 09:04 | THOR\acont | 2024-10-09 10:48
d10a7084-bb7b-4358-87db-04acf1b742e3 | NFPA 170 SPEAKER WALL |  |  | North | Concealite |  | Speaker |  |  |  | Module | TRUE | FA900-W-ELSPKR | + | WALL SPEAKER, RED, FIRE | 1 | [6 empty] | TRUE | [5 empty] | #FF0070C0 | FA-NFPA 170 SPEAKER WALL | 1 | FALSE | FALSE | FALSE | 2020 | [19 empty] | THOR\acont | 2024-01-29 09:05 | THOR\acont | 2024-09-08 17:27 | Cloned from Eaton Wheelock ELSPKR | [Concealite] [AUX POWER] [AUX] FA900-W-ELHNR, FA900-W-ELHSR, FA900-W-ELHSW, FA900-W-ELSPKR, FA900-W-ELSPKW, FA900-W-ELSPSTR, FA900-W-ELSPSTW, FA900-W-ELSTR, FA900-W-ELSTW, FAFX-C-ELHNWC (C), FAFX-C-ELHSRC (C), FAFX-C-ELHSWC (C), FAFX-C-ELSPKWC (C), FAFX- [Concealite, Eaton Wheelock] [AUDIO 25v] [25V AUDIO] ELSPKR, ELSPKR-AL, ELSPKRC (C), ELSPKRC-AL (C), ELSPKRC-N (C), ELSPKR-N, ELSPKW, ELSPKW-AL, ELSPKWC (C), ELSPKWC-AL (C), ELSPKWC-N (C), ELSPKW-N, ELSPSTR, ELSPSTR-AL, ELSPSTRC (C), ELSPSTRC-AL (C), ELS [Concealite, Eaton Wheelock] [AUDIO 70.7v] [70V AUDIO] ELSPKR, ELSPKR-AL, ELSPKRC (C), ELSPKRC-AL (C), ELSPKRC-N (C), ELSPKR-N, ELSPKW, ELSPKW-AL, ELSPKWC (C), ELSPKWC-AL (C), ELSPKWC-N (C), ELSPKW-N, ELSPSTR, ELSPSTR-AL, ELSPSTRC (C), ELSPSTRC-AL (C), E
c21d34d5-c298-4008-9eee-04b1bfebb275 | CADGEN KEYPAD |  |  | North | Honeywell |  | Keypad Interface |  |  |  | Assembly | TRUE | 6160RF |  |  | 1 | [6 empty] | FALSE | [5 empty] | #FFFF0000 | FA-CADGEN KEYPAD | 1 | FALSE | FALSE | FALSE | [14 empty] | FALSE | [5 empty] | ALIENWIN10\AugWin7 | 2018-12-14 08:30 | THOR\acont | 2024-09-08 17:27 | Cloned from Honeywell New Part CLONED CLONED CLONED CLONED CLONED CLONED CLONED CLONED CLONED CLONED CLONED
289ef663-a8d9-4168-b819-04b2a091e1e7 |  |  |  | North | Siemens | [5 empty] | Module | TRUE | FX901-U3 | S54433-S105-A1 | 50 pt system Configuration Kit | 1 | [12 empty] | #FFFFFFFF |  |  | FALSE | FALSE | FALSE | [20 empty] | DESKTOP-7SAL8M7\acont | 2019-08-13 09:04 | THOR\acont | 2024-10-09 10:48
310aec0d-a297-4c85-8ea8-04bfd175ad65 | NFPA 170 HEAT DETECTOR |  |  | North | Notifier |  | Heat Detector |  |  |  | Module | TRUE | 302-AW-194 | ++ | Heat Detector, 194°F (90°C) | 1 | [6 empty] | FALSE | FALSE |  |  |  |  | #FFFF0000 | FA-NFPA 170 HEAT DETECTOR | 1 | FALSE | FALSE | FALSE | 1403 | [13 empty] | FALSE | [7 empty] | THOR\acont | 2024-09-08 17:27 | 20191121 AC Detector without base | [Chemtronics, Firelite, MIRCOM, Notifier, System Sensor] [IDC] 01 [*] [IDC 2-WIRE ++] 1151 (C), 1151EIS (C), 1400 (C), 1451 (C), 1451DH (C), 1451DHHT (C), 2100AT (C), 2100S (C), 2100TR (C), 2100TS (C), 2151 w/B110LP (C), 2151 w/B116LP (C), 2151 w/B401 (C
d262de96-5ff7-4473-a12e-04c4661831d0 | CADGEN REQUEST TO EXIT |  |  | North | Bosch |  | Request To Exit |  |  |  | Module | TRUE | DS151I | ++ | Request-to-exit sensor, black | 1 | 0.026 | 0.026 |  |  | 12 | [7 empty] | #FFFF0000 | FA-CADGEN REQUEST TO EXIT | 1 | FALSE | FALSE | FALSE | [20 empty] | DESKTOP-7EIEB7A\acont | 2022-08-25 08:49 | THOR\acont | 2024-09-08 17:27 | Cloned from Bosch DS150I | [Bosch] [ACCESS CONTROL INPUT] [*] [ALL DEVICES ++] DS150I, DS151I, DS160, DS161 [Bosch] [IDC] 02 [ALL DEVICES ++] DS150I, DS151I, DS160, DS161
a0dedf41-9237-464e-9429-04c9e4b426eb | NFPA 170 SMOKE HEAT DETECTOR |  |  | North | DMP |  | Smoke/Heat Detector |  |  |  | Module | TRUE | 1165H |  | Wireless Smoke/Heat Detector | 1 | [6 empty] | TRUE | TRUE |  |  |  |  | #FFFF0000 | FA-NFPA 170 SMOKE HEAT DETECTOR | 1 | FALSE | FALSE | FALSE | 1411 | [19 empty] | AULAPTOP-PC\Aulaptop | 2019-05-12 12:10 | THOR\acont | 2024-09-08 17:27 | 20191121 AC Detector without base | [BluePoint, DMP] [DMP WIRELESS] [WIRELESS] 1103, 1126R, 1135, 1164 (C), 1164NS (C), 1165H (C), 1168 (C), 1181-R, 1182, 1183-135F, 1183-135R, 1184-W (C), BP01-303, BP02-203M, BP02-203P, BP02-A203M, BP02-A203P, BP02-A203PH, BP03-303, BP03-A103M, BP03-A103P
21a64f20-bdce-4eb2-89c3-04cd20c7b1df | NFPA 170 SPEAKER STROBE |  |  | North | Monaco Enterprises |  | Speaker/Strobe |  |  |  | Module | TRUE | 580-115-00 |  | SPEAKER STB:RED,T-1,WM,INDOOR,24V,NO LTR,CLEAR,15-185 CANDELA,1/4-2W | 1 | 0 | 0.063 |  |  |  |  | FALSE | [5 empty] | #FF0070C0 | FA-NFPA 170 SPEAKER STROBE | 1 | FALSE | FALSE | FALSE | 2019 | [13 empty] | FALSE | [5 empty] | DESKTOP-7SAL8M7\acont | 2020-03-02 16:36 | THOR\acont | 2024-09-08 17:27 | Cloned from System Sensor SPSRL-P
51e01703-37e1-48fb-b57f-04cd6fb02d0f |  |  |  | North | Monaco Enterprises |  | Cards & Components |  |  |  | Card | TRUE | 703-164-00 (25V) Main Board | + | Main Board | 1 | 0.12 | 9 |  |  |  |  | TRUE | FALSE |  |  |  |  | #FFFFFFFF |  |  | FALSE | FALSE | FALSE | [14 empty] | FALSE | [5 empty] | DESKTOP-7SAL8M7\acont | 2020-04-02 10:19 | THOR\acont | 2024-10-09 10:48 | Cloned from Monaco Enterprises 703-167-00 (25V) Main Board | [Monaco Enterprises] [AUDIO 25v] [25V AUDIO] 703-164-00 (25V) Main Board, 703-167-00 (25V) Main Board | [Monaco Enterprises] 703-164-00 (25V) Main Board
bacc2404-4540-481a-93d4-04d17599794f | NFPA 170 SMOKE DETECTOR |  |  | North | System Sensor |  | Smoke Detector |  |  |  | Module | TRUE | 2100AT | ++ | Photoelectric Detector, 2-wire direct, 12/24VDC with Temporal | 1 | 0.0001 | 0.063 |  |  |  |  | FALSE | TRUE |  |  |  |  | #FFFF0000 | FA-NFPA 170 SMOKE DETECTOR | 1 | FALSE | FALSE | FALSE | 1408 | [13 empty] | FALSE | [7 empty] | THOR\acont | 2024-09-08 17:27 | 20191121 AC Detector without base | [Chemtronics, Firelite, MIRCOM, Notifier, System Sensor] [IDC] 01 [*] [IDC 2-WIRE ++] 1151 (C), 1151EIS (C), 1400 (C), 1451 (C), 1451DH (C), 1451DHHT (C), 2100AT (C), 2100S (C), 2100TR (C), 2100TS (C), 2151 w/B110LP (C), 2151 w/B116LP (C), 2151 w/B401 (C
fb0ef157-d155-4a5e-906f-04d1a769689e | NFPA 170 NON ADDRESSABLE RELAY |  |  | North | Space Age |  | Non-Addressable Relay |  |  |  | Module | TRUE | SSU-MR-199X-14 |  | DPDT Heavy Duty Power Relay /w Metal Enclosure | 1 | 0.085 | 0.085 |  |  | 120 |  | FALSE | [5 empty] | #FFFF0000 | FA-NFPA 170 NON ADDRESSABLE RELAY | 1 | FALSE | FALSE | FALSE | 1300 | [13 empty] | FALSE | [5 empty] | DESKTOP-7EIEB7A\acont | 2022-09-21 07:48 | THOR\acont | 2024-09-08 17:27 | Cloned from Edwards MR101/C | [Space Age, Space Age Electronics] [AUX POWER, NAC] [*] SSU-MR-199X-14, SSU-PAM-1, SSU-PAM-2, SSU-PAM-4, SSU-PAM-SD [Space Age, Space Age Electronics] [IDC] 01 SSU-MR-199X-14, SSU-PAM-1, SSU-PAM-2, SSU-PAM-4, SSU-PAM-SD | [Space Age] SSU-MR-199X-14
ce09201b-07b6-4f0e-8a0e-04d562bfc831 |  |  |  | North | Siemens | [5 empty] | Module | TRUE | PFT-P | 500-699430 | PORTABLE FIREFIGHTERS TELEPHONE PUSH TO TALK FIELD MOUNTED | 1 | [12 empty] | #FFFFFFFF |  |  | FALSE | FALSE | FALSE | [20 empty] | DESKTOP-7SAL8M7\acont | 2019-08-13 09:04 | THOR\acont | 2024-10-09 10:48
d042e193-3e95-4d58-976e-04d5929d0cdb | NFPA 170 EMERGENCY COMMUNICATIONS CONTROL UNIT | RISER LOC |  | North | Notifier |  | Local Operator Console |  |  |  | Assembly | TRUE | DVC-EM Assembly (2203301) | + | Digital Voice Command Assembly - Configuration 2203301 | 1 | [6 empty] | FALSE | [5 empty] | #FFFF0000 | FA-NFPA 170 EMERGENCY COMMUNICATIONS CONTROL UNIT | 1 | FALSE | FALSE | FALSE | 300 | [8 empty] | 26,55,100 |  |  | 5 |  | TRUE | [5 empty] | DESKTOP-7EIEB7A\acont | 2021-03-30 11:47 | THOR\acont | 2024-09-08 17:27 | Cloned from Notifier NFC-50/100 (50W, 70V)
399d1a3f-84ba-46be-9a5f-04d645198a49 | NFPA 170 HEAT DETECTOR |  |  | North | Notifier |  | Heat Detector |  |  |  | Module | TRUE | FST-951-IV w/B200S-LF-IV | ++ | Low-profile 135°F fixed thermal sensor. Ivory. FlashS-can and CLIP mode. Low Freq. Sounder Base | 1 | 0.0002 | 0.0045 |  |  |  |  | FALSE | TRUE | FLUSH |  | 4" SQ. DEEP | 3 "O" PLASTER RING | #FFFF0000 | FA-NFPA 170 HEAT DETECTOR | 1 | FALSE | FALSE | FALSE | 1403 |  |  | 7272-0028:0206 | [10 empty] | FALSE |  |  | LF |  |  | DESKTOP-7EIEB7A\acont | 2021-05-14 10:49 | THOR\acont | 2024-09-08 17:27 | Cloned from Notifier FST-951-IV w/B200S-IV | [Notifier] [AUX POWER] [16VDC, HIGH VOLUME] B200S-LF-WH, FCO-851 w/B200S-LF (C), FCO-951 w/B200S-LF-WH (C), FPC-951 w/B200S-LF-IV (C), FPC-951 w/B200S-LF-WH (C), FPTI-951 w/B200S-LF-IV (C), FPTI-951 w/B200S-LF-WH (C), FSCO-951 w/B200S-LF-IV (C), FSCO-951 [Notifier] [AUX POWER] [16VDC, LOW VOLUME] B200S-LF-WH, FCO-851 w/B200S-LF (C), FCO-951 w/B200S-LF-WH (C), FPC-951 w/B200S-LF-IV (C), FPC-951 w/B200S-LF-WH (C), FPTI-951 w/B200S-LF-IV (C), FPTI-951 w/B200S-LF-WH (C), FSCO-951 w/B200S-LF-IV (C), FSCO-951 [Honeywell, Notifier, System Sensor] [SLC MODULES SENSORS] [*] [#2 SHARED ADDR ¦ SENSORS] 2251B (C), 2251-COPTIR (C), 2251-COPTIR w/B200S-WH (C), 2251TB (C), 2251TMB (C), 5251B (C), 5251B-WP (C), 5251H (C), 5251RB (C), 5251RB-WP (C), 7251 (C), 7251DH (C) [Honeywell, Notifier, System Sensor] [SLC SENSORS] [*] [#4 TYPE ADDR ¦ SENSORS] 2251B (C), 2251-COPTIR (C), 2251-COPTIR w/B200S-WH (C), 2251TB (C), 2251TMB (C), 5251B (C), 5251B-WP (C), 5251H (C), 5251RB (C), 5251RB-WP (C), 7251 (C), 7251DH (C), DH200LP
a97464b8-34eb-47ad-9b52-04d6eaed83f6 | NFPA 170 STROBE CEILING |  |  | North | Siemens |  | Strobe |  |  |  | Module | TRUE | SLSCR-NA | S54329-F19-A2 | SLSCR-NA ST,CLG,RED,NO-TXT,AMBER | 1 | [7 empty] | TRUE |  |  |  |  | #FF0070C0 | FA-NFPA 170 STROBE CEILING | 1 | FALSE | FALSE | FALSE | 2022 | [19 empty] | DESKTOP-7SAL8M7\acont | 2019-08-13 09:04 | THOR\acont | 2024-09-08 17:27 |  | [Siemens] [NAC] [24 VDC] SL2SPSCW-F (C), SLSCR-AL (C), SLSCR-ALA (C), SLSCR-F (C), SLSCR-FB (C), SLSCR-N (C), SLSCR-NA (C), SLSCW-A (C), SLSCW-AL (C), SLSCW-ALA (C), SLSCW-F (C), SLSCW-FB (C), SLSCW-N (C), SLSCW-NA (C), SLSPSCR-A (C), SLSPSCR-AL (C), SLS
79834c69-b8b1-4354-a45f-04da5d35a975 | 170 BASIC SHAPE |  |  | North | Gamewell FCI |  | Hardware |  |  |  | Hardware | TRUE | MCH-6 |  | 6-Unit mounting chassis | 1 | [6 empty] | FALSE | [5 empty] | #FFFF0000 | FA-170 BASIC SHAPE | 1 | FALSE | FALSE | FALSE | 5000 | [8 empty] | 7,12,18 |  |  |  |  | TRUE | [5 empty] | DESKTOP-7SAL8M7\acont | 2019-01-21 09:01 | THOR\acont | 2024-09-08 17:27 | Cloned from Gamewell MBB-6
786a8d85-a5f4-45a7-8377-04dd038ec618 |  |  |  | North | Potter | [5 empty] | Module | TRUE | LTR |  | Residential Low Water Cutoff | 1 | [6 empty] | FALSE | [5 empty] | #FFFFFFFF |  |  | FALSE | FALSE | FALSE | [14 empty] | FALSE | [7 empty] | THOR\acont | 2024-10-09 10:48
681b682c-8faa-4829-8bab-04dfbe5d78bb | NFPA 170 SMOKE DETECTOR |  |  | North | Edwards |  | Smoke Detector |  |  |  | Module | TRUE | SIGA2-PS w/SIGA-AB4G-LF BASE | ++ | Photoelectric Smoke Detector | 1 | 4.5e-05 | 4.5e-05 |  |  |  |  | FALSE | TRUE |  |  |  |  | #FFFF0000 | FA-NFPA 170 SMOKE DETECTOR | 1 | FALSE | FALSE | FALSE | 1408 | [13 empty] | FALSE |  |  | LF |  |  |  |  | THOR\acont | 2024-10-08 16:33 | 20191121 AC Detector with base | [Edwards, Kidde] [AUX POWER] FX-HD w/SB4U-LF BASE, FX-PD w/SB4U-LF BASE (C), FX-PHD w/SB4U-LF BASE (C), SIGA2-COS w/SIGA-AB4G-LF BASE, SIGA2-HCOS w/SIGA-AB4G-LF BASE, SIGA2-HFS w/SIGA-AB4G-LF BASE, SIGA2-HRS w/SIGA-AB4G-LF BASE, SIGA2-PCOS w/SIGA-AB4G-LF [Edwards, Kidde] [SLC EST MODULES/SENSORS] 01 [*] [iO64] DS-HFS (C), DS-PS (C), FX-HD w/IB4U BASE, FX-HD w/RB4U BASE, FX-HD w/SB4U BASE, FX-HD w/SB4U-LF BASE, FX-HD wB4U BASE, FX-PD w/B4U BASE (C), FX-PD w/IB4U BASE (C), FX-PD w/SB4U BASE (C), FX-PD w/SB [Edwards, Kidde] [SLC EST MODULES SENSORS] [*] [#2 SHARED ADDR ¦ SENSORS] KI-DDOS (C), SIGA2-COS w/SIGA-AB4G BASE, SIGA2-COS w/SIGA-AB4G-LF BASE, SIGA2-COS w/SIGA-AB4GT BASE, SIGA2-COS w/SIGA-IB BASE, SIGA2-COS w/SIGA-RB BASE, SIGA2-COS w/SIGA-SB BASE, S [Edwards, Kidde] [SLC EST SENSORS] 01 [*] [EST3, iO1000] DS-HFS (C), DS-PS (C), FX-HD w/IB4U BASE, FX-HD w/RB4U BASE, FX-HD w/SB4U BASE, FX-HD w/SB4U-LF BASE, FX-HD wB4U BASE, FX-PD w/B4U BASE (C), FX-PD w/IB4U BASE (C), FX-PD w/SB4U BASE (C), FX-PD w/SB [Edwards, Kidde] [SLC EST SENSORS] [*] [#4 TYPE ADDR ¦ SENSORS] KI-DDOS (C), SIGA2-COS w/SIGA-AB4G BASE, SIGA2-COS w/SIGA-AB4G-LF BASE, SIGA2-COS w/SIGA-AB4GT BASE, SIGA2-COS w/SIGA-IB BASE, SIGA2-COS w/SIGA-RB BASE, SIGA2-COS w/SIGA-SB BASE, SIGA2-HCOS
5d969625-b3e9-42b0-8877-04ec454acfee | NFPA 170 SMOKE HEAT DETECTOR |  |  | North | Edwards |  | Smoke/Heat Detector |  |  |  | Module | TRUE | SIGA-OSHD w/SIGA-AB4GT BASE | ++ | Multisensor Smoke and Heat Detector | 1 | 3.2e-05 | 4.5e-05 |  |  |  |  | FALSE | TRUE |  |  |  |  | #FFFF0000 | FA-NFPA 170 SMOKE HEAT DETECTOR | 1 | FALSE | FALSE | FALSE | 1408 | [13 empty] | FALSE | [5 empty] | DESKTOP-7EIEB7A\acont | 2021-06-10 11:08 | THOR\acont | 2024-10-08 16:47 | Cloned from Edwards SIGA-OSCD w/SIGA-AB4GT BASE | [Edwards, Kidde] [AUX POWER] KI-COD w/KI-ABDT BASE (C), KI-HCD w/KI-ABDT BASE, KI-HRD w/KI-ABDT BASE, KI-PCD w/KI-ABDT BASE (C), KI-PD w/KI-ABDT BASE (C), KI-PHCD w/KI-ABDT BASE (C), KI-PHD w/KI-ABDT BASE (C), KIR-COD w/KI-ABDT BASE (C), KIR-HCD w/KI-ABD [Edwards, Kidde] [SLC EST SENSORS] 01 [*] [EST3, iO1000] DS-HFS (C), DS-PS (C), FX-HD w/IB4U BASE, FX-HD w/RB4U BASE, FX-HD w/SB4U BASE, FX-HD w/SB4U-LF BASE, FX-HD wB4U BASE, FX-PD w/B4U BASE (C), FX-PD w/IB4U BASE (C), FX-PD w/SB4U BASE (C), FX-PD w/SB [Edwards, Kidde] [SLC EST SENSORS] [*] [#4 TYPE ADDR ¦ SENSORS] KI-DDOS (C), SIGA2-COS w/SIGA-AB4G BASE, SIGA2-COS w/SIGA-AB4G-LF BASE, SIGA2-COS w/SIGA-AB4GT BASE, SIGA2-COS w/SIGA-IB BASE, SIGA2-COS w/SIGA-RB BASE, SIGA2-COS w/SIGA-SB BASE, SIGA2-HCOS [Edwards, Kidde] [SLC EST MODULES/SENSORS] 01 [*] [iO64] DS-HFS (C), DS-PS (C), FX-HD w/IB4U BASE, FX-HD w/RB4U BASE, FX-HD w/SB4U BASE, FX-HD w/SB4U-LF BASE, FX-HD wB4U BASE, FX-PD w/B4U BASE (C), FX-PD w/IB4U BASE (C), FX-PD w/SB4U BASE (C), FX-PD w/SB [Edwards, Kidde] [SLC EST MODULES SENSORS] [*] [#2 SHARED ADDR ¦ SENSORS] KI-DDOS (C), SIGA2-COS w/SIGA-AB4G BASE, SIGA2-COS w/SIGA-AB4G-LF BASE, SIGA2-COS w/SIGA-AB4GT BASE, SIGA2-COS w/SIGA-IB BASE, SIGA2-COS w/SIGA-RB BASE, SIGA2-COS w/SIGA-SB BASE, S
32d8a64b-85a5-421f-945e-04f04f3f3336 | NFPA 170 SMOKE DETECTOR |  |  | North | Gamewell FCI |  | Smoke Detector |  |  |  | Module | TRUE | ASD-PL3F w/B200S-LF-WH | F | DETECTOR, SMOKE, ADDRESSABLE PHOTO w/SOUNDER BASE, LOW FREQUENCY | 1 | 0.0005 | 0.035 |  |  |  |  | FALSE | TRUE |  |  |  |  | #FFFF0000 | FA-NFPA 170 SMOKE DETECTOR | 1 | FALSE | FALSE | FALSE | 1408 | [13 empty] | FALSE |  |  | SBLF |  |  |  |  | THOR\acont | 2024-09-08 17:27 | 20191121 AC Detector with base | [Gamewell FCI] [AUX POWER] [16VDC, HIGH VOLUME, 16VDC, LOW VOLUME] ASD-PL2F w/B200S-LF-WH (C), ASD-PL3 w/B200S-LF-WH (C), ASD-PL3F w/B200S-LF-WH (C), ASD-PL3-IV w/B200S-LF-IV (C), ASD-PTL3 w/B200S-LF-WH (C), ASD-PTL3-IV w/B200S-LF-IV (C), ATD-L3 w/B200S- [Gamewell FCI] [SLC MODULES SENSORS] [*] [#2 SHARED ADDR ¦ SENSORS] ADPF (C), ASD-PL2F w/B200S-LF-WH (C), ASD-PL2F w/B210LP (C), ASD-PL2FR (C), ASD-PL3 w/B200S-LF-WH (C), ASD-PL3 w/B200SR-LF-WH (C), ASD-PL3 w/B200SR-WH (C), ASD-PL3 w/B224BI-WH (C), ASD-P [Gamewell FCI] [SLC SENSORS] [*] [#4 TYPE ADDR ¦ SENSORS] ADPF (C), ASD-PL2F w/B200S-LF-WH (C), ASD-PL2F w/B210LP (C), ASD-PL2FR (C), ASD-PL3 w/B200S-LF-WH (C), ASD-PL3 w/B200SR-LF-WH (C), ASD-PL3 w/B200SR-WH (C), ASD-PL3 w/B224BI-WH (C), ASD-PL3 w/B224R
fdf7a36c-39f7-44d2-8fbd-04f0a08d4ff9 | NFPA 170 REMOTE INDICATOR |  |  | North | Edwards |  | Remote Indicator |  |  |  | Module | TRUE | 890RDA |  | W on R, Wall Lamp, 24V | 1 | [6 empty] | FALSE | [5 empty] | #FFFF0000 | FA-NFPA 170 REMOTE INDICATOR | 1 | FALSE | FALSE | FALSE | [14 empty] | FALSE | [7 empty] | THOR\acont | 2024-09-08 17:27
292fcdaf-dd81-4625-b7a2-04f166be2ea4 | NFPA 170 HORN STROBE |  |  | North | Simplex |  | Horn/Strobe |  |  |  | Module | TRUE | 49CMTV-APPLW-BA | + | Multi-Tone Horn Strobes; SmartSync Controlled or Free-run; with 520 Hz output, Non-Addressable, Specify Cover, Assembled in USA | 1 | 0 | 0 |  |  |  |  | TRUE | [5 empty] | #FF0070C0 | FA-NFPA 170 HORN STROBE | 1 | FALSE | FALSE | FALSE | 2012 | [19 empty] | DESKTOP-7EIEB7A\acont | 2022-02-21 22:22 | THOR\acont | 2024-09-08 17:27 | Cloned from Simplex 49CMT-APPLW-BA | [Autocall, Simplex] [NAC] [23VDC, STEADY LOW, 520 HZ] 49CMTV-APPLW, 49CMTV-APPLW-BA, A49CMTV-APPLW, A49CMTV-APPLW-BA [Autocall, Simplex] [NAC] [23VDC, STEADY HIGH, 520 HZ] 49CMTV-APPLW, 49CMTV-APPLW-BA, A49CMTV-APPLW, A49CMTV-APPLW-BA
d3353303-6318-492f-afa6-04f35ca8d62c | NFPA 170 STROBE WALL |  |  | North | Gentex |  | Strobe |  |  |  | Module | TRUE | WGES24-75PWR |  | 24 Volt Low Profile Evacuation Outdoor Strobe, Weather Proof, Wall, Red, Plain | 1 | 0 | 0.17 |  |  |  |  | FALSE | [5 empty] | #FF0070C0 | FA-NFPA 170 STROBE WALL | 1 | FALSE | FALSE | FALSE | 2023 | [13 empty] | FALSE | [7 empty] | THOR\acont | 2024-09-08 17:27 |  | [Bosch, Gentex, Hochiki, VES] [NAC] [UL MAX] VF4006-X0, WGES24-75PWR, WGES24-75PWRLP, WGES24-75PWW, WGES24-75PWWLP, WGES24-75WR, WGES24-75WRLP, WGES24-75WW, WGES24-75WWLP, WHES24-75WR, WHES24-75WW
9e481450-74d2-4f56-9be8-04f36a69fae3 | NFPA 170 SPEAKER STROBE CEILING |  |  | North | Siemens |  | Speaker/Strobe |  |  |  | Module | TRUE | SEH-MC-CW | S54360-F9-A2 | HIGH FIDELITY SPEAKER STROBE, ROUND, HIFI, CEILING, 15/30/75/110CD, WHITE | 1 | [7 empty] | TRUE |  |  |  |  | #FF0070C0 | FA-NFPA 170 SPEAKER STROBE CEILING | 1 | FALSE | FALSE | FALSE | 2020 | [16 empty] | C |  |  | DESKTOP-7SAL8M7\acont | 2019-08-13 09:04 | THOR\acont | 2024-09-08 17:27 | B,T | [Siemens] [AUDIO 25v] [25V AUDIO] SECH-R (C), SECH-W (C), SEH-AMC-CW-ALERT (C), SEH-CW-ALERT (C), SEH-HMC-CR (C), SEH-HMC-CR-B (C), SEH-HMC-CW (C), SEH-HMC-CW-B (C), SEH-MC-CR (C), SEH-MC-CR-B (C), SEH-MC-CW (C), SEH-MC-CW-ALERT (C), SEH-MC-CW-B (C), SEH [Siemens] [AUDIO 70.7v] [70V AUDIO] SECH-R (C), SECH-W (C), SEH-AMC-CW-ALERT (C), SEH-CW-ALERT (C), SEH-HMC-CR (C), SEH-HMC-CR-B (C), SEH-HMC-CW (C), SEH-HMC-CW-B (C), SEH-MC-CR (C), SEH-MC-CR-B (C), SEH-MC-CW (C), SEH-MC-CW-ALERT (C), SEH-MC-CW-B (C), S [Siemens] [NAC] [VDC] SEFH-AMC-CW-ALERT (C), SEFH-MC-CR (C), SEFH-MC-CR-ALERT (C), SEFH-MC-CW (C), SEFH-MC-CW-ALERT (C), SEFH-MC-CW-BLANK (C), SEH-MC-CR (C), SEH-MC-CR-B (C), SEH-MC-CW (C), SEH-MC-CW-ALERT (C), SEH-MC-CW-B (C), SEH-MC-CW-BLANK (C)
2889a5b8-41ac-4f2c-8853-04f688657068 |  |  |  | North | Siemens |  | Hardware |  |  |  | Hardware | TRUE | VCA2002-A1 | S54400-A47-A1++ | Voice Card Cage Voice system card cage used to support mounting and field wiring for VCC2001 Voice CPU cards, VCC2002 Voice I/O cards, and VCI2001 amplifier cards. Each card cage supports one VCC2001 Voice CPU, one VCC2002 Voice I/O and one to four VCI2001 50W amplifiers. | 1 | 0.004 | 0.004 |  |  |  |  | FALSE | [5 empty] | #FFFFFFFF |  |  | FALSE | FALSE | FALSE | [14 empty] | FALSE | [7 empty] | THOR\acont | 2024-10-09 10:48
b83db054-1179-4a2e-82be-04f71fc4bb7a | NFPA 170 STROBE WALL |  |  | North | Gentex |  | Strobe |  |  |  | Module | TRUE | GESR24PWR | + | GES3 Colored Lens Strobe, Selectable Candela Low Profile, Wall, Red, Plain, Red Lens | 1 | 0 | 0.31 |  |  |  |  | FALSE | FALSE |  |  |  |  | #FF0070C0 | FA-NFPA 170 STROBE WALL | 1 | FALSE | FALSE | FALSE | 2023 | [13 empty] | FALSE | [7 empty] | THOR\acont | 2024-09-08 17:27 |  | [Gentex] [NAC] [UL MAX] GESB24PWR, GESB24PWW, GESG24PWR, GESG24PWW, GESR24PWR, GESR24PWW
f1d0ae09-65d4-4c52-9ae7-04f79f4f7c4c | NFPA 170 FIRE ALARM CONTROL UNIT | RISER FACP |  | North | MIRCOM |  | Fire Alarm Control Unit |  |  |  | Assembly | TRUE | FX-4003-12N | ++ | Compact Main Network Control Unit (12 Amp) | 1 | [6 empty] | FALSE | [5 empty] | #FFFF0000 | FA-NFPA 170 FIRE ALARM CONTROL UNIT | 1 | FALSE | FALSE | FALSE | 202 | [8 empty] | 17,18,26,33,55,60,65 |  |  |  |  | TRUE | [5 empty] | DESKTOP-7EIEB7A\acont | 2023-01-11 09:15 | THOR\acont | 2024-09-08 17:27 | Cloned from MIRCOM FX-401
fd272873-1334-435a-b5f0-04fa751082fa | NFPA 170 ADDRESSABLE INPUT MONITOR MODULE |  |  | North | MIRCOM |  | Addressable Module |  |  |  | Module | TRUE | MIX-M500MAP | + | Monitor Module | 1 | 0.0004 | 0.0055 |  |  |  |  | FALSE | [5 empty] | #FFFF0000 | FA-NFPA 170 ADDRESSABLE INPUT MONITOR MODULE | 1 | FALSE | FALSE | FALSE | 1000 | [13 empty] | FALSE | [5 empty] | DESKTOP-7SAL8M7\acont | 2019-04-12 12:19 | THOR\acont | 2024-09-08 17:27 | Cloned from MIRCOM MIX-M500M | [MIRCOM] [SLC MODULES SENSORS] [*] [#1 SHARED ADDR ¦ MODULES] CR-6, CZ-6, IM-10, MIX-100P, MIX-100R, MIX-100S, MIX-100X, MIX-101P, MIX-4040, MIX-4040M, MIX-4041, MIX-4045, MIX-4045-M, MIX-4046, MIX-M500DM, MIX-M500DMAP, MIX-M500FP, MIX-M500M, MIX-M500MAP [MIRCOM] [SLC MODULES] [*] [#3 TYPE ADDR ¦ MODULES] CR-6, CZ-6, IM-10, MIX-100P, MIX-100R, MIX-100S, MIX-101P, MIX-4040, MIX-4040M, MIX-4041, MIX-4045, MIX-4045-M, MIX-4046, MIX-M500DM, MIX-M500DMAP, MIX-M500FP, MIX-M500M, MIX-M500MAP, MIX-M500R, MIX-M50 | [MIRCOM, Monaco Enterprises, System Sensor] 729-142-00, 729-143-00, 729-217-00, 729-218-00, M500M, M501M, MIX-M500M, MIX-M500MAP, MIX-M501M, MIX-M501MAP
72957f43-a3ba-49ce-a845-04fcf2f3fa77 |  |  |  | North | Bosch | [5 empty] | Module | TRUE | UHO-POE-10 | * | Poe Outd-Hsg W/Htr + Blr + Ss | 1 | [12 empty] | #FFFFFFFF |  |  | FALSE | FALSE | FALSE | [20 empty] | DESKTOP-7EIEB7A\acont | 2021-08-13 06:25 | THOR\acont | 2024-10-09 10:48
d80c7788-2389-4820-b87f-04fd7f6df1a6 | NFPA 170 SPEAKER WALL |  |  | North | Potter |  | Speaker |  |  |  | Module | TRUE | FASPK-WPW | + | Low Profile Speaker, Wall, White, WP | 1 | [6 empty] | FALSE | FALSE |  |  |  |  | #FF0070C0 | FA-NFPA 170 SPEAKER WALL | 1 | FALSE | FALSE | FALSE | 2019 | [13 empty] | FALSE |  |  | WP |  |  | DESKTOP-7EIEB7A\acont | 2021-09-23 12:35 | THOR\acont | 2024-09-08 17:27 | Cloned from Potter FASPKR-WW | [Gentex, Hochiki, Potter] [AUDIO 70.7v] [70V AUDIO] CSPKSTR-24AR (C), CSPKSTR-24AW (C), CSPKSTR-24BR (C), CSPKSTR-24BW (C), CSPKSTR-24GR (C), CSPKSTR-24GW (C), CSPKSTR-24RR (C), CSPKSTR-24RW (C), FASPKR-R (C), FASPKR-W (C), FASPKR-WR, FASPKR-WW, FASPK-WP [Gentex, Hochiki, Potter] [AUDIO 25v] [25V AUDIO] CSPKSTR-24AR (C), CSPKSTR-24AW (C), CSPKSTR-24BR (C), CSPKSTR-24BW (C), CSPKSTR-24GR (C), CSPKSTR-24GW (C), CSPKSTR-24RR (C), CSPKSTR-24RW (C), FASPKR-R (C), FASPKR-W (C), FASPKR-WR, FASPKR-WW, FASPK-WPR,
3d96c26b-1ec0-4779-9bf5-05010a88a105 |  |  |  | North | Bosch | [5 empty] | Module | TRUE | MBV-MPRO-MO | * | ***(Motor Shop Electric Construction Co.)BVMS Software Maintenance SMA license for MBV-BPRO, 1 year | 1 | [12 empty] | #FFFFFFFF |  |  | FALSE | FALSE | FALSE | [20 empty] | DESKTOP-7EIEB7A\acont | 2021-08-13 06:25 | THOR\acont | 2024-10-09 10:48
833f1afe-53d1-462c-9897-0501aea94ff7 | NFPA 170 SMOKE HEAT CO DETECTOR |  |  | North | Potter |  | Smoke/Heat/CO Detector |  |  |  | Module | TRUE | PAD200-PCHD w/PAD100-IB (Split) | + | Photoelectric Smoke/Hea/CO Detector with Isolator Module Included | 1 | 0.00045 | 0.00045 |  |  |  |  | FALSE | TRUE |  |  |  |  | #FFFF0000 | FA-NFPA 170 SMOKE HEAT CO DETECTOR | 1 | FALSE | FALSE | FALSE | 1411 | [13 empty] | FALSE |  |  | IB |  |  | THOR\acont | 2025-02-13 11:50 |  |  | Cloned from Potter PAD200-PCHD w/PAD100-IB | [Potter] [SLC PAD] [*] [#2 SHARED ADDR ¦ SENSORS] PAD100-CD w/PAD100-4DB, PAD100-CD w/PAD100-6DB, PAD100-CD w/PAD100-IB, PAD100-CD w/PAD100-LFSB, PAD100-CD w/PAD100-RB, PAD100-CD w/PAD100-SB, PAD100-CD w/PAD100-SPKB, PAD100-DUCT (C), PAD100-DUCTR (C), PA
c1d55440-3d5c-4f75-aee0-0504a5c95e59 | NFPA 170 HEAT DETECTOR |  |  | North | Edwards |  | Heat Detector |  |  |  | Module | TRUE | 302-194 |  | Heat Detector, rate compensated, 194F 90.2C | 1 | [6 empty] | FALSE | [5 empty] | #FFFF0000 | FA-NFPA 170 HEAT DETECTOR | 1 | FALSE | FALSE | FALSE | 1403 | [13 empty] | FALSE | [7 empty] | THOR\acont | 2024-09-08 17:27 | 20191121 AC Detector without base | [Edwards, Kidde, Monaco Enterprises] [IDC] 01 1534-1, 200-GAOF, 270A-DPO, 270A-SPO, 270-DOC, 270-DOC-B, 270-DOC-F, 270-DPO, 270-GAO, 270-GAOB, 270-GAO-DOC, 270-GAO-DOCF, 270P-DPO, 270P-SPO, 270-SPO, 270-SPOW, 270-SPOWB, 270-SPOWF, 271-KR1/SR/GS, 276A-REL
4d5a52f2-6ad5-4009-bc1c-0507d1b2261f | CADGEN DOOR CONTACT |  |  | North | Honeywell |  | Door Contact |  |  |  | Module | TRUE | 7939WG | ++ | Magnetic Contact, Surface Mount | 1 |  |  |  |  | 1.5 | [7 empty] | #FFFF0000 | FA-CADGEN DOOR CONTACT | 1 | FALSE | FALSE | FALSE | [17 empty] | REX |  |  | DESKTOP-7EIEB7A\acont | 2023-01-30 10:24 | THOR\acont | 2024-09-08 17:27 | Cloned from Bosch RFDW-RM | [Honeywell] [IDC] 01 [INPUT] 4939SN-WH, 4959SN, 7939-2, 7939WG, 7940, 940, 943WG, 945, 945T, 949, 950, PAL-T, PR-20445 [Honeywell] [ACCESS CONTROL INPUT] [*] [INPUT] 4939SN-WH, 4959SN, 7939-2, 7939WG, 7940, 940, 943WG, 945, 945T, 949, 950, PAL-T, PR-20445
297fb9e0-cab0-42ca-a550-050d2cd81a0f |  |  |  | North | Monaco Enterprises |  | Hardware |  |  |  | Hardware | TRUE | 709-026-00 |  | Backbox, surface mount | 1 | [12 empty] | #FFFFFFFF |  |  | FALSE | FALSE | FALSE | [20 empty] | DESKTOP-7SAL8M7\acont | 2020-04-02 08:20 | THOR\acont | 2024-10-09 10:48 | Cloned from Monaco Enterprises 081-156-00
c38ae60c-3c71-4b08-8f04-0511543c1619 | NFPA 170 AMPLIFIER RACK | RISER AMP |  | North | Notifier |  | Amplifier |  |  |  | Assembly | TRUE | AMPLIFIER CABINET (2x DAA2-5025) | + | Amplifier Assembly - (1) EQBB-B4, (1) EQDR-B4, (2) DAA2-5025, (4) PS-12140, (2) CHS-BH1 | 1 | [6 empty] | FALSE |  | SURFACE |  | PROVIDED ("WX"HX"D) | N/A | #FFFF0000 | FA-NFPA 170 AMPLIFIER RACK | 1 | FALSE | FALSE | FALSE | 300 |  |  | 7165-0028:0224 | [5 empty] | 7,12,18,26,55,100 |  |  |  | 100 | TRUE | [5 empty] | DESKTOP-7EIEB7A\acont | 2021-04-01 15:39 | THOR\acont | 2024-09-08 17:27 | Cloned from Notifier DAA2-5025 Assembly
e00cf970-62e7-4674-9c14-051efbba9425 |  |  |  | North | Fike |  | Cards & Components |  |  |  | Card | TRUE | 10-2542 | + | CHEETAH® XI System Controller | 1 | 0.275 | 0.275 |  |  |  |  | TRUE | [5 empty] | #FFFFFFFF |  |  | FALSE | FALSE | FALSE | [14 empty] | FALSE | [5 empty] | AULAPTOP-PC\Aulaptop | 2018-11-28 04:45 | THOR\acont | 2024-10-09 10:48 | Cloned from Fike New Part CLONED CLONED CLONED |  | [Fike] 10-2542 [Fike, First Alert, Honeywell, Siemens, Silent Knight] 10-2542, 10-2622, 5110XM Main Board, FA1600C Main Board, FA1600C-24 Main Board, FA1600CA Main Board, FA1600CB Main Board, FC924-US Main Board, SK-2, SK-4, VISTA-128FBPT Main Board, VISTA-20P Main Boar
e496a4b7-3863-4f38-ad90-052014f4e640 |  |  |  | North | Siemens | [5 empty] | Module | TRUE | FDBZ-WT | S54319-B26-A1 | Water Tight Housing (NEMA 4X) | 1 | [12 empty] | #FFFFFFFF |  |  | FALSE | FALSE | FALSE | [20 empty] | DESKTOP-7SAL8M7\acont | 2019-08-13 09:04 | THOR\acont | 2024-10-09 10:48
350fb109-1520-4254-a411-0523595b6641 | NFPA 170 SPEAKER STROBE |  |  | North | Kidde |  | Speaker/Strobe |  |  |  | Module | TRUE | G4HFWA-S7VMC |  | 70V Speaker/Strobe, White, ALERT 15, 30, 75, 110 cd, Clear | 1 | 0 | 0.078 |  |  |  |  | FALSE | [5 empty] | #FF0070C0 | FA-NFPA 170 SPEAKER STROBE | 1 | FALSE | FALSE | FALSE | 2019 | [13 empty] | FALSE | [5 empty] | DESKTOP-7SAL8M7\acont | 2020-01-02 08:13 | THOR\acont | 2024-09-08 17:27 | Cloned from Edwards G4HFWA-S7VMC | [Edwards, Kidde] [NAC] [24 VDC] G4ERA-A, G4ERA-B, G4ERA-G, G4ERA-R, G4ERF-C, G4ERN-A, G4ERN-B, G4ERN-C, G4ERN-G, G4ERN-R, G4EWA-A, G4EWA-B, G4EWA-G, G4EWA-R, G4EWF-C, G4EWN-A, G4EWN-B, G4EWN-C, G4EWN-G, G4EWN-R, G4F-S2V1575, G4F-S2VM, G4F-S7V1575, G4F-S7 [Edwards, Kidde] [AUDIO 70.7v] [70V AUDIO] G4F-S7, G4F-S7V1575, G4F-S7VM, G4HFRF-S7, G4HFRF-S7VMC, G4HFRN-S7, G4HFRN-S7VMC, G4HFWA-S7, G4HFWA-S7VMA, G4HFWA-S7VMC, G4HFWF-S7, G4HFWF-S7VMC, G4HFWN-S7, G4HFWN-S7VMA, G4HFWN-S7VMB, G4HFWN-S7VMC, G4RF-S7, G4RF [Edwards, Kidde] [NAC] [16 VDC] G4ERA-A, G4ERA-B, G4ERA-G, G4ERA-R, G4ERF-C, G4ERN-A, G4ERN-B, G4ERN-C, G4ERN-G, G4ERN-R, G4EWA-A, G4EWA-B, G4EWA-G, G4EWA-R, G4EWF-C, G4EWN-A, G4EWN-B, G4EWN-C, G4EWN-G, G4EWN-R, G4F-S2V1575, G4F-S2VM, G4F-S7V1575, G4F-S7
2eab1985-823f-42ec-bde2-0524337f6406 | NFPA 170 ADDRESSABLE OUTPUT MODULE |  |  | North | Bosch |  | Addressable Control/Relay |  |  |  | Module | TRUE | D7035B | ++ | Multiplex octal relay module + enclosure | 1 | 0.215 | 0.215 |  |  | 12 | [7 empty] | #FFFF0000 | FA-NFPA 170 ADDRESSABLE OUTPUT MODULE | 1 | FALSE | FALSE | FALSE | [20 empty] | DESKTOP-7EIEB7A\acont | 2021-08-13 06:25 | THOR\acont | 2024-09-08 17:27 |  | [Bosch] [OPTION BUS] [*] [BUS ++] D7030X, D7030X-S2, D7030X-S8, D7032, D7035, D7035B, D7042, D7042B, D7048, D7048B, FMR-1000-RA, FMR-1000-RCMD, FMR-7033, FMR-7036 | [Bosch] B308, D7035, D7035B, D8129
ea57126a-6439-496c-aac6-0525dd2ffa73 |  |  |  | North | Autocall |  | Cards & Components |  |  |  | Card | TRUE | A100-3202 |  | Relay Module 4 DPDT w/feedback 10A | 1 | 0.015 | 0.175 |  |  |  |  | TRUE | [5 empty] | #FFFFFFFF |  |  | FALSE | FALSE | FALSE | [20 empty] | DESKTOP-0D6CQVA\lousc | 2019-07-06 15:12 | THOR\acont | 2024-10-09 10:48 | Cloned from AutoCall A100-3206 |  | [Autocall] A100-3202, A100-3204
48485f13-4386-4147-8504-05261d9565a3 | NFPA 170 MAIN RESERVE |  |  | North | Ansul |  | Switch |  |  |  | Module | TRUE | 76496 | ++ | Main/Reserve Switch | 1 | [6 empty] | TRUE | [5 empty] | #FFFF0000 | FA-NFPA 170 MAIN RESERVE | 1 | FALSE | FALSE | FALSE | [20 empty] | AUGUSTXPS17-EUP\aucon | 2022-05-25 03:56 | THOR\acont | 2024-09-08 17:27 | Cloned from Ansul New Part | [Ansul, Kidde] [JUNCTION PASSTHROUGH] 01 [ALL DEVICES ++] 76496, 802398
c705221f-8f00-48a4-a3aa-0526d53ea73e | NFPA 170 ADDRESSABLE OUTPUT MODULE |  |  | North | Kidde |  | Addressable Control/Relay |  |  |  | Module | TRUE | 70-518004-001 | ++ | SmartOne® Single Addressable Relay Output Device (AO) | 1 | 0.0004 | 0.0004 |  |  |  |  | FALSE |  |  |  | 4.0 in. (L) x 1-13/16 in. (W) x 1-13/16 in. (H) 102 mm (L) x 46 mm (W) x 46 mm (H) |  | #FFFF0000 | FA-NFPA 170 ADDRESSABLE OUTPUT MODULE | 1 | FALSE | FALSE | FALSE | 1100 | [13 empty] | FALSE | [5 empty] | DESKTOP-7EIEB7A\acont | 2023-07-10 09:21 | THOR\acont | 2024-09-08 17:27 | Cloned from Kidde GSA-CR | [Edwards, Kidde] [SLC EST MODULES SENSORS] [*] [#1 SHARED ADDR ¦ ALL] 06-220023-001, 70-200200-003, 70-407008-001, 70-407008-002, 70-408004-001, 70-417008-001, 70-518004-001, 70-600000-001, 70-600000-002, 70-610001-001, 76-330002-101, 84-330002-001, DS-P [Kidde] [AUX POWER, RELAY] [RISER INPUT] 70-518004-001 | [Kidde] 70-518004-001
ae43e7e1-ce73-42f4-833e-053058c10d14 | NFPA 170 SMOKE HEAT CO DETECTOR |  |  | North | Potter |  | Smoke/Heat/CO Detector |  |  |  | Module | TRUE | PAD200-PHCD w/PAD100-SPKB (Split) | + | Photoelectric Smoke/Hea/CO Detector with Speaker Base with One Form-C Relay Contact | 1 | 0.00045 | 0.00045 |  |  |  |  | FALSE | TRUE |  |  |  |  | #FFFF0000 | FA-NFPA 170 SMOKE HEAT CO DETECTOR | 1 | FALSE | FALSE | FALSE | 1411 | [13 empty] | FALSE |  |  | SB |  |  | THOR\acont | 2025-02-13 11:50 |  |  | Cloned from Potter PAD200-PHCD w/PAD100-SPKB | [Potter] [AUDIO 70.7v] [70V AUDIO] PAD100-CD w/PAD100-SPKB, PAD100-HD w/PAD100-SPKB, PAD100-PD w/PAD100-SPKB (C), PAD100-PHD w/PAD100-SPKB (C), PAD100-PHD w/PAD100-SPKB (Split) (C), PAD100-SPKB, PAD200-PCD w/PAD100-SPKB (C), PAD200-PCD w/PAD100-SPKB (Spl [Potter] [AUDIO 25v] [25V AUDIO] PAD100-CD w/PAD100-SPKB, PAD100-HD w/PAD100-SPKB, PAD100-PD w/PAD100-SPKB (C), PAD100-PHD w/PAD100-SPKB (C), PAD100-PHD w/PAD100-SPKB (Split) (C), PAD100-SPKB, PAD200-PCD w/PAD100-SPKB (C), PAD200-PCD w/PAD100-SPKB (Split [Potter] [SLC PAD] [*] [#2 SHARED ADDR ¦ SENSORS] PAD100-CD w/PAD100-4DB, PAD100-CD w/PAD100-6DB, PAD100-CD w/PAD100-IB, PAD100-CD w/PAD100-LFSB, PAD100-CD w/PAD100-RB, PAD100-CD w/PAD100-SB, PAD100-CD w/PAD100-SPKB, PAD100-DUCT (C), PAD100-DUCTR (C), PA
2bca573c-27ba-4731-9cba-053070a1aa82 |  |  |  | North | Kidde |  | Cards & Components |  |  |  | Card | TRUE | VS1-GL-F Mainboard |  | Mainboard for VS1-GL-F assembly | 1 | 0.214 | 0.377 |  |  |  |  | TRUE | [5 empty] | #FFFFFFFF |  |  | FALSE | FALSE | FALSE | [14 empty] | FALSE | [7 empty] | THOR\acont | 2024-10-09 10:48 |  | [Edwards, Kidde, Macurco] [IDC] [#3 SUPERVISORY] 2IDC, 76-600000-001 Main Board, 76-800xxx-xxx Main Board, 77-600000-901 Main Board, 84-732001-901 Main Board, DVP-120 Mainboard, EST1-2Z Mainboard, FSP1004G Mainboard, FSP1004G-2 Mainboard, FSP1004GD Mainb [Edwards, Kidde, Macurco] [IDC] [#1 ALARM] 2IDC, 76-600000-001 Main Board, 76-800xxx-xxx Main Board, 77-600000-901 Main Board, 84-732001-901 Main Board, DVP-120 Mainboard, EST1-2Z Mainboard, FSP1004G Mainboard, FSP1004G-2 Mainboard, FSP1004GD Mainboard, [Edwards, Kidde] [VAC ] 2IDC, 76-600000-001 Main Board, 76-800xxx-xxx Main Board, 77-600000-901 Main Board, 84-732001-901 Main Board, APS10A Mainboard, APS6A Mainboard, BPS10A Mainboard, BPS10A/230 Mainboard, BPS6A Mainboard, BPS6A/230 Mainboard, EST1-2Z [Edwards, Kidde, Macurco] [IDC] [#2 TROUBLE] 2IDC, 76-600000-001 Main Board, 76-800xxx-xxx Main Board, 77-600000-901 Main Board, 84-732001-901 Main Board, DVP-120 Mainboard, EST1-2Z Mainboard, FSP1004G Mainboard, FSP1004G-2 Mainboard, FSP1004GD Mainboard | [Edwards, Kidde] FX-64R Mainboard, FX-64RD Mainboard, iO64G Mainboard, iO64G-2 Mainboard, iO64G-2-PG Mainboard, iO64G-2-SP Mainboard, iO64GD Mainboard, iO64GL Mainboard, iO64GL-F Mainboard, iO64G-PG Mainboard, iO64G-SP Mainboard, iO64R Mainboard, iO64R-2 [Edwards, Kidde] FX-64R Mainboard, FX-64RD Mainboard, iO64G Mainboard, iO64G-2 Mainboard, iO64G-2-PG Mainboard, iO64G-2-SP Mainboard, iO64GD Mainboard, iO64GL Mainboard, iO64GL-F Mainboard, iO64G-PG Mainboard, iO64G-SP Mainboard, iO64R Mainboard, iO64R-2 [Edwards, Kidde] FX-64R Mainboard, FX-64RD Mainboard, iO64G Mainboard, iO64G-2 Mainboard, iO64G-2-PG Mainboard, iO64G-2-SP Mainboard, iO64GD Mainboard, iO64GL Mainboard, iO64GL-F Mainboard, iO64G-PG Mainboard, iO64G-SP Mainboard, iO64R Mainboard, iO64R-2 [Edwards, Kidde] FX-1000 Mainboard, FX-1000D Mainboard, FX-64RD Mainboard, iO1000G Mainboard, iO1000G-2 Mainboard, iO1000G-2-PG Mainboard, iO1000G-2-SP Mainboard, iO1000GC Mainboard, iO1000GD Mainboard, iO1000G-F Mainboard, iO1000G-PG Mainboard, iO1000G-S [Kidde] VS1-GL-F Mainboard [Edwards, Kidde] FX-1000 Mainboard, FX-1000D Mainboard, FX-64RD Mainboard, iO1000G Mainboard, iO1000G-2 Mainboard, iO1000G-2-PG Mainboard, iO1000G-2-SP Mainboard, iO1000GC Mainboard, iO1000GD Mainboard, iO1000G-F Mainboard, iO1000G-PG Mainboard, iO1000G-S
fd9be075-ec39-478a-8139-0540a598193f | NFPA 170 DUCT SMOKE DETECTOR |  |  | North | Notifier |  | Duct Smoke Detector |  |  |  | Module | TRUE | DNRW w/FSP-951R-IV | ++ | Intelligent Non-Relay Photoelectric Duct Detector/ FSP-951R-IV. WP. Ivory, FlashScan and CLIP mode. | 1 | 0.0002 | 0.0045 |  |  |  |  | FALSE | TRUE | FLUSH |  | N/A | N/A | #FFFF0000 | FA-NFPA 170 DUCT SMOKE DETECTOR | 1 | FALSE | FALSE | FALSE | 1400 |  |  | 3242-1653:0209 | [10 empty] | FALSE |  |  | WP |  |  | DESKTOP-7EIEB7A\acont | 2022-05-26 06:49 | THOR\acont | 2024-09-08 17:27 | Cloned from Notifier DNRW w/FSP-951R | [Honeywell, Notifier, System Sensor] [SLC SENSORS] [*] [#4 TYPE ADDR ¦ SENSORS] 2251B (C), 2251-COPTIR (C), 2251-COPTIR w/B200S-WH (C), 2251TB (C), 2251TMB (C), 5251B (C), 5251B-WP (C), 5251H (C), 5251RB (C), 5251RB-WP (C), 7251 (C), 7251DH (C), DH200LP [Honeywell, Notifier, System Sensor] [SLC MODULES SENSORS] [*] [#2 SHARED ADDR ¦ SENSORS] 2251B (C), 2251-COPTIR (C), 2251-COPTIR w/B200S-WH (C), 2251TB (C), 2251TMB (C), 5251B (C), 5251B-WP (C), 5251H (C), 5251RB (C), 5251RB-WP (C), 7251 (C), 7251DH (C) | [Fike, Firelite, Monaco Enterprises, Notifier, Space Age Electronics] 723-370-00, 723-371-00, D365PL, D4120, D4120W, DNR, DNR w/FIK‐2351R, DNR w/FSP-851R, DNR w/FSP-951R, DNR w/FSP-951R-IV, DNR w/NP-100R, DNR w/NP-200R, DNR w/SD365R, DNRW, DNRW w/FSP-951R
402473c7-6929-497b-9f4a-054204b42adb |  |  |  | North | Bosch | [5 empty] | Module | TRUE | NDA-U-CMT-MO | * | ***(Motor Shop Electric Construction Co.)Corner Mount Adapter | 1 | [12 empty] | #FFFFFFFF |  |  | FALSE | FALSE | FALSE | [20 empty] | DESKTOP-7EIEB7A\acont | 2021-08-13 06:25 | THOR\acont | 2024-10-09 10:48
997ba847-c7fd-443f-a542-0548e0850fe8 | NFPA 170 HORN STROBE CEILING |  |  | North | System Sensor |  | Horn/Strobe |  |  |  | Module | TRUE | PC2WK | + | 2-Wire, Horn Strobe, Standard cd, White, Outdoor (includes plastic weatherproof back box) | 1 | 0 | 0.071 |  |  |  |  | FALSE | TRUE |  |  |  |  | #FF0070C0 | FA-NFPA 170 HORN STROBE CEILING | 1 | FALSE | FALSE | FALSE | 2013 | [13 empty] | FALSE |  |  | C, WP |  |  | DESKTOP-7EIEB7A\acont | 2021-05-03 14:28 | THOR\acont | 2024-09-08 17:27 | Cloned from System Sensor PC2RK | [System Sensor] [NAC] [VDC, TEMPORAL HIGH] PC2RK (C), PC2WK (C) [System Sensor] [NAC] [VFWR, TEMPORAL HIGH] PC2RK (C), PC2WK (C)
d60b1d25-f3d2-4289-8d91-0550306cad6b | NFPA 170 SPEAKER STROBE |  |  | North | Potter |  | Speaker/Strobe |  |  |  | Module | TRUE | SPKSTR-24WLPW-WP | + | Speaker/Strobe White Fire Label | 1 | [6 empty] | FALSE | FALSE |  |  |  |  | #FF0070C0 | FA-NFPA 170 SPEAKER STROBE | 1 | FALSE | FALSE | FALSE | 2019 | [13 empty] | FALSE |  |  | WP |  |  | DESKTOP-7EIEB7A\acont | 2021-09-23 12:37 | THOR\acont | 2024-09-08 17:27 | Cloned from Potter FASPK-WPR | [Potter] [NAC] [UL MAX] SPKSTR-15/75-AL-WP, SPKSTR-24WLPPR-WP, SPKSTR-24WLPPW-WP, SPKSTR-24WLPR-WP, SPKSTR-24WLPW-WP [Potter] [NAC] [24 VDC] SPKSTR-15/75-AL-WP, SPKSTR-24WLPPR-WP, SPKSTR-24WLPPW-WP, SPKSTR-24WLPR-WP, SPKSTR-24WLPW-WP [Gentex, Hochiki, Potter] [AUDIO 70.7v] [70V AUDIO] CSPKSTR-24AR (C), CSPKSTR-24AW (C), CSPKSTR-24BR (C), CSPKSTR-24BW (C), CSPKSTR-24GR (C), CSPKSTR-24GW (C), CSPKSTR-24RR (C), CSPKSTR-24RW (C), FASPKR-R (C), FASPKR-W (C), FASPKR-WR, FASPKR-WW, FASPK-WP [Gentex, Hochiki, Potter] [AUDIO 25v] [25V AUDIO] CSPKSTR-24AR (C), CSPKSTR-24AW (C), CSPKSTR-24BR (C), CSPKSTR-24BW (C), CSPKSTR-24GR (C), CSPKSTR-24GW (C), CSPKSTR-24RR (C), CSPKSTR-24RW (C), FASPKR-R (C), FASPKR-W (C), FASPKR-WR, FASPKR-WW, FASPK-WPR,
2ce28ada-c1e2-4b6b-be12-0550a408e077 | NFPA 170 SMOKE DETECTOR |  |  | North | Kidde |  | Smoke Detector |  |  |  | Module | TRUE | DC-PS w/DC-SB6-4W | ++ | Photoelectric Conventional Smoke w/4 Wire Base | 1 | 0.06 | 0.000145 |  |  |  |  | FALSE | TRUE |  |  |  |  | #FFFF0000 | FA-NFPA 170 SMOKE DETECTOR | 1 | FALSE | FALSE | FALSE | 1408 | [13 empty] | FALSE | [5 empty] | DESKTOP-QGO6JOK\acont | 2024-07-16 08:20 | THOR\acont | 2024-09-08 17:27 | Cloned from Kidde DC-PS w/DC-SB6 | [Edwards, Kidde] [AUX POWER] [*] 260-CO, DC-PS w/DC-SB6-4W (C) [Edwards, Kidde] [IDC] 02 260-CO, DC-PS w/DC-SB6-4W (C)
0b805f3d-f25d-4833-bd5a-055ba6788330 |  |  |  | North | Siemens |  | Hardware |  |  |  | Hardware | TRUE | FHB2005-U1 | S54400-B110-A1 | Back box (3HU, black, deep) 3 height unit black backbox used for fire/voice systems. This works in conjunction with a 3 HU outer door, FHD2007 | 1 | [6 empty] | FALSE | [5 empty] | #FFFFFFFF |  |  | FALSE | FALSE | FALSE | [20 empty] | AULAPTOP-PC\Aulaptop | 2019-04-20 14:32 | THOR\acont | 2024-10-09 10:48 | Cloned from Siemens FHB2005-U1/R1
0870caf8-44b4-4434-a8a6-055dc259bcbd | CADGEN DOOR CONTACT |  |  | North | Honeywell |  | Door Contact |  |  |  | Module | TRUE | 940 | ++ | Magnetic Contact, Surface Mount | 1 |  |  |  |  | 1.5 | [7 empty] | #FFFF0000 | FA-CADGEN DOOR CONTACT | 1 | FALSE | FALSE | FALSE | [17 empty] | REX |  |  | DESKTOP-7EIEB7A\acont | 2023-01-30 10:28 | THOR\acont | 2024-09-08 17:27 | Cloned from Honeywell PAL-T | [Honeywell] [IDC] 01 [INPUT] 4939SN-WH, 4959SN, 7939-2, 7939WG, 7940, 940, 943WG, 945, 945T, 949, 950, PAL-T, PR-20445 [Honeywell] [ACCESS CONTROL INPUT] [*] [INPUT] 4939SN-WH, 4959SN, 7939-2, 7939WG, 7940, 940, 943WG, 945, 945T, 949, 950, PAL-T, PR-20445
e0818a8b-84bb-4dcd-82ec-0561269b8d5a | NFPA 170 DUCT SMOKE DETECTOR |  |  | North | Monaco Enterprises |  | Duct Smoke Detector |  |  |  | Module | TRUE | DNR w/723-600-00 | + | DETECTOR,SYSTEM:PHOTOELECTRIC,15-32VDC,RMT TEST | 1 | 0.0003 | 0.0065 |  |  |  |  | FALSE | TRUE | FLUSH |  | N/A | N/A | #FFFF0000 | FA-NFPA 170 DUCT SMOKE DETECTOR | 1 | FALSE | FALSE | FALSE | 1400 |  |  | 3242-1653:0209 | [10 empty] | FALSE | [5 empty] | DESKTOP-7SAL8M7\acont | 2020-02-21 06:51 | THOR\acont | 2024-09-08 17:27 | Cloned from MIRCOM DNR w/MIX-2251BR | [Monaco Enterprises] [SLC SENSORS] 01 [*] 721-121-00 w/B200SR-LF-WH (C), 721-121-00 w/B200SR-WH (C), 721-121-00 w/B210LP (C), 721-121-00 w/B224RB-WH (C), 721-121-00 w/B501 (C), 721-124-00 w/B200SR-LF-WH (C), 721-124-00 w/B200SR-WH (C), 721-124-00 w/B210L [Monaco Enterprises] [SLC MODULES SENSORS] 01 [*] 708-026-01, 708-031-00, 721-121-00 w/B200SR-LF-WH (C), 721-121-00 w/B200SR-WH (C), 721-121-00 w/B210LP (C), 721-121-00 w/B224RB-WH (C), 721-121-00 w/B501 (C), 721-124-00 w/B200SR-LF-WH (C), 721-124-00 w/B [Monaco Enterprises] [SLC MODULES/SENSORS] 01 [*] 721-121-00 w/B200SR-LF-WH (C), 721-121-00 w/B200SR-WH (C), 721-121-00 w/B210LP (C), 721-121-00 w/B224RB-WH (C), 721-121-00 w/B501 (C), 721-124-00 w/B200SR-LF-WH (C), 721-124-00 w/B200SR-WH (C), 721-124-00 [Monaco Enterprises] [SLC SENSORS] 01 [*] 721-121-00 w/B200SR-LF-WH (C), 721-121-00 w/B200SR-WH (C), 721-121-00 w/B210LP (C), 721-121-00 w/B224RB-WH (C), 721-121-00 w/B501 (C), 721-124-00 w/B200SR-LF-WH (C), 721-124-00 w/B200SR-WH (C), 721-124-00 w/B210L | [MIRCOM, Monaco Enterprises] DNR w/723-600-00, DNR w/MIX-2251BR, DNR w/MIX-2351RAP
c47b4c40-232a-4943-a530-0562c660d3fd |  |  |  | North | Hochiki |  | Cards & Components |  |  |  | Card | TRUE | FNP-1127-SLC | + | SLC One Loop Expansion Card | 1 | 0.075 | 0.075 |  |  |  |  | TRUE | [5 empty] | #FFFFFFFF |  |  | FALSE | FALSE | FALSE | [20 empty] | DESKTOP-0D6CQVA\lousc | 2019-09-24 07:48 | THOR\acont | 2024-10-09 10:48 | from Hochiki FN-4127-SLC |  | [Hochiki, VES] FNP-1127-SLC, VF1054-00-H
94828d89-ff46-4ae3-b0cb-05693baecdde | NFPA 170 HEAT CO DETECTOR |  |  | North | Kidde |  | Heat/CO Detector |  |  |  | Module | TRUE | KIR-HCD w/KI-ABLT BASE | ++ | Multisensor Heat, and CO Detector | 1 | 3.2e-05 | 3.2e-05 |  |  |  |  | FALSE | [5 empty] | #FFFF0000 | FA-NFPA 170 HEAT CO DETECTOR | 1 | FALSE | FALSE | FALSE | 1403 | [13 empty] | FALSE | [5 empty] | DESKTOP-7EIEB7A\acont | 2023-05-24 19:35 | THOR\acont | 2024-09-08 17:27 | Cloned from Kidde KI-HCD w/KI-ABLT BASE | [Edwards, Kidde] [SLC EST SENSORS] 01 [*] [EST3, iO1000] DS-HFS (C), DS-PS (C), FX-HD w/IB4U BASE, FX-HD w/RB4U BASE, FX-HD w/SB4U BASE, FX-HD w/SB4U-LF BASE, FX-HD wB4U BASE, FX-PD w/B4U BASE (C), FX-PD w/IB4U BASE (C), FX-PD w/SB4U BASE (C), FX-PD w/SB [Kidde] [AUX POWER] [24VDC TC4 HIGH] KI-COD w/KI-ABLT BASE (C), KI-HCD w/KI-ABLT BASE, KI-HRD w/KI-ABLT BASE, KI-OSCD w/KI-ABLT BASE, KI-OSD w/KI-ABLT BASE, KI-PCD w/KI-ABLT BASE (C), KI-PD w/KI-ABLT BASE (C), KI-PHCD w/KI-ABLT BASE (C), KI-PHD w/KI-ABLT [Kidde] [SLC EST MODULES SENSORS] [*] [#2 SHARED ADDR ¦ SENSORS] DS-HFS (C), DS-PS (C), FX-HD w/IB4U BASE, FX-HD w/RB4U BASE, FX-HD w/SB4U BASE, FX-HD w/SB4U-LF BASE, FX-HD wB4U BASE, FX-PD w/B4U BASE (C), FX-PD w/IB4U BASE (C), FX-PD w/SB4U BASE (C), FX [Edwards, Kidde] [SLC EST MODULES/SENSORS] 01 [*] [iO64] DS-HFS (C), DS-PS (C), FX-HD w/IB4U BASE, FX-HD w/RB4U BASE, FX-HD w/SB4U BASE, FX-HD w/SB4U-LF BASE, FX-HD wB4U BASE, FX-PD w/B4U BASE (C), FX-PD w/IB4U BASE (C), FX-PD w/SB4U BASE (C), FX-PD w/SB [Kidde] [AUX POWER] [24VDC TC3/TC4 LOW] KI-COD w/KI-ABLT BASE (C), KI-HCD w/KI-ABLT BASE, KI-HRD w/KI-ABLT BASE, KI-OSCD w/KI-ABLT BASE, KI-OSD w/KI-ABLT BASE, KI-PCD w/KI-ABLT BASE (C), KI-PD w/KI-ABLT BASE (C), KI-PHCD w/KI-ABLT BASE (C), KI-PHD w/KI-A [Kidde] [AUX POWER] [24VDC STEADY LOW] KI-COD w/KI-ABLT BASE (C), KI-HCD w/KI-ABLT BASE, KI-HRD w/KI-ABLT BASE, KI-OSCD w/KI-ABLT BASE, KI-OSD w/KI-ABLT BASE, KI-PCD w/KI-ABLT BASE (C), KI-PD w/KI-ABLT BASE (C), KI-PHCD w/KI-ABLT BASE (C), KI-PHD w/KI-AB [Kidde] [SLC EST SENSORS] [*] [#4 TYPE ADDR ¦ SENSORS] DS-HFS (C), DS-PS (C), FX-HD w/IB4U BASE, FX-HD w/RB4U BASE, FX-HD w/SB4U BASE, FX-HD w/SB4U-LF BASE, FX-HD wB4U BASE, FX-PD w/B4U BASE (C), FX-PD w/IB4U BASE (C), FX-PD w/SB4U BASE (C), FX-PD w/SB4U [Kidde] [AUX POWER] [24VDC STEADY HIGH] KI-COD w/KI-ABLT BASE (C), KI-HCD w/KI-ABLT BASE, KI-HRD w/KI-ABLT BASE, KI-OSCD w/KI-ABLT BASE, KI-OSD w/KI-ABLT BASE, KI-PCD w/KI-ABLT BASE (C), KI-PD w/KI-ABLT BASE (C), KI-PHCD w/KI-ABLT BASE (C), KI-PHD w/KI-A [Kidde] [AUX POWER] [24VDC TC4 LOW] KI-COD w/KI-ABLT BASE (C), KI-HCD w/KI-ABLT BASE, KI-HRD w/KI-ABLT BASE, KI-OSCD w/KI-ABLT BASE, KI-OSD w/KI-ABLT BASE, KI-PCD w/KI-ABLT BASE (C), KI-PD w/KI-ABLT BASE (C), KI-PHCD w/KI-ABLT BASE (C), KI-PHD w/KI-ABLT [Kidde] [AUX POWER] [24VDC TC3/TC4 HIGH] KI-COD w/KI-ABLT BASE (C), KI-HCD w/KI-ABLT BASE, KI-HRD w/KI-ABLT BASE, KI-OSCD w/KI-ABLT BASE, KI-OSD w/KI-ABLT BASE, KI-PCD w/KI-ABLT BASE (C), KI-PD w/KI-ABLT BASE (C), KI-PHCD w/KI-ABLT BASE (C), KI-PHD w/KI-
44606c2c-e37b-4907-a013-056c02dcd4b5 |  |  |  | North | Potter | [5 empty] | Module | TRUE | SS-2 |  | Dual-Tone Electronic Siren | 1 | [6 empty] | FALSE | [5 empty] | #FFFFFFFF |  |  | FALSE | FALSE | FALSE | [14 empty] | FALSE | [7 empty] | THOR\acont | 2024-10-09 10:48
a8c221a7-a647-4a48-804e-056d97db3b83 | NFPA 170 FIRE ALARM CONTROL UNIT | RISER FACP |  | North | Firelite |  | Fire Alarm Control Unit |  |  |  | Assembly | TRUE | ES-200X with PWRMOD24 | + | Intelligent Addressable FACP with PWRMOD24 | 1 | [6 empty] | FALSE | [5 empty] | #FFFF0000 | FA-NFPA 170 FIRE ALARM CONTROL UNIT | 1 | FALSE | FALSE | FALSE | 202 | [8 empty] | 7,12,18 |  |  |  |  | TRUE | [7 empty] | XPS-17-9710\August | 2025-01-28 09:50
04426071-85f9-4bd7-bc3e-056e3f28911d | CADGEN INTERFACE MODULE |  |  | North | DMP |  | Interface Module |  |  |  | Module | TRUE | 736P | ++ | 736P POPIT Interface Module | 1 | 0.025 | 0.025 |  |  | 12 |  | TRUE | [5 empty] | #FFFF0000 | FA-CADGEN INTERFACE MODULE | 1 | FALSE | FALSE | FALSE | 1000 | [19 empty] | DESKTOP-7EIEB7A\acont | 2022-08-11 14:17 | THOR\acont | 2024-09-08 17:27 | Cloned from DMP 711 | [BluePoint, DMP] [DMP LX BUS] [*] [LX BUS] 711, 711S, 734, 734N, 734N-POE, 736P, 736V, 866, 867, BP-DHE-736PA | [BluePoint, DMP] 710, 736P, BP-DHE-736PA
56d845ed-5b1b-4641-a609-056f4fc10f60 |  |  |  | North | Firelite |  | Cards & Components |  |  |  | Card | TRUE | B200S-LF-WH | + | Intelligent addressable sounder base, low-frequency | 1 | 0.00055 | 0.14 |  |  |  |  | TRUE | FALSE |  |  |  |  | #FFFFFFFF |  |  | FALSE | FALSE | FALSE | [14 empty] | FALSE | [5 empty] | DESKTOP-7SAL8M7\acont | 2019-02-18 14:48 | THOR\acont | 2024-10-09 10:48 | Cloned from Firelite B200S
03c9c55a-f3d5-48af-a7c1-05707d6a39d7 |  |  |  | North | Autocall |  | Hardware |  |  |  | Hardware | TRUE | A100-5131 | + | ES-PS Fan Module | 1 | 0 | 0.2 |  |  |  |  | TRUE | [5 empty] | #FFFFFFFF |  |  | FALSE | FALSE | FALSE | [20 empty] | DESKTOP-7EIEB7A\acont | 2021-08-18 13:05 | THOR\acont | 2024-10-09 10:48 | Cloned from AutoCall A2975-9442
043b94c2-4f67-4e43-983f-057185dc6400 | NFPA 170 MANUAL PULL |  |  | North | Siemens |  | Manual Station |  |  |  | Module | TRUE | XMS-S | 500-033200 | MANUAL STATION - SINGLE ACTION | 1 | 0.0005 | 0.0005 |  |  |  |  | FALSE | [5 empty] | #FFFF0000 | FA-NFPA 170 MANUAL PULL | 1 | FALSE | FALSE | FALSE | 957 | [13 empty] | FALSE | [5 empty] | DESKTOP-7SAL8M7\acont | 2020-08-20 13:16 | THOR\acont | 2024-09-08 17:27 | Cloned from Siemens HMS-S | [Siemens] [SLC MODULES SENSORS] [*] [#1 SHARED ADDR ¦ MODULES] AD-11P (C), FDBZ492 w/OP921 (C), FDBZ492-HR w/FDO421 (C), FDBZ492-HR w/OP921 (C), FDBZ492-R (C), FDCIO422, HCP, HCP-Z, HFPO-11, HFPT-11, HMS-D, HMS-DE, HMS-DP, HMS-DZ, HMS-S, HMS-SA, HMS-SE,
3b867584-e0e8-43d2-8c1d-0572f7497c16 |  |  |  | North | Siemens |  | Hardware |  |  |  | Hardware | TRUE | CAB2-XRD | 500-633792 | MEDIUM ENCLOSURE TRANSPONDER DOOR - RED MOUNTS TO CAB2-RB | 1 | [12 empty] | #FFFFFFFF |  |  | FALSE | FALSE | FALSE | [20 empty] | DESKTOP-7SAL8M7\acont | 2019-08-13 09:04 | THOR\acont | 2024-10-09 10:48
b24dc3e1-6a81-414c-b472-0573d49ee227 | NFPA 170 GAS DETECTOR |  |  | North | Gamewell FCI |  | Gas Detection |  |  |  | Module | TRUE | MCS-CO3 w/B200S-LF-IV | + | Intelligent addressable carbon monoxide detector, white w/ Intelligent sounder base, low frequency, ivory, UL-listed | 1 | 0.0002 | 0.0045 |  |  |  |  | FALSE | TRUE | FLUSH |  | 4" SQ. DEEP | 3 "O" PLASTER RING | #FFFF0000 | FA-NFPA 170 GAS DETECTOR | 1 | FALSE | FALSE | FALSE | 1402 | [13 empty] | FALSE |  |  | LF |  |  | DESKTOP-7EIEB7A\acont | 2021-02-28 15:38 | THOR\acont | 2024-09-08 17:27 | Cloned from Notifier FSCO-951 w/B200S-LF-IV | [Gamewell FCI] [SLC SENSORS] [*] [#4 TYPE ADDR ¦ SENSORS] ADPF (C), ASD-PL2F w/B200S-LF-WH (C), ASD-PL2F w/B210LP (C), ASD-PL2FR (C), ASD-PL3 w/B200S-LF-WH (C), ASD-PL3 w/B200SR-LF-WH (C), ASD-PL3 w/B200SR-WH (C), ASD-PL3 w/B224BI-WH (C), ASD-PL3 w/B224R [Gamewell FCI] [AUX POWER] [16VDC, HIGH VOLUME, 16VDC, LOW VOLUME] ASD-PL2F w/B200S-LF-WH (C), ASD-PL3 w/B200S-LF-WH (C), ASD-PL3F w/B200S-LF-WH (C), ASD-PL3-IV w/B200S-LF-IV (C), ASD-PTL3 w/B200S-LF-WH (C), ASD-PTL3-IV w/B200S-LF-IV (C), ATD-L3 w/B200S- [Gamewell FCI] [SLC MODULES SENSORS] [*] [#2 SHARED ADDR ¦ SENSORS] ADPF (C), ASD-PL2F w/B200S-LF-WH (C), ASD-PL2F w/B210LP (C), ASD-PL2FR (C), ASD-PL3 w/B200S-LF-WH (C), ASD-PL3 w/B200SR-LF-WH (C), ASD-PL3 w/B200SR-WH (C), ASD-PL3 w/B224BI-WH (C), ASD-P
4e6456ce-32e1-46f1-b121-057aba587421 | NFPA 170 HORN STROBE |  |  | North | Gentex |  | Horn/Strobe |  |  |  | Module | TRUE | GECG24PWW | + | GEC3 Colored Lens Horn/Strobe, Selectable Candela Low Profile, Wall, White, Plain, Green Lens | 1 | 0 | 0.31 |  |  |  |  | FALSE | FALSE |  |  |  |  | #FF0070C0 | FA-NFPA 170 HORN STROBE | 1 | FALSE | FALSE | FALSE | 2023 | [13 empty] | FALSE | [5 empty] | DESKTOP-7EIEB7A\acont | 2021-11-04 10:40 | THOR\acont | 2024-09-08 17:27 | Cloned from Gentex GESG24PWW | [Gentex] [NAC] [UL MAX, Temp 3 2400Hz, High] GECB24PWR, GECB24PWW, GECG24PWR, GECG24PWW, GECR24PWR, GECR24PWW
66146a25-2dd0-4fa4-ba1f-058432dd9afb |  |  |  | North | Kidde |  | Cards & Components |  |  |  | Card | TRUE | ANS25A |  | 25W expander module | 1 | 0.18 | 1.1 |  |  |  |  | TRUE | [5 empty] | #FFFFFFFF |  |  | FALSE | FALSE | FALSE | [14 empty] | FALSE | [5 empty] | DESKTOP-7SAL8M7\acont | 2020-01-02 07:17 | THOR\acont | 2024-10-09 10:48 | Cloned from Edwards ANS25A |  | [Edwards, Kidde] ANS25A, ANS25AM, ANS25AMD, ANS25AMD2
31da4417-9488-4f2a-bc74-0589a94aac19 | NFPA 170 AMPLIFIER RACK | RISER AMP |  | North | Notifier |  | Amplifier |  |  |  | Assembly | TRUE | DAA2-5070 Assembly | 230719 | Amplifier Assembly with 1x DAA2-5070, 1x BDA-70 | 1 | [6 empty] | FALSE |  | SURFACE |  | PROVIDED ("WX"HX"D) | N/A | #FFFF0000 | FA-NFPA 170 AMPLIFIER RACK | 1 | FALSE | FALSE | FALSE | 300 |  |  | 7165-0028:0224 | [5 empty] | 7,12,18,26,55,100 |  |  |  | 100 | TRUE | [5 empty] | DESKTOP-QGO6JOK\acont | 2023-07-19 23:49 | THOR\acont | 2024-09-08 17:27 | Cloned from Notifier DAA2-5070 Assembly
4a7a7fd2-191a-4176-b8e8-058d5af5c4ac | NFPA 170 MANUAL PULL |  |  | North | Gamewell FCI |  | Manual Station |  |  |  | Module | TRUE | MS-7S w/AMM-2F | + | Single action station, wire leads | 1 | 0.0003 | 0.0003 |  |  |  |  | TRUE | [5 empty] | #FFFF0000 | FA-NFPA 170 MANUAL PULL | 1 | FALSE | FALSE | FALSE | 957 | [19 empty] | DESKTOP-7SAL8M7\acont | 2020-11-16 07:36 | THOR\acont | 2024-09-08 17:27 | Cloned from Gamewell MS-7S | [Gamewell FCI] [IDC] 01 [*] M34-110, M34-56, MS-7, MS-7LOB, MS-7LOB, MS-7LR, MS-7LRA, MS-7S, MS-7S w/AMM-2F, MS-7SP, MS-WS w/AMM-2F [Gamewell FCI] [SLC MODULES] [*] [#3 TYPE ADDR ¦ MODULES] AMM-2F, AMM-2IF, AMM-2RF, AMM-2RIF, AMM-4F, AMM-4SF, AOM-2RF, AOM-2SF, AOM-TELF, MMI-10F, MMI-6SF, MMO-6RF, MMO-6SF, MS-7AF, MS-7ASF, MS-7S w/AMM-2F, MS-WS w/AMM-2F, TC81021000, VW-GATE, WAM-MM, W [Gamewell FCI] [SLC MODULES SENSORS] [*] [#1 SHARED ADDR ¦ MODULES] AMM-2F, AMM-2IF, AMM-2RF, AMM-2RIF, AMM-4F, AMM-4SF, AOM-2RF, AOM-2SF, AOM-TELF, MMI-10F, MMI-6SF, MMO-6RF, MMO-6SF, MS-7AF, MS-7ASF, MS-7S w/AMM-2F, MS-WS w/AMM-2F, TC81021000, VW-DIS-D
aa95de11-2572-478e-ba01-0590472674ee |  |  |  | North | Edwards |  | Hardware |  |  |  | Hardware | TRUE | P-024953 |  | Key & Tag Assembly | 1 | [6 empty] | FALSE | [5 empty] | #FFFFFFFF |  |  | FALSE | FALSE | FALSE | [14 empty] | FALSE | [7 empty] | THOR\acont | 2024-10-09 10:48
daad3ba3-e41a-4223-9bd7-0594675e3c50 |  |  |  | North | Bosch | [5 empty] | Module | TRUE | NDA-U-RMT | * | Pendant parapet mount 0000100203 | 1 | [12 empty] | #FFFFFFFF |  |  | FALSE | FALSE | FALSE | [20 empty] | DESKTOP-7EIEB7A\acont | 2021-08-13 06:25 | THOR\acont | 2024-10-09 10:48
3ec75a33-4c08-4fcd-a227-0595c2e5b59e |  |  |  | North | Edwards |  | Hardware |  |  |  | Hardware | TRUE | ARM-8 |  | Standby Switch Over Relay Module | 1 | [6 empty] | FALSE | [5 empty] | #FFFFFFFF |  |  | FALSE | FALSE | FALSE | [14 empty] | FALSE | [7 empty] | THOR\acont | 2024-10-09 10:48
34e2394c-c75e-46a6-87bc-05962e940d55 | NFPA 170 NOTIFICATION CIRCUIT EXTENDER PANEL | RISER NAC |  | North | Siemens |  | Notification Circuit Extender Panel |  |  |  | Assembly | TRUE | PAD-3-6A |  | ASSEMBLY, NAC PANEL | 1 | [6 empty] | FALSE | [5 empty] | #FFFF0000 | FA-NFPA 170 NOTIFICATION CIRCUIT EXTENDER PANEL | 1 | FALSE | FALSE | FALSE | 212 | [8 empty] | 7,12,18 |  |  |  |  | TRUE | [5 empty] | ALIENWIN10\AugWin7 | 2018-12-10 14:39 | THOR\acont | 2024-09-08 17:27 | Cloned from Siemens PAD-4-6A
276a1824-17c6-45bd-b1a5-059a72306721 | NFPA 170 CELL COMM | RISER CELL COMM |  | North | Alula |  | Cellular Communicator |  |  |  | Module | TRUE | BAT-FIRE-VZ | ++ | BAT-Fire, Verizon | 1 | 0.1 | 0.1 |  |  | 24 | 10 | TRUE |  |  |  | 8.6 x 5.8 x 2.2 in (21.8 x 14.6 x 5.5 cm) |  | #FFFF0000 | FA-NFPA 170 CELL COMM | 1 | FALSE | FALSE | FALSE | 250 | [13 empty] | FALSE | [5 empty] | DESKTOP-QGO6JOK\acont | 2023-12-28 08:06 | THOR\acont | 2024-09-08 17:27 | Cloned from Honeywell HW-TG7FE-A | [Alula] [AUX POWER] [*] [AUX INPUT] BAT-FIRE-VZ [Alula] [DACT] [#2 DACT] BAT-FIRE-VZ [Alula] [DACT] [#1 DACT] BAT-FIRE-VZ
9b401cec-b663-4c28-9b65-05a498c89adb | NFPA 170 SPEAKER WALL |  |  | North | Edwards |  | Speaker |  |  |  | Module | TRUE | 72542B-802-L | Transformer for UL1480 HyperSpike LineWave Loudspeaker | UL LineWave 25V/70V/100V Transformer 16 speaker | 1 | [12 empty] | #FF0070C0 | FA-NFPA 170 SPEAKER WALL | 1 | FALSE | FALSE | FALSE | 2021 | [19 empty] | HOMEAUGUSTXPS-1\aucon | 2021-01-25 12:46 | THOR\acont | 2024-09-08 17:27 | August Added Hyperspike
35a0cc73-f1a0-4f88-a77b-05a77a463113 | NFPA 170 SPEAKER WALL |  |  | North | Siemens |  | Speaker |  |  |  | Module | TRUE | SEH-R | S54360-F11-A1 | HIGH FIDELITY SPEAKER, SQUARE, HIFI, WALL, RED | 1 | [12 empty] | #FF0070C0 | FA-NFPA 170 SPEAKER WALL | 1 | FALSE | FALSE | FALSE | [20 empty] | DESKTOP-7SAL8M7\acont | 2019-08-13 09:04 | THOR\acont | 2024-09-08 17:27 |  | [Siemens] [AUDIO 70.7v] [70V AUDIO] SEH-AMC-W-ALERT, SEH-HMC-R, SEH-HMC-R-B, SEH-HMC-W, SEH-HMC-W-ALERT, SEH-HMC-W-B, SEH-MC-R, SEH-MC-R-ALERT, SEH-MC-R-B, SEH-MC-W, SEH-MC-W-ALERT, SEH-MC-W-B, SEH-MC-W-BLANK, SEH-R, SEH-W, SEH-W-ALERT [Siemens] [AUDIO 25v] [25V AUDIO] SEH-AMC-W-ALERT, SEH-HMC-R, SEH-HMC-R-B, SEH-HMC-W, SEH-HMC-W-ALERT, SEH-HMC-W-B, SEH-MC-R, SEH-MC-R-ALERT, SEH-MC-R-B, SEH-MC-W, SEH-MC-W-ALERT, SEH-MC-W-B, SEH-MC-W-BLANK, SEH-R, SEH-W, SEH-W-ALERT
6b951836-169c-41c0-9423-05ab9b2a5a4f | NFPA 170 HORN STROBE CEILING |  |  | North | Edwards |  | Horn/Strobe |  |  |  | Module | TRUE | GCWA-HDVMHR |  | MNEC Horn-Strobe, white, ALERT, 95-177 cd, red | 1 | 0 | 0.341 |  |  |  |  | FALSE | TRUE |  |  |  |  | #FF0070C0 | FA-NFPA 170 HORN STROBE CEILING | 1 | FALSE | FALSE | FALSE | 2013 | [13 empty] | FALSE |  |  | C |  |  |  |  | THOR\acont | 2024-09-08 17:27 |  | [Edwards, Kidde] [NAC] [16 VDC, LOW DB] EGCF-HDVMH (C), GCF-HDVMH (C), GC-HDVMH (C), GCWA-HDVMHA (C), GCWA-HDVMHB (C), GCWA-HDVMHC (C), GCWA-HDVMHG (C), GCWA-HDVMHR (C), GCWN-HDVMHA (C), GCWN-HDVMHB (C), GCWN-HDVMHC (C), GCWN-HDVMHG (C), GCWN-HDVMHR (C) [Edwards, Kidde] [NAC] [24 VDC, LOW DB] EGCF-HDVMH (C), GCF-HDVMH (C), GC-HDVMH (C), GCWA-HDVMHA (C), GCWA-HDVMHB (C), GCWA-HDVMHC (C), GCWA-HDVMHG (C), GCWA-HDVMHR (C), GCWN-HDVMHA (C), GCWN-HDVMHB (C), GCWN-HDVMHC (C), GCWN-HDVMHG (C), GCWN-HDVMHR (C) [Edwards, Kidde] [NAC] [24 VDC, HIGH DB] EGCF-HDVMH (C), GCF-HDVMH (C), GC-HDVMH (C), GCWA-HDVMHA (C), GCWA-HDVMHB (C), GCWA-HDVMHC (C), GCWA-HDVMHG (C), GCWA-HDVMHR (C), GCWN-HDVMHA (C), GCWN-HDVMHB (C), GCWN-HDVMHC (C), GCWN-HDVMHG (C), GCWN-HDVMHR (C) [Edwards, Kidde] [NAC] [16 VDC, HIGH DB] EGCF-HDVMH (C), GCF-HDVMH (C), GC-HDVMH (C), GCWA-HDVMHA (C), GCWA-HDVMHB (C), GCWA-HDVMHC (C), GCWA-HDVMHG (C), GCWA-HDVMHR (C), GCWN-HDVMHA (C), GCWN-HDVMHB (C), GCWN-HDVMHC (C), GCWN-HDVMHG (C), GCWN-HDVMHR (C)
b0da546f-036b-4609-8d0f-05ad835ae3b9 |  |  |  | North | Edwards |  | Cards & Components |  |  |  | Card | TRUE | 3-6/3S1GYR |  | 6 x 3 Switch, 1 Grn, 1 Yel, 1 Red LEDs | 1 | 0.002 | 0.02 |  |  |  |  | TRUE | [5 empty] | #FFFFFFFF |  |  | FALSE | FALSE | FALSE | [14 empty] | FALSE | [7 empty] | THOR\acont | 2024-10-09 10:48
b3d7d944-141b-4430-889d-05bb1638166a |  |  |  | North | NAPCO |  | Cards & Components |  |  |  | Card | TRUE | GEMC-NAC6 Main Board | + | Assembly Main Board | 1 | [6 empty] | TRUE | [5 empty] | #FFFFFFFF |  |  | FALSE | FALSE | FALSE | [20 empty] | DESKTOP-7SAL8M7\acont | 2020-02-11 10:31 | THOR\acont | 2024-10-09 10:48 | Cloned from NAPCO GEMC-NAC6 | [NAPCO] [FIRE BUS NAPCO] [*] GEMC-12V2APS-CF Main Board, GEMC-EZM8, GEMC-FK1, GEMC-FPRINT, GEMC-NAC6 Main Board, GEMC-OUT8, GEMC-REVC, GEMC-RM3008 [NAPCO] [NAC Trigger] GEMC-NAC6 Main Board [NAPCO] [VAC ] FL-255FACP Main Board, FL-32FACP Main Board, FL-FACP-LTE Main Board, FL-X2-32 Main Board, GEM-ACM1D Main Board, GEMC-128MB, GEMC-12V2APS-CF Main Board, GEMC-12V2APS-R Main Board, GEMC-255MB, GEMC-32MB, GEMC-96MB, GEMC-NAC6 Main Board, GEMC | [NAPCO] GEMC-NAC6 Main Board
fedf59fc-3691-4e9f-a572-05c86160c2bb | NFPA 170 SPEAKER STROBE |  |  | North | Edwards |  | Speaker/Strobe |  |  |  | Module | TRUE | G4WA-S2VMA |  | 25V Speaker/Strobe, White, ALERT, Multi-cd amber | 1 | 0 | 0.078 |  |  |  |  | FALSE | [5 empty] | #FF0070C0 | FA-NFPA 170 SPEAKER STROBE | 1 | FALSE | FALSE | FALSE | 2019 | [13 empty] | FALSE | [7 empty] | THOR\acont | 2024-09-08 17:27 |  | [Edwards, Kidde] [AUDIO 25v] [25V AUDIO] EGCF-S2VMH (C), G4F-S2, G4F-S2V1575, G4F-S2VM, G4HFRF-S2, G4HFRF-S2VMC, G4HFRN-S2, G4HFRN-S2VMC, G4HFWA-S2, G4HFWA-S2VMA, G4HFWA-S2VMC, G4HFWF-S2, G4HFWF-S2VMC, G4HFWN-S2, G4HFWN-S2VMA, G4HFWN-S2VMC, G4RF-S2, G4RF [Edwards, Kidde] [NAC] [24 VDC] G4ERA-A, G4ERA-B, G4ERA-G, G4ERA-R, G4ERF-C, G4ERN-A, G4ERN-B, G4ERN-C, G4ERN-G, G4ERN-R, G4EWA-A, G4EWA-B, G4EWA-G, G4EWA-R, G4EWF-C, G4EWN-A, G4EWN-B, G4EWN-C, G4EWN-G, G4EWN-R, G4F-S2V1575, G4F-S2VM, G4F-S7V1575, G4F-S7 [Edwards, Kidde] [NAC] [16 VDC] G4ERA-A, G4ERA-B, G4ERA-G, G4ERA-R, G4ERF-C, G4ERN-A, G4ERN-B, G4ERN-C, G4ERN-G, G4ERN-R, G4EWA-A, G4EWA-B, G4EWA-G, G4EWA-R, G4EWF-C, G4EWN-A, G4EWN-B, G4EWN-C, G4EWN-G, G4EWN-R, G4F-S2V1575, G4F-S2VM, G4F-S7V1575, G4F-S7
3c54648a-65f4-46ba-a6c9-05dc7e29fc4c | NFPA 170 HEAT DETECTOR |  |  | North | Simplex |  | Heat Detector |  |  |  | Module | TRUE | 4098-9733 w/4098-9789 | + | TrueAlarm Heat Detector w/TrueAlarm Sensor Base w/LED or Relay Connections | 1 | 0.0008 | 0.001 |  |  |  |  | TRUE | TRUE |  |  |  |  | #FFFF0000 | FA-NFPA 170 HEAT DETECTOR | 1 | FALSE | FALSE | FALSE | 1403 | [19 empty] | DESKTOP-7EIEB7A\acont | 2022-02-15 11:20 | THOR\acont | 2024-09-08 17:27 | Cloned from Autocall A4098-9733 w/A4098-9789 | [Autocall, Simplex] [IDNet] [SENSORS ++] 4098-9714 (C), 4098-9714 w/4098-9770 (C), 4098-9714 w/4098-9771 (C), 4098-9714 w/4098-9772 (C), 4098-9714 w/4098-9773 (C), 4098-9714 w/4098-9780 (C), 4098-9714 w/4098-9789 (C), 4098-9714 w/4098-9791 (C), 4098-9714
7a359c97-801b-4693-8793-05e21c9eda58 | CADGEN CARD READER |  |  | North | MIRCOM | Security/Access Control | Card Reader |  |  |  | Module | TRUE | TX3-P500-HA |  | Single Gang Mount Reader | 1 | [6 empty] | TRUE | [5 empty] | #FFFF0000 | FA-CADGEN CARD READER | 1 | FALSE | FALSE | FALSE | [14 empty] | FALSE | [5 empty] | AULAPTOP-PC\Aulaptop | 2019-12-17 06:53 | THOR\acont | 2024-09-08 17:27 | Cloned from MIRCOM TX3-P300-HA | [MIRCOM] [CARD READER INPUT] TX3-P300-HA, TX3-P500-HA, TX3-P640-H-A
bad3491c-da98-427d-ac98-05e466f6c07d | NFPA 170 SPEAKER STROBE CEILING |  |  | North | Autocall |  | Speaker/Strobe |  |  |  | Module | TRUE | A4906-9158 | + | Multi-tapped Speaker with Multi-Candela Synchronized Strobe, White, Alert | 1 | [6 empty] | TRUE | TRUE |  |  |  |  | #FF0070C0 | FA-NFPA 170 SPEAKER STROBE CEILING | 1 | FALSE | FALSE | FALSE | 2019 | [16 empty] | C |  |  | DESKTOP-7EIEB7A\acont | 2022-03-07 10:02 | THOR\acont | 2024-09-08 17:27 | Cloned from Autocall A4906-9154 | [Autocall, Simplex] [NAC] 4906-9154 (C), 4906-9158 (C), 4906-9159 (C), 4906-9160 (C), 4906-9254 (C), A4906-9154 (C), A4906-9158 (C), A4906-9159 (C), A4906-9160 (C) [Autocall, Simplex] [NAC] [MAX] 4906-9154 (C), 4906-9158 (C), 4906-9159 (C), 4906-9160 (C), 4906-9254 (C), A4906-9154 (C), A4906-9158 (C), A4906-9159 (C), A4906-9160 (C) [Autocall, Simplex] [AUDIO 25v] [25V AUDIO] 4902-9721, 4903-9148, 4903-9149, 4903-9150, 4903-9153, 4903-9193, 4906-9151, 4906-9153, 4906-9154 (C), 4906-9158 (C), 4906-9159 (C), 4906-9160 (C), A4902-9716, A4902-9717, A4902-9721, A4906-9151, A4906-9153, A4 [Autocall, Simplex] [AUDIO 70.7v] [70V AUDIO] 4902-9721, 4903-9148, 4903-9149, 4903-9150, 4903-9153, 4903-9193, 4906-9151, 4906-9153, 4906-9154 (C), 4906-9158 (C), 4906-9159 (C), 4906-9160 (C), A4902-9716, A4902-9717, A4902-9721, A4906-9151, A4906-9153,
cd25e61e-1e06-48fc-b355-05eeac11ab70 |  |  |  | North | Edwards |  | Hardware |  |  |  | Hardware | TRUE | MN-HS16SPKHRG5P |  | 1600 Watt HPSA (5 of 5 Active Panels) replacement speaker head - complete | 1 | [6 empty] | FALSE | [5 empty] | #FFFFFFFF |  |  | FALSE | FALSE | FALSE | [14 empty] | FALSE | [7 empty] | THOR\acont | 2024-10-09 10:48
d744af7e-c6bb-46e5-bfd5-05f307ad7f56 |  |  |  | North | Siemens | [5 empty] | Module | TRUE | OSP-001 | S54333-F29-A1 | OSID CABLE AT 5' (1.5m) | 1 | [12 empty] | #FFFFFFFF |  |  | FALSE | FALSE | FALSE | [20 empty] | DESKTOP-7SAL8M7\acont | 2019-08-13 09:04 | THOR\acont | 2024-10-09 10:48
e0588df4-12a3-4504-afd0-05f5025011e9 |  |  |  | North | Edwards |  | Hardware |  |  |  | Hardware | TRUE | QS2-1-G-2E-SP |  | OBSOLETE - FAP w/ 1 Option Card Space, Gray, EN-54, Spanish, 230V | 1 | [6 empty] | FALSE | [5 empty] | #FFFFFFFF |  |  | FALSE | FALSE | FALSE | [14 empty] | FALSE | [7 empty] | THOR\acont | 2024-10-09 10:48
8f4ff6be-352c-4029-87ff-05f7758c9b7b | NFPA 170 FIRE ALARM CONTROL UNIT | RISER FACP |  | North | Edwards |  | Fire Alarm Control Unit |  |  |  | Assembly | TRUE | 3X-SFS1Ri |  | FACP /w CPU, 1 loop, 4 NACs, 10A power supply, red | 1 | [6 empty] | FALSE | [5 empty] | #FFFF0000 | FA-NFPA 170 FIRE ALARM CONTROL UNIT | 1 | FALSE | FALSE | FALSE | 202 | [8 empty] | 7,12,18 |  |  |  |  | TRUE | [7 empty] | THOR\acont | 2024-09-08 17:27
c507d641-7b58-42df-a305-05fb905713d9 |  |  |  | North | Edwards |  | Cards & Components |  |  |  | Card | TRUE | MN-HSMP650G70 |  | 650 Watt Series Omni-directional loudspeaker assembly with internal 70.7 VRMS transformer and blocking capacitor that is rated up to 250 Watts of audio power. Eye-bolt or 2" mast mount. Gray housing. Requires separate power amplifiers connected to Edwards audio system. | 1 | [6 empty] | TRUE | [5 empty] | #FFFFFFFF |  |  | FALSE | FALSE | FALSE | [14 empty] | FALSE | [7 empty] | THOR\acont | 2024-10-09 10:48
ddf7b3cb-5d19-48f1-87ac-060670a7ff92 | NFPA 170 SMOKE DETECTOR |  |  | North | Autocall |  | Smoke Detector |  |  |  | Module | TRUE | A4098-9714 w/A4098-9789 | + | TrueAlarm Photoelectric Smoke Detector w/TrueAlarm Sensor Base w/LED or Relay Connections | 1 | 0.0008 | 0.001 |  |  |  |  | TRUE | TRUE |  |  |  |  | #FFFF0000 | FA-NFPA 170 SMOKE DETECTOR | 1 | FALSE | FALSE | FALSE | 1408 | [19 empty] | DESKTOP-0D6CQVA\lousc | 2019-07-07 15:34 | THOR\acont | 2024-09-08 17:27 | 20191121 AC Detector with base | [Autocall, Simplex] [IDNet] [SENSORS ++] 4098-9714 (C), 4098-9714 w/4098-9770 (C), 4098-9714 w/4098-9771 (C), 4098-9714 w/4098-9772 (C), 4098-9714 w/4098-9773 (C), 4098-9714 w/4098-9780 (C), 4098-9714 w/4098-9789 (C), 4098-9714 w/4098-9791 (C), 4098-9714
ac08c57b-01a0-47e4-8a4f-0607430a0789 | NFPA 170 VOICE EVACUATION CONTROL UNIT |  |  | North | Hochiki |  | Voice Evac Control Unit |  |  |  | Assembly | TRUE | EVAX-100E-H | + | 100W Voice Evacuation Panel | 1 | [6 empty] | FALSE |  |  | *Refer to Install Sheet |  |  | #FFFF0000 | FA-NFPA 170 VOICE EVACUATION CONTROL UNIT | 1 | FALSE | FALSE | FALSE | 211 | [8 empty] | 7,12,18 |  |  |  | 100 | TRUE | [5 empty] | DESKTOP-7SAL8M7\acont | 2019-11-05 06:01 | THOR\acont | 2024-09-08 17:27
69a6d68e-4273-494e-a935-0608f104cc63 | NFPA 170 SMOKE DETECTOR |  |  | North | Monaco Enterprises |  | Smoke Detector |  |  |  | Module | TRUE | 725-313-00 |  | DETECTOR,SMOKE:SINGLE-ENDED REFLECTIVE BEAM,10.2-32VDC,W/SENSITIVITY TEST | 1 | 0.017 | 0.0385 |  |  |  |  | FALSE | TRUE |  |  |  |  | #FFFF0000 | FA-NFPA 170 SMOKE DETECTOR | 1 | FALSE | FALSE | FALSE | 1408 | [13 empty] | FALSE | [5 empty] | DESKTOP-7SAL8M7\acont | 2020-02-23 09:41 | THOR\acont | 2024-09-08 17:27 | Cloned from Notifier BEAM1224S | [Monaco Enterprises] [IDC] 01 708-025-01, 708-025-03, 721-128-00 (C), 721-407-00 (C), 721-408-00 (C), 722-125-00 (C), 722-408-00 (C), 722-409-00 (C), 725-312-00 (C), 725-313-00 (C)
8d90d143-3588-4b7a-97f2-060e1dd1495b |  |  |  | North | Bosch | [5 empty] | Module | TRUE | LBB4416/40 | * | PRAESIDEO Network Cable Assembly 40m | 1 | [12 empty] | #FFFFFFFF |  |  | FALSE | FALSE | FALSE | [20 empty] | DESKTOP-7EIEB7A\acont | 2021-08-13 06:25 | THOR\acont | 2024-10-09 10:48
c53fc49c-cb49-4eeb-bae0-062475ca8de1 |  |  |  | North | Siemens | [5 empty] | Module | TRUE | B10-115-R | 500-636001 | 10" BELL 115VAC RED | 1 | [12 empty] | #FFFFFFFF |  |  | FALSE | FALSE | FALSE | [20 empty] | DESKTOP-7SAL8M7\acont | 2019-08-13 09:04 | THOR\acont | 2024-10-09 10:48
b4bf938e-7405-4776-b3b7-0625aabf2c77 |  |  |  | North | Edwards |  | Cards & Components |  |  |  | Card | TRUE | MN-HSECC1 |  | MN-HS16 or MN-HSMP650 Class lockable NEMA 4 amplifier, 110V/60Hz. inverter/battery charger and electronics enclosure, lockable NEMA 4 battery enclosure (w/o batteries). Enclosures equipped with tamper switches. AC powered amplifier with DC backup. Batteries and accessories are ordered separately. | 1 | [6 empty] | TRUE | [5 empty] | #FFFFFFFF |  |  | FALSE | FALSE | FALSE | [14 empty] | FALSE | [7 empty] | THOR\acont | 2024-10-09 10:48
f5262093-863e-47c0-a7c7-06284d255f5c | NFPA 170 REMOTE ANNUNCIATOR | RISER ANNUNCIATOR |  | North | Potter |  | Remote Annunciator |  |  |  | Module | TRUE | RA-7630 |  | LCD Remote Annunciator | 1 | 0.02 | 0.025 |  |  |  |  | TRUE | [5 empty] | #FFFF0000 | FA-NFPA 170 REMOTE ANNUNCIATOR | 1 | FALSE | FALSE | FALSE | 255 | [13 empty] | FALSE | [7 empty] | THOR\acont | 2024-09-08 17:27 |  | [Potter] [P-LINK] [*] RA-6006, RA-6075, RA-6075R, RA-6500, RA-6500F, RA-6500R, RA-7630, RA-7692
679c5fae-4326-4ac7-92db-062adc9b9d59 | HEAT DETECTOR |  |  | North | Autocall |  | Heat Detector |  |  |  | Module | TRUE | A4098-5612 | ++ | Heat detector at a 200°F or 93.3°C fixed temperature. | 1 | 7e-05 | 0.033 |  |  | 33 | 10.5 | FALSE | TRUE |  |  |  |  | #FFFF0000 | FA-HEAT DETECTOR | 1 | FALSE | FALSE | FALSE | 1408 | [13 empty] | FALSE |  |  | 200° |  |  | THOR\acont | 2023-11-22 13:48 | THOR\acont | 2024-09-08 17:27 | Cloned from Autocall A4098-5611 | [Autocall] [IDC] [*] [#1 ALARM] A4098-5601 (C), A4098-5602 (C), A4098-5610 (C), A4098-5611 (C), A4098-5612 (C), A4098-5613 (C)
590e9ad6-72a9-43cb-8b85-063093e5f1db | NFPA 170 HEAT DETECTOR |  |  | North | Autocall |  | Heat Detector |  |  |  | Module | TRUE | A4098-9613E w/A4098-9788E | + | Electronic Heat Detector 2-Wire 135° F (57° C), High Humidity | 1 | 0.0001 | 0.086 |  |  |  |  | TRUE | TRUE |  |  |  |  | #FFFF0000 | FA-NFPA 170 HEAT DETECTOR | 1 | FALSE | FALSE | FALSE | 1403 | [16 empty] | 135 |  |  | THOR\acont | 2024-02-22 15:58 | THOR\acont | 2024-09-08 17:27 | Cloned from Autocall A4098-9612E w/A4098-9788E | [Autocall, Simplex] [IDC] 02 [*] 4090-9008, 4098-9612E w/4098-9683E (C), 4098-9612E w/4098-9684E (C), 4098-9612E w/4098-9788E (C), 4098-9613E w/4098-9683E (C), 4098-9613E w/4098-9684E (C), 4098-9613E w/4098-9788E (C), 4098-9614E w/4098-9683E (C), 4098-96 | [Autocall, Simplex] 4098-9612 w/4098-9682, 4098-9612E w/4098-9682E, 4098-9612E w/4098-9683E, 4098-9612E w/4098-9684E, 4098-9612E w/4098-9788E, 4098-9613 w/4098-9682, 4098-9613E w/4098-9682E, 4098-9613E w/4098-9683E, 4098-9613E w/4098-9684E, 4098-9613E w/4
6ed97e07-8f85-4d4e-add1-0634fd9495c3 | NFPA 170 MANUAL PULL |  |  | North | NAPCO |  | Manual Station |  |  |  | Module | TRUE | FWC-FSLC-PULLK2 | ++ | Addressable SLC Fire Pull Station, Dual Action, Key Reset | 1 | 0.001 | 0.001 |  |  | 24 | [7 empty] | #FFFF0000 | FA-NFPA 170 MANUAL PULL | 1 | FALSE | FALSE | FALSE | 957 | [19 empty] | THOR\acont | 2024-01-30 21:52 | THOR\acont | 2024-09-08 17:27 | Cloned from NAPCO FWC-FSLC-PULL2 CLONED | [NAPCO] [SLC NAPCO FIRE] 01 [*] FWC-FSLC-CZM, FWC-FSLC-DUCT (C), FWC-FSLC-EZM1, FWC-FSLC-EZM2, FWC-FSLC-HEAT w/FWC-FSLC-SMK6B, FWC-FSLC-ISO, FWC-FSLC-PULL, FWC-FSLC-PULL2, FWC-FSLC-PULLK, FWC-FSLC-PULLK2, FWC-FSLC-RM2, FWC-FSLC-SMK w/FWC-FSLC-SMK6B (C),
a91addac-8c28-4d20-b5e0-063523c76aed | NFPA 170 SPEAKER STROBE |  |  | North | Kidde |  | Speaker/Strobe |  |  |  | Module | TRUE | EG4SVWN |  | Speaker/Strobe, Wall, White, None | 1 | [6 empty] | FALSE | FALSE | GRSW-10 | G4WSB |  |  | #FF0070C0 | FA-NFPA 170 SPEAKER STROBE | 1 | FALSE | FALSE | FALSE | 2019 | [13 empty] | FALSE |  |  | C |  |  | DESKTOP-7EIEB7A\acont | 2021-05-24 09:19 | THOR\acont | 2025-02-25 13:44 | Cloned from Edwards G4SVWN | [Edwards, Kidde] [NAC] [24 FWR] EG4SVRF, EG4SVRN, EG4SVWA, EG4SVWF, EG4SVWN, G4SVRF, G4SVRN, G4SVWA, G4SVWF, G4SVWN [Edwards, Kidde] [NAC] [24 VDC] EG4SVRF, EG4SVRN, EG4SVWA, EG4SVWF, EG4SVWN, G4SVRF, G4SVRN, G4SVWA, G4SVWF, G4SVWN [Edwards, Hochiki, Kidde] [AUDIO 70.7v] [70V AUDIO] EG4SRF, EG4SRN, EG4SVRF, EG4SVRN, EG4SVWA, EG4SVWF, EG4SVWN, EG4SWA, EG4SWF, EG4SWN, G4SRF, G4SRN, G4SVRF, G4SVRN, G4SVWA, G4SVWF, G4SVWN, G4SWA, G4SWF, G4SWN, WGSRA, WGSRF, WGSRF-FR, WGSRF-SP, WGSRN, W [Edwards, Hochiki, Kidde] [AUDIO 25v] [25V AUDIO] EG4SRF, EG4SRN, EG4SVRF, EG4SVRN, EG4SVWA, EG4SVWF, EG4SVWN, EG4SWA, EG4SWF, EG4SWN, G4SRF, G4SRN, G4SVRF, G4SVRN, G4SVWA, G4SVWF, G4SVWN, G4SWA, G4SWF, G4SWN, WGSRA, WGSRF, WGSRF-FR, WGSRF-SP, WGSRN, WGS
0805fc21-1436-4990-a963-06385d471dfa | NFPA 170 SMOKE DETECTOR |  |  | North | Gamewell FCI |  | Smoke Detector |  |  |  | Module | TRUE | OSI-RI-GW | + | Intelligent Single-ended Reflective Imaging Beam Smoke Detector | 1 | 0.014 | 0.015 |  |  |  |  | FALSE | TRUE |  |  |  |  | #FFFF0000 | FA-NFPA 170 SMOKE DETECTOR | 1 | FALSE | FALSE | FALSE | 1408 | [13 empty] | FALSE | [5 empty] | DESKTOP-EUPOT3B\aucon | 2022-01-21 11:44 | THOR\acont | 2024-09-08 17:27 | Cloned from Silent Knight SK-BEAM | [Gamewell FCI] [SLC MODULES SENSORS] [*] [#2 SHARED ADDR ¦ SENSORS] ADPF (C), ASD-PL2F w/B200S-LF-WH (C), ASD-PL2F w/B210LP (C), ASD-PL2FR (C), ASD-PL3 w/B200S-LF-WH (C), ASD-PL3 w/B200SR-LF-WH (C), ASD-PL3 w/B200SR-WH (C), ASD-PL3 w/B224BI-WH (C), ASD-P [Gamewell FCI] [SLC SENSORS] [*] [#4 TYPE ADDR ¦ SENSORS] ADPF (C), ASD-PL2F w/B200S-LF-WH (C), ASD-PL2F w/B210LP (C), ASD-PL2FR (C), ASD-PL3 w/B200S-LF-WH (C), ASD-PL3 w/B200SR-LF-WH (C), ASD-PL3 w/B200SR-WH (C), ASD-PL3 w/B224BI-WH (C), ASD-PL3 w/B224R [Farenhyt, Gamewell FCI, Notifier, Silent Knight] [AUX POWER] [HEATER PWR] FS-OSI-RI (C), OSI-RI-FH (C), OSI-RI-GW (C), OSI-RI-SK (C)
9580a1dd-7940-4880-b432-063dc88015f3 | NFPA 170 HEAT DETECTOR |  |  | North | Hochiki |  | Heat Detector |  |  |  | Module | TRUE | ACD-V w/HSB-NSA-6 STANDARD BASE | ACD-V MULTI-CRITERIA SENSOR | ACD-V MULTI-CRITERIA SENSOR w/HSB-NSA-6 STANDARD BASE HEAT/CO | 1 | 0.00045 | 0.0072 |  |  |  |  | TRUE | TRUE |  | *Refer to Install Sheet |  |  | #FFFF0000 | FA-NFPA 170 HEAT DETECTOR | 1 | FALSE | FALSE | FALSE | 1403 | [16 empty] | CO |  |  | DESKTOP-7SAL8M7\acont | 2019-12-04 11:23 | THOR\acont | 2024-09-08 17:27 | Cloned from Hochiki ACD-V w/HSB-NSA-6 STANDARD BASE | [Hochiki] [SLC HOCHIKI] 01 [*] [SLC] ACD-V w/ASBL SOUNDER BASE (C), ACD-V w/HSB-NSA-6 STANDARD BASE (C), ACD-V w/SCI-B4 SHORT CIRCUIT ISOLATOR BASE (C), ACD-V w/SCI-B6 SHORT CIRCUIT ISOLATOR BASE (C), ACD-V w/YBN-NSA-4 STANDARD BASE (C), ATG-EA w/ASB SOU
44d8b190-edd0-4e75-8837-063ee8f71feb | NFPA 170 AIR SAMPLING DETECTION PIPING |  |  | North | Block Definition Only |  | Air Sampling Detection |  |  |  | Module | TRUE | NFPA 170 AIR SAMPLING DETECTION PIPING |  | NFPA 170 AIR SAMPLING DETECTION PIPING | 1 | [12 empty] | #FFFF0000 | FA-NFPA 170 AIR SAMPLING DETECTION PIPING | 1 | FALSE | FALSE | FALSE | 5010 | [19 empty] | AULAPTOP-PC\Aulaptop | 2020-03-26 07:41 | THOR\acont | 2024-09-08 17:27
cb424e22-b441-4433-be09-063f8cbcfc2d |  |  |  | North | Edwards |  | Hardware |  |  |  | Hardware | TRUE | RACCR |  | Remote Audio Closet Cabinet Wallbox | 1 | [6 empty] | FALSE | [5 empty] | #FFFFFFFF |  |  | FALSE | FALSE | FALSE | [14 empty] | FALSE | [7 empty] | THOR\acont | 2024-10-09 10:48
1f9d1a71-194b-4ca1-b703-06442f3262fa | NFPA 170 SPEAKER WALL |  |  | North | Edwards |  | Speaker |  |  |  | Module | TRUE | 757-1A-S70W |  | Cone Speaker, 70Vrms .25 .5, 1, 2w | 1 | [6 empty] | FALSE | [5 empty] | #FF0070C0 | FA-NFPA 170 SPEAKER WALL | 1 | FALSE | FALSE | FALSE | 2021 | [13 empty] | FALSE | [7 empty] | THOR\acont | 2024-09-08 17:27
1608c871-725e-4abe-aeb9-064a78823638 | NFPA 170 FIRE SUPPRESSION CONTROL UNIT |  |  | North | Block Definition Only |  | Fire Suppression Control Panel |  |  |  | Module | TRUE | NFPA 170 FIRE SUPPRESSION CONTROL UNIT |  | NFPA 170 FIRE SUPPRESSION CONTROL UNIT | 1 | [12 empty] | #FFFF0000 | FA-NFPA 170 FIRE SUPPRESSION CONTROL UNIT | 1 | FALSE | FALSE | FALSE | 205 | [19 empty] | AULAPTOP-PC\Aulaptop | 2020-03-26 07:41 | THOR\acont | 2024-09-08 17:27
56f24a24-ae6f-4fab-b9a2-066439a12435 |  |  |  | North | Notifier |  | Hardware |  |  |  | Hardware | TRUE | DP-DISP2 |  | Dress Panel | 1 | [6 empty] | FALSE |  | SURFACE |  | PROVIDED ("WX"HX"D) | N/A | #FFFFFFFF |  |  | FALSE | FALSE | FALSE |  |  |  | 7165-0028:0224 | [10 empty] | FALSE | [7 empty] | THOR\acont | 2024-10-09 10:48
84274901-6b6a-4cee-997b-06646e1d8603 |  |  |  | North | Siemens |  | Cards & Components |  |  |  | Card | TRUE | FT2008-R1 | S54400-A144-A1++ | 16 ZONE TABULAR ANNUNC.(RED) | 1 | 0.025 | 0.065 |  |  |  |  | TRUE | [5 empty] | #FFFFFFFF |  |  | FALSE | FALSE | FALSE | [20 empty] | AULAPTOP-PC\Aulaptop | 2019-04-20 11:42 | THOR\acont | 2024-10-09 10:48
e348e548-be4a-4008-8142-0666c3e5140a | NFPA 170 SPEAKER STROBE CEILING |  |  | North | Siemens |  | Speaker/Strobe |  |  |  | Module | TRUE | SLSPSCR-F | S54329-F42-A2 | SLSPSCR-F SPK/ST,CLG,RED,FIRE | 1 | [7 empty] | TRUE |  |  |  |  | #FF0070C0 | FA-NFPA 170 SPEAKER STROBE CEILING | 1 | FALSE | FALSE | FALSE | 2020 | [16 empty] | C |  |  | DESKTOP-7SAL8M7\acont | 2019-08-13 09:04 | THOR\acont | 2024-09-08 17:27 |  | [Siemens] [NAC] [24 VDC] SL2SPSCW-F (C), SLSCR-AL (C), SLSCR-ALA (C), SLSCR-F (C), SLSCR-FB (C), SLSCR-N (C), SLSCR-NA (C), SLSCW-A (C), SLSCW-AL (C), SLSCW-ALA (C), SLSCW-F (C), SLSCW-FB (C), SLSCW-N (C), SLSCW-NA (C), SLSPSCR-A (C), SLSPSCR-AL (C), SLS [Siemens] [AUDIO 70.7v] [70V AUDIO] SL2SPSCW-F (C), SLSPCR-A (C), SLSPCR-AL (C), SLSPCR-F (C), SLSPCR-N (C), SLSPCW-A (C), SLSPCW-AL (C), SLSPCW-F (C), SLSPCW-N (C), SLSPSCR-A (C), SLSPSCR-AL (C), SLSPSCR-ALA (C), SLSPSCR-F (C), SLSPSCR-N (C), SLSPSCR-NA [Siemens] [AUDIO 25v] [25V AUDIO] SL2SPSCW-F (C), SLSPCR-A (C), SLSPCR-AL (C), SLSPCR-F (C), SLSPCR-N (C), SLSPCW-A (C), SLSPCW-AL (C), SLSPCW-F (C), SLSPCW-N (C), SLSPSCR-A (C), SLSPSCR-AL (C), SLSPSCR-ALA (C), SLSPSCR-F (C), SLSPSCR-N (C), SLSPSCR-NA (
b34b37bd-5053-4ebe-85b1-0670c0e02ce6 |  |  |  | North | Potter | [5 empty] | Module | TRUE | BAC-PAK |  | Bacterium Test Kit | 1 | [6 empty] | FALSE | [5 empty] | #FFFFFFFF |  |  | FALSE | FALSE | FALSE | [14 empty] | FALSE | [7 empty] | THOR\acont | 2024-10-09 10:48
9c780083-9810-429a-82a6-068027e52f58 | NFPA 170 SMOKE DETECTOR |  |  | North | Monaco Enterprises |  | Smoke Detector |  |  |  | Module | TRUE | 724-345-00 |  | Low profile, plug-in addressable ionization smoke detector head | 1 | [7 empty] | TRUE |  |  |  |  | #FFFF0000 | FA-NFPA 170 SMOKE DETECTOR | 1 | FALSE | FALSE | FALSE | 1408 | [19 empty] | AULAPTOP-PC\Aulaptop | 2019-04-20 04:32 | THOR\acont | 2024-09-08 17:27 | 20191121 AC Detector without base | [Monaco Enterprises] [SLC MODULES/SENSORS] 04 [*] 722-121-00, 724-345-00 (C) [Monaco Enterprises] [SLC SENSORS] 01 [*] 721-121-00 w/B200SR-LF-WH (C), 721-121-00 w/B200SR-WH (C), 721-121-00 w/B210LP (C), 721-121-00 w/B224RB-WH (C), 721-121-00 w/B501 (C), 721-124-00 w/B200SR-LF-WH (C), 721-124-00 w/B200SR-WH (C), 721-124-00 w/B210L [Monaco Enterprises] [SLC MODULES SENSORS] 01 [*] 708-026-01, 708-031-00, 721-121-00 w/B200SR-LF-WH (C), 721-121-00 w/B200SR-WH (C), 721-121-00 w/B210LP (C), 721-121-00 w/B224RB-WH (C), 721-121-00 w/B501 (C), 721-124-00 w/B200SR-LF-WH (C), 721-124-00 w/B [Monaco Enterprises] [SLC SENSORS] 03 [*] 722-121-00, 724-345-00 (C)
5c15d329-d969-44f4-8c2d-06820bf7dedb | NFPA 170 HORN STROBE |  |  | North | WBOX |  | Horn/Strobe |  |  |  | Module | TRUE | 0E-OUTDSIRSB |  | SELF-CONTAINED SIREN/STROBE BLUE LENS | 1 |  | 0.39 |  |  | 12 |  | TRUE | [5 empty] | #FF0070C0 | FA-NFPA 170 HORN STROBE | 1 | FALSE | FALSE | FALSE | [20 empty] | AUGUSTXPS17-EUP\aucon | 2022-08-27 12:03 | THOR\acont | 2024-09-08 17:27 |  | [WBOX] [NAC] [*] [VDC] 0E-OUTDSIRSB
468bc408-b050-466a-9bde-068f2e27c993 |  |  |  | North | System Sensor |  | Hardware |  |  |  | Hardware | TRUE | SBBCRL | + | Ceiling Surface Mount Back Box, Red | 1 | [6 empty] | FALSE | [5 empty] | #FFFFFFFF |  |  | FALSE | FALSE | FALSE | [14 empty] | FALSE | [7 empty] | THOR\acont | 2024-10-09 10:48
f2e7b825-d3c3-4627-93f8-0699b112ede8 | NFPA 170 REMOTE VOICE EVACUATION MICROPHONE |  |  | North | Farenhyt |  | Remote Microphone |  |  |  | Module | TRUE | ECS-RM | + | Remote Microphone | 1 | 0.05 | 0.064 |  |  |  |  | TRUE | FALSE |  |  |  |  | #FFFF0000 | FA-NFPA 170 REMOTE VOICE EVACUATION MICROPHONE | 1 | FALSE | FALSE | FALSE | 265 | [13 empty] | FALSE |  |  | RM |  |  | DESKTOP-7EIEB7A\acont | 2021-12-08 14:03 | THOR\acont | 2024-09-08 17:27 | Cloned from Firelite ECC-RM | [Farenhyt, Firelite] [RS-485] ECC-125DA (25V) Main Board, ECC-50BDA Main Board (100W, 25V), ECC-50BDA Main Board (100W, 70V), ECC-50DA Main Board (50W, 25V), ECC-50DA Main Board (50W, 70V), ECC-LOC, ECC-RM, ECC-RPU, ECS-125DA (25V) Main Board, ECS-12 [ADT Unimode, Eaton Wheelock, Farenhyt, Firelite, Gamewell FCI, Monaco Enterprises, Notifier, Potter, Secutron, Silent Knight] [AUX POWER] [*] 790-012-00, ACM-16ATF, ACM-30, ACM-32AF, ACM-48A, ACM-8RF, ADT-LCD-80, AEM-16ATF, AEM-32AF, AFM-16AF, AFM-16ATF [Eaton Wheelock, Farenhyt, Firelite] [DIGITAL AUDIO LOOP] ECC-125DA (25V) Main Board, ECC-50BDA Main Board (100W, 25V), ECC-50BDA Main Board (100W, 70V), ECC-50DA Main Board (50W, 25V), ECC-50DA Main Board (50W, 70V), ECC-LOC, ECC-RM, ECC-RPU, ECS-12 [Farenhyt, Firelite] [RS-485] ECC-125DA (25V) Main Board, ECC-50BDA Main Board (100W, 25V), ECC-50BDA Main Board (100W, 70V), ECC-50DA Main Board (50W, 25V), ECC-50DA Main Board (50W, 70V), ECC-LOC, ECC-RM, ECC-RPU, ECS-125DA (25V) Main Board, ECS-12
b1536657-0eae-4d3b-bb00-06a839ea79e2 |  |  |  | North | Bosch | [5 empty] | Module | TRUE | UMM-WMT-32 | * | TILT WALL MOUNT | 1 | [12 empty] | #FFFFFFFF |  |  | FALSE | FALSE | FALSE | [20 empty] | DESKTOP-7EIEB7A\acont | 2021-08-13 06:25 | THOR\acont | 2024-10-09 10:48
6a3a8485-d7cf-431f-bde8-06adc1817141 |  |  |  | North | Bosch | [5 empty] | Module | TRUE | D9002-5 | * | MTG SKIRT,SIX 3x5, 5/PKG 0000077138 | 1 | [12 empty] | #FFFFFFFF |  |  | FALSE | FALSE | FALSE | [20 empty] | DESKTOP-7EIEB7A\acont | 2021-08-13 06:25 | THOR\acont | 2024-10-09 10:48
9a3ccbc1-d986-4a9f-af76-06af0245a11a | NFPA 170 SPEAKER CEILING |  |  | North | Edwards |  | Speaker |  |  |  | Module | TRUE | GCWN-S2 |  | 25V Speaker, white, No markings | 1 | [6 empty] | FALSE | TRUE |  |  |  |  | #FF0070C0 | FA-NFPA 170 SPEAKER CEILING | 1 | FALSE | FALSE | FALSE | 2019 | [13 empty] | FALSE |  |  | C |  |  |  |  | THOR\acont | 2024-09-08 17:27 |  | [Edwards, Kidde] [AUDIO 25v] [25V AUDIO] EGCF-S2VMH (C), G4F-S2, G4F-S2V1575, G4F-S2VM, G4HFRF-S2, G4HFRF-S2VMC, G4HFRN-S2, G4HFRN-S2VMC, G4HFWA-S2, G4HFWA-S2VMA, G4HFWA-S2VMC, G4HFWF-S2, G4HFWF-S2VMC, G4HFWN-S2, G4HFWN-S2VMA, G4HFWN-S2VMC, G4RF-S2, G4RF
922c15be-5140-4bc6-8862-06b5a680d0a9 | NFPA 170 FIRE ALARM CONTROL UNIT | RISER FACP |  | North | Notifier |  | Fire Alarm Control Unit |  |  |  | Assembly | TRUE | NFS-320 | + | Intelligent Addressable Fire Alarm Control Panel | 1 | [6 empty] | FALSE | FALSE |  |  |  |  | #FFFF0000 | FA-NFPA 170 FIRE ALARM CONTROL UNIT | 1 | FALSE | FALSE | FALSE | 202 | [8 empty] | 18,26,55,100 |  |  | 6 |  | TRUE | [7 empty] | THOR\acont | 2024-09-08 17:27
2fed4c6e-f426-47d0-ab13-06b5f75749c2 | NFPA 170 MANUAL PULL |  |  | North | Edwards |  | Manual Station |  |  |  | Module | TRUE | MPSR1-S45W-GE |  | Wpf, Single Action Station, SPST, Cat 45 key reset | 1 | [6 empty] | FALSE | [5 empty] | #FFFF0000 | FA-NFPA 170 MANUAL PULL | 1 | FALSE | FALSE | FALSE | 957 | [13 empty] | FALSE |  |  | WP |  |  |  |  | THOR\acont | 2024-09-08 17:27 |  | [Edwards, Kidde, Monaco Enterprises] [IDC] 01 1534-1, 200-GAOF, 270A-DPO, 270A-SPO, 270-DOC, 270-DOC-B, 270-DOC-F, 270-DPO, 270-GAO, 270-GAOB, 270-GAO-DOC, 270-GAO-DOCF, 270P-DPO, 270P-SPO, 270-SPO, 270-SPOW, 270-SPOWB, 270-SPOWF, 271-KR1/SR/GS, 276A-REL
e106191b-397a-44e3-9739-06b741478904 | NFPA 170 HORN STROBE CEILING |  |  | North | Eaton Wheelock |  | Horn/Strobe |  |  |  | Module | TRUE | EL4XMTSTA-ALW | ++ | CEILING HORN STROBE, AMBER, WHITE, WP | 1 | [6 empty] | TRUE | TRUE |  |  |  |  | #FF0070C0 | FA-NFPA 170 HORN STROBE CEILING | 1 | FALSE | FALSE | FALSE | 2020 | [16 empty] | C, WP |  |  | THOR\acont | 2024-09-11 19:32 | THOR\acont | 2024-10-09 10:48 | Cloned from Eaton Wheelock EL4XMTST-FR | [Eaton Wheelock] [NAC] [24VDC, HIGH HORN] EL3RMTSTA-ALW (C), EL3RMTSTA-NW (C), EL3RMTST-FR (C), EL3RMTST-FW (C), EL4XMTSTA-ALW (C), EL4XMTSTA-NW (C), EL4XMTST-FR (C), EL4XMTST-FW (C) [Eaton Wheelock] [NAC] [24VDC, STD HORN] EL3RMTSTA-ALW (C), EL3RMTSTA-NW (C), EL3RMTST-FR (C), EL3RMTST-FW (C), EL4XMTSTA-ALW (C), EL4XMTSTA-NW (C), EL4XMTST-FR (C), EL4XMTST-FW (C)
5cae4976-2a5d-482a-afe7-06bb39c18a2e |  |  |  | North | MIRCOM | [5 empty] | Module | TRUE | OGN-FLSLIC-ENT | new | Fire Alarm Control Panel License for 100+ Connections (Price per connection) Requires: OGN-KEY (sold seperately) Contact us for non-Mircom panel connections | 1 | [12 empty] | #FFFFFFFF |  |  | FALSE | FALSE | FALSE | [20 empty] | THOR\acont | 2024-02-24 16:13 | THOR\acont | 2024-10-09 10:48
8fa0820a-85c9-47e8-9c40-06bc773a4099 | NFPA 170 JUNCTION BOX |  |  | North | SAFE Fire Detection |  | Junction Box |  |  |  | Module | TRUE | TC1000 ELR |  |  | 1 | [6 empty] | FALSE | [5 empty] | #FF00B050 | FA-NFPA 170 JUNCTION BOX | 1 | FALSE | FALSE | FALSE | [14 empty] | FALSE |  |  | ELR |  |  | AULAPTOP-PC\Aulaptop | 2018-09-03 05:15 | THOR\acont | 2024-09-08 17:27 | Cloned from Honeywell New Part | [SAFE Fire Detection] [Linear Heat] [LINLDR] SPLICE, TC1000 ELR, TC1002 ELR
75a10aa8-9b25-4bfc-860d-06bf90db9bb1 | NFPA 170 SMOKE HEAT DETECTOR |  |  | North | Potter |  | Smoke/Heat Detector |  |  |  | Module | TRUE | PAD300-PHD w/PAD300-SB (Split) | ++ | Photoelectric Smoke/Heat Detector with 6" Base with One Form-C Relay Contact | 1 | 0.0006 | 0.0006 |  |  |  |  | FALSE | TRUE |  |  |  |  | #FFFF0000 | FA-NFPA 170 SMOKE HEAT DETECTOR | 1 | FALSE | FALSE | FALSE | 1411 | [13 empty] | FALSE |  |  | SB |  |  | THOR\acont | 2025-02-13 10:25 |  |  | Cloned from Potter PAD300-PHD w/PAD300-SB | [Potter] [AUX POWER] PAD300-CD w/PAD300-SB, PAD300-HD w/PAD300-SB, PAD300-PCD w/PAD300-SB (C), PAD300-PCD w/PAD300-SB (Split) (C), PAD300-PD w/PAD300-SB (C), PAD300-PHD w/PAD300-SB (C), PAD300-PHD w/PAD300-SB (Split) (C) [Potter] [SLC PAD] [*] [#2 SHARED ADDR ¦ SENSORS] PAD100-CD w/PAD100-4DB, PAD100-CD w/PAD100-6DB, PAD100-CD w/PAD100-IB, PAD100-CD w/PAD100-LFSB, PAD100-CD w/PAD100-RB, PAD100-CD w/PAD100-SB, PAD100-CD w/PAD100-SPKB, PAD100-DUCT (C), PAD100-DUCTR (C), PA
8cf01089-2b16-412c-bf79-06c0775d8d6a |  |  |  | North | Fike |  | Cards & Components |  |  |  | Card | TRUE | 10-2829 Main Card |  | Main Circuit Card | 1 | [6 empty] | TRUE | [5 empty] | #FFFFFFFF |  |  | FALSE | FALSE | FALSE | [14 empty] | FALSE | [5 empty] | AULAPTOP-PC\Aulaptop | 2019-07-07 07:42 | THOR\acont | 2024-10-09 10:48 | Cloned from Fike 10-2360 | [Fike] [NAC Trigger] [ALL DEVICES ++] 10-2829 Main Card [Fike] [VAC ] 10-2620, 10-2829 Main Card, 27-032 Main Card, FCP-2100 Main Board, FCP-300 Main Board, FCP-75 Main Board, FIK-5496 Main Board, FIK-RPS1000 Main Board [Fike] [NAC Trigger] [#2] 10-2829 Main Card | [Fike] 10-2829 Main Card
c0afcfee-99c4-4911-bb99-06c1a88e8af7 | NFPA 170 SMOKE DETECTOR |  |  | North | Edwards |  | Smoke Detector |  |  |  | Module | TRUE | SIGA-IPHSB w/SIGA-AB4GT BASE | ++ | 4D Multisensor Detector, Black | 1 | 4.5e-05 | 4.5e-05 |  |  |  |  | FALSE | TRUE |  |  |  |  | #FFFF0000 | FA-NFPA 170 SMOKE DETECTOR | 1 | FALSE | FALSE | FALSE | 1408 | [13 empty] | FALSE | [7 empty] | THOR\acont | 2024-10-08 16:31 | 20191121 AC Detector with base | [Edwards, Kidde] [AUX POWER] KI-COD w/KI-ABDT BASE (C), KI-HCD w/KI-ABDT BASE, KI-HRD w/KI-ABDT BASE, KI-PCD w/KI-ABDT BASE (C), KI-PD w/KI-ABDT BASE (C), KI-PHCD w/KI-ABDT BASE (C), KI-PHD w/KI-ABDT BASE (C), KIR-COD w/KI-ABDT BASE (C), KIR-HCD w/KI-ABD [Edwards, Kidde] [SLC EST SENSORS] 01 [*] [EST3, iO1000] DS-HFS (C), DS-PS (C), FX-HD w/IB4U BASE, FX-HD w/RB4U BASE, FX-HD w/SB4U BASE, FX-HD w/SB4U-LF BASE, FX-HD wB4U BASE, FX-PD w/B4U BASE (C), FX-PD w/IB4U BASE (C), FX-PD w/SB4U BASE (C), FX-PD w/SB [Edwards, Kidde] [SLC EST SENSORS] [*] [#4 TYPE ADDR ¦ SENSORS] KI-DDOS (C), SIGA2-COS w/SIGA-AB4G BASE, SIGA2-COS w/SIGA-AB4G-LF BASE, SIGA2-COS w/SIGA-AB4GT BASE, SIGA2-COS w/SIGA-IB BASE, SIGA2-COS w/SIGA-RB BASE, SIGA2-COS w/SIGA-SB BASE, SIGA2-HCOS [Edwards, Kidde] [SLC EST MODULES/SENSORS] 01 [*] [iO64] DS-HFS (C), DS-PS (C), FX-HD w/IB4U BASE, FX-HD w/RB4U BASE, FX-HD w/SB4U BASE, FX-HD w/SB4U-LF BASE, FX-HD wB4U BASE, FX-PD w/B4U BASE (C), FX-PD w/IB4U BASE (C), FX-PD w/SB4U BASE (C), FX-PD w/SB [Edwards, Kidde] [SLC EST MODULES SENSORS] [*] [#2 SHARED ADDR ¦ SENSORS] KI-DDOS (C), SIGA2-COS w/SIGA-AB4G BASE, SIGA2-COS w/SIGA-AB4G-LF BASE, SIGA2-COS w/SIGA-AB4GT BASE, SIGA2-COS w/SIGA-IB BASE, SIGA2-COS w/SIGA-RB BASE, SIGA2-COS w/SIGA-SB BASE, S
80fafed2-d4ec-4281-b7a6-06c86df78481 | NFPA 170 KNOX BOX |  |  | East | KNOX |  | Miscellaneous |  |  |  | Module | TRUE | 3200 |  | KNOX BOX 3200 | 1 | [6 empty] | FALSE | FALSE |  |  |  |  | #FFFF0000 | FA-NFPA 170 KNOX BOX | 1 | FALSE | FALSE | FALSE | [14 empty] | FALSE | [5 empty] | DESKTOP-7EIEB7A\acont | 2021-09-13 10:47 | THOR\acont | 2024-09-08 17:27 | Cloned from KNOX 3270 | [EAS, Federal Signal, Kidde, KNOX] [IDC] 01 2HS, 2HSR, 3200, 3261, 3270, 3502, 4401, 4403, 4430, 4432, 4505, 4534, 5000H, 5000HR, MPEX [EAS, Firelite, Kidde, KNOX, Monaco Enterprises, Potter, System Sensor, Thermotech] [IDC] 01 2HS, 2HSR, 302-AW-135 (C), 3200, 3261, 3270, 3502, 4401, 4403, 4430, 4432, 4505, 4534, 5000H, 5000HR, 721-127-00 (C), 722-123-00 (C), 723-369-00 (C), BG-12LO, I3
9fa794ce-e7a3-4eee-a19b-06cadafeced4 | NFPA 170 FIRE ALARM CONTROL UNIT | RISER FACP |  | North | Notifier |  | Fire Alarm Control Unit |  |  |  | Assembly | TRUE | NFS2-3030D (FACP) | 2208011 | FACP, Addressable, CPU2-3030D, 1x LCM-320, 1x LEM-320, 1x AMPS-24, 1x HS-NCM-SF, 2x DAA2-5070-CLA, 2 BDA-70V, 4x DS-SFM, 1x ACPS-610, 1x SBB-D4, 1x EQDR-D4R - Configuration 2208011 | 1 | [6 empty] | FALSE | FALSE |  |  |  |  | #FFFF0000 | FA-NFPA 170 FIRE ALARM CONTROL UNIT | 1 | FALSE | FALSE | FALSE | 202 | [8 empty] | 26,55,100 |  |  |  |  | TRUE | [5 empty] | DESKTOP-7EIEB7A\acont | 2022-08-01 12:47 | THOR\acont | 2024-09-08 17:27 | Cloned from Notifier NFS2-3030D (FACP)
6c816c33-8ce7-480d-a304-06cbb00c6795 |  |  |  | North | GRI PRODUCTS | Security/Access Control |  |  |  |  | Module | TRUE | 190-12WG |  |  | 1 | [12 empty] | #FFFFFFFF |  |  | FALSE | FALSE | FALSE | [20 empty] | THOR\acont | 2024-03-12 21:43 | THOR\acont | 2024-10-09 10:48
31f0b4d8-b1be-484a-9d61-06db38247297 |  |  |  | North | Edwards |  | Hardware |  |  |  | Hardware | TRUE | MP-RF-2 |  | RF Filter Board Mouting Plate for QS8-EN | 1 | [6 empty] | FALSE | [5 empty] | #FFFFFFFF |  |  | FALSE | FALSE | FALSE | [14 empty] | FALSE | [7 empty] | THOR\acont | 2024-10-09 10:48
ab1a3859-1c3c-4ea1-a13a-06de63adb219 |  |  |  | North | Edwards |  | Hardware |  |  |  | Hardware | TRUE | BPS6A-6 |  | 6 Pack, Remote Booster Power Supply, 6.5A, 120Vac, red | 1 | [6 empty] | FALSE | [5 empty] | #FFFFFFFF |  |  | FALSE | FALSE | FALSE | [14 empty] | FALSE | [7 empty] | THOR\acont | 2024-10-09 10:48
f8981e06-a761-49cc-95f9-06e5ac38810b |  |  |  | North | Edwards |  | Cards & Components |  |  |  | Card | TRUE | BPS10A Mainboard |  | Mainboard for BPS10A assembly | 1 | 0.07 | 0.27 |  |  |  |  | TRUE | [5 empty] | #FFFFFFFF |  |  | FALSE | FALSE | FALSE | [14 empty] | FALSE | [7 empty] | THOR\acont | 2024-10-09 10:48 |  | [Altronix, Edwards, Harrington, Kidde] [NAC Trigger] AL1002ULADA Main Board, AL1002ULADA Main Board, APS10A Mainboard, APS6A Mainboard, BPS10A Mainboard, BPS10A/230 Mainboard, BPS6A Mainboard, BPS6A/230 Mainboard, MIRBPS10A Mainboard, MIRBPS10A/230 Mainb [Edwards, Kidde] [VAC ] 2IDC, 76-600000-001 Main Board, 76-800xxx-xxx Main Board, 77-600000-901 Main Board, 84-732001-901 Main Board, APS10A Mainboard, APS6A Mainboard, BPS10A Mainboard, BPS10A/230 Mainboard, BPS6A Mainboard, BPS6A/230 Mainboard, EST1-2Z | [Edwards, Kidde] APS10A Mainboard, APS6A Mainboard, BPS10A Mainboard, BPS10A/230 Mainboard, BPS6A Mainboard, BPS6A/230 Mainboard, MIRBPS10A Mainboard, MIRBPS10A/230 Mainboard, MIRBPS6A Mainboard, MIRBPS6A/230 Mainboard
295e7d29-d803-49d2-96e1-06e5ebc68815 | CADGEN PROXIMITY READER |  |  | North | Hirsch Electronics | Security/Access Control | Prox Reader |  |  |  | Module | TRUE | 8330ABT | ++ | TS ScramblePad HF/LF Commercial (No FICAM) | 1 | 0.355 | 0.425 |  |  | 12 |  | FALSE |  | MB2, MB5, MB5-S, MB8, MB9, UMK |  | Face: 5.75 in (14.6 cm) H x 4.5 in (11.4 cm) W x .625 in (1.6 cm) D Body: 4.5 in (11.4 cm) H x 3.5 in (8.9 cm) W x 1.75 in (4.4 cm) D |  | #FFFF0000 | FA-CADGEN PROXIMITY READER | 1 | FALSE | FALSE | FALSE | 5000 | [13 empty] | FALSE | [5 empty] | DESKTOP-QGO6JOK\acont | 2023-12-28 07:42 | THOR\acont | 2024-09-08 17:27 | Cloned from Hirsch 8352ABT | [Bosch, Hirsch Electronics] [CARD READER INPUT] [*] [ALL DEVICES ++] 8330ABT, 8332AB, 8336AB, 8350ABT, 8352ABT, 8356ABT, ARD–AYK12, ARD–SER10–WI, ARD–SER40–WI, ARD–SER90–WI, ARD–SERK40–WI
eab8c2c4-5ef0-4398-be01-07046b70160e |  |  |  | North | Edwards |  | Hardware |  |  |  | Hardware | TRUE | 3-RCC7R-E |  | Battery Cabinet, EN-54 Compliance | 1 | [12 empty] | #FFFFFFFF |  |  | FALSE | FALSE | FALSE | [22 empty] | THOR\acont | 2024-10-09 10:48
362d7364-6c88-4d70-9652-0705656be948 |  |  |  | North | Autocall |  | Cards & Components |  |  |  | Card | TRUE | A010-9633 Main Board | ++ | Main Board/Power Supply | 1 | 0.506 | 0.771 | 6.771 |  |  |  | TRUE | [5 empty] | #FFFFFFFF |  |  | FALSE | FALSE | FALSE | [9 empty] | 7,12,18,26,33,55,65,110 |  |  |  |  | TRUE | [5 empty] | THOR\acont | 2024-11-06 11:43 | THOR\acont | 2024-11-06 11:48 | Cloned from Autocall A010-9622 Main Board |  | [Autocall, Simplex] 4010-9622 Main Board, 4010-9633 Main Board, A010-9622 Main Board, A010-9633 Main Board
dac0afcc-e942-4014-8fd4-07077ae93b25 | NFPA 170 STROBE WALL |  |  | North | System Sensor |  | Strobe |  |  |  | Module | TRUE | SGRKLED-P | ++ | Compact Strobe, Wall, Red, Plain, Outdoor | 1 | 0 | 0.043 |  |  |  |  | FALSE | [5 empty] | #FF0070C0 | FA-NFPA 170 STROBE WALL | 1 | FALSE | FALSE | FALSE | 2023 | [13 empty] | FALSE |  |  | WP |  |  | DESKTOP-QGO6JOK\acont | 2024-07-15 14:02 | THOR\acont | 2024-09-08 17:27 | Cloned from System Sensor SGRKLED | [System Sensor] [NAC] [VDC] SGRKLED, SGRKLED-B, SGRKLED-P, SGRLED, SGRLED-B, SGWKLED, SGWKLED-B, SGWKLED-P, SGWLED, SGWLED-B, SRLED, SRLED-B, SRLED-P, SRLED-SP, SWLED, SWLED-ALERT, SWLED-B, SWLED-CLR-ALERT, SWLED-P, SWLED-SP
69cba74f-c520-482c-9016-070a36e6d3b7 | NFPA 170 DUCT SMOKE DETECTOR |  |  | North | System Sensor |  | Duct Smoke Detector |  |  |  | Module | TRUE | 7251DH | ++ | High Sensitivity Duct Smoke Detector | 1 | 0.00033 | 0.0065 |  |  |  |  | FALSE | TRUE |  |  |  |  | #FFFF0000 | FA-NFPA 170 DUCT SMOKE DETECTOR | 1 | FALSE | FALSE | FALSE | 1400 | [13 empty] | FALSE | [7 empty] | THOR\acont | 2024-09-08 17:27 | 20191121 AC Detector without base | [Honeywell, Notifier, System Sensor] [SLC SENSORS] [*] [#4 TYPE ADDR ¦ SENSORS] 2251B (C), 2251-COPTIR (C), 2251-COPTIR w/B200S-WH (C), 2251TB (C), 2251TMB (C), 5251B (C), 5251B-WP (C), 5251H (C), 5251RB (C), 5251RB-WP (C), 7251 (C), 7251DH (C), DH200LP [Honeywell, Notifier, System Sensor] [SLC MODULES SENSORS] [*] [#2 SHARED ADDR ¦ SENSORS] 2251B (C), 2251-COPTIR (C), 2251-COPTIR w/B200S-WH (C), 2251TB (C), 2251TMB (C), 5251B (C), 5251B-WP (C), 5251H (C), 5251RB (C), 5251RB-WP (C), 7251 (C), 7251DH (C)
882468b6-6907-485e-b53a-070bd2def6b9 | NFPA 170 SYNC MODULE |  |  | North | Firelite |  | Sync Module |  |  |  | Module | TRUE | W-SYNC | + | Wireless Sync Module | 1 | [6 empty] | FALSE | [5 empty] | #FFFF0000 | FA-NFPA 170 SYNC MODULE | 1 | FALSE | FALSE | FALSE | 1300 | [13 empty] | FALSE |  |  | W-SYNC |  |  |  |  | THOR\acont | 2024-09-08 17:27 | Cloned from Firelite W-MMF | [Firelite] [SLC MODULES SENSORS] [*] [#1 SHARED ADDR ¦ MODULES] BG-12LX, BG-12LXSP, CDRM-300, CMF-300, CMF-300-6, CRF-300, CRF-300-6, MDF-300, MMF-300, MMF-300-10, MMF-301, MMF-302, MMF-302-6, WAV-CRL, WAV-CWL, WAV-RL, WAV-WL, W-BG12LX, W-CRF, W-DIS-D, W [Firelite] [SLC MODULES] [*] [#3 TYPE ADDR ¦ MODULES] BG-12LX, BG-12LXSP, CDRM-300, CMF-300, CMF-300-6, CRF-300, CRF-300-6, MDF-300, MMF-300, MMF-300-10, MMF-301, MMF-302, MMF-302-6, WAV-CRL, WAV-CWL, WAV-RL, WAV-WL, W-BG12LX, W-CRF, W-GATE, W-MMF, W-SYN [Farenhyt, Firelite, Gamewell FCI, Notifier, Silent Knight] [SWIFT MESH DEVICES] 01 FWH-200FIX135, FWH-200ROR135, FW-MM, FW-RM, NBG-12WL, WAM-MM, WAM-RC, W-BG12LX, W-CRF, W-H355, W-H355R, WIDP-HEAT w/B210W, WIDP-HEAT-ROR w/B210W, WIDP-MONITOR, WIDP-PULL-
cd05c2d6-e569-4c89-8a3f-070c4a84db1c | NFPA 170 SMOKE DETECTOR |  |  | North | Apollo |  | Smoke Detector |  |  |  | Module | FALSE | 55000-650 w/45681-800 | + | PHOTOELECTRIC SMOKE DETECTOR W/ INTELLIGENT CO SOUNDER BASE | 2 | 0.00034 | 0.0045 |  |  |  |  | FALSE | TRUE |  |  |  |  | #FFFF0000 | FA-NFPA 170 SMOKE DETECTOR | 1 | FALSE | FALSE | FALSE | 1408 | [13 empty] | FALSE |  |  | CO |  |  | DESKTOP-7EIEB7A\acont | 2021-11-17 06:59 | AUGUSTALIEN\aucon | 2024-12-18 14:29 | Cloned from Apollo 55000-650 w/VF5632-00 | [Advanced, Apollo] [SLC APOLLO MODULES SENSORS] [*] [#2 SHARED ADDR ¦ SENSORS] SA5150-650ADV w/SA5000-230ADV (C), SA5150-750ADV w/SA5000-210ADV (C), 45681-800 (C), 45681-805 (C), 55000-450 w/45681-210UL (C), 55000-450 w/45681-225APO (C), 55000-450 w/ [Apollo] [SLC APOLLO MODULES/SENSORS] [*] [#1] 45681-800 (C), 45681-805 (C), 55000-001 (C), 55000-002 (C), 55000-005 (C), 55000-006 (C), 55000-009 (C), 55000-010 (C), 55000-450 w/45681-210UL (C), 55000-450 w/45681-225APO (C), 55000-450 w/45681-250USA (C) [Apollo] [SLC APOLLO MODULES/SENSORS] [#7] 45681-800 (C), 55000-650 w/45681-800 (C) [Apollo] [AUX POWER] 45681-800 (C), 55000-650 w/45681-800 (C)
9f971f77-9a82-49e2-920a-070c69fb3d11 |  |  |  | North | Siemens | [5 empty] | Module | TRUE | 40/40L-112SF | S54430-F107-A1 | UV/IR FLM DET WO1 75C 3/4" SS FM | 1 | [12 empty] | #FFFFFFFF |  |  | FALSE | FALSE | FALSE | [20 empty] | DESKTOP-7SAL8M7\acont | 2019-08-13 09:04 | THOR\acont | 2024-10-09 10:48
d580f6a3-65ec-4ec7-9bf4-070e2482c922 | CAMERA MINI DOME |  |  | North | Hikvision |  | CCTV Component |  |  |  | Module | TRUE | DS-2CD2512F-I HIK |  | Camera Indoor/outdoor Dome 2.8 mm 1.3 Mega Pixel High Quality images | 1 | [6 empty] | FALSE | [5 empty] | #FFFF0000 | FA-CAMERA MINI DOME | 1 | FALSE | FALSE | FALSE | [14 empty] | FALSE | [7 empty] | THOR\acont | 2024-09-08 17:27 |  | [Digital Watchdog, Generic, Hikvision] [ETHERNET] [*] [Camera] Camera IP, DS-2CD2132-F HI, DS-2CD2512F-I HIK, DS-2CD2532F-I HIK, DS-2CD2732F-I HIK, DWC-MF21M4TIR (C)
91e72662-5203-4457-8a73-0715e26b2fff | NFPA 170 SMOKE DETECTOR |  |  | North | Silent Knight |  | Smoke Detector |  |  |  | Module | TRUE | SD505-PHOTO w/SD505-6AB | ++ | Addressable Photoelectric Smoke Detector, Base | 1 | 0.00055 | 0.00055 |  |  |  |  | FALSE | TRUE |  |  |  |  | #FFFF0000 | FA-NFPA 170 SMOKE DETECTOR | 1 | FALSE | FALSE | FALSE | 1408 | [13 empty] | FALSE |  |  | P |  |  |  |  | THOR\acont | 2024-09-08 17:27 | 20191121 AC Detector with base | [Silent Knight] [SLC HOCHIKI] [*] [#1 SHARED ADDR ¦ ALL] Hood System w/SD500-MIM, PS-DA w/SD500-MIM, PS-SA w/SD500-MIM, SD500-AIM, SD500-ANM, SD500-ARM, SD500-LED, SD500-MIM, SD500-PS, SD500-PSDA, SD500-SDM, SD505-AHS w/SD505-6AB, SD505-APS w/SD505-6AB (
442118f1-6a7c-4835-93a0-071810516f79 | NFPA 170 SMOKE DETECTOR |  |  | North | Gentex |  | Smoke Detector |  |  |  | Module | TRUE | 9123F |  | 917-0015-002 120VAC Smoke Detector, 9VDC Battery Backup, Tandem 6 Units, Form A/C Contacts, Temporal-3 Sounder | 1 | [6 empty] | TRUE | TRUE |  |  |  |  | #FFFF0000 | FA-NFPA 170 SMOKE DETECTOR | 1 | FALSE | FALSE | FALSE | 1408 | [16 empty] | 120v |  |  |  |  | THOR\acont | 2024-09-08 17:27 | 20191121 AC Detector without base | [First Alert, Generic, Gentex, Kidde, N/A] [IDC] 01 120VAC SMOKE DETECTOR (C), 7020BSL (C), 7139CS-C (C), 7139CS-W (C), 9120 (C), 9120F (C), 9120H (C), 9120HF (C), 9120T (C), 9120TF (C), 9123 (C), 9123F (C), 9123H (C), 9123HF (C), 9123T (C), 9123TF (C), [Generic, Gentex, Kidde, N/A] [SMOKE ALARM TANDEM] [TANDEM] 10 Amp Circuit Breaker, 120VAC SMOKE DETECTOR (C), 15 Amp Circuit Breaker, 20 Amp Circuit Breaker, 9120 (C), 9120F (C), 9120H (C), 9120HF (C), 9120T (C), 9120TF (C), 9123 (C), 9123F (C), 9123H ( [First Alert, Generic, Gentex, Kidde, N/A] [VAC ] 120VAC SMOKE DETECTOR (C), 7020BSL (C), 7139CS-C (C), 7139CS-W (C), 9120 (C), 9120F (C), 9120H (C), 9120HF (C), 9120T (C), 9120TF (C), 9123 (C), 9123F (C), 9123H (C), 9123HF (C), 9123T (C), 9123TF (C), FU | [BRK, First Alert, Generic, Gentex, Kidde, N/A] 120VAC SMOKE DETECTOR, 21006378, 21007624, 7020BSL, 7030BSL, 900-CUAR, 9120, 9120B, 9120F, 9120H, 9120HF, 9120T, 9120TF, 9123, 9123F, 9123H, 9123HF, 9123T, 9123TF, 917-0070-002, 917-0071-002, 917-0072-002, 9
5a787ecc-7560-4c0e-b983-071ad9abd1fd | NFPA 170 HORN STROBE |  |  | North | Eaton Wheelock |  | Horn/Strobe |  |  |  | Module | TRUE | CH70-24MCW-FW |  | Chime Strobe, 24 VDC, Multi-Candela, white | 1 | 0 | 0.369 |  |  |  |  | FALSE | FALSE |  |  |  |  | #FF0070C0 | FA-NFPA 170 HORN STROBE | 1 | FALSE | FALSE | FALSE | 2012 | [13 empty] | FALSE | [7 empty] | THOR\acont | 2024-09-08 17:27 |  | [Eaton Wheelock] [NAC] CH70-24MCW-FR, CH70-24MCW-FW
0ca88b49-701d-42dc-99a9-071e7bce5702 | NFPA 170 NON ADDRESSABLE RELAY |  |  | North | Firelite |  | Non-Addressable Relay |  |  |  | Module | TRUE | PAM-1 | + | Multi-Voltage Relay Modules | 1 | 0.015 | 0.015 |  |  |  |  | FALSE |  | FLUSH |  | 4" SQ. DEEP | W/ COVER | #FFFF0000 | FA-NFPA 170 NON ADDRESSABLE RELAY | 1 | FALSE | FALSE | FALSE | 1300 |  |  | 7300-1004:0101 | [10 empty] | FALSE | [5 empty] | DESKTOP-7EIEB7A\acont | 2022-02-23 13:59 | THOR\acont | 2024-09-08 17:27 | Cloned from Notifier PAM-1 | [Firelite] [AUX POWER] [*] [COIL POWER] PAM-1 [Firelite] [IDC] 12 [RELAY SUPERVISION] PAM-1 | [Edwards, Firelite, Functional Devices, Notifier, Potter, Space Age Electronics] PAM1, PAM-1, PAM-4, RIB21CDC, RIBU1C, SSU-PAM-1, SSU-PAM-2, SSU-PAM-4, SSU-PAM-SD [Edwards, Firelite, Functional Devices, Notifier, Potter, Space Age Electronics] PAM1, PAM-1, PAM-4, RIB21CDC, RIBU1C, SSU-PAM-1, SSU-PAM-2, SSU-PAM-4, SSU-PAM-SD
0aee38e7-278b-45d6-9850-0726d8486ef7 |  |  |  | North | Edwards |  | Hardware |  |  |  | Hardware | TRUE | 211-10PKG |  | Replacement optical chambers, pack of 10 | 1 | [6 empty] | FALSE | [5 empty] | #FFFFFFFF |  |  | FALSE | FALSE | FALSE | [14 empty] | FALSE | [7 empty] | THOR\acont | 2024-10-09 10:48
9629ba1e-adb1-4068-a979-072be5753696 |  |  |  | North | Edwards |  | Hardware |  |  |  | Hardware | TRUE | EV1T |  | Semi-Flush Trim 26"w x 20"h for EV1B - black | 1 | [6 empty] | FALSE | [5 empty] | #FFFFFFFF |  |  | FALSE | FALSE | FALSE | [14 empty] | FALSE | [7 empty] | THOR\acont | 2024-10-09 10:48
b12a46fd-9d7a-49b7-b705-072e754a653d |  |  |  | North | Notifier |  | Hardware |  |  |  | Hardware | TRUE | BAT-1270-BP |  | 5-unit bulk pack of BAT-1270 (12 V 7 AH) | 1 | [6 empty] | FALSE | [5 empty] | #FFFFFFFF |  |  | FALSE | FALSE | FALSE | [14 empty] | FALSE | [5 empty] | DESKTOP-7SAL8M7\acont | 2020-07-07 09:46 | THOR\acont | 2024-10-09 10:48 | Cloned from Notifier BAT-12260-BP CLONED CLONED CLONED
3825cd06-bddf-4c36-8e6c-0739f3c7cb2f |  |  |  | North | Potter | [5 empty] | Module | TRUE | F2000 EExd |  | Explosion Proof Beam Smoke Detector | 1 | [6 empty] | FALSE | [5 empty] | #FFFFFFFF |  |  | FALSE | FALSE | FALSE | [14 empty] | FALSE | [7 empty] | THOR\acont | 2024-10-09 10:48
e2dc5f69-0907-4d24-b6c7-074189cf29da | NFPA 170 AMPLIFIER RACK | RISER AMP |  | North | Notifier |  | Hardware |  |  |  | Hardware | TRUE | EQBB-D4 |  | Equipment Backbox with Ventilated Locking Door, Four Tiers, Black | 1 | [6 empty] | FALSE | [5 empty] | #FFFF0000 | FA-NFPA 170 AMPLIFIER RACK | 1 | FALSE | FALSE | FALSE | 300 | [8 empty] | 7,12,18 |  |  |  |  | TRUE | [7 empty] | THOR\acont | 2024-09-08 17:27
8af416b2-1d0b-45cd-9e2e-0744dc338562 |  |  |  | North | Consilium |  | Cards & Components |  |  |  | Card | TRUE | 5100056-01A | ++ | BusCon M 10 H | 1 | 0.003 | 0.003 |  |  | 28 |  | TRUE | [5 empty] | #FFFFFFFF |  |  | FALSE | FALSE | FALSE | [20 empty] | THOR\acont | 2023-09-19 06:59 | THOR\acont | 2024-10-09 10:48 | Cloned from Consilium 5100054-01A
4e245c71-9f0e-4367-a4c9-0746d557c9ba | NFPA 170 SMOKE DETECTOR |  |  | North | Gentex |  | Smoke Detector |  |  |  | Module | FALSE | 917-0071-002 | SR | 120V Smoke Sensor w/Relay | 1 | [6 empty] | FALSE | TRUE |  |  |  |  | #FFFF0000 | FA-NFPA 170 SMOKE DETECTOR | 1 | FALSE | FALSE | FALSE | 1408 | [13 empty] | FALSE |  |  | 120V |  |  | THOR\acont | 2024-12-23 15:32 | THOR\acont | 2024-12-23 15:33 | Cloned from Gentex 917-0070-002 | [BRK, Gentex, Kidde] [VAC ] [*] 21006378 (C), 21007624 (C), 7020BSL (C), 7030BSL (C), 900-CUAR (C), 9120 (C), 9120B (C), 917-0070-002 (C), 917-0071-002 (C), 917-0072-002 (C), 917-0073-002 (C), 917-0079-002 (C), 918-0030-002 (C), 918-0031-002 (C), 918-003 [BRK, First Alert, Gentex, Kidde] [SMOKE ALARM TANDEM] 21006378 (C), 21007624 (C), 7020BSL (C), 7030BSL (C), 900-CUAR (C), 9120 (C), 9120B (C), 917-0070-002 (C), 917-0071-002 (C), 917-0072-002 (C), 917-0073-002 (C), 917-0079-002 (C), 918-0030-002 (C), 91 | [BRK, First Alert, Generic, Gentex, Kidde, N/A] 120VAC SMOKE DETECTOR, 21006378, 21007624, 7020BSL, 7030BSL, 900-CUAR, 9120, 9120B, 9120F, 9120H, 9120HF, 9120T, 9120TF, 9123, 9123F, 9123H, 9123HF, 9123T, 9123TF, 917-0070-002, 917-0071-002, 917-0072-002, 9
eecb1aab-9c3e-4852-86be-074b7e03eab9 |  |  |  | North | Simplex |  | Hardware |  |  |  | Hardware | TRUE | 2975-9145 | + | Red Mounting Box, requires Adapter Plate A4905-9931 | 1 | 0 | 0 |  |  |  |  | TRUE | [5 empty] | #FFFFFFFF |  |  | FALSE | FALSE | FALSE | [20 empty] | DESKTOP-7SAL8M7\acont | 2020-05-11 16:52 | THOR\acont | 2024-10-09 10:48 | Cloned from AutoCall 2975-9145
37b4a51f-2a86-43ab-a956-074c67e21fae | NFPA 170 HEAT DETECTOR |  |  | North | Gamewell FCI |  | Heat Detector |  |  |  | Module | TRUE | ATD-L3 w/B224BI-WH | + | Thermal heat detector, 135°F fixed, bright white, Velociti w/ Isolator base, bright white | 1 | 0.0002 | 0.0045 |  |  |  |  | FALSE | TRUE | FLUSH |  | 4" SQ. DEEP | 3 "O" PLASTER RING | #FFFF0000 | FA-NFPA 170 HEAT DETECTOR | 1 | FALSE | FALSE | FALSE | 1403 | [13 empty] | FALSE |  |  | I |  |  | DESKTOP-7SAL8M7\acont | 2019-05-06 09:58 | THOR\acont | 2024-09-08 17:27 | 20191121 AC Detector with base | [Gamewell FCI] [SLC MODULES SENSORS] [*] [#2 SHARED ADDR ¦ SENSORS] ADPF (C), ASD-PL2F w/B200S-LF-WH (C), ASD-PL2F w/B210LP (C), ASD-PL2FR (C), ASD-PL3 w/B200S-LF-WH (C), ASD-PL3 w/B200SR-LF-WH (C), ASD-PL3 w/B200SR-WH (C), ASD-PL3 w/B224BI-WH (C), ASD-P [Gamewell FCI] [SLC SENSORS] [*] [#4 TYPE ADDR ¦ SENSORS] ADPF (C), ASD-PL2F w/B200S-LF-WH (C), ASD-PL2F w/B210LP (C), ASD-PL2FR (C), ASD-PL3 w/B200S-LF-WH (C), ASD-PL3 w/B200SR-LF-WH (C), ASD-PL3 w/B200SR-WH (C), ASD-PL3 w/B224BI-WH (C), ASD-PL3 w/B224R
fc4ecf1d-24eb-4d42-ac88-074cee6dbf05 | NFPA 170 BELL |  |  | North | Edwards |  | Bell |  |  |  | Module | TRUE | 439DEX-6AW |  | 6" Explosionproof Bell, 24Vdc, Class I, II, & III | 1 | [6 empty] | FALSE | [5 empty] | #FFFF0000 | FA-NFPA 170 BELL | 1 | FALSE | FALSE | FALSE | 2000 | [13 empty] | FALSE | [7 empty] | THOR\acont | 2024-09-08 17:27 |  | [Edwards, Kidde] [NAC] [VDC] 439D-10AW, 439D-10AWC, 439D-10AW-R, 439D-6AW, 439D-6AWC, 439D-6AW-R, 439D-8AW, 439D-8AW-R, 439DEX-10AW, 439DEX-6AW, 439DEX-8AW
9dc7ec5f-6cc7-42c9-a474-074ef503fe5e |  |  |  | North | Siemens | [5 empty] | Module | TRUE | SSD-C-REM | 500-634773 | REMOTE LCD DISPLAY W CONTROL MOUNTED ON PANEL INNER DOOR OR REMBOX | 1 | 0.2 | 0.2 | [10 empty] | #FFFFFFFF |  |  | FALSE | FALSE | FALSE | [20 empty] | DESKTOP-7SAL8M7\acont | 2019-08-13 09:04 | THOR\acont | 2024-10-09 10:48 |  | [Siemens] [RS-485] FSD901, FSD901-R3, FSD901-U3, SSD, SSD-C, SSD-C-INT, SSD-C-REM, SSD-INT, SSD-LOC [Bosch, Siemens] [AUX POWER] [*] B465, CPYEC-2-24, CPY-HLI, CPY-MTS, FSD901, FSD901-R3, FSD901-U3, SSD, SSD-C, SSD-C-INT, SSD-C-REM, SSD-INT, SSD-LOC [Siemens] [CAN] OCM-16, SSD-C-REM, SSD-LOC, VTA2001-A1, ZAM-180 (25V), ZAM-180 (70V) [Bosch, Siemens] [AUX POWER] B465, CPYEC-2-24, CPY-HLI, CPY-MTS, FSD901 Main Board, FSD901-R3 Main Board, FSD901-U3 Main Board, SSD, SSD-C, SSD-C-INT, SSD-C-REM, SSD-INT, SSD-LOC
71129c00-54ec-421c-b316-075c4e840261 | NFPA 170 MULTI DETECTOR BEACON SOUNDER |  |  | North | Siemens |  | Multi Criteria Detector |  |  |  | Module | TRUE | OH720/FDSB226-WW/FDB228 | ++ | Multi-sensor Smoke Detector with Short Circuit Isolator (supplied with Sounder VAD Base) High = O-4-15 Medium = C-3-12 Low = O-2.5-6.5 | 1 | 0.00023 | 0.00023 | [10 empty] | #FFFF0000 | FA-NFPA 170 MULTI DETECTOR BEACON SOUNDER | 1 | FALSE | FALSE | FALSE | [17 empty] | MC |  |  | DESKTOP-7EIEB7A\acont | 2021-11-19 10:16 | THOR\acont | 2024-09-08 17:27 |  | [Siemens] [C-NET] [#2 BEACON WHITE HIGH, #2 BEACON WHITE INDICATOR, #2 BEACON WHITE LOW, #2 BEACON WHITE MED] FDSB226-WW/FDB228/FDBZ298, FDSB227-WW/FDB228/FDBZ298, HI720/FDSB226-WW/FDB228, HI720/FDSB227-WW/FDB228, HI722//FDSB227-WW/FDB228, HI722/FDSB226- [Siemens] [C-NET] [*] [#1 DETECTOR] FDBZ290/OOH740/DB721/FDBZ290-AA, FDL241-9/FDLB291/DLR1191, HI720/DB721, HI720/DBS720, HI720/FDSB226-WW/FDB228, HI720/FDSB227-WW/FDB228, HI722//FDSB227-WW/FDB228, HI722/DB721, HI722/DBS720, HI722/FDSB226-WW/FDB228, OH72 [Siemens] [C-NET] [#2 BEACON/SOUNDER WHITE HIGH, #2 BEACON/SOUNDER WHITE INDICATOR, #2 BEACON/SOUNDER WHITE LOW, #2 BEACON/SOUNDER WHITE MED] FDSB226-WW/FDB228/FDBZ298, HI720/FDSB226-WW/FDB228, HI722/FDSB226-WW/FDB228, OH720/FDSB226-WW/FDB228, OOH740/FDS [Siemens] [C-NET] [#2 TONE/VOICE] FDSB226-WW/FDB228/FDBZ298, FDSB227-WW/FDB228/FDBZ298, HI720/FDSB226-WW/FDB228, HI720/FDSB227-WW/FDB228, HI722//FDSB227-WW/FDB228, HI722/FDSB226-WW/FDB228, OH720/FDSB226-WW/FDB228, OH720/FDSB227-WW/FDB228, OOH740/FDSB226-
f5d9d82b-4258-43b0-816c-0760081b3040 | NFPA 170 NOTIFICATION CIRCUIT EXTENDER PANEL | RISER NAC |  | North | Honeywell |  | Notification Circuit Extender Panel |  |  |  | Assembly | TRUE | HPF-PS10 | + | 10.0 A, 120 VAC remote charger power supply in a lockable, metal enclosure | 1 | [6 empty] | FALSE | FALSE | SURFACE |  | PROVIDED | N/A | #FFFF0000 | FA-NFPA 170 NOTIFICATION CIRCUIT EXTENDER PANEL | 1 | FALSE | FALSE | FALSE | 212 |  |  | 7315-0028:0225 | [5 empty] | 7,12,18 |  |  | 10 |  | TRUE | [5 empty] | DESKTOP-7EIEB7A\acont | 2023-03-15 08:12 | THOR\acont | 2024-09-08 17:27 | Cloned from Gamewell FCI HPF-PS10
ba915203-8591-4a6d-ae50-0763746ceda6 | NFPA 170 FIRE ALARM CONTROL UNIT | RISER FACP |  | North | Potter |  | Fire Alarm Control Unit |  |  |  | Assembly | TRUE | PFC-6800 |  | 127 Expandable to 1,016 Point Addressable Fire Alarm Control Panel | 1 | [6 empty] | FALSE | [5 empty] | #FFFF0000 | FA-NFPA 170 FIRE ALARM CONTROL UNIT | 1 | FALSE | FALSE | FALSE | 202 | [8 empty] | 7,12,18 |  |  |  |  | TRUE | [7 empty] | THOR\acont | 2024-09-08 17:27
60378ea5-3ee1-4898-bbe5-076c549fd4e5 | NFPA 170 HORN |  |  | North | Siemens |  | Horn |  |  |  | Module | TRUE | MH115-R | 500-636000 | MECHANICAL HORN 115VAC RED | 1 | [12 empty] | #FF0070C0 | FA-NFPA 170 HORN | 1 | FALSE | FALSE | FALSE | 2010 | [19 empty] | DESKTOP-7SAL8M7\acont | 2019-08-13 09:04 | THOR\acont | 2024-09-08 17:27 | B,T
6d82db3c-08f2-4272-b3a0-076d4be25181 | NFPA 170 SMOKE DETECTOR |  |  | North | Notifier |  | Smoke Detector |  |  |  | Module | TRUE | NP-100 w/B210LP | ++ | Intelligent Addressable Photo detector, with base. | 1 | 0.0003 | 0.0065 |  |  |  |  | FALSE | TRUE |  |  |  |  | #FFFF0000 | FA-NFPA 170 SMOKE DETECTOR | 1 | FALSE | FALSE | FALSE | 1408 | [13 empty] | FALSE | [7 empty] | THOR\acont | 2024-09-08 17:27 | 20191121 AC Detector with base | [Honeywell, Notifier, System Sensor] [SLC SENSORS] [*] [#4 TYPE ADDR ¦ SENSORS] 2251B (C), 2251-COPTIR (C), 2251-COPTIR w/B200S-WH (C), 2251TB (C), 2251TMB (C), 5251B (C), 5251B-WP (C), 5251H (C), 5251RB (C), 5251RB-WP (C), 7251 (C), 7251DH (C), DH200LP [Honeywell, Notifier, System Sensor] [SLC MODULES SENSORS] [*] [#2 SHARED ADDR ¦ SENSORS] 2251B (C), 2251-COPTIR (C), 2251-COPTIR w/B200S-WH (C), 2251TB (C), 2251TMB (C), 5251B (C), 5251B-WP (C), 5251H (C), 5251RB (C), 5251RB-WP (C), 7251 (C), 7251DH (C)
d59d62d6-4aef-44d1-a605-077000cd62df | NFPA 170 HORN STROBE |  |  | North | Potter |  | Horn/Strobe |  |  |  | Module | TRUE | CHS-24AW |  | Horn Strobe, Wall, White, Amber | 1 | 0 | 0.259 |  |  |  |  | FALSE | FALSE |  |  |  |  | #FF0070C0 | FA-NFPA 170 HORN STROBE | 1 | FALSE | FALSE | FALSE | 2012 |  |  | 7135-0328:0210 | [10 empty] | FALSE | [7 empty] | THOR\acont | 2024-09-08 17:27 |  | [Potter] [NAC] [UL MAX, HIGH DB] CHS-24AR, CHS-24AW
1ee1931f-d377-4868-a5e4-077e14fff53b | CADGEN DOOR CONTACT |  |  | North | NASCOM |  | Door Contact |  |  |  | Module | TRUE | MET-200 | ++ | Surface Mount Armored Commercial Type W/Wire Leads or Armored Cable | 1 |  |  |  |  | 1.5 | [7 empty] | #FFFF0000 | FA-CADGEN DOOR CONTACT | 1 | FALSE | FALSE | FALSE | [17 empty] | REX |  |  | DESKTOP-7EIEB7A\acont | 2023-01-30 11:14 | THOR\acont | 2024-09-08 17:27 | Cloned from NASCOM N78 | [NASCOM] [ACCESS CONTROL INPUT] [*] [INPUT] C CONTACT, D CONTACT, MET-200, MET-200 AR, MET-201B, MET-201B AR, MET-202C, MET-202C AR, MET-202C AR-WP18, MET-204C, MET-204C AR, N1178CGSHK/STO36W1, N200AU/ST036, N200AU/ST036 x 2, N505AUTMC, N707AU/M, N707AU/ [NASCOM] [IDC] 01 [INPUT] C CONTACT, D CONTACT, MET-200, MET-200 AR, MET-201B, MET-201B AR, MET-202C, MET-202C AR, MET-202C AR-WP18, MET-204C, MET-204C AR, N1178CGSHK/STO36W1, N200AU/ST036, N200AU/ST036 x 2, N505AUTMC, N707AU/M, N707AU/ST, N707AU/STATS,
0bd82c9f-9dcc-4eba-9cad-077e4c40103c |  |  |  | North | Evax |  | Cards & Components |  |  |  | Card | TRUE | HMX-FPO | + | Fire Phone Output Card | 1 | [6 empty] | TRUE | [5 empty] | #FFFFFFFF |  |  | FALSE | FALSE | FALSE | [20 empty] | DESKTOP-7SAL8M7\acont | 2020-07-16 11:07 | THOR\acont | 2024-10-09 10:48 | Cloned from Hochiki FNV-FPO
6338fd8b-a857-4869-b8ff-0784d0ca3a7a |  |  |  | North | Bosch | [5 empty] | Module | TRUE | VDA-WMT-DOME-RO | * | Mount ***(Ross) Wall mount bracket for dome camera | 1 | [12 empty] | #FFFFFFFF |  |  | FALSE | FALSE | FALSE | [20 empty] | DESKTOP-7EIEB7A\acont | 2021-08-13 06:25 | THOR\acont | 2024-10-09 10:48
a696e76f-d695-4291-b1ab-078651076dee |  |  |  | North | Siemens | [5 empty] | Module | TRUE | OSE-SP-01 | S54333-F23-A1 | EMITTER - STANDARD POWER. Include the OSID emitter and Alkaline battery | 1 | [12 empty] | #FFFFFFFF |  |  | FALSE | FALSE | FALSE | [22 empty] | THOR\acont | 2024-10-09 10:48 |  | [Siemens] [AUX POWER] OSE-SP (C), OSE-SP-01, OSE-SPW
8a52600c-d4bd-42bb-b44a-0786f2ebe30a | NFPA 170 STROBE WALL |  |  | North | Gentex |  | Strobe |  |  |  | Module | TRUE | GESA24PWR | + | GES3 Colored Lens Strobe, Selectable Candela Low Profile, Wall, Red, Plain, Amber Lens | 1 | 0 | 0.113 |  |  |  |  | FALSE | FALSE |  |  |  |  | #FF0070C0 | FA-NFPA 170 STROBE WALL | 1 | FALSE | FALSE | FALSE | 2023 | [13 empty] | FALSE | [7 empty] | THOR\acont | 2024-09-08 17:27 |  | [Gentex] [NAC] [UL MAX] GESA24PWR, GESA24PWW
42e38f9b-05b7-4bd0-b429-078959d26c78 | NFPA 170 HORN STROBE |  |  | North | System Sensor |  | Horn/Strobe |  |  |  | Module | TRUE | P2RL-P | + | 2-Wire, Horn Strobe, Red, Plain | 1 | 0 | 0.245 |  |  |  |  | FALSE | [5 empty] | #FF0070C0 | FA-NFPA 170 HORN STROBE | 1 | FALSE | FALSE | FALSE | 2012 | [13 empty] | FALSE | [7 empty] | THOR\acont | 2024-09-08 17:27 |  | [System Sensor] [NAC] [12VDC, TEMPORAL HIGH] P2GRL, P2GWL, P2RL, P2RL w/WAV-RL, P2RL-P, P2RL-SP, P2WL, P2WL w/ WAV-WL, P2WL-P, P2WL-SP [System Sensor] [NAC] [24VDC, TEMPORAL HIGH] P2GRL, P2GWL, P2RL, P2RL w/WAV-RL, P2RL-P, P2RL-SP, P2WL, P2WL w/ WAV-WL, P2WL-P, P2WL-SP [System Sensor] [NAC] [24VFWR, TEMPORAL HIGH] P2GRL, P2GWL, P2RL, P2RL w/WAV-RL, P2RL-P, P2RL-SP, P2WL, P2WL w/ WAV-WL, P2WL-P, P2WL-SP
c84500c1-53b5-4c86-b084-078ac5147ef5 | NFPA 170 SMOKE HEAT DETECTOR |  |  | North | Potter |  | Smoke/Heat Detector |  |  |  | Module | TRUE | PAD100-PHD w/PAD100-6DB | + | Photoelectric Smoke/Heat Detector with 6" Standard Base | 1 | 0.0003 | 0.0003 |  |  |  |  | FALSE | TRUE |  |  |  |  | #FFFF0000 | FA-NFPA 170 SMOKE HEAT DETECTOR | 1 | FALSE | FALSE | FALSE | 1411 | [13 empty] | FALSE |  |  | 6DB |  |  |  |  | THOR\acont | 2024-09-08 17:27 | 20191121 AC Detector with base | [Potter] [SLC PAD] [*] [#2 SHARED ADDR ¦ SENSORS] PAD100-CD w/PAD100-4DB, PAD100-CD w/PAD100-6DB, PAD100-CD w/PAD100-IB, PAD100-CD w/PAD100-LFSB, PAD100-CD w/PAD100-RB, PAD100-CD w/PAD100-SB, PAD100-CD w/PAD100-SPKB, PAD100-DUCT (C), PAD100-DUCTR (C), PA
25b5418f-46fb-4d77-bf1f-078eadf96360 | NFPA 170 HEAT DETECTOR |  |  | North | Firelite |  | Heat Detector |  |  |  | Module | TRUE | H355HT w/B210LP | + | White, Low-profile 190°F fixed thermal sensor, Standard Base | 1 | 0.0003 | 0.0065 |  |  |  |  | FALSE | TRUE |  |  |  |  | #FFFF0000 | FA-NFPA 170 HEAT DETECTOR | 1 | FALSE | FALSE | FALSE | 1403 | [13 empty] | FALSE |  |  | 190° |  |  | DESKTOP-7SAL8M7\acont | 2019-03-28 06:30 | THOR\acont | 2024-09-08 17:27 | 20191121 AC Detector with base | [Firelite, System Sensor] [SLC MODULES SENSORS] [*] [#2 SHARED ADDR ¦ SENSORS] AD355 w/B200SR-LF-WH (C), AD355 w/B200SR-WH (C), AD355 w/B210LP (C), AD355 w/B224BI-WH (C), AD355 w/B224RB-WH (C), AD355 w/B501 (C), BEAM355 (C), BEAM355S (C), CP355 w/B200SR- [Firelite, System Sensor] [SLC SENSORS] [*] [#4 TYPE ADDR ¦ SENSORS] AD355 w/B200SR-LF-WH (C), AD355 w/B200SR-WH (C), AD355 w/B210LP (C), AD355 w/B224BI-WH (C), AD355 w/B224RB-WH (C), AD355 w/B501 (C), BEAM355 (C), BEAM355S (C), CP355 w/B200SR-WH (C), CP
b1630d12-a708-4f0e-a3c4-0792b16fa2ee |  |  |  | North | Bosch | [5 empty] | Module | TRUE | EBK1-M10-3PACK | * | FORG M10 EYEBLT SET-3 ELX200 | 1 | [12 empty] | #FFFFFFFF |  |  | FALSE | FALSE | FALSE | [20 empty] | DESKTOP-7EIEB7A\acont | 2021-08-13 06:25 | THOR\acont | 2024-10-09 10:48
c9c43de2-2cef-4437-9542-0793152a8b11 |  |  |  | North | Bosch | [5 empty] | Module | TRUE | VJD-3000-RO | * | ***(Ross) Video Jet 3000, Single Output Hd/Sd H.264 Decoder; Bi-Directional Audio; Hdmi Or Composite | 1 | [12 empty] | #FFFFFFFF |  |  | FALSE | FALSE | FALSE | [20 empty] | DESKTOP-7EIEB7A\acont | 2021-08-13 06:25 | THOR\acont | 2024-10-09 10:48
1c2f08cb-1622-4dad-9640-07963baeb535 | NFPA 170 HEAT DETECTOR |  |  | North | Ansul |  | Heat Detector |  |  |  | Module | TRUE | 430566 | ++ | Electronic Heat Detectors For Two-Wire Bases 200 °F (57 °C) | 1 | 0.0001 | 0.0001 |  |  |  |  | TRUE | [5 empty] | #FFFF0000 | FA-NFPA 170 HEAT DETECTOR | 1 | FALSE | FALSE | FALSE | [20 empty] | AUGUSTXPS17-EUP\aucon | 2022-05-25 04:14 | THOR\acont | 2024-09-08 17:27 | Cloned from Ansul 430565 | [Ansul] [IDC] 01 [*] [ALL DEVICES ++] 428655, 428656, 430559, 430562, 430565, 430566, 431196, 433940, 433941
4ad456ca-b076-42c5-aa30-07a129ce5b92 |  |  |  | North | Farenhyt |  | Cards & Components |  |  |  | Card | TRUE | RPS-1000 Main Board | ++ | Main Board | 1 | 0.04 | 0.16 | 6 |  |  |  | TRUE | [5 empty] | #FFFFFFFF |  |  | FALSE | FALSE | FALSE | [14 empty] | FALSE | [5 empty] | DESKTOP-7EIEB7A\acont | 2022-03-29 12:56 | THOR\acont | 2024-10-09 10:48 | Cloned from Silent Knight RPS-1000 MAIN BOARD | [Farenhyt] [IDC] [#2 TROUBLE] IFP/RPS-2000 Main Board, IFP/RPS-2100 Main Board, IFP-100 Main Board, IFP-1000 Main Board, IFP-300 Main Board, IFP-300ECS Main Board, IFP-50 Main Board, IFP-75 Main Board, RPS-1000 Main Board [Farenhyt, Silent Knight, Stanley Security Solutions] [VAC ] 5104B Main Board, 5204 Main Board, 5207 Main Board, 5208 Main Board, 5495 Main Board, 5496 Main Board, 5499 Main Board, 5600 Main Board, 5700 Main Board, 5808 Main Board, 5820XL Main Board, 588 [Farenhyt] [IDC] [#1 ALARM] IFP/RPS-2000 Main Board, IFP/RPS-2100 Main Board, IFP-100 Main Board, IFP-1000 Main Board, IFP-300 Main Board, IFP-300ECS Main Board, IFP-50 Main Board, IFP-75 Main Board, RPS-1000 Main Board [Farenhyt] [SBUS] [SBUS ++] 5496 Main Board, RPS-1000 Main Board | [Farenhyt, Fike] FIK-RPS1000 Main Board, RPS-1000 Main Board
e5ef1811-81ce-4835-8104-07a7de7c7c55 | NFPA 170 FIRE ALARM CONTROL UNIT | RISER FACP |  | North | Hochiki |  | Fire Alarm Control Unit |  |  |  | Assembly | TRUE | LA103K2-64 |  | FireNET L@TITUDE Analog Addressable Fire Alarm Control Panel, 4 Slot Standard Enclosure, 10.25 A Auto Voltage, 4-Loop Panel Module, Hochiki Protocol, Network Module, and Media Gateway™, Black, Printer / 48 Zone LEDs | 1 | [6 empty] | FALSE |  |  | *Refer to Install Sheet | 16.5in (W) x 23.2in (H) x 6in (D) | KM5FCRD (Optional Semi-Flush Mounting Kit) | #FFFF0000 | FA-NFPA 170 FIRE ALARM CONTROL UNIT | 1 | FALSE | FALSE | FALSE | 202 | [8 empty] | 7,12,18,28 |  |  | 10.25 |  | TRUE | [5 empty] | DESKTOP-7SAL8M7\acont | 2019-12-04 15:59 | THOR\acont | 2024-09-08 17:27 | Cloned from Hochiki LA103K1-64
1fd69d10-6c10-4bcd-bc34-07ac26f70c90 | NFPA 170 INTEGRAL VALVE SUPERVISORY SWITCH |  |  | East | Kidde |  | Supervisory Switch |  |  |  | Module | TRUE | 70985022 (70985077) | ++ | 1” Lock-Out Valve, Carbon Steel (with Limit Switch) | 1 | [6 empty] | FALSE | FALSE | PROVIDED BY SPRINKLER CONTRACTOR |  | PROVIDED BY OTHERS |  | #FFFF0000 | FA-NFPA 170 INTEGRAL VALVE SUPERVISORY SWITCH | 1 | FALSE | FALSE | FALSE | 916 | [13 empty] | FALSE | [5 empty] | DESKTOP-7EIEB7A\acont | 2023-07-10 11:11 | THOR\acont | 2024-09-08 17:27 | Cloned from Kidde 70985018 (10611105) CLONED CLONED | [Edwards, Kidde] [IDC] 01 06-118262-001, 06-118537-001 (ATEX), 30-3013, 45-118500-001, 45-500537-001 (ATEX), 70985018 (10611105), 70985020 (70985075), 70985021 (70985076), 70985022 (70985077), 70985023 (70985078), 70985024 (70985079), 70985025 (70985080)
05a36f06-fbb5-494b-9d96-07ad61f2c042 | NFPA 170 AMPLIFIER RACK | RISER AMP |  | North | Potter |  | Amplifier |  |  |  | Assembly | TRUE | SCA-2570 (70V) | + | SINGLE CHANNEL 25W, 25V OR 70V SELECTABLE AMPLIFIER | 1 | [6 empty] | FALSE | [5 empty] | #FFFF0000 | FA-NFPA 170 AMPLIFIER RACK | 1 | FALSE | FALSE | FALSE | 300 | [8 empty] | 12 |  |  |  | 25 | TRUE | [5 empty] | DESKTOP-7EIEB7A\acont | 2021-12-13 22:19 | THOR\acont | 2024-09-08 17:27 | Cloned from Potter SCA-2525
3e54521d-e55c-47f3-9b2c-07b2db15a02f |  |  |  | North | Eaton Wheelock |  | Cards & Components |  |  |  | Card | TRUE | PS-24-8MC Main Board | + | 8 amp power supply, black enclosure, 120V Main Board | 1 | 0.08 | 0.24 |  |  |  |  | TRUE | FALSE |  |  |  |  | #FFFFFFFF |  |  | FALSE | FALSE | FALSE | [14 empty] | FALSE | [5 empty] | DESKTOP-7EIEB7A\acont | 2022-02-17 16:54 | THOR\acont | 2024-10-09 10:48 | Cloned from Eaton Wheelock PS-8-LP Main Board | [Eaton Wheelock] [IDC] 03 [TROUBLE] PS-24-8MC Main Board, PS-8-LP Main Board [Eaton Wheelock] [NAC Trigger] [#2 INPUT] PS-24-8MC Main Board, PS-8-LP Main Board [Eaton Wheelock] [NAC Trigger] [#1 INPUT] PS-24-8MC Main Board, PS-8-LP Main Board | [Eaton Wheelock] PS-24-8MC Main Board
ca636aea-99df-4588-9500-07b9945c4c35 |  |  |  | North | Edwards |  | Hardware |  |  |  | Hardware | TRUE | 740217L |  | 14/2 Solid Twisted,OS, Red-Jacket FPLP(Plenum) Mid Cap 1x500' | 1 | [6 empty] | FALSE | [5 empty] | #FFFFFFFF |  |  | FALSE | FALSE | FALSE | [14 empty] | FALSE | [7 empty] | THOR\acont | 2024-10-09 10:48
97fe6bc3-4bca-4234-b069-07bbd4ffb452 | NFPA 170 SPEAKER STROBE CEILING |  |  | North | Autocall |  | Speaker/Strobe |  |  |  | Module | TRUE | A4906-9160 | + | Multi-tapped Speaker with Multi-Candela Synchronized Strobe, Red, Fire | 1 | [6 empty] | TRUE | TRUE |  |  |  |  | #FF0070C0 | FA-NFPA 170 SPEAKER STROBE CEILING | 1 | FALSE | FALSE | FALSE | 2019 | [16 empty] | C |  |  | DESKTOP-7EIEB7A\acont | 2022-03-07 10:02 | THOR\acont | 2024-09-08 17:27 | Cloned from Autocall A4906-9159 | [Autocall, Simplex] [AUDIO 70.7v] [70V AUDIO] 4902-9721, 4903-9148, 4903-9149, 4903-9150, 4903-9153, 4903-9193, 4906-9151, 4906-9153, 4906-9154 (C), 4906-9158 (C), 4906-9159 (C), 4906-9160 (C), A4902-9716, A4902-9717, A4902-9721, A4906-9151, A4906-9153, [Autocall, Simplex] [AUDIO 25v] [25V AUDIO] 4902-9721, 4903-9148, 4903-9149, 4903-9150, 4903-9153, 4903-9193, 4906-9151, 4906-9153, 4906-9154 (C), 4906-9158 (C), 4906-9159 (C), 4906-9160 (C), A4902-9716, A4902-9717, A4902-9721, A4906-9151, A4906-9153, A4 [Autocall, Simplex] [NAC] [MAX] 4906-9154 (C), 4906-9158 (C), 4906-9159 (C), 4906-9160 (C), 4906-9254 (C), A4906-9154 (C), A4906-9158 (C), A4906-9159 (C), A4906-9160 (C) [Autocall, Simplex] [NAC] 4906-9154 (C), 4906-9158 (C), 4906-9159 (C), 4906-9160 (C), 4906-9254 (C), A4906-9154 (C), A4906-9158 (C), A4906-9159 (C), A4906-9160 (C)
d98f5ea3-3b3c-4cbe-ba03-07be93030006 | NFPA 170 HORN STROBE CEILING |  |  | North | Siemens |  | Horn/Strobe |  |  |  | Module | TRUE | AS-HMC-CR | 500-636008 | AS HORN HI MULTI CANDELA RED CEILING | 1 | [7 empty] | TRUE |  |  |  |  | #FF0070C0 | FA-NFPA 170 HORN STROBE CEILING | 1 | FALSE | FALSE | FALSE | 2013 | [16 empty] | C |  |  | DESKTOP-7SAL8M7\acont | 2019-08-13 09:04 | THOR\acont | 2024-09-08 17:27 | B,T | [Siemens] [NAC] [DC, HIGH DB] AS-HMC-CR (C), AS-HMC-CW (C), AS-HMC-R, AS-HMC-W
7011c522-8a4c-4e18-8580-07c793c03cea |  |  |  | North | Potter | [5 empty] | Module | TRUE | THERMOFLEX® CF-MP Series |  | Indoor Outdoor Fixed Temperature Heat Detector | 1 | [6 empty] | FALSE | [5 empty] | #FFFFFFFF |  |  | FALSE | FALSE | FALSE | [14 empty] | FALSE | [7 empty] | THOR\acont | 2024-10-09 10:48
d81c6cc6-3768-4a2a-95ca-07d001ed9dd4 |  |  |  | North | Kidde |  | Cards & Components |  |  |  | Card | TRUE | MIRBPS6A Mainboard |  | Mainboard for BPS6A assembly | 1 | 0.07 | 0.27 |  |  |  |  | TRUE | [5 empty] | #FFFFFFFF |  |  | FALSE | FALSE | FALSE | [14 empty] | FALSE | [5 empty] | DESKTOP-7SAL8M7\acont | 2020-01-02 08:46 | THOR\acont | 2024-10-09 10:48 | Cloned from Edwards BPS6A Mainboard | [Edwards, Kidde] [VAC ] 2IDC, 76-600000-001 Main Board, 76-800xxx-xxx Main Board, 77-600000-901 Main Board, 84-732001-901 Main Board, APS10A Mainboard, APS6A Mainboard, BPS10A Mainboard, BPS10A/230 Mainboard, BPS6A Mainboard, BPS6A/230 Mainboard, EST1-2Z [Altronix, Edwards, Harrington, Kidde] [NAC Trigger] AL1002ULADA Main Board, AL1002ULADA Main Board, APS10A Mainboard, APS6A Mainboard, BPS10A Mainboard, BPS10A/230 Mainboard, BPS6A Mainboard, BPS6A/230 Mainboard, MIRBPS10A Mainboard, MIRBPS10A/230 Mainb | [Edwards, Kidde] APS10A Mainboard, APS6A Mainboard, BPS10A Mainboard, BPS10A/230 Mainboard, BPS6A Mainboard, BPS6A/230 Mainboard, MIRBPS10A Mainboard, MIRBPS10A/230 Mainboard, MIRBPS6A Mainboard, MIRBPS6A/230 Mainboard
212b3f56-c24c-4722-99e1-07d4a42dd624 |  |  |  | North | Gamewell FCI |  | Cards & Components |  |  |  | Card | TRUE | 1100-0455 | + | Programmable Switch Module | 1 | 0.011 | 0.011 |  |  |  |  | TRUE | [5 empty] | #FFFFFFFF |  |  | FALSE | FALSE | FALSE | [20 empty] | DESKTOP-7SAL8M7\acont | 2019-04-25 09:26 | THOR\acont | 2024-10-09 10:48 | Cloned from Gamewell 1100-0451
17fbd4a6-2e3d-4139-bac5-07dabdcb9653 |  |  |  | North | Bosch |  | Cards & Components |  |  |  | Card | TRUE | B8512G Main Board | ++ | B8512G Main Board | 1 | 0.18 | 0.26 |  |  |  |  | TRUE | [5 empty] | #FFFFFFFF |  |  | FALSE | FALSE | FALSE | [14 empty] | FALSE | [5 empty] | DESKTOP-7EIEB7A\acont | 2021-03-26 11:54 | THOR\acont | 2024-10-09 10:48 | Cloned from Bosch B9512G MAIN BOARD |  | [Bosch] B8512G Main Board, B9512G Main Board
8d1b9cfa-7023-4c95-8458-07e1dfd8917d | NFPA 170 SMOKE CO DETECTOR |  |  | North | Potter |  | Smoke/CO Detector |  |  |  | Module | TRUE | PAD200-PCD w/PAD100-4DB (Split) | + | Photoelectric Smoke/CO Detector with 4" Standard Base | 1 | 0.0003 | 0.0003 |  |  |  |  | FALSE | TRUE |  |  |  |  | #FFFF0000 | FA-NFPA 170 SMOKE CO DETECTOR | 1 | FALSE | FALSE | FALSE | 1411 | [13 empty] | FALSE |  |  | 4DB |  |  | THOR\acont | 2025-02-13 10:27 |  |  | Cloned from Potter PAD200-PCD w/PAD100-4DB | [Potter] [SLC PAD] [*] [#2 SHARED ADDR ¦ SENSORS] PAD100-CD w/PAD100-4DB, PAD100-CD w/PAD100-6DB, PAD100-CD w/PAD100-IB, PAD100-CD w/PAD100-LFSB, PAD100-CD w/PAD100-RB, PAD100-CD w/PAD100-SB, PAD100-CD w/PAD100-SPKB, PAD100-DUCT (C), PAD100-DUCTR (C), PA
34e9c49b-49c5-46fb-bcb2-07ea13d22b49 | NFPA 170 STROBE WALL |  |  | North | Gentex |  | Strobe |  |  |  | Module | TRUE | GESG24PWW | + | GES3 Colored Lens Strobe, Selectable Candela Low Profile, Wall, White, Plain, Green Lens | 1 | 0 | 0.31 |  |  |  |  | FALSE | FALSE |  |  |  |  | #FF0070C0 | FA-NFPA 170 STROBE WALL | 1 | FALSE | FALSE | FALSE | 2023 | [13 empty] | FALSE | [7 empty] | THOR\acont | 2024-09-08 17:27 |  | [Gentex] [NAC] [UL MAX] GESB24PWR, GESB24PWW, GESG24PWR, GESG24PWW, GESR24PWR, GESR24PWW
9443bdb3-1113-4854-b5fb-07ec089e53e8 |  |  |  | North | Bosch | [5 empty] | Module | TRUE | DVR-XS400-A | * | 24/ 7 Surveillance Hdd Exp 4TB | 1 | [12 empty] | #FFFFFFFF |  |  | FALSE | FALSE | FALSE | [20 empty] | DESKTOP-7EIEB7A\acont | 2021-08-13 06:25 | THOR\acont | 2024-10-09 10:48
306da02c-8455-4324-b664-07efffdf344c | NFPA 170 MANUAL PULL |  |  | North | Gamewell FCI |  | Manual Station |  |  |  | Module | TRUE | MS-7LRA | + | Agent release station with abort switch, LED indicators, dual- action | 1 | 0 | 0 |  |  |  |  | TRUE | [5 empty] | #FFFF0000 | FA-NFPA 170 MANUAL PULL | 1 | FALSE | FALSE | FALSE | 957 | [19 empty] | DESKTOP-7SAL8M7\acont | 2019-03-12 12:46 | THOR\acont | 2024-09-08 17:27 | Cloned from Gamewell MS-7S | [Gamewell FCI] [IDC] 05 MS-7LRA [Gamewell FCI] [IDC] 01 [*] M34-110, M34-56, MS-7, MS-7LOB, MS-7LOB, MS-7LR, MS-7LRA, MS-7S, MS-7S w/AMM-2F, MS-7SP, MS-WS w/AMM-2F
3a03877c-28fb-413d-ba77-07fe1280306f | BP CONTROL PANEL | BP RISER CONTROL PANEL |  | North | BluePoint |  | Control Panel |  |  |  | Assembly | TRUE | BP-DHE-A201 |  | RF System Head-end | 1 | [6 empty] | FALSE | FALSE |  |  |  |  | #FFFF0000 | FA-BP CONTROL PANEL | 1 | FALSE | FALSE | FALSE | 202 | [8 empty] | 7,12,18 |  |  |  |  | TRUE | [5 empty] | THOR\acont | 2024-04-12 14:31 | THOR\acont | 2024-09-08 17:27 | Cloned from DMP XR550
3985e9e5-04fa-4fac-8248-080729928b07 |  |  |  | North | Edwards |  | Hardware |  |  |  | Hardware | TRUE | EVSC3-32 |  | In-graphic 3-pos Toggle Switch, ON-OFF wired, 2 points | 1 | [6 empty] | FALSE | [5 empty] | #FFFFFFFF |  |  | FALSE | FALSE | FALSE | [14 empty] | FALSE | [7 empty] | THOR\acont | 2024-10-09 10:48
496a44c7-2b82-4b54-b5a4-0807616cebbd |  |  |  | North | Simplex |  | Hardware |  |  |  | Hardware | TRUE | 4100-7905 |  | FACTORY BUILT-MAIN CONFIGURED | 1 | [6 empty] | FALSE | [5 empty] | #FFFFFFFF |  |  | FALSE | FALSE | FALSE | [14 empty] | FALSE | [5 empty] | AULAPTOP-PC\Aulaptop | 2019-01-09 11:10 | THOR\acont | 2024-10-09 10:48 | Cloned from Simplex NEW
dad2e611-fb40-4410-8875-08087404f320 | NFPA 170 ADDRESSABLE INPUT MONITOR MODULE |  |  | North | Fike |  | Addressable Module |  |  |  | Module | TRUE | 55-041 |  | 4” Monitor Module Non-Isolator Version | 1 | [6 empty] | FALSE | [5 empty] | #FFFF0000 | FA-NFPA 170 ADDRESSABLE INPUT MONITOR MODULE | 1 | FALSE | FALSE | FALSE | 1000 | [13 empty] | FALSE |  |  | 4" |  |  |  |  | THOR\acont | 2024-09-08 17:27 |  | [Fike] [SLC FIKE] [*] [#1 SHARED ADDR ¦ ALL] 20-1063, 20-1064, 20-1343, 55-019/020 (C), 55-021 (C), 55-023 (C), 55-041, 55-042, 55-043, 55-045, 55-046, 55-047, 55-048, 55-050, 55-052, 55-055, 55-056, 55-060, 55-061, 60-1028 (C), 60-1039 (C), 60-1040 (C),
15978f16-db14-4549-bb98-080a3a069c66 | NFPA 170 ASPIRATING SMOKE DETECTOR |  |  | North | Autocall |  | Air Sampling Detection |  |  |  | Module | TRUE | A4098-VEP-A00-P | ++ | VESDA-E VEP with LEDs | 5 | [6 empty] | FALSE |  |  |  | 13.8 in. x 8.9 in. x 5.3 in. (350 mm x 225 mm x 135 mm) |  | #FFFF0000 | FA-NFPA 170 ASPIRATING SMOKE DETECTOR | 1 | FALSE | FALSE | FALSE | [14 empty] | FALSE | [5 empty] | THOR\acont | 2024-03-15 07:08 | THOR\acont | 2024-09-08 17:27 | Cloned from Autocall A4098-VES-A00-P CLONED | [Autocall, Simplex, Xtralis] [IDC] [#5] 4098-VEP-A00-1P, 4098-VEP-A00-P, 4098-VEP-A10-P, 4098-VES-A00-P, 4098-VES-A10-P, A4098-VEP-A00-1P, A4098-VEP-A00-P, A4098-VEP-A10-P, A4098-VES-A00-P, A4098-VES-A10-P, VEP-A00-1P, VEP-A00-1P-NTF, VEP-A00-P, VEP-A10- [Autocall, Simplex] [AUX POWER] [ASPIRATOR SETTING 1, ASPIRATOR SETTING 5] 4098-VEP-A00-P, A4098-VEP-A00-P [Autocall, Simplex, Xtralis] [IDC] [#3] 4098-VEP-A00-1P, 4098-VEP-A00-P, 4098-VEP-A10-P, 4098-VES-A00-P, 4098-VES-A10-P, A4098-VEP-A00-1P, A4098-VEP-A00-P, A4098-VEP-A10-P, A4098-VES-A00-P, A4098-VES-A10-P, VEP-A00-1P, VEP-A00-1P-NTF, VEP-A00-P, VEP-A10- [Autocall, Simplex] [IDNet] [MODULES ++] 2080-9056, 2080-9057, 2080-9067, 2080-9068, 2080-9069, 2080-9070, 4009-9201 Main Board, 4009-9401 Main Board, 4010-9901, 4090-5261, 4090-9001, 4090-9002, 4090-9005, 4090-9006, 4090-9008, 4090-9116, 4098-9019 (Cont [Autocall, Simplex, Xtralis] [IDC] [#2] 4098-VEP-A00-1P, 4098-VEP-A00-P, 4098-VEP-A10-P, 4098-VES-A00-P, 4098-VES-A10-P, A4098-VEP-A00-1P, A4098-VEP-A00-P, A4098-VEP-A10-P, A4098-VES-A00-P, A4098-VES-A10-P, VEP-A00-1P, VEP-A00-1P-NTF, VEP-A00-P, VEP-A10- [Autocall, Simplex, Xtralis] [IDC] [#4] 4098-VEP-A00-1P, 4098-VEP-A00-P, 4098-VEP-A10-P, 4098-VES-A00-P, 4098-VES-A10-P, A4098-VEP-A00-1P, A4098-VEP-A00-P, A4098-VEP-A10-P, A4098-VES-A00-P, A4098-VES-A10-P, VEP-A00-1P, VEP-A00-1P-NTF, VEP-A00-P, VEP-A10- [Autocall, Simplex] [RS-485] 4098-VEP-A00-1P, 4098-VEP-A00-P, 4098-VEP-A10-P, 4098-VES-A00-P, 4098-VES-A10-P, A4098-VEP-A00-1P, A4098-VEP-A00-P, A4098-VEP-A10-P, A4098-VES-A00-P, A4098-VES-A10-P [Autocall, Simplex, Xtralis] [IDC] [#1] 4098-VEP-A00-1P, 4098-VEP-A00-P, 4098-VEP-A10-P, 4098-VES-A00-P, 4098-VES-A10-P, A4098-VEP-A00-1P, A4098-VEP-A00-P, A4098-VEP-A10-P, A4098-VES-A00-P, A4098-VES-A10-P, VEP-A00-1P, VEP-A00-1P-NTF, VEP-A00-P, VEP-A10-
c0adef48-0d36-4e3b-bb8f-080a4571d03e | NFPA 170 SMOKE DETECTOR |  |  | North | Firelite |  | Smoke Detector |  |  |  | Module | TRUE | SD365CO w/B200S-WH | + | Advanced multi-criteria fire/CO detector, LiteSpeed®, white, Sounder Base | 1 | 0.0002 | 0.0045 |  |  |  |  | FALSE | TRUE |  |  |  |  | #FFFF0000 | FA-NFPA 170 SMOKE DETECTOR | 1 | FALSE | FALSE | FALSE | 1408 | [13 empty] | FALSE |  |  | CO |  |  | DESKTOP-7SAL8M7\acont | 2020-11-05 08:36 | THOR\acont | 2024-09-08 17:27 | Cloned from Firelite SD365 w/B200S-WH | [Firelite] [AUX POWER] AD355 w/B200SR-WH (C), CP355 w/B200SR-WH (C), H355 w/B200SR (C), H355HT w/B200SR (C), H355R w/B200SR (C), H365 w/B200S-WH (C), H365HT w/B200S-WH (C), H365R w/B200S-WH (C), SD355 w/B200SR (C), SD355CO w/B200S-WH (C), SD355T w/B200SR [Firelite, System Sensor] [SLC SENSORS] [*] [#4 TYPE ADDR ¦ SENSORS] AD355 w/B200SR-LF-WH (C), AD355 w/B200SR-WH (C), AD355 w/B210LP (C), AD355 w/B224BI-WH (C), AD355 w/B224RB-WH (C), AD355 w/B501 (C), BEAM355 (C), BEAM355S (C), CP355 w/B200SR-WH (C), CP [Firelite, System Sensor] [SLC MODULES SENSORS] [*] [#2 SHARED ADDR ¦ SENSORS] AD355 w/B200SR-LF-WH (C), AD355 w/B200SR-WH (C), AD355 w/B210LP (C), AD355 w/B224BI-WH (C), AD355 w/B224RB-WH (C), AD355 w/B501 (C), BEAM355 (C), BEAM355S (C), CP355 w/B200SR-
aea4dcc8-e48c-43c3-a2aa-080da49237a5 | NFPA 170 END OF LINE DEVICE |  |  | North | SAFE Fire Detection |  | End-of-Line Device |  |  |  | Module | TRUE | RG5223 | + | End-of-line Resistor Box w/ Test Switch | 1 | 0.1 | 0.1 |  |  |  |  | TRUE | [5 empty] | #FFFF0000 | FA-NFPA 170 END OF LINE DEVICE | 1 | FALSE | FALSE | FALSE | [20 empty] | THOR\acont | 2025-02-20 10:56 |  |  | Cloned from Protectowire ELR-HD-4-QC | [Protectowire, SAFE Fire Detection] [Linear Heat] ELR-HD-4-QC, RG5223, SPLICE BOX
9a90c3e6-c22a-4658-bc22-08164bd71fa2 |  |  |  | North | Edwards |  | Hardware |  |  |  | Hardware | TRUE | SAN-4 |  | 4 Module Space Annunciator Cabinet | 1 | [6 empty] | FALSE | [5 empty] | #FFFFFFFF |  |  | FALSE | FALSE | FALSE | [14 empty] | FALSE | [7 empty] | THOR\acont | 2024-10-09 10:48
b2f6e52e-418f-4309-b0ca-08276f775b73 |  |  |  | North | MIRCOM |  | Cards & Components |  |  |  | Card | TRUE | RAXN-LCDG CARD |  | REMOTE GRAPHIC LCD ANNUNCIATOR | 1 | [6 empty] | TRUE | [5 empty] | #FFFFFFFF |  |  | FALSE | FALSE | FALSE | [14 empty] | FALSE | [7 empty] | THOR\acont | 2024-10-09 10:48 |  | [MIRCOM] [AUX POWER] [*] RAX-LCD-LITE/BB-1001, RAXN-LCD CARD, RAXN-LCDG CARD
ceb86d71-3d11-4d61-affc-08286befa56d | NFPA 170 STROBE WALL |  |  | North | Eaton Wheelock |  | Strobe |  |  |  | Module | TRUE | RSSB-24MCC-NW |  | Strobe, 24 Vdc, White, selectable, - Blue Lens | 1 | 0 | 0.11 |  |  |  |  | FALSE | FALSE |  |  |  |  | #FF0070C0 | FA-NFPA 170 STROBE WALL | 1 | FALSE | FALSE | FALSE | 2023 | [13 empty] | FALSE | [7 empty] | THOR\acont | 2024-09-08 17:27 |  | [Eaton Wheelock, Hochiki] [NAC] RSSA-24MCC-NW, RSSB-24MCC-NW, RSSG-24MCC-NW
1acf2373-53bb-4a0f-946d-082b2f813380 | NFPA 170 STROBE WALL |  |  | North | Siemens |  | Strobe |  |  |  | Module | TRUE | SLSWR-NA | S54329-F29-A2 | SLSWR-NA ST,WALL,RED,NO-TXT,AMBER | 1 | [12 empty] | #FF0070C0 | FA-NFPA 170 STROBE WALL | 1 | FALSE | FALSE | FALSE | 2023 | [19 empty] | DESKTOP-7SAL8M7\acont | 2019-08-13 09:04 | THOR\acont | 2024-09-08 17:27 |  | [Siemens] [NAC] [24 VDC] SLSPSWR-AL, SLSPSWR-ALA, SLSPSWR-F, SLSPSWR-M, SLSPSWR-N, SLSPSWR-NA, SLSPSWW-AL, SLSPSWW-ALA, SLSPSWW-F, SLSPSWW-M, SLSPSWW-N, SLSPSWW-NA, SLSWR-A, SLSWR-AL, SLSWR-ALA, SLSWR-F, SLSWR-FB, SLSWR-N, SLSWR-NA, SLSWW-AL, SLSWW-ALA, [Siemens] [NAC] [24 VDC] SLSWR-A, SLSWR-AL, SLSWR-ALA, SLSWR-F, SLSWR-FB, SLSWR-N, SLSWR-NA, SLSWW-AL, SLSWW-ALA, SLSWW-F, SLSWW-FB, SLSWW-N, SLSWW-NA [Siemens] [NAC] [16 VDC] SLSPSWR-AL, SLSPSWR-ALA, SLSPSWR-F, SLSPSWR-M, SLSPSWR-N, SLSPSWR-NA, SLSPSWW-AL, SLSPSWW-ALA, SLSPSWW-F, SLSPSWW-M, SLSPSWW-N, SLSPSWW-NA, SLSWR-A, SLSWR-AL, SLSWR-ALA, SLSWR-F, SLSWR-FB, SLSWR-N, SLSWR-NA, SLSWW-AL, SLSWW-ALA,
e0f34901-5dcd-44a3-8788-082fec1dfd23 | CADGEN AUX POWER SUPPLY | CADGEN AUX POWER SUPPLY |  | North | Elmdene |  | Auxilliary Power Supply |  |  |  | Assembly | TRUE | STX2405-E | + | STX Range 24V dc EN54 Power Supply Unit, 5A. 17AH | 1 | [6 empty] | FALSE | FALSE |  |  |  |  | #FFFF0000 | FA-CADGEN AUX POWER SUPPLY | 1 | FALSE | FALSE | FALSE | 212 | [8 empty] | 17 |  | 17 |  |  | TRUE | [5 empty] | DESKTOP-7EIEB7A\acont | 2023-02-13 10:27 | THOR\acont | 2024-09-08 17:27 | Cloned from Elmdene STX2402-E
a03e3212-391d-480a-82ba-0830e41e7f2e |  |  |  | North | NAPCO |  | Cards & Components |  |  |  | Card | TRUE | 2 Zones Used | ++ | Current added for 2 zones | 1 | 0.006 | 0.048 |  |  | 24 |  | TRUE | [5 empty] | #FFFFFFFF |  |  | FALSE | FALSE | FALSE | [20 empty] | THOR\acont | 2023-11-16 12:48 | THOR\acont | 2024-10-09 10:48 | Cloned from NAPCO 1 Zones Used
c92ebf28-092f-4e59-a520-08370be4c7a6 |  |  |  | North | Simplex |  | Hardware |  |  |  | Hardware | TRUE | 4090-9802 | + | Adapter plate for surface mounted box | 1 | [6 empty] | FALSE | [5 empty] | #FFFFFFFF |  |  | FALSE | FALSE | FALSE | [14 empty] | FALSE | [5 empty] | DESKTOP-7EIEB7A\acont | 2022-02-21 13:20 | THOR\acont | 2024-10-09 10:48 | Cloned from Simplex 4090-9801
58fe6e4b-f95a-473a-978b-083780baa0ec | NFPA 170 ADDRESSABLE OUTPUT MODULE |  |  | North | Autocall |  | Addressable Control/Relay |  |  |  | Module | TRUE | A4090-9120 |  | Six Point Module with Four T-Sense Inputs and Two Relay Outputs | 1 | 0.0008 | 0.001 |  |  |  |  | TRUE | [5 empty] | #FFFF0000 | FA-NFPA 170 ADDRESSABLE OUTPUT MODULE | 1 | FALSE | FALSE | FALSE | 1100 | [16 empty] | 6pt |  |  | DESKTOP-0D6CQVA\lousc | 2019-07-10 17:52 | THOR\acont | 2024-09-08 17:27 | Cloned from AutoCall A4090-9010 |  | [Autocall] A4090-9120
b0461d47-ba45-4e7e-afd4-08392ba82a4c | NFPA 170 BELL |  |  | North | Edwards |  | Bell |  |  |  | Module | TRUE | 439D-10AW-R |  | Bell, 10" 24Vdc, Red | 1 | [6 empty] | FALSE | [5 empty] | #FFFF0000 | FA-NFPA 170 BELL | 1 | FALSE | FALSE | FALSE | 2000 | [13 empty] | FALSE | [7 empty] | THOR\acont | 2024-09-08 17:27 |  | [Edwards, Kidde] [NAC] [VDC] 439D-10AW, 439D-10AWC, 439D-10AW-R, 439D-6AW, 439D-6AWC, 439D-6AW-R, 439D-8AW, 439D-8AW-R, 439DEX-10AW, 439DEX-6AW, 439DEX-8AW
bfb8b3d4-9dff-41e4-b316-083d976709c7 |  |  |  | North | Gamewell FCI |  | Cards & Components |  |  |  | Card | TRUE | LCD-7100 MAIN CARD | + | Terminal and ACS mode. 160-character, backlit LCD display | 1 | 0.012 | 0.023 |  |  |  |  | TRUE | FALSE | SEMI-FLUSH |  | 9-3/16"X9-15/16"X3-3/4" | N/A | #FFFFFFFF |  |  | FALSE | FALSE | FALSE |  |  |  | 7120-0028:0227 | [10 empty] | FALSE | [7 empty] | THOR\acont | 2024-10-09 10:48 |  | [Gamewell FCI] [AUX POWER] [*] 1100-0455, 1100-0503, 1100-0505, 1100-1321, 1100-1322, 1100-1323, 1100-1324, 1100-1325, 1100-1326, ANU-48, ASM-16, INI-VGC, INI-VGE, INI-VGX, LCD-7100 MAIN CARD, LCD-E3, LCD-SLP, LCD-SLP MAIN BOARD, M34-110, M34-56, NGA, RA [Gamewell FCI, Notifier] [RS-485] 1100-0455, 1100-0505, ANU-48, ANU-48 Assembly, ASM-16, LCD-7100 MAIN CARD, LCD-E3, LCD-SLP, LCD-SLP MAIN BOARD, LDM-32 Assembly, NGA, RA-1000
a7880fb2-ee6c-4a85-bb2d-083ea13532cc | CADGEN PROXIMITY READER |  |  | North | Hirsch Electronics | Security/Access Control | Prox Reader |  |  |  | Module | TRUE | 8350ABT | ++ | TS ScramblePad HF Commercial (No FICAM) | 1 | 0.355 | 0.425 |  |  | 12 |  | FALSE |  | MB2, MB5, MB5-S, MB8, MB9, UMK |  | Face: 5.75 in (14.6 cm) H x 4.5 in (11.4 cm) W x .625 in (1.6 cm) D Body: 4.5 in (11.4 cm) H x 3.5 in (8.9 cm) W x 1.75 in (4.4 cm) D |  | #FFFF0000 | FA-CADGEN PROXIMITY READER | 1 | FALSE | FALSE | FALSE | 5000 | [13 empty] | FALSE | [5 empty] | DESKTOP-QGO6JOK\acont | 2023-12-28 07:42 | THOR\acont | 2024-09-08 17:27 | Cloned from Hirsch 8352ABT CLONED | [Bosch, Hirsch Electronics] [CARD READER INPUT] [*] [ALL DEVICES ++] 8330ABT, 8332AB, 8336AB, 8350ABT, 8352ABT, 8356ABT, ARD–AYK12, ARD–SER10–WI, ARD–SER40–WI, ARD–SER90–WI, ARD–SERK40–WI
9a19d3bb-226b-477e-b0c3-0840de7cb3aa |  |  |  | North | Edwards |  | Cards & Components |  |  |  | Card | TRUE | MN-HSMP650G |  | 650 Watt Omni-directional loudspeaker assembly. Eye-bolt or 2" mast mount. Gray housing. Requires separate power amplifiers connected to Edwards audio system. | 1 | [6 empty] | TRUE | [5 empty] | #FFFFFFFF |  |  | FALSE | FALSE | FALSE | [14 empty] | FALSE | [7 empty] | THOR\acont | 2024-10-09 10:48
8c626be8-3625-4a53-8e84-08419507591d |  |  |  | North | Bosch | [5 empty] | Module | TRUE | ITS-D6686-UL | * | Conettix Ip Ethernet Adaptor For D6600 (Ipv6 And Ipv4) - 120Vac | 1 | [12 empty] | #FFFFFFFF |  |  | FALSE | FALSE | FALSE | [20 empty] | DESKTOP-7EIEB7A\acont | 2021-08-13 06:25 | THOR\acont | 2024-10-09 10:48
cbd6fc8f-17c8-44fe-9e70-085187654ad5 | NFPA 170 ADDRESSABLE INPUT OUTPUT |  |  | North | Fike |  | Addressable Module |  |  |  | Module | TRUE | FIK-M500MR-2 | ++ | Addressable relay/monitor module | 2 | 0.0013 | 0.03 |  |  | 24 |  | FALSE |  |  |  | 4.675” x 4.275” x 1.4” (118.75 mm x 108.59 mm x 35.56 mm) |  | #FFFF0000 | FA-NFPA 170 ADDRESSABLE INPUT OUTPUT | 1 | FALSE | FALSE | FALSE | 1000 | [13 empty] | FALSE |  |  | 2 |  |  | DESKTOP-7EIEB7A\acont | 2023-01-04 10:07 | THOR\acont | 2024-09-08 17:27 | Cloned from Fike FIK-M500DM | [Fike] [SLC IDP MODULES] [*] [#3 TYPE ADDR ¦ MODULES] FIK-CR-6, FIK-CZ-6, FIK-IM-10, FIK-M500DM, FIK-M500M, FIK-M500MR-2, FIK-M500R, FIK-M500S, FIK-M501M, FIK-M502M, FIK-PULL-DA, FIK-PULL-SA, FIK-SC-6 [Fike] [SLC IDP MODULES] [#02 ++] FIK-CR-6, FIK-CZ-6, FIK-IM-10, FIK-M500DM, FIK-M500MR-2, FIK-SC-6 | [Fike] FIK-M500MR-2 [Fike] FIK-M500DM, FIK-M500MR-2
65ca0418-2710-4753-9b97-0859fe9fa9cf |  |  |  | North | Edwards |  | Hardware |  |  |  | Hardware | TRUE | MN-HS32TPC |  | 3200 Watt class optional protective cover | 1 | [6 empty] | FALSE | [5 empty] | #FFFFFFFF |  |  | FALSE | FALSE | FALSE | [14 empty] | FALSE | [7 empty] | THOR\acont | 2024-10-09 10:48
b3c148e7-efc1-4378-a123-085d38c519f1 | NFPA 170 HORN STROBE |  |  | North | Simplex |  | Horn/Strobe |  |  |  | Module | TRUE | 4906-9127 | + | Horn with Multi-Candela Strobe; Wall Mount, Red | 1 | 0 | 0 |  |  |  |  | TRUE | [5 empty] | #FF0070C0 | FA-NFPA 170 HORN STROBE | 1 | FALSE | FALSE | FALSE | 2012 | [19 empty] | DESKTOP-7EIEB7A\acont | 2022-03-06 22:47 | THOR\acont | 2024-09-08 17:27 | Cloned from Autocall A4906-9127 | [Autocall, Simplex] [NAC] [24VDC STEADY] 4906-9127, 4906-9129, 4906-9139, 4906-9141, A4906-9127, A4906-9129, A4906-9139, A4906-9141
e69ba12c-0509-47cc-8f1f-085f8a12f501 | NFPA 170 FIRE ALARM TERMINAL CABINET | RISER FATC |  | North | Space Age Electronics |  | Terminal Cabinet |  |  |  | Assembly | TRUE | ACE2436 | Accessories | 24”x36”x8” Accessory Cabinet Enclosure, Black | 1 | 0 | 0 |  |  |  |  | TRUE |  | Surface Mounted |  |  |  | #FFFF0000 | FA-NFPA 170 FIRE ALARM TERMINAL CABINET | 1 | FALSE | FALSE | FALSE | 205 | [19 empty] | DESKTOP-7SAL8M7\acont | 2020-09-14 15:27 | THOR\acont | 2024-09-08 17:27 | Cloned from Space Age Electronics ACE2424
3121a08d-448d-488f-bbba-08604264e480 | NFPA 170 WIRELESS CONTROL UNIT |  |  | North | Farenhyt |  | Wireless Control Unit |  |  |  | Module | TRUE | WAV-WL | + | Wireless AV base, wall, white | 2 | [6 empty] | FALSE | [5 empty] | #FFFF0000 | FA-NFPA 170 WIRELESS CONTROL UNIT | 1 | FALSE | FALSE | FALSE | [14 empty] | FALSE |  |  | WAV-CWL |  |  | AUGUSTXPS17-EUP\aucon | 2022-07-12 06:50 | THOR\acont | 2024-09-08 17:27 | Cloned from Firelite WAV-WL | [Farenhyt, Firelite, Gamewell FCI, Notifier, Silent Knight] [SWIFT MESH DEVICES] 03 WAV-CRL, WAV-CWL, WAV-RL, WAV-WL [Farenhyt, Silent Knight] [SLC MODULES SENSORS] [*] [#1 SHARED ADDR ¦ MODULES] HFS-MM, Hood System/IDP-MINIMON, IDP-CONTROL, IDP-CONTROL-6, IDP-MINIMON, IDP-MON-10, IDP-MONITOR, IDP-MONITOR-2, IDP-PULL-DA, IDP-PULL-SA, IDP-RELAY, IDP-RELAY-6, IDP-RELAYMO [Farenhyt] [SLC IDP MODULES] [*] [#3 TYPE ADDR ¦ MODULES] CO1224TR w/ IDP-MINIMON, CO1224TR w/ IDP-MONITOR, Hood System/IDP-MINIMON, IDP-CONTROL, IDP-CONTROL-6, IDP-MINIMON, IDP-MON-10, IDP-MONITOR, IDP-MONITOR-2, IDP-PULL-DA, IDP-PULL-SA, IDP-RELAY, IDP [Farenhyt, Firelite, Gamewell FCI, Notifier, Silent Knight, System Sensor] [SWIFT MESH DEVICES] 01 HRL-LF w/ WAV-RL, HWL-LF w/ WAV-WL, P2RL w/WAV-RL, P2RLED w/WAV-RL, P2RL-LF w/ WAV-RL, P2WL w/ WAV-WL, P2WLED w/ WAV-WL, P2WL-LF w/ WAV-WL, SRL w/ WAV-RL, | [Farenhyt, Firelite, Gamewell FCI, Notifier, Silent Knight] WAV-CRL, WAV-CWL, WAV-RL, WAV-WL
8415ebeb-b37b-4dbe-be90-0869bc089f42 |  |  |  | North | Potter | [5 empty] | Module | TRUE | PAAR-B |  | Automatic Air Release with Drip Pan | 1 | [6 empty] | FALSE | [5 empty] | #FFFFFFFF |  |  | FALSE | FALSE | FALSE | [14 empty] | FALSE | [7 empty] | THOR\acont | 2024-10-09 10:48
680002bc-e0fa-4f88-a798-086aad78dd69 | NFPA 170 AMPLIFIER RACK | RISER AMP |  | North | Sigcom |  | Amplifier |  |  |  | Assembly | TRUE | MNS-100EXP (100W, 70V) | + | 100 Watt Panel, 4 Speaker Circuits, Back-up Battery and Power Supply | 1 | [6 empty] | FALSE | [5 empty] | #FFFF0000 | FA-NFPA 170 AMPLIFIER RACK | 1 | FALSE | FALSE | FALSE | 300 | [8 empty] | 7,12,18 |  |  |  | 100 | TRUE | [5 empty] | DESKTOP-7EIEB7A\acont | 2021-03-11 16:18 | THOR\acont | 2024-09-08 17:27 | Cloned from Firelite ECC-50/100 (100W, 70V)
48191395-a424-4bd3-9131-0877a1ec3496 |  |  |  | North | Edwards |  | Hardware |  |  |  | Hardware | TRUE | 271-KG1-F2 |  | Replacement Breakglass Pack - Russia | 1 | [6 empty] | FALSE | [5 empty] | #FFFFFFFF |  |  | FALSE | FALSE | FALSE | [14 empty] | FALSE | [7 empty] | THOR\acont | 2024-10-09 10:48
f6cba8f7-d586-425e-8a6f-08780ef08ba5 | D88 |  |  | North | Consilium |  | Miscellaneous |  |  |  | Module | TRUE | 040030 + 5200313-00A + 5100626-00B | ++ | EV-PH Optical smoke/heat detector Analogue Addressable, for dry space IP22 incl. SCI + Buzzer CD-S | 1 | 0.00027 | 0.0218 |  |  | 24 |  | TRUE | [5 empty] | #FFFF0000 | FA-D88 | 1 | FALSE | FALSE | FALSE | [20 empty] | DESKTOP-7EIEB7A\acont | 2022-07-28 15:28 | THOR\acont | 2024-09-08 17:27 | Cloned from Consilium 5200030-02B | [Consilium] [SLC CONSILIUM] [*] [#1 SHARED ADDR ¦ ALL] 040000 + 5100774-00A, 040005 + 5100774-00A, 040020 + 5100776-00A + 5100774-00A, 040020 + 5200313-00A, 040030 + 5100776-00A + 5100774-00A, 040030 + 5200313-00A + 5100626-00B, 5101060-00A + 5100774-00A
ee529b0e-c18c-4d6f-b68d-0879499828af | NFPA 170 DOCUMENT BOX |  |  | North | Honeywell |  | Miscellaneous |  |  |  | Assembly | TRUE | FAD | Accessories | Fire Alarm Documents Cabinet | 1 | 0 | 0 |  |  |  |  | TRUE |  | Surface Mounted |  | 12” W x 13” H x 2 1/4” D (30.48 W x 33.02 H x 5.71 D cm) |  | #FFFF0000 | FA-NFPA 170 DOCUMENT BOX | 1 | FALSE | FALSE | FALSE | [20 empty] | THOR\acont | 2024-12-26 09:44 |  |  | Cloned from Generic DOC BOX
1b2567e6-aac7-4eba-9bc2-087b5ad7ff57 |  |  |  | North | MIRCOM |  | Hardware |  |  |  | Hardware | TRUE | RJ-71C |  | Punch Down Block c/w 25 pair Amphenol | 1 | [6 empty] | FALSE | [5 empty] | #FFFFFFFF |  |  | FALSE | FALSE | FALSE | [14 empty] | FALSE | [5 empty] | AULAPTOP-PC\Aulaptop | 2019-12-17 06:59 | THOR\acont | 2024-10-09 10:48 | Cloned from MIRCOM NEW PART CLONED CLONED CLONED
a9187f89-1ba8-45ab-ab21-0883e70b3541 | NFPA 170 HORN STROBE |  |  | North | e2S |  | Horn/Strobe |  |  |  | Module | TRUE | D2xC2LD3 |  | Combination Alarm Horn & LED Beacon / Warning Light | 1 | 0 | 0.405 |  |  |  |  | FALSE | [5 empty] | #FF0070C0 | FA-NFPA 170 HORN STROBE | 1 | FALSE | FALSE | FALSE | 2023 | [13 empty] | FALSE |  |  | HZ |  |  | THOR\acont | 2024-05-23 10:45 | THOR\acont | 2024-09-08 17:27 | Cloned from e2S D2xC2LD2 | [e2S] [NAC] [UL1971 24 VDC 1.5HZ] D2xC2LD3 [e2S] [NAC] [UL1971 24 VDC 1.3HZ] D2xC2LD3 [e2S] [NAC] [UL1971 24 VDC 1HZ] D2xC2LD3 [e2S] [NAC] [UL1971 24 VDC 2HZ] D2xC2LD3
2496da9a-b986-4e9d-ab71-088824d39477 |  |  |  | North | Bosch | [5 empty] | Module | TRUE | R20-7212V2-ROM | * | 7212GV2 FIRMWARE 7.09 CHIP ONLY FOR FIELD REPLACMENT | 1 | [12 empty] | #FFFFFFFF |  |  | FALSE | FALSE | FALSE | [20 empty] | DESKTOP-7EIEB7A\acont | 2021-08-13 06:25 | THOR\acont | 2024-10-09 10:48
0d672992-0c37-493d-a6c8-088a608f8b52 |  |  |  | North | Edwards |  | Cards & Components |  |  |  | Card | TRUE | iO64G-2-SP Mainboard |  | Mainboard for iO64G-2-SP assembly | 1 | 0.155 | 0.204 | 3.75 |  |  |  | TRUE | [5 empty] | #FFFFFFFF |  |  | FALSE | FALSE | FALSE | [14 empty] | FALSE | [7 empty] | THOR\acont | 2024-10-09 10:48 |  | [Edwards, Kidde] [VAC ] 2IDC, 76-600000-001 Main Board, 76-800xxx-xxx Main Board, 77-600000-901 Main Board, 84-732001-901 Main Board, APS10A Mainboard, APS6A Mainboard, BPS10A Mainboard, BPS10A/230 Mainboard, BPS6A Mainboard, BPS6A/230 Mainboard, EST1-2Z [Edwards, Kidde, Macurco] [IDC] [#2 TROUBLE] 2IDC, 76-600000-001 Main Board, 76-800xxx-xxx Main Board, 77-600000-901 Main Board, 84-732001-901 Main Board, DVP-120 Mainboard, EST1-2Z Mainboard, FSP1004G Mainboard, FSP1004G-2 Mainboard, FSP1004GD Mainboard [Edwards, Kidde, Macurco] [IDC] [#3 SUPERVISORY] 2IDC, 76-600000-001 Main Board, 76-800xxx-xxx Main Board, 77-600000-901 Main Board, 84-732001-901 Main Board, DVP-120 Mainboard, EST1-2Z Mainboard, FSP1004G Mainboard, FSP1004G-2 Mainboard, FSP1004GD Mainb [Edwards, Kidde, Macurco] [IDC] [#1 ALARM] 2IDC, 76-600000-001 Main Board, 76-800xxx-xxx Main Board, 77-600000-901 Main Board, 84-732001-901 Main Board, DVP-120 Mainboard, EST1-2Z Mainboard, FSP1004G Mainboard, FSP1004G-2 Mainboard, FSP1004GD Mainboard, | [Edwards, Kidde] FX-64R Mainboard, FX-64RD Mainboard, iO64G Mainboard, iO64G-2 Mainboard, iO64G-2-PG Mainboard, iO64G-2-SP Mainboard, iO64GD Mainboard, iO64GL Mainboard, iO64GL-F Mainboard, iO64G-PG Mainboard, iO64G-SP Mainboard, iO64R Mainboard, iO64R-2 [Edwards] iO64G-2-SP Mainboard [Edwards, Kidde] FX-64R Mainboard, FX-64RD Mainboard, iO64G Mainboard, iO64G-2 Mainboard, iO64G-2-PG Mainboard, iO64G-2-SP Mainboard, iO64GD Mainboard, iO64GL Mainboard, iO64GL-F Mainboard, iO64G-PG Mainboard, iO64G-SP Mainboard, iO64R Mainboard, iO64R-2 [Edwards, Kidde] FX-1000 Mainboard, FX-1000D Mainboard, FX-64RD Mainboard, iO1000G Mainboard, iO1000G-2 Mainboard, iO1000G-2-PG Mainboard, iO1000G-2-SP Mainboard, iO1000GC Mainboard, iO1000GD Mainboard, iO1000G-F Mainboard, iO1000G-PG Mainboard, iO1000G-S [Edwards, Kidde] FX-1000 Mainboard, FX-1000D Mainboard, FX-64RD Mainboard, iO1000G Mainboard, iO1000G-2 Mainboard, iO1000G-2-PG Mainboard, iO1000G-2-SP Mainboard, iO1000GC Mainboard, iO1000GD Mainboard, iO1000G-F Mainboard, iO1000G-PG Mainboard, iO1000G-S [Edwards, Kidde] FX-64R Mainboard, FX-64RD Mainboard, iO64G Mainboard, iO64G-2 Mainboard, iO64G-2-PG Mainboard, iO64G-2-SP Mainboard, iO64GD Mainboard, iO64GL Mainboard, iO64GL-F Mainboard, iO64G-PG Mainboard, iO64G-SP Mainboard, iO64R Mainboard, iO64R-2
d908a5c6-0d02-4075-ab68-088f2eede96e | NFPA 170 SPEAKER STROBE |  |  | North | Autocall |  | Speaker/Strobe |  |  |  | Module | TRUE | A49SV-APPLW | + | Wall Mount Addressable S/V Appliance only | 1 | 0 | 0 |  |  |  |  | TRUE | FALSE |  |  |  |  | #FF0070C0 | FA-NFPA 170 SPEAKER STROBE | 1 | FALSE | FALSE | FALSE | 2019 | [19 empty] | DESKTOP-7EIEB7A\acont | 2022-02-21 14:33 | THOR\acont | 2024-09-08 17:27 | Cloned from Autocall A49SV-APPLW-O | [Autocall, Simplex] [AUDIO 70.7v] [70V AUDIO] 49HF-APPLW, 49HF-APPLW-BA, 49HFV-APPLW, 49HFV-APPLW-BA, 49SO-APPLW, 49SO-APPLW-BA, 49SO-APPLW-O, 49SO-APPLW-O-BA, 49SV-APPLW, 49SV-APPLW-BA, 49SV-APPLW-O, 49SV-APPLW-O-BA, A49HF-APPLW, A49HF-APPLW-BA, A49HFV- [Autocall, Simplex] [AUDIO 25v] [25V AUDIO] 49HF-APPLW, 49HF-APPLW-BA, 49HFV-APPLW, 49HFV-APPLW-BA, 49SO-APPLW, 49SO-APPLW-BA, 49SO-APPLW-O, 49SO-APPLW-O-BA, 49SV-APPLW, 49SV-APPLW-BA, 49SV-APPLW-O, 49SV-APPLW-O-BA, A49HF-APPLW, A49HF-APPLW-BA, A49HFV-AP [Autocall, Simplex] [IDNac] [23VDC] 49HFV-APPLW, 49HFV-APPLW-BA, 49SV-APPLW, 49SV-APPLW-BA, 49VO-APPLW, 49VO-APPLW-BA, A49HFV-APPLW, A49HFV-APPLW-BA, A49SV-APPLW, A49SV-APPLW-BA, A49VO-APPLW, A49VO-APPLW-BA
f3b81466-5208-4911-b3e1-08910f3386c8 | NFPA 170 DUCT SMOKE DETECTOR |  |  | North | Kidde |  | Duct Smoke Detector |  |  |  | Module | TRUE | KI-SDHR | ++ | Duct Detector Housing with Relay Base | 1 | 0.00025 | 0.0004 |  |  | 19 |  | FALSE | TRUE |  |  |  |  | #FFFF0000 | FA-NFPA 170 DUCT SMOKE DETECTOR | 1 | FALSE | FALSE | FALSE | 1400 | [13 empty] | FALSE | [5 empty] | THOR\acont | 2023-09-28 16:47 | THOR\acont | 2024-09-08 17:27 | Cloned from Kidde KI-SDH | [Kidde] [SLC EST SENSORS] [*] [#4 TYPE ADDR ¦ SENSORS] DS-HFS (C), DS-PS (C), FX-HD w/IB4U BASE, FX-HD w/RB4U BASE, FX-HD w/SB4U BASE, FX-HD w/SB4U-LF BASE, FX-HD wB4U BASE, FX-PD w/B4U BASE (C), FX-PD w/IB4U BASE (C), FX-PD w/SB4U BASE (C), FX-PD w/SB4U [Kidde] [SLC EST MODULES SENSORS] [*] [#2 SHARED ADDR ¦ SENSORS] DS-HFS (C), DS-PS (C), FX-HD w/IB4U BASE, FX-HD w/RB4U BASE, FX-HD w/SB4U BASE, FX-HD w/SB4U-LF BASE, FX-HD wB4U BASE, FX-PD w/B4U BASE (C), FX-PD w/IB4U BASE (C), FX-PD w/SB4U BASE (C), FX | [Edwards, Kidde] FX-PDD, GSA-SD, KI-DDOS, KI-SDH, KI-SDHR, SD-2W, SIGA-DDOS, SIGA-SD
53a0a87f-004b-467f-8f53-0892963d8e31 | NFPA 170 FIRE ALARM CONTROL UNIT | RISER FACP |  | North | Hochiki |  | Fire Alarm Control Unit |  |  |  | Assembly | TRUE | LA201K1-10 |  | FireNET L@TITUDE Analog Addressable Fire Alarm Control Panel, 4 Slot Standard Plex-Door Enclosure, 5.25 A 115V, 2-Loop Panel Module, Hochiki Protocol, Network Module, and Media Gateway™, Red, 48 Zone LEDs | 1 | [6 empty] | FALSE |  |  | *Refer to Install Sheet | 16.5in (W) x 23.2in (H) x 6in (D) | KM5FCRD (Optional Semi-Flush Mounting Kit) | #FFFF0000 | FA-NFPA 170 FIRE ALARM CONTROL UNIT | 1 | FALSE | FALSE | FALSE | 202 | [8 empty] | 7,12,18,28 |  |  | 5.25 |  | TRUE | [5 empty] | DESKTOP-GHR3H5U\Anthony | 2019-11-27 08:00 | THOR\acont | 2024-09-08 17:27
c4c364b4-2043-406a-bd32-089a85bb4923 |  |  |  | North | Edwards |  | Hardware |  |  |  | Hardware | TRUE | MN-FNS8HDK1 |  | MN-FNS8 Series switch holder bracket. Used with MN-BRKT Series. | 1 | [6 empty] | FALSE | [5 empty] | #FFFFFFFF |  |  | FALSE | FALSE | FALSE | [14 empty] | FALSE | [7 empty] | THOR\acont | 2024-10-09 10:48
b1caa356-73a6-4a21-af78-089cfb01b4e1 |  |  |  | North | Eaton Wheelock |  | Cards & Components |  |  |  | Card | TRUE | SP-SVC | NEW |  | 1 | [6 empty] | TRUE | [5 empty] | #FFFFFFFF |  |  | FALSE | FALSE | FALSE | [14 empty] | FALSE | [5 empty] | AULAPTOP-PC\Aulaptop | 2019-01-05 09:19 | THOR\acont | 2024-10-09 10:48 | Cloned from Cooper Notification SP40S-MAIN CARD CLONED
ea13ddb5-ed31-47ff-af69-08a318c91816 |  |  |  | North | HESS | Security/Access Control |  |  |  |  | Module | TRUE | 9600-605 (LBM)(LBSM) |  | BRIGHT BRASS | 1 | [12 empty] | #FFFFFFFF |  |  | FALSE | FALSE | FALSE | [20 empty] | THOR\acont | 2024-03-12 21:20 | THOR\acont | 2024-10-09 10:48
49e4c71d-6e93-42c4-ab93-08a61e7421f3 |  |  |  | North | Notifier |  | Cards & Components |  |  |  | Card | TRUE | RP-2002 Main Board | + | Agent Release Panel Card | 1 | 0.095 | 0.221 |  |  |  |  | TRUE | [5 empty] | #FFFFFFFF |  |  | FALSE | FALSE | FALSE | [14 empty] | FALSE | [7 empty] | THOR\acont | 2024-10-09 10:48 |  | [Notifier] [VAC ] 411UDAC Main Board, AFP-100 Main Board, AFP-200 Main Board, FCPS-24S6 MAIN BOARD, FCPS-24S8 MAIN BOARD, HPFF12 Main Board, HPFF8 Main Board, NFC-125DA (25V) Main Board, NFC-50/100 Main Board (100W, 25V), NFC-50/100 Main Board (100W, 70V | [Firelite, Notifier] MRP-2002 Main Board, RP-2002 Main Board
9c141437-35de-4e63-8bc2-08ae2c309802 | NFPA 170 SMOKE DETECTOR |  |  | North | Bosch |  | Smoke Detector |  |  |  | Module | TRUE | FAP-325 w/FAA-325-B6S | + | Analog photoelectric detector head, 24V w/Sounder Base | 1 | 0.017 | 0.017 |  |  |  |  | FALSE | TRUE |  |  |  |  | #FFFF0000 | FA-NFPA 170 SMOKE DETECTOR | 1 | FALSE | FALSE | FALSE | 1403 | [13 empty] | FALSE | [5 empty] | DESKTOP-7EIEB7A\acont | 2022-08-29 07:22 | THOR\acont | 2024-09-08 17:27 | Cloned from Bosch FAP-325 w/FAA-325-B4 | [Bosch] [SLC BOSCH MODULES SENSORS] [*] [#01 SENSORS ++] FAH-325 w/FAA-325-6 (C), FAH-325 w/FAA-325-B4 (C), FAH-325 w/FAA-325-B6S (C), FAH-440 w/FAA-440-B6 (C), FAI-325 w/FAA-325-6 (C), FAI-325 w/FAA-325-B4 (C), FAI-325 w/FAA-325-B6S (C), FAP-325 w/FAA-3 [Bosch] [AUX POWER] [24VDC] FAH-325 w/FAA-325-B6S (C), FAI-325 w/FAA-325-B6S (C), FAP-325 w/FAA-325-B6S (C) [Bosch] [SLC BOSCH MODULES SENSORS] [#02 SENSORS ++] FAH-325 w/FAA-325-B6S (C), FAI-325 w/FAA-325-B6S (C), FAP-325 w/FAA-325-B6S (C)
ffbc90d0-395f-401d-ad3c-08ae32cb46a3 | NFPA 170 SMOKE HEAT DETECTOR |  |  | North | Notifier |  | Smoke/Heat Detector |  |  |  | Module | TRUE | FPTI-951 w/B501-WHITE | + | Intelligent addressable multi-criteria photoelectric, thermal and infrared smoke detector, white w/ 4” Flangeless mounting base, bright white | 1 | 0.0002 | 0.0045 |  |  |  |  | FALSE | TRUE | FLUSH |  | 4" SQ. DEEP | 3 "O" PLASTER RING | #FFFF0000 | FA-NFPA 170 SMOKE HEAT DETECTOR | 1 | FALSE | FALSE | FALSE | 1402 | [13 empty] | FALSE | [5 empty] | DESKTOP-7EIEB7A\acont | 2021-01-13 08:04 | THOR\acont | 2024-09-08 17:27 | Cloned from Notifier FSCO-951 w/B501-WHITE | [Honeywell, Notifier, System Sensor] [SLC SENSORS] [*] [#4 TYPE ADDR ¦ SENSORS] 2251B (C), 2251-COPTIR (C), 2251-COPTIR w/B200S-WH (C), 2251TB (C), 2251TMB (C), 5251B (C), 5251B-WP (C), 5251H (C), 5251RB (C), 5251RB-WP (C), 7251 (C), 7251DH (C), DH200LP [Honeywell, Notifier, System Sensor] [SLC MODULES SENSORS] [*] [#2 SHARED ADDR ¦ SENSORS] 2251B (C), 2251-COPTIR (C), 2251-COPTIR w/B200S-WH (C), 2251TB (C), 2251TMB (C), 5251B (C), 5251B-WP (C), 5251H (C), 5251RB (C), 5251RB-WP (C), 7251 (C), 7251DH (C)
f901bdbd-569c-4300-8b51-08af9f00afef |  |  |  | North | Edwards |  | Cards & Components |  |  |  | Card | TRUE | 2-8RY |  | OBSOLETE - 8 Red, 8 Yellow LED Annunciator Module | 1 | [6 empty] | TRUE | [5 empty] | #FFFFFFFF |  |  | FALSE | FALSE | FALSE | [14 empty] | FALSE | [7 empty] | THOR\acont | 2024-10-09 10:48
cfbd821a-74d2-4c06-8c65-08b043b440a3 |  |  |  | North | Kidde |  | Cards & Components |  |  |  | Card | TRUE | 76-600000-001 Main Board | ++ | Main Board | 1 | 0.2 | 0.65 | 5.4 |  |  |  | TRUE | [5 empty] | #FFFFFFFF |  |  | FALSE | FALSE | FALSE | [14 empty] | FALSE | [5 empty] | THOR\acont | 2024-03-06 14:02 | THOR\acont | 2024-10-09 10:48 | Cloned from Kidde 84-732001-901 Main Board | [Edwards, Kidde, Macurco] [IDC] [#3 SUPERVISORY] 2IDC, 76-600000-001 Main Board, 76-800xxx-xxx Main Board, 77-600000-901 Main Board, 84-732001-901 Main Board, DVP-120 Mainboard, EST1-2Z Mainboard, FSP1004G Mainboard, FSP1004G-2 Mainboard, FSP1004GD Mainb [Kidde] [IDC] [#4 RELAY] 76-600000-001 Main Board, 77-600000-901 Main Board, 84-732001-901 Main Board [Edwards, Kidde, Macurco] [IDC] [#2 TROUBLE] 2IDC, 76-600000-001 Main Board, 76-800xxx-xxx Main Board, 77-600000-901 Main Board, 84-732001-901 Main Board, DVP-120 Mainboard, EST1-2Z Mainboard, FSP1004G Mainboard, FSP1004G-2 Mainboard, FSP1004GD Mainboard [Edwards, Kidde, Macurco] [IDC] [#1 ALARM] 2IDC, 76-600000-001 Main Board, 76-800xxx-xxx Main Board, 77-600000-901 Main Board, 84-732001-901 Main Board, DVP-120 Mainboard, EST1-2Z Mainboard, FSP1004G Mainboard, FSP1004G-2 Mainboard, FSP1004GD Mainboard, [Edwards, Kidde] [VAC ] 2IDC, 76-600000-001 Main Board, 76-800xxx-xxx Main Board, 77-600000-901 Main Board, 84-732001-901 Main Board, APS10A Mainboard, APS6A Mainboard, BPS10A Mainboard, BPS10A/230 Mainboard, BPS6A Mainboard, BPS6A/230 Mainboard, EST1-2Z
9688932c-7043-4280-ad16-08b416bf30e2 |  |  |  | North | REDDWARE | Security/Access Control |  |  |  |  | Module | TRUE | R47 |  | VIDEO RECORDER SERVER | 1 | [12 empty] | #FFFFFFFF |  |  | FALSE | FALSE | FALSE | [20 empty] | THOR\acont | 2024-03-12 21:43 | THOR\acont | 2024-10-09 10:48
adde4661-5a59-43c5-ba87-08b5db6e25c3 |  |  |  | North | Potter | [5 empty] | Module | TRUE | IFS Series |  | Industrial Flow Switch | 1 | [6 empty] | FALSE | [5 empty] | #FFFFFFFF |  |  | FALSE | FALSE | FALSE | [14 empty] | FALSE | [7 empty] | THOR\acont | 2024-10-09 10:48
24cebb1c-40e5-4f43-8fd2-08c1136a0d46 | CADGEN SIGN |  |  | North | Rath Area of Refuge | Area of Refuge | Signage |  |  |  | Module | TRUE | 7049SS | ++ | Call Box Instruction Sign | 1 | 0 | 0 |  |  |  |  | FALSE |  | Surface Mounted |  | 8” H x 6“ W |  | #FFFF0000 | FA-CADGEN SIGN | 1 | FALSE | FALSE | FALSE | [20 empty] | THOR\acont | 2024-07-09 09:01 | THOR\acont | 2024-09-08 17:27 | Cloned from TALK A PHONE ETP-SIGN
6ecc90c4-60a3-4a28-a187-08c338659591 |  |  |  | North | Siemens | [5 empty] | Module | TRUE | STA-2 | 500-684360 | SAMPLING TUBE SET 9"-1'9" | 1 | [12 empty] | #FFFFFFFF |  |  | FALSE | FALSE | FALSE | [20 empty] | DESKTOP-7SAL8M7\acont | 2019-08-13 09:04 | THOR\acont | 2024-10-09 10:48
1f22162b-af06-4d54-9b7d-08c98b57085a | NFPA 170 SPEAKER STROBE |  |  | North | Hochiki |  | Speaker/Strobe |  |  |  | Module | TRUE | HSSPK24-15/75WLPPW |  | Speaker/Strobe, Fixed 15/75 Candela, Wall, White | 1 | 0 | 0.096 |  |  |  |  | FALSE |  |  | *Refer to Install Sheet |  |  | #FF0070C0 | FA-NFPA 170 SPEAKER STROBE | 1 | FALSE | FALSE | FALSE | 2019 |  |  | 7320-0569:0141 | [10 empty] | FALSE | [5 empty] | DESKTOP-7SAL8M7\acont | 2019-12-02 10:56 | THOR\acont | 2024-09-08 17:27 | Cloned from Hochiki HSSPK24-15/75WLPW | [Gentex, Hochiki, Potter] [AUDIO 25v] [25V AUDIO] CSPKSTR-24AR (C), CSPKSTR-24AW (C), CSPKSTR-24BR (C), CSPKSTR-24BW (C), CSPKSTR-24GR (C), CSPKSTR-24GW (C), CSPKSTR-24RR (C), CSPKSTR-24RW (C), FASPKR-R (C), FASPKR-W (C), FASPKR-WR, FASPKR-WW, FASPK-WPR, [Hochiki] [NAC] [UL MAX] HSSPK24-15/75WLPPR, HSSPK24-15/75WLPPW, HSSPK24-15/75WLPR, HSSPK24-15/75WLPW [Gentex, Hochiki, Potter] [AUDIO 70.7v] [70V AUDIO] CSPKSTR-24AR (C), CSPKSTR-24AW (C), CSPKSTR-24BR (C), CSPKSTR-24BW (C), CSPKSTR-24GR (C), CSPKSTR-24GW (C), CSPKSTR-24RR (C), CSPKSTR-24RW (C), FASPKR-R (C), FASPKR-W (C), FASPKR-WR, FASPKR-WW, FASPK-WP [Hochiki] [NAC] [24 VDC] HSSPK24-15/75WLPPR, HSSPK24-15/75WLPPW, HSSPK24-15/75WLPR, HSSPK24-15/75WLPW
548fe1e4-1af1-4af6-93be-08cd96180a5d | NFPA 170 ADDRESSABLE INPUT MONITOR MODULE |  |  | North | Kidde |  | Addressable Module |  |  |  | Module | TRUE | GSA-MCT2 |  | Signature dual input module, UIO plug-in | 2 | 0.000396 | 0.00068 |  |  |  |  | FALSE | [5 empty] | #FFFF0000 | FA-NFPA 170 ADDRESSABLE INPUT MONITOR MODULE | 1 | FALSE | FALSE | FALSE | 1000 | [13 empty] | FALSE |  |  | DM |  |  | AULAPTOP-PC\Aulaptop | 2018-09-03 13:55 | THOR\acont | 2024-09-08 17:27 |  | [Edwards, Kidde] [SLC EST MODULES/SENSORS] 02 [*] [iO64] 70-417008-001, FX-2WIRE, FX-IDC1A, FX-IDC1B, FX-IDC2B, FX-IDCWS, FX-NAC, GSA-CC1, GSA-CC1S, GSA-CC2, GSA-CT1, GSA-CT2, GSA-IO, GSA-MAB, GSA-MCC1, GSA-MCC1S, GSA-MCC2, GSA-MCT2, GSA-MIO, GSA-MM1, GS [Kidde] [SLC EST MODULES] [*] [#3 TYPE ADDR ¦ MODULES] 76-330002-101, 84-330002-001, FX-270, FX-278, FX-2WIRE, FX-IDC1A, FX-IDC1B, FX-IDC2B, FX-IDCWS, FX-ISO, FX-NAC, FX-RLY, GSA-CC1, GSA-CC1S, GSA-CC2, GSA-CR, GSA-CRH, GSA-CRR, GSA-CT1, GSA-CT2, GSA-IO, [Edwards, Kidde] [SLC EST MODULES] 01 [*] [EST3, iO1000 ] FX-2WIRE, FX-IDC1A, FX-IDC1B, FX-IDC2B, FX-IDCWS, FX-ISO, FX-NAC, GSA-CC1, GSA-CC1S, GSA-CC2, GSA-CT1, GSA-CT2, GSA-IO, GSA-MAB, GSA-MCC1, GSA-MCC1S, GSA-MCC2, GSA-MCT2, GSA-MIO, GSA-MM1, GSA-MRM1 [Edwards, Kidde] [SLC EST MODULES/SENSORS] 04 [iO64] FX-IDC2B, FX-IDCWS, GSA-CT2, GSA-MCT2, GSA-REL, GSA-WTM, SIGA-CC2, SIGA-CC2A, SIGA-CT2, SIGA-CT2I, SIGA-MCC2, SIGA-MCC2A, SIGA-MCT2, SIGA-REL, SIGA-WTM [Kidde] [SLC EST MODULES SENSORS] [*] [#1 SHARED ADDR ¦ MODULES] 76-330002-101, 84-330002-001, FX-270, FX-278, FX-2WIRE, FX-IDC1A, FX-IDC1B, FX-IDC2B, FX-IDCWS, FX-ISO, FX-NAC, FX-RLY, GSA-CC1, GSA-CC1S, GSA-CC2, GSA-CR, GSA-CRH, GSA-CRR, GSA-CT1, GSA-CT [Edwards, Kidde] [SLC EST MODULES] 02 [EST3, iO1000 ] FX-IDC2B, FX-IDCWS, GSA-CT2, GSA-MCT2, GSA-REL, GSA-T3T4, GSA-WTM, SIGA-AA30, SIGA-AA50, SIGA-CC2, SIGA-CC2A, SIGA-CT2, SIGA-CT2I, SIGA-MCC2, SIGA-MCC2A, SIGA-MCT2, SIGA-MDM, SIGA-REL, SIGA-TCDR, SIGA | [Edwards, Kidde] FX-IDC2B, FX-IDCWS, GSA-CT2, GSA-MCT2, GSA-WTM, SIGA-CT2, SIGA-CT2I, SIGA-MCT2, SIGA-WTM
3b6d7614-c4d8-48fb-8bfd-08cf42c6f03b | NFPA 170 GAS DETECTOR |  |  | North | Notifier |  | Gas Detection |  |  |  | Module | TRUE | FSCO-951 w/B300-6 | + | Intelligent addressable carbon monoxide detector, white w/ 6” Flanged mounting base, bright white | 1 | 0.0002 | 0.0045 |  |  |  |  | FALSE | TRUE | FLUSH |  | 4" SQ. DEEP | 3 "O" PLASTER RING | #FFFF0000 | FA-NFPA 170 GAS DETECTOR | 1 | FALSE | FALSE | FALSE | 1402 | [13 empty] | FALSE | [5 empty] | DESKTOP-7SAL8M7\acont | 2020-11-20 12:18 | THOR\acont | 2024-09-08 17:27 | Cloned from Gamewell MCS-COP3 w/B300-6 | [Honeywell, Notifier, System Sensor] [SLC SENSORS] [*] [#4 TYPE ADDR ¦ SENSORS] 2251B (C), 2251-COPTIR (C), 2251-COPTIR w/B200S-WH (C), 2251TB (C), 2251TMB (C), 5251B (C), 5251B-WP (C), 5251H (C), 5251RB (C), 5251RB-WP (C), 7251 (C), 7251DH (C), DH200LP [Honeywell, Notifier, System Sensor] [SLC MODULES SENSORS] [*] [#2 SHARED ADDR ¦ SENSORS] 2251B (C), 2251-COPTIR (C), 2251-COPTIR w/B200S-WH (C), 2251TB (C), 2251TMB (C), 5251B (C), 5251B-WP (C), 5251H (C), 5251RB (C), 5251RB-WP (C), 7251 (C), 7251DH (C)
7ebe8b5d-d195-4bef-8940-08cf5a6b4dbf | NFPA 170 REMOTE VOICE EVACUATION MICROPHONE |  |  | North | Farenhyt |  | Remote Microphone |  |  |  | Module | TRUE | ECS-RPU | + | Remote Page Unit Hand held microphone, 14 message buttons | 1 | 0.05 | 0.068 |  |  |  |  | TRUE | FALSE |  |  |  |  | #FFFF0000 | FA-NFPA 170 REMOTE VOICE EVACUATION MICROPHONE | 1 | FALSE | FALSE | FALSE | 265 | [13 empty] | FALSE |  |  | RPU |  |  | DESKTOP-7EIEB7A\acont | 2021-12-08 14:03 | THOR\acont | 2024-09-08 17:27 | Cloned from Firelite ECC-RPU | [ADT Unimode, Eaton Wheelock, Farenhyt, Firelite, Gamewell FCI, Monaco Enterprises, Notifier, Potter, Secutron, Silent Knight] [AUX POWER] [*] 790-012-00, ACM-16ATF, ACM-30, ACM-32AF, ACM-48A, ACM-8RF, ADT-LCD-80, AEM-16ATF, AEM-32AF, AFM-16AF, AFM-16ATF [Farenhyt, Firelite] [RS-485] ECC-125DA (25V) Main Board, ECC-50BDA Main Board (100W, 25V), ECC-50BDA Main Board (100W, 70V), ECC-50DA Main Board (50W, 25V), ECC-50DA Main Board (50W, 70V), ECC-LOC, ECC-RM, ECC-RPU, ECS-125DA (25V) Main Board, ECS-12 [Eaton Wheelock, Farenhyt, Firelite] [DIGITAL AUDIO LOOP] ECC-125DA (25V) Main Board, ECC-50BDA Main Board (100W, 25V), ECC-50BDA Main Board (100W, 70V), ECC-50DA Main Board (50W, 25V), ECC-50DA Main Board (50W, 70V), ECC-LOC, ECC-RM, ECC-RPU, ECS-12 [Farenhyt, Firelite] [RS-485] ECC-125DA (25V) Main Board, ECC-50BDA Main Board (100W, 25V), ECC-50BDA Main Board (100W, 70V), ECC-50DA Main Board (50W, 25V), ECC-50DA Main Board (50W, 70V), ECC-LOC, ECC-RM, ECC-RPU, ECS-125DA (25V) Main Board, ECS-12
48f0b0d4-74c0-4b0f-953b-08d34e4178af |  |  |  | North | Bosch | [5 empty] | Module | TRUE | NIN-70122-F0A-TU | * | Camera ***(Tuesday Morning) 12MP panoramic camera | 1 | [12 empty] | #FFFFFFFF |  |  | FALSE | FALSE | FALSE | [20 empty] | DESKTOP-7EIEB7A\acont | 2021-08-13 06:25 | THOR\acont | 2024-10-09 10:48
ee38ac48-8f1c-46a2-832e-08d67ca36cfc |  |  |  | North | Simplex |  | Cards & Components |  |  |  | Card | TRUE | 4100-0153 |  | DACT | 1 | 0.035 | 0.05 |  |  |  |  | TRUE | [5 empty] | #FFFFFFFF |  |  | FALSE | FALSE | FALSE | [20 empty] | THOR\acont | 2024-12-06 06:16 | THOR\acont | 2024-12-06 06:46 | Cloned from Simplex 4100-6005 CLONED CLONED |  | [Autocall, Simplex] 4007-9806, 4100-0153, A007-9806
678b53ea-f631-4512-890d-08dcefa9452b | NFPA 170 HORN |  |  | North | Notifier |  | Horn |  |  |  | Module | TRUE | HGRL-LF | + | LF Sounder Strobe, Wall, Red, Compact | 1 | 0 | 0.047 |  |  |  |  | FALSE | [5 empty] | #FF0070C0 | FA-NFPA 170 HORN | 1 | FALSE | FALSE | FALSE | 2010 | [13 empty] | FALSE |  |  | LF |  |  | DESKTOP-7SAL8M7\acont | 2020-01-28 08:18 | THOR\acont | 2024-09-08 17:27 | Cloned from System Sensor HGRL-LF | [Notifier] [NAC] [16 VDC. TEMPORAL HIGH] HCRL-LF (C), HCWL-LF (C), HGRL-LF, HGWL-LF, HRL-LF, HWL-LF
7ff09129-61f6-4053-8400-08dd2d9fda26 | NFPA 170 HEAT DETECTOR |  |  | North | Potter |  | Heat Detector |  |  |  | Module | TRUE | 302-194 | ++ | Heat Detector, 194°F (90°C) | 1 | [6 empty] | FALSE | TRUE |  |  |  |  | #FFFF0000 | FA-NFPA 170 HEAT DETECTOR | 1 | FALSE | FALSE | FALSE | 1403 |  |  | 7270-0021:0001 | [10 empty] | FALSE | [5 empty] | THOR\acont | 2024-06-04 14:08 | THOR\acont | 2024-09-08 17:27 | Cloned from Thermotech 302-194 | [Edwards, Potter, Thermotech] [IDC] 01 284B-PL (C), 302-135 (C), 302-194 (C), 302-AW-194, 302-EPM-135 (C), 302-EPM-194 (C), 302-ET-135 (C), 302-ET-194 (C)
e08c6212-1145-4e82-bec7-08dd9280a414 | NFPA 170 CHIME |  |  | North | Kidde |  | Chime |  |  |  | Module | TRUE | EG1F-C |  | Chime, running man, white, FIRE | 1 | 0 | 0.019 |  |  |  |  | FALSE | [5 empty] | #FFFF0000 | FA-NFPA 170 CHIME | 1 | FALSE | FALSE | FALSE | 2003 | [13 empty] | FALSE | [5 empty] | DESKTOP-7SAL8M7\acont | 2020-01-02 08:03 | THOR\acont | 2024-09-08 17:27 | Cloned from Edwards G1F-C | [Edwards, Kidde] [NAC] [24 VDC, HIGH DB] EG1F-C, G1-C, G1F-C, G1R-C, G1RF-C [Edwards, Kidde] [NAC] [24 VDC, LOW DB] EG1F-C, G1-C, G1F-C, G1R-C, G1RF-C [Edwards, Kidde] [NAC] [16 VDC, LOW DB] EG1F-C, G1-C, G1F-C, G1R-C, G1RF-C [Edwards, Kidde] [NAC] [16 VDC, HIGH DB] EG1F-C, G1-C, G1F-C, G1R-C, G1RF-C
099fb449-1892-481a-ab33-08e534379bf7 | NFPA 170 SMOKE DETECTOR |  |  | North | DMP |  | Smoke Detector |  |  |  | Module | TRUE | 1164 | ++ | Wireless Residential/Commercial Smoke Detector with Synchronized Sounder | 1 | [6 empty] | TRUE | TRUE |  |  |  |  | #FFFF0000 | FA-NFPA 170 SMOKE DETECTOR | 1 | FALSE | FALSE | FALSE | 1411 | [16 empty] | SB |  |  | DESKTOP-7EIEB7A\acont | 2021-04-05 15:53 | THOR\acont | 2024-09-08 17:27 | Cloned from DMP 1165H | [BluePoint, DMP] [DMP WIRELESS] [WIRELESS] 1103, 1126R, 1135, 1164 (C), 1164NS (C), 1165H (C), 1168 (C), 1181-R, 1182, 1183-135F, 1183-135R, 1184-W (C), BP01-303, BP02-203M, BP02-203P, BP02-A203M, BP02-A203P, BP02-A203PH, BP03-303, BP03-A103M, BP03-A103P
6ea64a00-5964-45cc-9eeb-08ecf06a7db6 | NFPA 170 AMPLIFIER RACK | RISER AMP |  | North | Notifier |  | Hardware |  |  |  | Hardware | TRUE | EQDR-D4R |  | Equipment Door assembly, vented, 4 tiers, red | 1 | [6 empty] | FALSE | [5 empty] | #FFFF0000 | FA-NFPA 170 AMPLIFIER RACK | 1 | FALSE | FALSE | FALSE | 300 | [8 empty] | 7,12,18 |  |  |  |  | TRUE | [5 empty] | DESKTOP-7EIEB7A\acont | 2022-08-01 12:52 | THOR\acont | 2024-09-08 17:27 | Cloned from Notifier EQDR-C4R
508e5155-9a0f-421f-beb0-08ed4093f8a6 |  |  |  | North | Hochiki |  | Cards & Components |  |  |  | Card | TRUE | FNV-MFP | + | Master Fire Phone | 1 | 0.009 | 0.009 |  |  |  |  | TRUE | [5 empty] | #FFFFFFFF |  |  | FALSE | FALSE | FALSE | [20 empty] | DESKTOP-7SAL8M7\acont | 2019-11-04 16:54 | THOR\acont | 2024-10-09 10:48 | Cloned from Evax MX-SSC CLONED
aa008fcc-f055-4a7b-adf6-08f615c75c5b | NFPA 170 SMOKE DETECTOR |  |  | North | Notifier |  | Smoke Detector |  |  |  | Module | TRUE | FSP-851T w/B224RB | ++ | DETECTOR, SMOKE, ADDRESSABLE PHOTO w/ISOLATOR BASE | 1 | 0.0003 | 0.0065 |  |  |  |  | FALSE | TRUE | FLUSH |  | 4" SQ. DEEP | 3 "O" PLASTER RING | #FFFF0000 | FA-NFPA 170 SMOKE DETECTOR | 1 | FALSE | FALSE | FALSE | 1408 |  |  | 7272-0028:0206 | [10 empty] | FALSE |  |  | IB |  |  |  |  | THOR\acont | 2024-09-08 17:27 | 20191121 AC Detector with base | [Honeywell, Notifier, System Sensor] [SLC SENSORS] [*] [#4 TYPE ADDR ¦ SENSORS] 2251B (C), 2251-COPTIR (C), 2251-COPTIR w/B200S-WH (C), 2251TB (C), 2251TMB (C), 5251B (C), 5251B-WP (C), 5251H (C), 5251RB (C), 5251RB-WP (C), 7251 (C), 7251DH (C), DH200LP [Honeywell, Notifier, System Sensor] [SLC MODULES SENSORS] [*] [#2 SHARED ADDR ¦ SENSORS] 2251B (C), 2251-COPTIR (C), 2251-COPTIR w/B200S-WH (C), 2251TB (C), 2251TMB (C), 5251B (C), 5251B-WP (C), 5251H (C), 5251RB (C), 5251RB-WP (C), 7251 (C), 7251DH (C)
695a5803-10b0-416c-9337-08f6175ff91a | NFPA 170 VOICE EVACUATION CONTROL UNIT |  |  | North | Potter |  | Voice Evac Control Unit |  |  |  | Assembly | TRUE | PVC-MP48 | + | Master Panel, 48 Switch Control | 1 | [6 empty] | FALSE | [5 empty] | #FFFF0000 | FA-NFPA 170 VOICE EVACUATION CONTROL UNIT | 1 | FALSE | FALSE | FALSE | 211 | [8 empty] | 7,12,18 |  |  |  |  | TRUE | [5 empty] | DESKTOP-7SAL8M7\acont | 2020-11-03 16:06 | THOR\acont | 2024-09-08 17:27 | Cloned from Hochiki FNVMP48
51992edd-9e8a-4439-854b-08f7da89ee0f |  |  |  | North | Software House | Security/Access Control |  |  |  |  | Module | TRUE | USTAR-CAN |  |  | 1 | [12 empty] | #FFFFFFFF |  |  | FALSE | FALSE | FALSE | [20 empty] | THOR\acont | 2024-03-12 21:43 | THOR\acont | 2024-10-09 10:48
8b6589ab-17b3-4a27-b740-08fc93c8cecd |  |  |  | North | Autocall |  | Cards & Components |  |  |  | Card | TRUE | A100-1329 |  | Digital 70.7VRMS Primary 100 W Amplifier Includes six, Class B audio NACs | 1 | 0.085 | 3.8 |  |  |  |  | TRUE | [5 empty] | #FFFFFFFF |  |  | FALSE | FALSE | FALSE | [20 empty] | DESKTOP-0D6CQVA\lousc | 2019-07-07 13:49 | THOR\acont | 2024-10-09 10:48 | Cloned from AutoCall A100-1315 |  | [Autocall] A100-1315, A100-1329
3ab469b0-92ac-4766-ab21-08ff2dbad32c |  |  |  | North | Bosch | [5 empty] | Module | TRUE | AMS TRAINING | * | Hardware For Ams Training Classes | 1 | [12 empty] | #FFFFFFFF |  |  | FALSE | FALSE | FALSE | [20 empty] | DESKTOP-7EIEB7A\acont | 2021-08-13 06:25 | THOR\acont | 2024-10-09 10:48
2e1657cf-cf54-4ef7-ad33-090204903e1a | NFPA 170 ADDRESSABLE INPUT MONITOR MODULE |  |  | North | Monaco Enterprises |  | Addressable Module |  |  |  | Module | TRUE | 729-143-00 | + | MODULE:MINI-MONITOR,INTEL | 1 | 0.0004 | 0.0004 |  |  |  |  | FALSE | [5 empty] | #FFFF0000 | FA-NFPA 170 ADDRESSABLE INPUT MONITOR MODULE | 1 | FALSE | FALSE | FALSE | 1000 | [13 empty] | FALSE |  |  | M |  |  | DESKTOP-7SAL8M7\acont | 2020-02-23 12:29 | THOR\acont | 2024-09-08 17:27 | Cloned from MIRCOM MIX-M501M | [Monaco Enterprises] [SLC MODULES] 01 [*] 708-026-01, 708-031-00, 729-142-00, 729-143-00, 729-144-00, 729-158-00, 729-159-00, 729-165-00, 729-182-00, 729-217-00, 729-218-00, 729-221-00, 729-225-00 [Monaco Enterprises] [SLC MODULES/SENSORS] 01 [*] 721-121-00 w/B200SR-LF-WH (C), 721-121-00 w/B200SR-WH (C), 721-121-00 w/B210LP (C), 721-121-00 w/B224RB-WH (C), 721-121-00 w/B501 (C), 721-124-00 w/B200SR-LF-WH (C), 721-124-00 w/B200SR-WH (C), 721-124-00 [Monaco Enterprises] [SLC MODULES SENSORS] 01 [*] 708-026-01, 708-031-00, 721-121-00 w/B200SR-LF-WH (C), 721-121-00 w/B200SR-WH (C), 721-121-00 w/B210LP (C), 721-121-00 w/B224RB-WH (C), 721-121-00 w/B501 (C), 721-124-00 w/B200SR-LF-WH (C), 721-124-00 w/B [Monaco Enterprises] [SLC MODULES] 01 [*] 729-142-00, 729-143-00, 729-144-00, 729-158-00, 729-159-00, 729-182-00, 729-217-00, 729-218-00, 729-221-00 | [MIRCOM, Monaco Enterprises, System Sensor] 729-142-00, 729-143-00, 729-217-00, 729-218-00, M500M, M501M, MIX-M500M, MIX-M500MAP, MIX-M501M, MIX-M501MAP
8c9bd874-4c3a-4da1-9e1a-090469d439ed |  |  |  | North | Edwards |  | Hardware |  |  |  | Hardware | TRUE | STI-3003 |  | Weatherproof Gasket for conduit entry | 1 | [6 empty] | FALSE | [5 empty] | #FFFFFFFF |  |  | FALSE | FALSE | FALSE | [14 empty] | FALSE | [7 empty] | THOR\acont | 2024-10-09 10:48
117c6aae-54ac-42f3-b243-09151ee85284 | NFPA 170 HORN |  |  | North | Potter |  | Horn |  |  |  | Module | TRUE | PE-LFHNW | ++ | Low Frequency Sounder, White, Fire | 1 | [6 empty] | FALSE | [5 empty] | #FF0070C0 | FA-NFPA 170 HORN | 1 | FALSE | FALSE | FALSE | 2010 | [13 empty] | FALSE |  |  | LF |  |  | THOR\acont | 2024-03-05 07:45 | THOR\acont | 2024-09-08 17:27 | Cloned from Potter PE-LFHNW-N | [Potter] [NAC] [24VDC] PE-LFHNR, PE-LFHNR-N, PE-LFHNW, PE-LFHNW-N
9b3e8e14-1c07-457b-87e8-09175618302f | NFPA 170 VOICE EVACUATION CONTROL UNIT |  |  | North | Hochiki |  | Voice Evac Control Unit |  |  |  | Assembly | TRUE | EVAX-200E-H | + | 200W Voice Evacuation Panel | 1 | [6 empty] | FALSE |  |  | *Refer to Install Sheet |  |  | #FFFF0000 | FA-NFPA 170 VOICE EVACUATION CONTROL UNIT | 1 | FALSE | FALSE | FALSE | 211 | [8 empty] | 7,12,18 |  |  |  | 200 | TRUE | [5 empty] | DESKTOP-7SAL8M7\acont | 2019-11-05 06:01 | THOR\acont | 2024-09-08 17:27
e2ab445a-d9a3-4b22-b26e-0920738eb39b |  |  |  | North | Bosch | [5 empty] | Module | TRUE | 5678 |  |  | 1 | [6 empty] | FALSE | [5 empty] | #FFFFFFFF |  |  | FALSE | FALSE | FALSE | [14 empty] | FALSE | [7 empty] | THOR\acont | 2024-10-09 10:48
e929dfe8-cf72-4955-bc0d-092392d6a88a | NFPA 170 SMOKE CO DETECTOR |  |  | North | Gamewell FCI |  | Smoke/CO Detector |  |  |  | Module | TRUE | MCS-COP3 w/B501-BL | + | Intelligent multi-criteria photo/CO, bright white, Velociti w/ 4” Flangeless mounting base, black | 1 | 0.0002 | 0.0045 |  |  |  |  | FALSE | TRUE | FLUSH |  | 4" SQ. DEEP | 3 "O" PLASTER RING | #FFFF0000 | FA-NFPA 170 SMOKE CO DETECTOR | 1 | FALSE | FALSE | FALSE | 1407 | [13 empty] | FALSE | [5 empty] | DESKTOP-7SAL8M7\acont | 2020-11-19 16:14 | THOR\acont | 2024-09-08 17:27 | Cloned from Gamewell MCS-COP3 w/B501-WHITE | [Gamewell FCI] [SLC SENSORS] [*] [#4 TYPE ADDR ¦ SENSORS] ADPF (C), ASD-PL2F w/B200S-LF-WH (C), ASD-PL2F w/B210LP (C), ASD-PL2FR (C), ASD-PL3 w/B200S-LF-WH (C), ASD-PL3 w/B200SR-LF-WH (C), ASD-PL3 w/B200SR-WH (C), ASD-PL3 w/B224BI-WH (C), ASD-PL3 w/B224R
1ccb533d-3524-444b-ade1-09357f9ea0bb | NFPA 170 MAINTENANCE DISCONNECT SWITCH |  |  | North | Fike |  | Switch |  |  |  | Module | TRUE | 10-2698 | + | System Disconnect Switch | 1 |  | 0.0131 |  |  |  |  | FALSE | [5 empty] | #FFFF0000 | FA-NFPA 170 MAINTENANCE DISCONNECT SWITCH | 1 | FALSE | FALSE | FALSE | 903 | [13 empty] | FALSE | [5 empty] | DESKTOP-QGO6JOK\acont | 2022-06-06 13:00 | THOR\acont | 2024-09-08 17:27 | Cloned from Fike 10-1639 | [Fike] [IDC] 02 02-12533, 02-12534, 10-1638, 10-1639, 10-1643, 10-2698 [Fike] [IDC] 09 [ACTIVATION] 10-2698 [Fike] [AUX POWER, RELEASING] [LED] 10-2698 [Fike] [AUX POWER] [LED] 10-2698
dcb71f10-8db2-42d0-9354-093e46cd128e |  |  |  | North | Gamewell FCI |  | Cards & Components |  |  |  | Card | TRUE | INI-VGC | + | Command Center Voice Gateway (UTP only) | 1 | 0.15 | 0.15 |  |  |  |  | TRUE | [5 empty] | #FFFFFFFF |  |  | FALSE | FALSE | FALSE | [14 empty] | FALSE | [5 empty] | DESKTOP-7SAL8M7\acont | 2019-04-25 16:33 | THOR\acont | 2024-10-09 10:48 | Cloned from Gamewell 1100-1323 | [Gamewell FCI] [AUX POWER] [*] 1100-0455, 1100-0503, 1100-0505, 1100-1321, 1100-1322, 1100-1323, 1100-1324, 1100-1325, 1100-1326, ANU-48, ASM-16, INI-VGC, INI-VGE, INI-VGX, LCD-7100 MAIN CARD, LCD-E3, LCD-SLP, LCD-SLP MAIN BOARD, M34-110, M34-56, NGA, RA [Gamewell FCI] [ARCNET] 1100-1322, 1100-1324, 1100-1326, INI-VGC, INI-VGE, INI-VGX | [Gamewell FCI] 1100-1321, 1100-1322, 1100-1323, 1100-1324, 1100-1325, 1100-1326, INI-VGC, INI-VGE, INI-VGX
4c60b8e2-225e-4584-889f-09476b0fd292 | NFPA 170 FIRE ALARM CONTROL UNIT | RISER FACP |  | North | Gamewell FCI |  | Fire Alarm Control Unit |  |  |  | Assembly | TRUE | INCC-CABR |  | INCC backbox (black) with red outer door 19” H x 19” W x 4” D | 1 | [6 empty] | FALSE | [5 empty] | #FFFF0000 | FA-NFPA 170 FIRE ALARM CONTROL UNIT | 1 | FALSE | FALSE | FALSE | 202 | [8 empty] | 7,12,18 |  |  |  |  | TRUE | [7 empty] | THOR\acont | 2024-09-08 17:27
68d66996-b63e-473d-b042-0949fdd7cecb | NFPA 170 SPEAKER WALL |  |  | North | Eaton Wheelock |  | Speaker |  |  |  | Module | TRUE | E60-W |  | Speaker, 25 or 70 Vrms, 1/8 to 2 watts | 1 | [6 empty] | FALSE | FALSE |  |  |  |  | #FF0070C0 | FA-NFPA 170 SPEAKER WALL | 1 | FALSE | FALSE | FALSE | 2021 | [13 empty] | FALSE | [7 empty] | THOR\acont | 2024-09-08 17:27 |  | [Eaton Wheelock, Hochiki] [AUDIO 25v] [25V AUDIO] E60-24MCC-FR (C), E60-24MCC-FW (C), E60-24MCCH-FR (C), E60-24MCCH-FW (C), E60-24MCW-FR, E60-24MCW-FW, E60-24MCWH-FR, E60-24MCWH-FW, E60-R, E60-W [Eaton Wheelock, Hochiki] [AUDIO 70.7v] [70V AUDIO] E60-24MCC-FR (C), E60-24MCC-FW (C), E60-24MCCH-FR (C), E60-24MCCH-FW (C), E60-24MCW-FR, E60-24MCW-FW, E60-24MCWH-FR, E60-24MCWH-FW, E60-R, E60-W
9589a401-a4ce-4b47-a424-094b4b088578 | NFPA 170 HORN |  |  | North | Edwards |  | Horn |  |  |  | Module | TRUE | G1ARF |  | Horn, Wall, Red, FIRE | 1 | [12 empty] | #FF0070C0 | FA-NFPA 170 HORN | 1 | FALSE | FALSE | FALSE | 2010 | [19 empty] | DESKTOP-7SAL8M7\acont | 2020-02-25 06:42 | THOR\acont | 2024-09-08 17:27 | Cloned from Kidde EG1ARF | [Edwards, Kidde] [NAC] [16 VDC, HIGH] EG1ARF, EG1ARN, EG1AWF, EG1AWN, G1ARF, G1ARN, G1AWF, G1AWN [Edwards, Kidde] [NAC] [16 VFWR, HIGH] EG1ARF, EG1ARN, EG1AWF, EG1AWN, G1ARF, G1ARN, G1AWF, G1AWN [Edwards, Kidde] [NAC] [16 VDC, LOW] EG1ARF, EG1ARN, EG1AWF, EG1AWN, G1ARF, G1ARN, G1AWF, G1AWN [Edwards, Kidde] [NAC] [16 VFWR, LOW] EG1ARF, EG1ARN, EG1AWF, EG1AWN, G1ARF, G1ARN, G1AWF, G1AWN
3c3a7ac4-051a-4e16-a896-09562c75eee9 | NFPA 170 HEAT DETECTOR |  |  | North | Gamewell FCI |  | Heat Detector |  |  |  | Module | TRUE | ATD-L3H-IV w/B224BI-IV | + | Thermal heat detector, 190°F high temp, ivory, Velociti/CLIP w/ Isolator base, ivory | 1 | 0.0002 | 0.0045 |  |  |  |  | FALSE | TRUE | FLUSH |  | 4" SQ. DEEP | 3 "O" PLASTER RING | #FFFF0000 | FA-NFPA 170 HEAT DETECTOR | 1 | FALSE | FALSE | FALSE | 1403 | [13 empty] | FALSE |  |  | 190°, I |  |  | DESKTOP-7SAL8M7\acont | 2019-05-06 10:45 | THOR\acont | 2024-09-08 17:27 | 20191121 AC Detector with base | [Gamewell FCI] [SLC SENSORS] [*] [#4 TYPE ADDR ¦ SENSORS] ADPF (C), ASD-PL2F w/B200S-LF-WH (C), ASD-PL2F w/B210LP (C), ASD-PL2FR (C), ASD-PL3 w/B200S-LF-WH (C), ASD-PL3 w/B200SR-LF-WH (C), ASD-PL3 w/B200SR-WH (C), ASD-PL3 w/B224BI-WH (C), ASD-PL3 w/B224R [Gamewell FCI] [SLC MODULES SENSORS] [*] [#2 SHARED ADDR ¦ SENSORS] ADPF (C), ASD-PL2F w/B200S-LF-WH (C), ASD-PL2F w/B210LP (C), ASD-PL2FR (C), ASD-PL3 w/B200S-LF-WH (C), ASD-PL3 w/B200SR-LF-WH (C), ASD-PL3 w/B200SR-WH (C), ASD-PL3 w/B224BI-WH (C), ASD-P
8db35deb-9e7c-4cd3-9c02-0959851c97bd |  |  |  | North | Siemens | [5 empty] | Module | TRUE | SPSB-W | 500-636113 | SE SPEAKER WALL SURFACE BACK BOX WHITE | 1 | [12 empty] | #FFFFFFFF |  |  | FALSE | FALSE | FALSE | [20 empty] | DESKTOP-7SAL8M7\acont | 2019-08-13 09:04 | THOR\acont | 2024-10-09 10:48
17feaa88-c797-4dbd-a118-095c9c3ac1b7 |  |  |  | North | Siemens |  | Cards & Components |  |  |  | Card | TRUE | NAC Load | ++ | NAC Load | 1 | 0.005 | 0 |  |  |  |  | TRUE | [5 empty] | #FFFFFFFF |  |  | FALSE | FALSE | FALSE | [20 empty] | DESKTOP-7EIEB7A\acont | 2022-09-12 09:57 | THOR\acont | 2024-10-09 10:48 | Cloned from Siemens LED Zone for FCM2019-U3 |  | [Siemens] Bell Follower, FCM2018-U2, FCM2018-U3, LED Zone, LED Zone for FCM2019-U3, NAC Load
5dab61fd-591c-4c09-925b-095d86998dab | NFPA 170 FIRE ALARM CONTROL UNIT | RISER FACP |  | North | Edwards |  | Fire Alarm Control Unit |  |  |  | Assembly | TRUE | FSP502G-2 |  | FACP - 5 Cl 'B' IDCs, 2 Cl 'B' NACs, 230V, Gray | 1 | [6 empty] | FALSE | [5 empty] | #FFFF0000 | FA-NFPA 170 FIRE ALARM CONTROL UNIT | 1 | FALSE | FALSE | FALSE | 202 | [8 empty] | 7,12,18 |  |  |  |  | TRUE | [7 empty] | THOR\acont | 2024-09-08 17:27
fd0a0270-7bf8-4316-9c15-095e125a06ec | NFPA 170 HORN STROBE CEILING |  |  | North | Potter |  | Horn/Strobe |  |  |  | Module | TRUE | PE-HSRC | ++ | 2-Wire, Horn Strobe, Ceiling, Red | 1 | 0 | 0.071 |  |  |  |  | FALSE | TRUE |  |  |  |  | #FF0070C0 | FA-NFPA 170 HORN STROBE CEILING | 1 | FALSE | FALSE | FALSE | 2013 | [13 empty] | FALSE |  |  | C |  |  | THOR\acont | 2024-03-01 08:33 | THOR\acont | 2024-09-08 17:27 | Cloned from System Sensor PC2RLED | [Potter] [NAC] [VDC] PE-HSRC (C), PE-HSWC (C)
89072976-0c52-4701-8b97-0960b00a88bf |  |  |  | North | Gamewell FCI |  | Hardware |  |  |  | Hardware | TRUE | E3BB-RD/INX | ++ | Enclosure, Transponder, Red, “D” Size | 1 | [6 empty] | TRUE | [5 empty] | #FFFFFFFF |  |  | FALSE | FALSE | FALSE | [20 empty] | DESKTOP-7EIEB7A\acont | 2022-08-29 12:36 | THOR\acont | 2024-10-09 10:48 | Cloned from Gamewell FCI E3BB-BD/INX
6cfd8be9-3cb1-4e79-b36b-09623b2495e8 |  |  |  | North | Autocall |  | Cards & Components |  |  |  | Card | TRUE | A009-970xx MAIN BOARD | ++ | Main Board | 1 | 0.064 | 0.064 |  |  |  |  | TRUE | [5 empty] | #FFFFFFFF |  |  | FALSE | FALSE | FALSE | [20 empty] | THOR\acont | 2024-08-13 16:11 | THOR\acont | 2024-10-09 10:48 | Cloned from Autocall A009-970x MAIN BOARD | [Autocall, Simplex] [RUI] 4009-9401 Main Board, 4100-9404, 4100-9405, 4100-9616, 4100-9617, 4606-9202, A009-9401 Main Board, A009-970x MAIN BOARD, A009-970xx MAIN BOARD, A100-9404, A100-9405, A100-9616, A100-9617, A4606-9202 [Autocall, Simplex] [IDC] [#1 ALARM] 4100-6033, 4100-9111 (4100U) Main Board, 4100-9111 Main Board, A009-970x MAIN BOARD, A009-970xx MAIN BOARD, A100-6033, A100-9111 Main Board | [Autocall] A009-970xx MAIN BOARD [Autocall] A009-970xx MAIN BOARD
be03e94a-e2ea-4f32-80e3-0967b8d2447e |  |  |  | North | Kidde |  | Cards & Components |  |  |  | Card | TRUE | FX-SLC2 |  | Expansion module, two 250-device loops, 500 devices total. | 1 | 0.1 | 0.15 |  |  |  |  | TRUE | [5 empty] | #FFFFFFFF |  |  | FALSE | FALSE | FALSE | [14 empty] | FALSE | [5 empty] | THOR\acont | 2025-02-20 08:35 |  |  | Cloned from Kidde VM-SLC CLONED |  | [Kidde] FX-SLC2
b8f4cb20-79e6-4bb6-a288-096873c2ae44 |  |  |  | North | Siemens | [5 empty] | Module | TRUE | ADBH-11 | 500-033210 | Audible Base (used with H-series detectors only) | 1 | [12 empty] | #FFFFFFFF |  |  | FALSE | FALSE | FALSE | [20 empty] | DESKTOP-7SAL8M7\acont | 2019-08-13 09:04 | THOR\acont | 2024-10-09 10:48
621cee2c-9fd7-4e42-886c-097bf64ad90d | NFPA 170 STROBE WALL |  |  | North | Eaton Wheelock |  | Strobe |  |  |  | Module | TRUE | ELSTW-ALB | + | WALL STROBE, WHITE, ALERT, BLUE | 1 | [6 empty] | TRUE | [5 empty] | #FF0070C0 | FA-NFPA 170 STROBE WALL | 1 | FALSE | FALSE | FALSE | 2020 | [19 empty] | DESKTOP-7EIEB7A\acont | 2021-05-18 16:22 | THOR\acont | 2024-09-08 17:27 | Cloned from Eaton Wheelock ELSTW-ALA | [Eaton Wheelock] [NAC] [24VDC] ELSTR-ALB, ELSTR-NB, ELSTW-ALB, ELSTW-NB [Eaton Wheelock] [NAC] [24VDC] STW-NB
2596ce78-facd-4ce9-afd1-0981ec08e3dd |  |  |  | North | Siemens | [5 empty] | Module | TRUE | ALI-8B | 500-698326 | REPLACEMENT PLATE FOR ALI-8/TRI | 1 | [12 empty] | #FFFFFFFF |  |  | FALSE | FALSE | FALSE | [20 empty] | DESKTOP-7SAL8M7\acont | 2019-08-13 09:04 | THOR\acont | 2024-10-09 10:48
ec276ec0-c359-408d-ac2f-0983de6c3ad6 | NFPA 170 ADDRESSABLE OUTPUT MODULE |  |  | North | Notifier |  | Addressable Control/Relay |  |  |  | Module | TRUE | NC-100R | ++ | Intelligent addressable relay module. | 1 | 0.000255 | 0.0065 |  |  |  |  | FALSE | FALSE | FLUSH |  | 4" SQ. DEEP | N/A | #FFFF0000 | FA-NFPA 170 ADDRESSABLE OUTPUT MODULE | 1 | FALSE | FALSE | FALSE | 1100 |  |  | 7300-0028:230 |  | S635 | [8 empty] | FALSE | [7 empty] | THOR\acont | 2024-09-08 17:27 |  | [Honeywell, Notifier, System Sensor] [SLC MODULES] [*] [#3 TYPE ADDR ¦ MODULES] 30-3013 w/FMM-101, Q3013D, ACM-8R, ACPS-610, AMPS-24, AMPS-24E, EM-1M, EM-1MI, EM-1MM, EM-1MMI, EM-1R, EM-1RI, EM-1SR, EM-1SRI, FCM-1, FCM-1-REL, FD7044 MM-101, FDM-1, FDRM-1 [Honeywell, Notifier, System Sensor] [SLC MODULES SENSORS] [*] [#1 SHARED ADDR ¦ MODULES] 30-3013 w/FMM-101, Q3013D, ACM-8R, ACPS-610, AMPS-24, AMPS-24E, EM-1M, EM-1MI, EM-1MM, EM-1MMI, EM-1R, EM-1RI, EM-1SR, EM-1SRI, FCM-1, FCM-1-REL, FD7044 MM-101, FDM [Notifier] [AUX POWER, RELAY] [RISER INPUT] EM-1R, EM-1RI, FRM-1, NC-100R, NC-100RA | [Notifier, Silent Knight] EM-1R, EM-1RI, FRM-1, HFS-MR, NC-100R, NC-100RA
eef1afb6-b39b-4352-a0e6-0987d7a8d362 | NFPA 170 STROBE WALL |  |  | North | System Sensor |  | Strobe |  |  |  | Module | TRUE | SWHK-P | + | Strobe, High cd, White, Outdoor, Plain | 1 | [6 empty] | FALSE | FALSE |  |  |  |  | #FF0070C0 | FA-NFPA 170 STROBE WALL | 1 | FALSE | FALSE | FALSE | 2023 | [13 empty] | FALSE | [5 empty] | DESKTOP-7EIEB7A\acont | 2021-05-05 14:28 | THOR\acont | 2024-09-08 17:27 | Cloned from System Sensor SWHK | [BluePoint, System Sensor] [NAC] [16-33VFWR] BP04-301P, SRHK, SRHK-P, SWHK, SWHK-P [BluePoint, System Sensor] [NAC] [16-33VDC] BP04-301P, SRHK, SRHK-P, SWHK, SWHK-P
b955899f-3da2-46b8-b4a9-0988abbe3ce0 |  |  |  | North | Edwards |  | Hardware |  |  |  | Hardware | TRUE | QSC-12-G-1-SP |  | OBSOLETE - FAP w/ 12 Option Card Spaces, Gray, Spanish | 1 | [6 empty] | FALSE | [5 empty] | #FFFFFFFF |  |  | FALSE | FALSE | FALSE | [14 empty] | FALSE | [7 empty] | THOR\acont | 2024-10-09 10:48
58312e22-2dc2-4b06-8263-098b8d74cec9 | NFPA 170 SMOKE DETECTOR |  |  | North | Apollo |  | Smoke Detector |  |  |  | Module | TRUE | SA5050- 350 w/SA5300-802 | XXX | XP95A Smoke Detector W/ SA5300-802 Soteria UL HF Sounder Base - 6” | 1 | [6 empty] | TRUE | [5 empty] | #FFFF0000 | FA-NFPA 170 SMOKE DETECTOR | 1 | FALSE | FALSE | [21 empty] | XPS-17-9710\August | 2024-12-14 10:17 |  |  | Cloned from Apollo SA5050-250 w/SA5300-802 | [Apollo] [SLC APOLLO MODULES SENSORS] [#1 SHARED ADDR ¦ ALL] SA5150-650ADV w/SA5000-230ADV (C), SA5150-750ADV w/SA5000-210ADV (C), SA5050- 350 w/SA5300-802 , SA5050-250 w/SA5000-210, SA5050-250 w/SA5000-230 , SA5050-250 w/SA5300-800 , SA5050-250 w/
63db92b4-5a74-4af2-b2a8-0994cfe83e89 |  |  |  | North | Edwards |  | Hardware |  |  |  | Hardware | TRUE | MN-GVHTR1 |  | HPSA Cabinet heating element (requires 120 VAC) | 1 | [6 empty] | FALSE | [5 empty] | #FFFFFFFF |  |  | FALSE | FALSE | FALSE | [14 empty] | FALSE | [7 empty] | THOR\acont | 2024-10-09 10:48
f972b0d3-df1b-493b-87d9-099572c884b7 | NFPA 170 WIRELESS CONTROL UNIT |  |  | North | Silent Knight |  | Wireless Control Unit |  |  |  | Module | TRUE | WAV-CRL | + | Wireless AV base, ceiling, red | 1 | [6 empty] | FALSE | [5 empty] | #FFFF0000 | FA-NFPA 170 WIRELESS CONTROL UNIT | 1 | FALSE | FALSE | FALSE | [14 empty] | FALSE |  |  | WAV-CRL |  |  | DESKTOP-7SAL8M7\acont | 2019-07-13 08:52 | THOR\acont | 2024-09-08 17:27 | Cloned from Firelite WAV-CRL | [Farenhyt, Firelite, Gamewell FCI, Notifier, Silent Knight] [SWIFT MESH DEVICES] 03 WAV-CRL, WAV-CWL, WAV-RL, WAV-WL [Farenhyt, Silent Knight] [SLC MODULES SENSORS] [*] [#1 SHARED ADDR ¦ MODULES] HFS-MM, Hood System/IDP-MINIMON, IDP-CONTROL, IDP-CONTROL-6, IDP-MINIMON, IDP-MON-10, IDP-MONITOR, IDP-MONITOR-2, IDP-PULL-DA, IDP-PULL-SA, IDP-RELAY, IDP-RELAY-6, IDP-RELAYMO [Farenhyt, Firelite, Gamewell FCI, Notifier, Silent Knight, System Sensor] [SWIFT MESH DEVICES] 01 HRL-LF w/ WAV-RL, HWL-LF w/ WAV-WL, P2RL w/WAV-RL, P2RLED w/WAV-RL, P2RL-LF w/ WAV-RL, P2WL w/ WAV-WL, P2WLED w/ WAV-WL, P2WL-LF w/ WAV-WL, SRL w/ WAV-RL, [Silent Knight] [SLC SK MODULES] [*] [#3 TYPE ADDR ¦ MODULES] HFS-MM, SK-CONTROL, SK-CONTROL-6, SK-MINIMON, SK-MON-10, SK-MONITOR, SK-MONITOR-2, SK-PULL-DA, SK-PULL-SA, SK-RELAY, SK-RELAY-6, SK-RELAYMON-2, SK-ZONE, SK-ZONE-6, WAV-CRL, WAV-CWL, WAV-RL, WA | [Farenhyt, Firelite, Gamewell FCI, Notifier, Silent Knight] WAV-CRL, WAV-CWL, WAV-RL, WAV-WL
54c0d66b-daaa-467b-8411-0995f54c0d4c |  |  |  | North | Autocall | [5 empty] | Module | TRUE | A010-6308 | ++ | ES Net NIC dual channel multi-mode fiber media card | 1 | 0.135 | 0.135 | [10 empty] | #FFFFFFFF |  |  | FALSE | FALSE | FALSE | [20 empty] | THOR\acont | 2024-02-23 06:00 | THOR\acont | 2024-10-09 10:48 | Cloned from Autocall A100-6308 | [Autocall, Simplex] [Fiber Optic] [NETWORK ++] 4007-6307, 4007-6308, 4007-6309, 4010-6307, 4010-6308, 4100-6307, 4100-6308, 4190-9858, 4190-9859, A007-6307, A007-6308, A007-6309, A010-6307, A010-6308, A100-6307, A100-6308, A190-9858, A190-9859 | [Autocall, Simplex] 4007-6308, 4007-6309, 4010-6308, 4100-6308, 4190-9859, A007-6308, A007-6309, A010-6308, A100-6308, A190-9859
21e8176f-4af4-40ae-bf74-099a9c851483 |  |  |  | North | Siemens | [5 empty] | Module | TRUE | XLS-500-ID-SP | 599-050594 | INCLUDES: (2) DLC, (1) PMI-3, (1) ZIC-4A (1) CC-5 , (1) PSC-12, (1) ID-SP | 1 | [12 empty] | #FFFFFFFF |  |  | FALSE | FALSE | FALSE | [20 empty] | DESKTOP-7SAL8M7\acont | 2019-08-13 09:04 | THOR\acont | 2024-10-09 10:48
764914ef-266d-40d4-86d4-099eeaeca0a2 | NFPA 170 SPEAKER WALL |  |  | North | Ultra Electronics |  | Speaker |  |  |  | Module | TRUE | 90219A-801-05-L | HyperSpike | HYPERSPIKE TCPA-10 UL1480 C1D2 8OHM-RED | 1 | [10 empty] | 10.1” H X 10.1” W X 11.3” L |  | #FF0070C0 | FA-NFPA 170 SPEAKER WALL | 1 | FALSE | FALSE | FALSE | 2021 | [19 empty] | DESKTOP-7EIEB7A\acont | 2023-03-10 07:47 | THOR\acont | 2024-09-08 17:27 | Cloned from Ultra Electronics 90215A-801-01-L CLONED CLONED CLONED | [Ultra Electronics] [AUDIO 25v] [25V AUDIO] 90215A-801-01-L, 90215A-801-04-L, 90215A-801-05-L, 90215A-801-06-L, 90219A-801-01-L, 90219A-801-04-L, 90219A-801-05-L, 90219A-801-06-L, 90219A-802-01-L, 90219A-802-04-L, 90219A-802-05-L, 90219A-802-06-L [Ultra Electronics] [AUDIO 70.7v] [70V AUDIO] 90215A-801-01-L, 90215A-801-04-L, 90215A-801-05-L, 90215A-801-06-L, 90219A-801-01-L, 90219A-801-04-L, 90219A-801-05-L, 90219A-801-06-L, 90219A-802-01-L, 90219A-802-04-L, 90219A-802-05-L, 90219A-802-06-L
520a94ab-ea98-4abf-b860-09a2fbc0eff3 |  |  |  | North | Potter | [5 empty] | Module | TRUE | INS-PV |  | IntelliPurge® Nitrogen Purge Valve | 1 | [6 empty] | FALSE | [5 empty] | #FFFFFFFF |  |  | FALSE | FALSE | FALSE | [14 empty] | FALSE | [7 empty] | THOR\acont | 2024-10-09 10:48
659ecc8a-ca28-45c3-a995-09a708e990ee |  |  |  | North | Edwards |  | Hardware |  |  |  | Hardware | TRUE | 3-CAB7B CABINET |  | Cabinet Hardware Only | 1 | [6 empty] | TRUE | [5 empty] | #FFFFFFFF |  |  | FALSE | FALSE | FALSE | [20 empty] | DESKTOP-GMPDMH3\14022 | 2021-01-29 13:09 | THOR\acont | 2024-10-09 10:48
fb2e247a-d482-4198-a300-09a9bc1b244e | NFPA 170 HEAT DETECTOR |  |  | North | MIRCOM |  | Heat Detector |  |  |  | Module | TRUE | MIX-5351HAP w/B501-WHITE | ++ | Intelligent High Temperature Heat Detector, Fixed Temperature, White - UL, 4" Flangeless mounting base | 1 | 0.0002 | 0.0045 |  |  |  |  | FALSE | TRUE |  |  |  |  | #FFFF0000 | FA-NFPA 170 HEAT DETECTOR | 1 | FALSE | FALSE | FALSE | 1403 | [13 empty] | FALSE |  |  | 190° FT |  |  | DESKTOP-7EIEB7A\acont | 2023-05-25 09:37 | THOR\acont | 2024-09-08 17:27 | Cloned from MIRCOM MIX-5351RAP w/B501-WHITE | [MIRCOM] [SLC MODULES SENSORS] [*] [#2 SHARED ADDR ¦ SENSORS] DNR w/MIX-2251BR (C), DNR w/MIX-2351RAP (C), MIX-1251AP w/B200SR-LF-WH (C), MIX-1251AP w/B200SR-WH (C), MIX-1251AP w/B210LP (C), MIX-1251AP w/B224RB-WH (C), MIX-1251AP w/B501 (C), MIX-1251B w/ [MIRCOM] [SLC SENSORS] [*] [#4 TYPE ADDR ¦ SENSORS] DNR w/MIX-2251BR (C), DNR w/MIX-2351RAP (C), MIX-1251AP w/B200SR-LF-WH (C), MIX-1251AP w/B200SR-WH (C), MIX-1251AP w/B210LP (C), MIX-1251AP w/B224RB-WH (C), MIX-1251AP w/B501 (C), MIX-1251B w/B200SR-LF-
b1168579-6752-4079-a952-09ab59722199 | NFPA 170 SPEAKER STROBE CEILING |  |  | North | Edwards |  | Speaker/Strobe |  |  |  | Module | TRUE | GCWA-S7VMA |  | 70V Speaker/Strobe white, ALERT, Standard cd, amber | 1 | 0 | 0.168 |  |  |  |  | FALSE | TRUE |  |  |  |  | #FF0070C0 | FA-NFPA 170 SPEAKER STROBE CEILING | 1 | FALSE | FALSE | FALSE | 2020 | [13 empty] | FALSE |  |  | C |  |  |  |  | THOR\acont | 2024-09-08 17:27 |  | [Edwards, Kidde] [AUDIO 70.7v] [70V AUDIO] G4F-S7, G4F-S7V1575, G4F-S7VM, G4HFRF-S7, G4HFRF-S7VMC, G4HFRN-S7, G4HFRN-S7VMC, G4HFWA-S7, G4HFWA-S7VMA, G4HFWA-S7VMC, G4HFWF-S7, G4HFWF-S7VMC, G4HFWN-S7, G4HFWN-S7VMA, G4HFWN-S7VMB, G4HFWN-S7VMC, G4RF-S7, G4RF [Edwards, Kidde] [NAC] [24 VDC] EGCFR-VM (C), EGCF-VM (C), GCFR-S7VM (C), GCFR-VM (C), GCF-S2VM (C), GCF-S7VM (C), GCF-VM (C), GCHFRF-S2VMC (C), GCHFRF-S7VMC (C), GCHFRN-S2VMC (C), GCHFRN-S7VMC (C), GCHFWA-S2VMA (C), GCHFWA-S2VMC (C), GCHFWA-S7VMA (C), G [Edwards, Kidde] [NAC] [16 VDC] EGCFR-VM (C), EGCF-VM (C), GCFR-S7VM (C), GCFR-VM (C), GCF-S2VM (C), GCF-S7VM (C), GCF-VM (C), GCHFRF-S2VMC (C), GCHFRF-S7VMC (C), GCHFRN-S2VMC (C), GCHFRN-S7VMC (C), GCHFWA-S2VMA (C), GCHFWA-S2VMC (C), GCHFWA-S7VMA (C), G
de56c2e4-387c-4e78-8bc7-09b371b96b8c |  |  |  | North | Farenhyt |  | Cards & Components |  |  |  | Card | TRUE | 5880 CIRCUIT CARD |  | PANEL COMPONENT, LED I/O DRIVER MODULE | 1 | 0.035 | 0.6 |  |  |  |  | TRUE | [5 empty] | #FFFFFFFF |  |  | FALSE | FALSE | FALSE | [14 empty] | FALSE | [5 empty] | DESKTOP-7EIEB7A\acont | 2023-08-03 09:49 | THOR\acont | 2024-10-09 10:48 | Cloned from Silent Knight 5880 CIRCUIT CARD | [Farenhyt, Silent Knight] [SBUS] 5880 CIRCUIT CARD | [Farenhyt, Silent Knight] 5880 CIRCUIT CARD
ddf04db8-2e88-4838-b0a5-09b3dc849cef |  |  |  | North | Siemens | [5 empty] | Module | TRUE | PAD-4-MB | 500-650217 | PAD-4 NAC expander main board | 1 | 0.066 | 5 | [10 empty] | #FFFFFFFF |  |  | FALSE | FALSE | FALSE | [20 empty] | DESKTOP-7SAL8M7\acont | 2019-08-13 09:04 | THOR\acont | 2024-10-09 10:48 |  | [Siemens] [NAC Trigger] PAD-4-MB, PAD-5-MB | [Siemens] PAD-4-MB, PAD-5-MB
1ce449ca-04cb-4e43-81f9-09b4790616d6 | NFPA 170 CELL COMM | RISER CELL COMM |  | North | NAPCO |  | Cellular Communicator |  |  |  | Module | TRUE | SLE-LTEV-FIRE | + | Sole Path Communicator, Cellular &/or IP, connected by Verizon LTE™, ABS. | 1 | 0.071 | 0.2 |  |  |  |  | TRUE | [5 empty] | #FFFF0000 | FA-NFPA 170 CELL COMM | 1 | FALSE | FALSE | FALSE | 250 | [9 empty] | 1 |  |  |  | FALSE | [5 empty] | DESKTOP-7EIEB7A\acont | 2022-08-08 10:23 | THOR\acont | 2024-09-08 17:27 | Cloned from NAPCO SLE-LTEVI-FIRE | [NAPCO, Potter] [DACT] [#2 DACT] IntelliCom-5GA, IntelliCom-5GV, SLE/4G-CDMA-CFB, SLE/4G-CDMA-CFB-PS, SLE/4G-CDMA-FIRE, SLE/4G-CDMAI-FIRE, SLE-CDMA-CFB, SLE-CDMA-CFB-PS, SLE-CDMA-FIRE, SLE-CDMAI-FIRE, SLE-LTEA-CFB-PS Main Card, SLE-LTEAI-CFB-PS Main Card [NAPCO, Potter] [DACT] [#1 DACT] IntelliCom-5GA, IntelliCom-5GV, SLE/4G-CDMA-CFB, SLE/4G-CDMA-CFB-PS, SLE/4G-CDMA-FIRE, SLE/4G-CDMAI-FIRE, SLE-CDMA-CFB, SLE-CDMA-CFB-PS, SLE-CDMA-FIRE, SLE-CDMAI-FIRE, SLE-LTEA-CFB-PS Main Card, SLE-LTEAI-CFB-PS Main Card [NAPCO, Potter] [IDC] [#1 LINE TRBL] IntelliCom-5GA, IntelliCom-5GV, SLE/4G-CDMA-CFB, SLE/4G-CDMA-CFB-PS, SLE/4G-CDMA-FIRE, SLE/4G-CDMAI-FIRE, SLE-CDMA-CFB, SLE-CDMA-CFB-PS, SLE-CDMA-FIRE, SLE-CDMAI-FIRE, SLE-LTEA-CFB-PS Main Card, SLE-LTEAI-CFB-PS Main [NAPCO, Potter] [IDC] [#2 PS TRBL] IntelliCom-5GA, IntelliCom-5GV, SLE/4G-CDMA-CFB, SLE/4G-CDMA-CFB-PS, SLE/4G-CDMA-FIRE, SLE/4G-CDMAI-FIRE, SLE-CDMA-CFB, SLE-CDMA-CFB-PS, SLE-CDMA-FIRE, SLE-CDMAI-FIRE, SLE-LTEA-CFB-PS Main Card, SLE-LTEAI-CFB-PS Main Ca [NAPCO, Potter] [AUX POWER] [*] CDMA-FIRE, IntelliCom-5GA, IntelliCom-5GV, SLE/4G-CDMA-CFB, SLE/4G-CDMA-CFB-PS, SLE/4G-CDMA-FIRE, SLE/4G-CDMAI-FIRE, SLE-CDMA-CFB, SLE-CDMA-CFB-PS, SLE-CDMA-FIRE, SLE-CDMAI-FIRE, SLE-LTEV-CB, SLE-LTEV-CB-TF, SLE-LTEV-CFB, | [NAPCO] SLE-LTEA-CFB-PS Main Card, SLE-LTEV-CB, SLE-LTEV-CB-TF, SLE-LTEV-CFB, SLE-LTEV-CFB-PS Main Card, SLE-LTEV-FIRE [NAPCO, Potter] IntelliCom-5GA, IntelliCom-5GV, SLE-LTEAI-CFB-PS Main Card, SLE-LTEVI-CFB, SLE-LTEVI-CFB-PS Main Card, SLE-LTEVI-FIRE, SLE-MAXAI-CFB, SLE-MAXAI-CFBPS, SLE-MAXAI-CFBPS Main Board, SLE-MAXAI-FIRE, SLE-MAXVI-CFB, SLE-MAXVI-CFBPS, SLE-MAXVI-CF
8e98f4eb-9fb5-4f09-af85-09b57ccb42a6 |  |  |  | North | Edwards |  | Cards & Components |  |  |  | Card | TRUE | SIGA-MCC2 | ++ | Signal Module /w 2 Risers in, 1 Output Ckt, Cl 'B' - UIO Mount | 2 | 0.000223 | 0.0001 |  |  |  |  | TRUE | [5 empty] | #FFFFFFFF |  |  | FALSE | FALSE | FALSE | [14 empty] | FALSE | [7 empty] | THOR\acont | 2024-10-09 10:48 |  | [Edwards, Kidde] [SLC EST MODULES] 01 [*] [EST3, iO1000 ] FX-2WIRE, FX-IDC1A, FX-IDC1B, FX-IDC2B, FX-IDCWS, FX-ISO, FX-NAC, GSA-CC1, GSA-CC1S, GSA-CC2, GSA-CT1, GSA-CT2, GSA-IO, GSA-MAB, GSA-MCC1, GSA-MCC1S, GSA-MCC2, GSA-MCT2, GSA-MIO, GSA-MM1, GSA-MRM1 [Edwards] [AUDIO 70.7v] [RISER INPUT 2] SIGA-CC2, SIGA-CC2A, SIGA-MCC2, SIGA-MCC2A [Edwards, Kidde] [SLC EST MODULES/SENSORS] 04 [iO64] FX-IDC2B, FX-IDCWS, GSA-CT2, GSA-MCT2, GSA-REL, GSA-WTM, SIGA-CC2, SIGA-CC2A, SIGA-CT2, SIGA-CT2I, SIGA-MCC2, SIGA-MCC2A, SIGA-MCT2, SIGA-REL, SIGA-WTM [Edwards, Kidde] [AUDIO 25v, AUDIO 70.7v, AUX POWER, FFT, HORN, NAC] [RISER INPUT] ANSZM4B2A, FX-NAC, GSA-CC1, GSA-CC1S, GSA-CC2, GSA-MAB, GSA-MCC1, GSA-MCC1S, GSA-MCC2, GSA-MRM1, GSA-RM1, GSA-UM, SIGA-CC1, SIGA-CC1S, SIGA-CC2, SIGA-CC2A, SIGA-MAB, SIGA- [Edwards, Kidde] [SLC EST MODULES SENSORS] [*] [#1 SHARED ADDR ¦ MODULES] GSA-UIO2R, GSA-UIO6, GSA-UIO6R, RZI16-2, SIGA-270, SIGA-270P, SIGA-278, SIGA-AA30, SIGA-AA50, SIGA-CC1, SIGA-CC1S, SIGA-CC2, SIGA-CC2A, SIGA-CR, SIGA-CR2, SIGA-CRH, SIGA-CRR, SIGA- [Edwards] [AUDIO 25v] [RISER INPUT 2] SIGA-CC2, SIGA-CC2A, SIGA-MCC2, SIGA-MCC2A [Edwards, Kidde] [SLC EST MODULES/SENSORS] 02 [*] [iO64] 70-417008-001, FX-2WIRE, FX-IDC1A, FX-IDC1B, FX-IDC2B, FX-IDCWS, FX-NAC, GSA-CC1, GSA-CC1S, GSA-CC2, GSA-CT1, GSA-CT2, GSA-IO, GSA-MAB, GSA-MCC1, GSA-MCC1S, GSA-MCC2, GSA-MCT2, GSA-MIO, GSA-MM1, GS [Edwards, Kidde] [SLC EST MODULES] [*] [#3 TYPE ADDR ¦ MODULES] GSA-UIO2R, GSA-UIO6, GSA-UIO6R, RZI16-2, SIGA-270, SIGA-270P, SIGA-278, SIGA-AA30, SIGA-AA50, SIGA-CC1, SIGA-CC1S, SIGA-CC2, SIGA-CC2A, SIGA-CR, SIGA-CR2, SIGA-CRH, SIGA-CRR, SIGA-CT1, SIGA- [Edwards, Kidde] [SLC EST MODULES] 02 [EST3, iO1000 ] FX-IDC2B, FX-IDCWS, GSA-CT2, GSA-MCT2, GSA-REL, GSA-T3T4, GSA-WTM, SIGA-AA30, SIGA-AA50, SIGA-CC2, SIGA-CC2A, SIGA-CT2, SIGA-CT2I, SIGA-MCC2, SIGA-MCC2A, SIGA-MCT2, SIGA-MDM, SIGA-REL, SIGA-TCDR, SIGA | [Apollo, Edwards, Kidde] 55000-825ADV , FX-NAC, GSA-CC1, GSA-CC1S, GSA-CC2, GSA-MAB, GSA-MCC1, GSA-MCC1S, GSA-MCC2, GSA-UM, SIGA-CC1, SIGA-CC1S, SIGA-CC2, SIGA-CC2A, SIGA-MAB, SIGA-MCC1, SIGA-MCC1S, SIGA-MCC2, SIGA-MCC2A, SIGA-UM
f58bf55a-b885-43b8-839d-09b79d425d57 | CADGEN GLASS BREAK |  |  | North | Bosch |  | Glass Break Detector |  |  |  | Module | TRUE | RFPR-C12-A | ++ | Wireless curtain detector, 40ft (12m) | 1 |  |  |  |  | 3 | [7 empty] | #FFFF0000 | FA-CADGEN GLASS BREAK | 1 | FALSE | FALSE | FALSE | [17 empty] | RPT |  |  | DESKTOP-7EIEB7A\acont | 2022-07-26 16:42 | THOR\acont | 2024-09-08 17:27 | Cloned from Bosch RFPR-12 | [BluePoint, Bosch] [BOSCH WIRELESS] [ALL DEVICES ++] BP01-302, BP02-202M, BP02-202P, BP02-A202M, BP02-A202P, BP02-A202PH, BP03-302, BP03-A102M, BP03-A102P, RFBT-A, RFDL-11, RFDL-11-A, RFDL-11-CHI, RFDW-RM, RFDW-RM-A, RFDW-RM-CHI, RFDW-SM, RFDW-SM-A, RFDW
85c83392-6e5a-45e5-b4f9-09c5662cb2df | NFPA 170 STROBE WALL |  |  | North | Gentex |  | Strobe |  |  |  | Module | TRUE | GXS-120-WR |  | Strobe, 120 VAC, UL1971/ADA | 1 | [6 empty] | FALSE | FALSE |  |  |  |  | #FF0070C0 | FA-NFPA 170 STROBE WALL | 1 | FALSE | FALSE | FALSE | 2023 | [13 empty] | FALSE | [7 empty] | THOR\acont | 2024-09-08 17:27
ce63f7bd-ada1-4306-89ca-09cc2cd63e8d | NFPA 170 SMOKE DETECTOR |  |  | North | Kidde |  | Smoke Detector |  |  |  | Module | TRUE | KS-PHD w/DS-RB | ++ | Intelligent Combination Photoelectric Smoke and Heat Detector, w/ Relay Base | 1 | 0.00015 | 0.00022 |  |  |  |  | FALSE | TRUE |  |  |  |  | #FFFF0000 | FA-NFPA 170 SMOKE DETECTOR | 1 | FALSE | FALSE | FALSE | 1408 | [13 empty] | FALSE | [5 empty] | DESKTOP-7EIEB7A\acont | 2023-08-22 14:42 | THOR\acont | 2024-09-08 17:27 | Cloned from Kidde KS-PHD w/DS-SB | [Edwards, Kidde] [SLC EST MODULES SENSORS] [*] [#1 SHARED ADDR ¦ ALL] 06-220023-001, 70-200200-003, 70-407008-001, 70-407008-002, 70-408004-001, 70-417008-001, 70-518004-001, 70-600000-001, 70-600000-002, 70-610001-001, 76-330002-101, 84-330002-001, DS-P
0437b54e-b5c0-474f-809e-09d230a1c819 |  |  |  | North | Bosch | [5 empty] | Module | TRUE | NBN-80052-BA | * | 5MPDINIONSTARLITEBOX-CAM | 1 | [12 empty] | #FFFFFFFF |  |  | FALSE | FALSE | FALSE | [20 empty] | DESKTOP-7EIEB7A\acont | 2021-08-13 06:25 | THOR\acont | 2024-10-09 10:48
64649920-ae15-45a7-97e0-09d9f2c75b52 |  |  |  | North | Edwards |  | Hardware |  |  |  | Hardware | TRUE | FW-RS15FP |  | License set - Redundant service server . (15 Clients) Auto Added | 1 | [6 empty] | FALSE | [5 empty] | #FFFFFFFF |  |  | FALSE | FALSE | FALSE | [14 empty] | FALSE | [7 empty] | THOR\acont | 2024-10-09 10:48
6003737f-a1f3-434e-a320-09da92beda78 | NFPA 170 MANUAL PULL |  |  | North | Kidde |  | Manual Station |  |  |  | Module | TRUE | K-278B-1110 |  | Pull Station, double action, lexan, tool reset, terminals | 1 | [6 empty] | FALSE | [5 empty] | #FFFF0000 | FA-NFPA 170 MANUAL PULL | 1 | FALSE | FALSE | FALSE | 957 | [13 empty] | FALSE | [5 empty] | THOR\acont | 2024-04-18 13:40 | THOR\acont | 2024-09-08 17:27 | Cloned from Edwards 278B-1110 | [Edwards, Kidde, Monaco Enterprises] [IDC] 01 1534-1, 200-GAOF, 270A-DPO, 270A-SPO, 270-DOC, 270-DOC-B, 270-DOC-F, 270-DPO, 270-GAO, 270-GAOB, 270-GAO-DOC, 270-GAO-DOCF, 270P-DPO, 270P-SPO, 270-SPO, 270-SPOW, 270-SPOWB, 270-SPOWF, 271-KR1/SR/GS, 276A-REL
b11fd45d-7703-43c7-8635-09dcb04530c3 | NFPA 170 SMOKE DETECTOR |  |  | North | Firelite |  | Smoke Detector |  |  |  | Module | TRUE | W-SD355 | + | Addressable Wireless Photo Detector | 1 | [6 empty] | FALSE | TRUE |  |  |  |  | #FFFF0000 | FA-NFPA 170 SMOKE DETECTOR | 1 | FALSE | FALSE | FALSE | 1408 | [13 empty] | FALSE |  |  | W |  |  |  |  | THOR\acont | 2024-09-08 17:27 | 20191121 AC Detector without base | [Firelite, System Sensor] [SLC SENSORS] [*] [#4 TYPE ADDR ¦ SENSORS] AD355 w/B200SR-LF-WH (C), AD355 w/B200SR-WH (C), AD355 w/B210LP (C), AD355 w/B224BI-WH (C), AD355 w/B224RB-WH (C), AD355 w/B501 (C), BEAM355 (C), BEAM355S (C), CP355 w/B200SR-WH (C), CP [Firelite, System Sensor] [SLC MODULES SENSORS] [*] [#2 SHARED ADDR ¦ SENSORS] AD355 w/B200SR-LF-WH (C), AD355 w/B200SR-WH (C), AD355 w/B210LP (C), AD355 w/B224BI-WH (C), AD355 w/B224RB-WH (C), AD355 w/B501 (C), BEAM355 (C), BEAM355S (C), CP355 w/B200SR- [Farenhyt, Firelite, Gamewell FCI, Notifier, Silent Knight] [SWIFT MESH DEVICES] 02 FWD-200 ACCLIMATE (C), FWD-200P (C), WIDP-PHOTO w/B210W (C), WIDP-PHOTO-T w/B210W (C), W-SD355 (C), W-SD355T (C), WSD-ACCLIMATE (C), WSD-P (C), WSK-PHOTO (C), WSK-PHOTO-T
bd7d57bd-0244-4cca-a8bb-09e15b92e4aa |  |  |  | North | Bosch | [5 empty] | Module | TRUE | D328 | * | GIMBALL WALL MT BRACKET FOR BOS | 1 | [12 empty] | #FFFFFFFF |  |  | FALSE | FALSE | FALSE | [20 empty] | DESKTOP-7EIEB7A\acont | 2021-08-13 06:25 | THOR\acont | 2024-10-09 10:48
ff542017-4da8-4bcb-921a-09e967b4d6b9 |  |  |  | North | Notifier |  | Cards & Components |  |  |  | Card | TRUE | LCD2-80 MAIN CARD | + | Terminal and ACS mode. 80-character, backlit LCD display | 1 | 0.105 | 0.098 |  |  |  |  | TRUE | FALSE |  |  |  |  | #FFFFFFFF |  |  | FALSE | FALSE | FALSE | [14 empty] | FALSE | [7 empty] | THOR\acont | 2024-10-09 10:48 |  | [Firelite, Notifier] [RS-485] [DATA] ADM-24, ANN-SEC CARD, FDU-80 CARD, LCD2-80 MAIN CARD, LDM, LDM-32, LDM-32F, N-ANN-100, N-ANN-80, N-ANN-80C, N-ANN-80-W, N-ANN-I/O, N-ANN-LED, N-ANN-LED-R, N-ANN-RLED, N-ANN-RLED-R, N-ANN-RLY, N-ANN-S/PG, RLD [Notifier] [AUX POWER] [*] LCD2-80 MAIN CARD
5ab7663a-78d0-4814-9914-0a00936aa18c |  |  |  | North | Siemens | [5 empty] | Module | TRUE | ED-33 | 305-021153 | HINGED DOOR FOR 24 MODULE ENCLOSURE | 1 | [12 empty] | #FFFFFFFF |  |  | FALSE | FALSE | FALSE | [20 empty] | DESKTOP-7SAL8M7\acont | 2019-08-13 09:04 | THOR\acont | 2024-10-09 10:48
a3450d1e-7fc2-44df-abe5-0a0853cb3d09 |  |  |  | North | Autocall |  | Cards & Components |  |  |  | Card | TRUE | A010-9401 Main Board | ++ | Main Board | 1 | 0.316 | 0.43 |  |  |  |  | TRUE | [5 empty] | #FFFFFFFF |  |  | FALSE | FALSE | FALSE | [20 empty] | DESKTOP-7SAL8M7\acont | 2019-10-21 12:43 | THOR\acont | 2024-10-09 10:48 |  |  | [Autocall, Simplex] 4007-9101(BA) CPU, 4007-9102(BA) CPU, 4007-9202 CPU, 4100-5311, A007-9101/9102 CPU, A007-9202 CPU, A010-9422 CPU, A010-9425 CPU, A010-9426 CPU, A010-9601 ESS, A010-9602 CPU, A010-9604 CPU, A100-5101, A100-5311, A100-5325, A100-9121 CPU [Autocall, Simplex] 4010-9401 Main Board, 4010-9402 Main Board, 4100-9111 (4100U) Main Board, 4100-9111 Main Board, A010-9401 Main Board, A010-9402 Main Board, A100-9111 Main Board [Autocall] A007-9101/9102 CPU, A007-9202 CPU, A010-9422 CPU, A010-9425 CPU, A010-9426 CPU, A010-9601 ESS, A010-9602 CPU, A010-9604 CPU, A100-0620, A100-0625, A100-1291, A100-9121 CPU, A100-9131 CPU, A100-9314 CPU, A100-9331 CPU [Autocall] A007-9101/9102 CPU [Autocall] A010-9422 CPU, A010-9425 CPU, A010-9426 CPU, A010-9602 CPU, A010-9604 CPU, A100-2135
ae34e5c6-4f35-4dab-aec9-0a085beae00e | NFPA 170 STROBE WALL |  |  | North | Siemens |  | Strobe |  |  |  | Module | TRUE | ST-MC-R | 500-636099++ | STROBE MULTI-CANDELA RED | 1 | [12 empty] | #FF0070C0 | FA-NFPA 170 STROBE WALL | 1 | FALSE | FALSE | FALSE | 2023 | [19 empty] | THOR\acont | 2024-04-11 10:26 | THOR\acont | 2024-09-08 17:27 | Cloned from Siemens ST-MC-RETRO-R | [Siemens] [NAC] [DC] ST-MC-R, ST-MC-W [Siemens] [NAC] [FWR] ST-MC-R, ST-MC-W
a206df1f-c11c-48f5-ba9c-0a09e058991a | NFPA 170 HORN STROBE CEILING |  |  | North | Eaton Wheelock |  | Horn/Strobe |  |  |  | Module | TRUE | STH-4R24MCCH |  | Series STH Cluster Speakers with MCCH Strobe | 1 | 0 | 0.645 |  |  |  |  | FALSE | TRUE |  |  |  |  | #FF0070C0 | FA-NFPA 170 HORN STROBE CEILING | 1 | FALSE | FALSE | FALSE | 2013 | [13 empty] | FALSE |  |  | C |  |  |  |  | THOR\acont | 2024-09-08 17:27 |  | [Eaton Wheelock] [AUDIO 70.7v] [70V AUDIO] STH-15S, STH-15SR, STH-4R (C), STH-4R24MCCH (C), STH-S, STH-SR [Eaton Wheelock] [AUDIO 25v] [25V AUDIO] STH-15S, STH-15SR, STH-4R (C), STH-4R24MCCH (C), STH-S, STH-SR [Bosch, Eaton Wheelock] [NAC] RSS-24MCCH-FR (C), RSS-24MCCH-FW, STH-4R24MCCH (C)
e07200ab-bca9-4492-ae5f-0a0c8f6aabec | NFPA 170 SPEAKER STROBE CEILING |  |  | North | Kidde |  | Speaker/Strobe |  |  |  | Module | TRUE | MGCF-S7VM |  | 70V Speaker/Strobe, white, FIRE, 15, 30, 75, 95 cd, clear | 1 | 0 | 0.168 |  |  |  |  | FALSE | TRUE |  |  |  |  | #FF0070C0 | FA-NFPA 170 SPEAKER STROBE CEILING | 1 | FALSE | FALSE | FALSE | 2020 | [13 empty] | FALSE |  |  | C |  |  | DESKTOP-7SAL8M7\acont | 2020-03-23 13:09 | THOR\acont | 2024-09-08 17:27 | Cloned from Edwards GCF-S7VM | [Edwards, Kidde] [NAC] [24 VDC] EGCFR-VM (C), EGCF-VM (C), GCFR-S7VM (C), GCFR-VM (C), GCF-S2VM (C), GCF-S7VM (C), GCF-VM (C), GCHFRF-S2VMC (C), GCHFRF-S7VMC (C), GCHFRN-S2VMC (C), GCHFRN-S7VMC (C), GCHFWA-S2VMA (C), GCHFWA-S2VMC (C), GCHFWA-S7VMA (C), G [Edwards, Kidde] [AUDIO 70.7v] [70V AUDIO] G4F-S7, G4F-S7V1575, G4F-S7VM, G4HFRF-S7, G4HFRF-S7VMC, G4HFRN-S7, G4HFRN-S7VMC, G4HFWA-S7, G4HFWA-S7VMA, G4HFWA-S7VMC, G4HFWF-S7, G4HFWF-S7VMC, G4HFWN-S7, G4HFWN-S7VMA, G4HFWN-S7VMB, G4HFWN-S7VMC, G4RF-S7, G4RF [Edwards, Kidde] [NAC] [16 VDC] EGCFR-VM (C), EGCF-VM (C), GCFR-S7VM (C), GCFR-VM (C), GCF-S2VM (C), GCF-S7VM (C), GCF-VM (C), GCHFRF-S2VMC (C), GCHFRF-S7VMC (C), GCHFRN-S2VMC (C), GCHFRN-S7VMC (C), GCHFWA-S2VMA (C), GCHFWA-S2VMC (C), GCHFWA-S7VMA (C), G
c902a42c-cef9-4a13-94b0-0a0f2ec2fa70 | NFPA 170 BATTERY CABINET |  |  | North | Bosch |  | Enclosure |  |  |  | Assembly | TRUE | BATB-40 | ++ | Battery box/enclosure, 22x21x7.25" | 1 | [12 empty] | #FFFF0000 | FA-NFPA 170 BATTERY CABINET | 1 | FALSE | FALSE | FALSE | [20 empty] | DESKTOP-7SAL8M7\acont | 2019-07-08 20:02 | THOR\acont | 2024-09-08 17:27
731f9812-bdf1-4e5b-a3ab-0a0fecef5080 | NFPA 170 HORN STROBE |  |  | North | Concealite |  | Horn/Strobe |  |  |  | Module | TRUE | FA900-W-ELHSR | + | WALL HORN STROBE, RED, FIRE | 1 | [6 empty] | TRUE | [5 empty] | #FF0070C0 | FA-NFPA 170 HORN STROBE | 1 | FALSE | FALSE | FALSE | 2020 | [19 empty] | THOR\acont | 2024-01-29 09:05 | THOR\acont | 2024-09-08 17:27 | Cloned from Eaton Wheelock ELHSR | [Concealite] [NAC] [24VDC, LOW CONT.] FA900-W-ELHSR, FA900-W-ELHSW [Concealite] [AUX POWER] [AUX] FA900-W-ELHNR, FA900-W-ELHSR, FA900-W-ELHSW, FA900-W-ELSPKR, FA900-W-ELSPKW, FA900-W-ELSPSTR, FA900-W-ELSPSTW, FA900-W-ELSTR, FA900-W-ELSTW, FAFX-C-ELHNWC (C), FAFX-C-ELHSRC (C), FAFX-C-ELHSWC (C), FAFX-C-ELSPKWC (C), FAFX- [Concealite] [NAC] [24VDC, HIGH CONT.] FA900-W-ELHSR, FA900-W-ELHSW
a20af502-8882-4438-86c8-0a11b9cb4336 |  |  |  | North | Simplex |  | Cards & Components |  |  |  | Card | TRUE | 4100-5013 |  | 8 point zone/relay 4 in. x 5 in. flat module. Supports eight Class B or four Class A IDCs. | 1 | 0.083 | 0.295 |  |  |  |  | TRUE | [5 empty] | #FFFFFFFF |  |  | FALSE | FALSE | FALSE | [20 empty] | THOR\acont | 2024-11-01 16:08 |  |  | Cloned from Autocall A100-5013 |  | [Ansul, Autocall, Simplex] 4007-9801, 4100-5013, A007-9801, A100-5005, A100-5013
2407d307-1345-456c-8d02-0a16c9fd0fae |  |  |  | North | Edwards |  | Hardware |  |  |  | Hardware | TRUE | MN-HSPWR110 |  | Replacement 24VDC/120VAC charger/inverter module | 1 | [6 empty] | FALSE | [5 empty] | #FFFFFFFF |  |  | FALSE | FALSE | FALSE | [14 empty] | FALSE | [7 empty] | THOR\acont | 2024-10-09 10:48
9bfadd13-250c-484a-8413-0a1b5952e399 |  |  |  | North | Bosch | [5 empty] | Module | TRUE | F.01U.353.291 | * | SPP JOYSTICK | 1 | [12 empty] | #FFFFFFFF |  |  | FALSE | FALSE | FALSE | [20 empty] | DESKTOP-7EIEB7A\acont | 2021-08-13 06:25 | THOR\acont | 2024-10-09 10:48
ff20120b-ceaf-4ac6-a434-0a1d647a9907 |  |  |  | North | UPG |  | Hardware |  |  |  | Hardware | TRUE | UB12550 | System Batteries, Sealed Lead-Acid | 12V 55AH Sealed Lead-Acid Battery | 1 | 0 | 0 |  |  |  |  | FALSE |  | Installed Inside Cabinet |  | L: 5.94 in W: 3.86 in H: 3.72 in |  | #FFFFFFFF |  |  | FALSE | FALSE | FALSE | [20 empty] | DESKTOP-7EIEB7A\acont | 2023-03-24 07:33 | THOR\acont | 2024-10-09 10:48 | Cloned from UPG UB12120 CLONED CLONED CLONED
177defa6-d091-4d40-9ce7-0a1f767c71b4 | NFPA 170 ADDRESSABLE INPUT MONITOR MODULE |  |  | North | Farenhyt |  | Addressable Module |  |  |  | Module | TRUE | IDP-MON-10 | ++ | 10 Input Monitoring Module | 10 | 0.0035 | 0.0035 |  |  |  |  | FALSE | [5 empty] | #FFFF0000 | FA-NFPA 170 ADDRESSABLE INPUT MONITOR MODULE | 1 | FALSE | FALSE | FALSE | 1000 | [13 empty] | FALSE | [5 empty] | DESKTOP-7EIEB7A\acont | 2023-02-27 07:10 | THOR\acont | 2024-09-08 17:27 | Cloned from Silent Knight SK-MON-10 | [Farenhyt] [SLC SK MODULES] [#4 MODULES ++] IDP-CONTROL-6, IDP-MON-10, IDP-RELAY-6, IDP-ZONE-6 [Farenhyt, Silent Knight] [SLC MODULES/SENSORS] [#7 SLC ++] IDP-MON-10, SK-MON-10 [Farenhyt, Silent Knight] [SLC MODULES/SENSORS] [#8 SLC ++] IDP-MON-10, SK-MON-10 [Farenhyt, Silent Knight] [SLC MODULES/SENSORS] [#9 SLC ++] IDP-MON-10, SK-MON-10 [Farenhyt] [SLC SK MODULES] [#7 MODULES ++] IDP-MON-10 [Farenhyt] [SLC SK MODULES] [#2 MODULES ++] IDP-CONTROL-6, IDP-MON-10, IDP-MONITOR-2, IDP-RELAY-6, IDP-RELAYMON-2, IDP-ZONE-6 [Farenhyt] [SLC SK MODULES] [#9 MODULES ++] IDP-MON-10 [Farenhyt, Silent Knight] [SLC MODULES/SENSORS] [#4 SLC ++] IDP-CONTROL-6, IDP-MON-10, IDP-RELAY-6, IDP-ZONE-6, SK-CONTROL-6, SK-MON-10, SK-RELAY-6, SK-ZONE-6 [Farenhyt, Silent Knight] [SLC MODULES/SENSORS] [#6 SLC ++] IDP-CONTROL-6, IDP-MON-10, IDP-RELAY-6, IDP-ZONE-6, SK-CONTROL-6, SK-MON-10, SK-RELAY-6, SK-ZONE-6 [Farenhyt] [SLC SK MODULES] [#8 MODULES ++] IDP-MON-10 [Farenhyt] [SLC IDP MODULES] [*] [#3 TYPE ADDR ¦ MODULES] CO1224TR w/ IDP-MINIMON, CO1224TR w/ IDP-MONITOR, Hood System/IDP-MINIMON, IDP-CONTROL, IDP-CONTROL-6, IDP-MINIMON, IDP-MON-10, IDP-MONITOR, IDP-MONITOR-2, IDP-PULL-DA, IDP-PULL-SA, IDP-RELAY, IDP [Farenhyt, Silent Knight] [SLC MODULES SENSORS] [*] [#1 SHARED ADDR ¦ MODULES] HFS-MM, Hood System/IDP-MINIMON, IDP-CONTROL, IDP-CONTROL-6, IDP-MINIMON, IDP-MON-10, IDP-MONITOR, IDP-MONITOR-2, IDP-PULL-DA, IDP-PULL-SA, IDP-RELAY, IDP-RELAY-6, IDP-RELAYMO [Farenhyt, Silent Knight] [SLC MODULES/SENSORS] [#3 SLC ++] IDP-CONTROL-6, IDP-MON-10, IDP-RELAY-6, IDP-RELAYMON-2, IDP-ZONE-6, OSI-RI-SK (C), SK-CONTROL-6, SK-MON-10, SK-RELAY-6, SK-RELAYMON-2, SK-ZONE-6, W-DIS-D [Farenhyt, Silent Knight] [SLC MODULES/SENSORS] [#5 SLC ++] IDP-CONTROL-6, IDP-MON-10, IDP-RELAY-6, IDP-ZONE-6, SK-CONTROL-6, SK-MON-10, SK-RELAY-6, SK-ZONE-6 [Farenhyt] [SLC SK MODULES] [#6 MODULES ++] IDP-CONTROL-6, IDP-MON-10, IDP-RELAY-6, IDP-ZONE-6 [Farenhyt] [SLC SK MODULES] [#5 MODULES ++] IDP-CONTROL-6, IDP-MON-10, IDP-RELAY-6, IDP-ZONE-6 [Farenhyt, Silent Knight] [SLC MODULES/SENSORS] [#10 SLC ++] IDP-MON-10, SK-MON-10 [Farenhyt] [SLC SK MODULES] [#10 MODULES ++] IDP-MON-10 [Farenhyt, Silent Knight] [SLC MODULES/SENSORS] [#2 SLC ++] IDP-ACCLIMATE (C), IDP-BEAM (C), IDP-CONTROL-6, IDP-MON-10, IDP-MONITOR-2, IDP-RELAY-6, IDP-RELAYMON-2, IDP-ZONE, IDP-ZONE-6, OSI-RI-SK (C), SK-ACCLIMATE (C), SK-BEAM (C), SK-CONTROL-6, SK-MON-1 [Farenhyt] [SLC SK MODULES] [#3 MODULES ++] IDP-CONTROL-6, IDP-MON-10, IDP-RELAY-6, IDP-ZONE-6 | [Farenhyt, Silent Knight] IDP-MON-10, SK-MON-10
c7420b9b-08ef-4bdb-b690-0a204b028eb7 | NFPA 170 SPEAKER STROBE |  |  | North | Eaton Wheelock |  | Speaker/Strobe |  |  |  | Module | TRUE | ET70WP-24185W-FR |  | Speaker/Strobe, wall, 24 VDC, 185CD, WP, red | 1 | 0 | 0.155 |  |  |  |  | FALSE | FALSE |  |  |  |  | #FF0070C0 | FA-NFPA 170 SPEAKER STROBE | 1 | FALSE | FALSE | FALSE | 2019 | [13 empty] | FALSE |  |  | WP |  |  | DESKTOP-7SAL8M7\acont | 2020-11-17 09:39 | THOR\acont | 2024-09-08 17:27 | Cloned from Eaton Wheelock ET70WP-2475W-FR | [Eaton Wheelock, Hochiki] [NAC] ET70WP-24185W-FR, ET70WP-24185W-FW, ET70WP-24185W-FW w/IOB-W [Eaton Wheelock, Hochiki] [AUDIO 25v] [25V AUDIO] ET70WP-24115C-FR (C), ET70WP-24115C-FW (C), ET70WP-24135C-FR (C), ET70WP-24135C-FW (C), ET70WP-24135W-FR (C), ET70WP-24135W-FW (C), ET70WP-24177C-FR (C), ET70WP-24177C-FW (C), ET70WP-24185W-FR, ET70WP-241 [Eaton Wheelock, Hochiki] [AUDIO 70.7v] [70V AUDIO] ET70WP-24115C-FR (C), ET70WP-24115C-FW (C), ET70WP-24135C-FR (C), ET70WP-24135C-FW (C), ET70WP-24135W-FR (C), ET70WP-24135W-FW (C), ET70WP-24177C-FR (C), ET70WP-24177C-FW (C), ET70WP-24185W-FR, ET70WP-2
c39e88f6-6682-4f36-8222-0a26284d5e06 | NFPA 170 STROBE WALL |  |  | North | Edwards |  | Strobe |  |  |  | Module | TRUE | G4SEWA-A |  | White Strobe Expander, White, ALERT Marking, Amber Lens | 1 | [6 empty] | TRUE | [5 empty] | #FF0070C0 | FA-NFPA 170 STROBE WALL | 1 | FALSE | FALSE | FALSE | [20 empty] | AUGUSTXPS17-EUP\aucon | 2022-08-27 12:20 | THOR\acont | 2024-09-08 17:27 | Cloned from Edwards G4SEWN-B | [Edwards] [NAC] [24 FWR] G4SERA-A, G4SEWA-A, G4SEWN-A [Edwards] [NAC] [24 VDC] G4SERA-A, G4SEWA-A, G4SEWN-A
68a6c1c7-2db4-4c41-8dd8-0a2a03f35f31 | NFPA 170 SMOKE CO DETECTOR |  |  | North | Kidde |  | Smoke/CO Detector |  |  |  | Module | FALSE | 21006378 | ++ | 120V AC/DC Wire-in Smoke Alarm | 1 | [6 empty] | FALSE | TRUE |  |  |  |  | #FFFF0000 | FA-NFPA 170 SMOKE CO DETECTOR | 1 | FALSE | FALSE | FALSE | 1408 | [13 empty] | FALSE |  |  | 120V |  |  | DESKTOP-7EIEB7A\acont | 2023-05-04 11:59 | THOR\acont | 2024-09-08 17:27 | Cloned from Kidde 900-CUAR | [BRK, Gentex, Kidde] [VAC ] [*] 21006378 (C), 21007624 (C), 7020BSL (C), 7030BSL (C), 900-CUAR (C), 9120 (C), 9120B (C), 917-0070-002 (C), 917-0071-002 (C), 917-0072-002 (C), 917-0073-002 (C), 917-0079-002 (C), 918-0030-002 (C), 918-0031-002 (C), 918-003 [BRK, First Alert, Gentex, Kidde] [SMOKE ALARM TANDEM] 21006378 (C), 21007624 (C), 7020BSL (C), 7030BSL (C), 900-CUAR (C), 9120 (C), 9120B (C), 917-0070-002 (C), 917-0071-002 (C), 917-0072-002 (C), 917-0073-002 (C), 917-0079-002 (C), 918-0030-002 (C), 91 | [BRK, First Alert, Generic, Gentex, Kidde, N/A] 120VAC SMOKE DETECTOR, 21006378, 21007624, 7020BSL, 7030BSL, 900-CUAR, 9120, 9120B, 9120F, 9120H, 9120HF, 9120T, 9120TF, 9123, 9123F, 9123H, 9123HF, 9123T, 9123TF, 917-0070-002, 917-0071-002, 917-0072-002, 9
bca5955c-41ae-4650-b0d9-0a2be1b7a98b | NFPA 170 HEAT DETECTOR |  |  | North | Janus |  | Heat Detector |  |  |  | Module | TRUE | CR-200-2-MP | 98683 | Detector, Heat, Rate of Rise / Fixed Temp, 200F, w/ Extra Contact | 1 | [6 empty] | FALSE | [5 empty] | #FFFF0000 | FA-NFPA 170 HEAT DETECTOR | 1 | FALSE | FALSE | FALSE | 1403 | [13 empty] | FALSE |  |  | 200° R/FT |  |  | DESKTOP-QGO6JOK\acont | 2021-06-01 11:40 | THOR\acont | 2024-09-08 17:27 | Cloned from Potter CR-200MP | [Janus] [IDC] 02 CF-135W, CF-200W, CR-135W, CR-200-2-MP, CR-200W
e99c42e1-4e9d-43ce-ad04-0a3006cb350a |  |  |  | North | NAPCO |  | Hardware |  |  |  | Hardware | TRUE | GEMC-KOTAMPERKT | + | Merchantile Tamper Kit, for large panel enclosures, supervised. (Not necessary if housing is recess-mounted.) | 1 | [12 empty] | #FFFFFFFF |  |  | FALSE | FALSE | FALSE | [20 empty] | DESKTOP-7SAL8M7\acont | 2020-01-21 11:59 | THOR\acont | 2024-10-09 10:48
52ac2028-d09c-4098-a0c7-0a338f9b399b | NFPA 170 HORN |  |  | North | System Sensor |  | Horn |  |  |  | Module | TRUE | PA400R | + | Mini-Alert sounder, Red | 1 | 0 | 0.029 |  |  |  |  | FALSE | FALSE |  |  |  |  | #FF0070C0 | FA-NFPA 170 HORN | 1 | FALSE | FALSE | FALSE | 2010 | [13 empty] | FALSE | [5 empty] | THOR\acont | 2024-10-30 13:29 | THOR\acont | 2024-10-30 13:30 | Cloned from System Sensor MHR | [System Sensor] [NAC] [VDC, TEMPORAL HIGH] PA400R, PA400W
6ff2c072-8114-4cdf-b836-0a3fb85622a3 | NFPA 170 HORN STROBE CEILING |  |  | North | Kidde |  | Horn/Strobe |  |  |  | Module | TRUE | WG4RF-HVMC (C) |  | Outdoor rated horn-strobe, red with FIRE marking, clear lens | 1 | 0 | 0.107 |  |  |  |  | FALSE | TRUE |  |  |  |  | #FF0070C0 | FA-NFPA 170 HORN STROBE CEILING | 1 | FALSE | FALSE | FALSE | 2013 | [13 empty] | FALSE |  |  | C, WP |  |  | DESKTOP-7EIEB7A\acont | 2022-01-05 12:33 | THOR\acont | 2024-09-08 17:27 | Cloned from Edwards WG4RF-HVMC (C) | [Edwards, Kidde] [NAC] [24 VDC, CONTINUOUS] WG4RF-HVMC, WG4RF-HVMC (C) (C), WG4RN-HVMC, WG4RN-HVMC (C) (C), WG4WF-HVMC, WG4WF-HVMC (C) (C), WG4WN-HVMC, WG4WN-HVMC (C) (C) [Edwards, Kidde] [NAC] [16 VDC, CONTINUOUS] WG4RF-HVMC, WG4RF-HVMC (C) (C), WG4RN-HVMC, WG4RN-HVMC (C) (C), WG4WF-HVMC, WG4WF-HVMC (C) (C), WG4WN-HVMC, WG4WN-HVMC (C) (C) [Edwards, Kidde] [NAC] [16 VFWR, CONTINUOUS] WG4RF-HVMC, WG4RF-HVMC (C) (C), WG4RN-HVMC, WG4RN-HVMC (C) (C), WG4WF-HVMC, WG4WF-HVMC (C) (C), WG4WN-HVMC, WG4WN-HVMC (C) (C)
c3807d8c-4e0b-49a5-92ca-0a4d254f20e4 | NFPA 170 STROBE WALL |  |  | North | Federal Signal |  | Strobe |  |  |  | Module | TRUE | 191XL-S024G |  | Flashing LED Hazardous Location Warning Light, Surface Mount, Green | 1 | 0 | 0.38 |  |  |  |  | FALSE | [5 empty] | #FF0070C0 | FA-NFPA 170 STROBE WALL | 1 | FALSE | FALSE | FALSE | 2023 | [13 empty] | FALSE |  |  | HZ |  |  | DESKTOP-7SAL8M7\acont | 2020-11-17 10:31 | THOR\acont | 2024-09-08 17:27 | Cloned from Federal Signal 191XL-S024C | [Federal Signal] [NAC] [24 VDC] 191XL-024A, 191XL-024B, 191XL-024C, 191XL-024G, 191XL-024R, 191XL-S024A, 191XL-S024B, 191XL-S024C, 191XL-S024G, 191XL-S024R
44d87445-5de6-4ca3-9f35-0a5a819ad5e3 |  |  |  | North | Notifier | [5 empty] | Module | TRUE | EM-1SR | ++ | Supervised Control Module, Eclipse™ Series | 1 | 0.002 | 0.00056 |  |  |  |  | FALSE | FALSE |  |  |  |  | #FFFFFFFF |  |  | FALSE | FALSE | FALSE | [14 empty] | FALSE | [7 empty] | THOR\acont | 2024-10-09 10:48 |  | [Notifier] [AUDIO 25v, AUDIO 70.7v, AUX POWER, FFT, NAC] [RISER INPUT] EM-1SR, EM-1SRI, FCM-1 [Honeywell, Notifier, System Sensor] [SLC MODULES SENSORS] [*] [#1 SHARED ADDR ¦ MODULES] 30-3013 w/FMM-101, Q3013D, ACM-8R, ACPS-610, AMPS-24, AMPS-24E, EM-1M, EM-1MI, EM-1MM, EM-1MMI, EM-1R, EM-1RI, EM-1SR, EM-1SRI, FCM-1, FCM-1-REL, FD7044 MM-101, FDM [Honeywell, Notifier, System Sensor] [SLC MODULES] [*] [#3 TYPE ADDR ¦ MODULES] 30-3013 w/FMM-101, Q3013D, ACM-8R, ACPS-610, AMPS-24, AMPS-24E, EM-1M, EM-1MI, EM-1MM, EM-1MMI, EM-1R, EM-1RI, EM-1SR, EM-1SRI, FCM-1, FCM-1-REL, FD7044 MM-101, FDM-1, FDRM-1 | [Notifier] EM-1SR, EM-1SRI, FCM-1, NC-100 [Notifier] EM-1SR, EM-1SRI, FCM-1, NC-100 [Notifier] EM-1SR, EM-1SRI, FCM-1, NC-100
e26d8ffc-5a72-4d58-ad8a-0a5b9c4c128a | NFPA 170 STROBE CEILING |  |  | North | Autocall |  | Strobe |  |  |  | Module | TRUE | A4906-9211 | + | Multi-Candela Addressable Combination Strobe assembly with amber lens, ALERT strobe on top and clear lens, FIRE strobe on bottom, White | 1 | 0 | 0 |  |  |  |  | TRUE | TRUE |  |  |  |  | #FF0070C0 | FA-NFPA 170 STROBE CEILING | 1 | FALSE | FALSE | FALSE | 2022 | [16 empty] | C |  |  | DESKTOP-7EIEB7A\acont | 2022-03-07 09:33 | THOR\acont | 2024-09-08 17:27 | Cloned from Autocall A4906-9207 CLONED | [Autocall, Simplex] [IDNac] [23 VDC RMS] 4906-9208 (C), 4906-9211 (C), A4906-9208 (C), A4906-9211 (C)
571da44b-1f5c-4f50-8697-0a66fbdb8153 |  |  |  | North | Potter | [5 empty] | Module | TRUE | PAD100-SPKB | + | Addressable Speaker Base | 1 | 0.00015 | 0.00015 |  |  |  |  | FALSE | [5 empty] | #FFFFFFFF |  |  | FALSE | FALSE | FALSE | [14 empty] | FALSE | [5 empty] | DESKTOP-7SAL8M7\acont | 2020-02-21 07:06 | THOR\acont | 2024-10-09 10:48 | Cloned from Potter PAD100-SB | [Potter] [AUDIO 25v] [25V AUDIO] PAD100-CD w/PAD100-SPKB, PAD100-HD w/PAD100-SPKB, PAD100-PD w/PAD100-SPKB (C), PAD100-PHD w/PAD100-SPKB (C), PAD100-PHD w/PAD100-SPKB (Split) (C), PAD100-SPKB, PAD200-PCD w/PAD100-SPKB (C), PAD200-PCD w/PAD100-SPKB (Split [Potter] [AUDIO 70.7v] [70V AUDIO] PAD100-CD w/PAD100-SPKB, PAD100-HD w/PAD100-SPKB, PAD100-PD w/PAD100-SPKB (C), PAD100-PHD w/PAD100-SPKB (C), PAD100-PHD w/PAD100-SPKB (Split) (C), PAD100-SPKB, PAD200-PCD w/PAD100-SPKB (C), PAD200-PCD w/PAD100-SPKB (Spl
06d9dd62-ac53-4beb-9f47-0a683090e2ad | NFPA 170 HEAT DETECTOR |  |  | North | Potter |  | Heat Detector |  |  |  | Module | TRUE | CF-285MP | 1000164 | Indoor Outdoor Fixed Temperature Heat Detector, 285°F (140°C) | 1 | [6 empty] | FALSE | [5 empty] | #FFFF0000 | FA-NFPA 170 HEAT DETECTOR | 1 | FALSE | FALSE | FALSE | 1403 | [13 empty] | FALSE |  |  | 285° F |  |  |  |  | THOR\acont | 2024-09-08 17:27 |  | [Notifier, Potter] [IDC] 01 CF-135EWT, CF-135MP, CF-135W, CF-165MP, CF-165W, CF-200EWT, CF-200MP, CF-200W, CF-285MP, CF-285W, CPS-24 w/SB, CR-135EWT, CR-135MP, CR-135W, CR-165MP, CR-165W, CR-200EWT, CR-200MP, CR-200W, DSD-P (C), P32-1T, PS40 Series, PS40
8e7913be-d117-4eef-89aa-0a6c1951c30e |  |  |  | North | First Alert |  | Cards & Components |  |  |  | Card | TRUE | FA1600CA Main Board | + | Main Board | 1 | 0.3 | 0.47 |  |  |  |  | TRUE | [5 empty] | #FFFFFFFF |  |  | FALSE | FALSE | FALSE | [14 empty] | FALSE | [5 empty] | DESKTOP-7EIEB7A\acont | 2022-02-25 09:58 | THOR\acont | 2024-10-09 10:48 | Cloned from Honeywell FA1600C Main Board CLONED |  | [First Alert] FA1600C Main Board, FA1600C-24 Main Board, FA1600CA Main Board, FA1600CB Main Board [Fike, First Alert, Honeywell, Siemens, Silent Knight] 10-2542, 10-2622, 5110XM Main Board, FA1600C Main Board, FA1600C-24 Main Board, FA1600CA Main Board, FA1600CB Main Board, FC924-US Main Board, SK-2, SK-4, VISTA-128FBPT Main Board, VISTA-20P Main Boar
feef4d06-4c3b-4d9d-9282-0a6ff970c55f | NFPA 170 HORN |  |  | North | Potter |  | Horn |  |  |  | Module | TRUE | PE-LFHNW-N | ++ | Low Frequency Sounder, White, No Lettering | 1 | [6 empty] | FALSE | [5 empty] | #FF0070C0 | FA-NFPA 170 HORN | 1 | FALSE | FALSE | FALSE | 2010 | [13 empty] | FALSE |  |  | LF |  |  | THOR\acont | 2024-03-05 07:24 | THOR\acont | 2024-09-08 17:27 | Cloned from Potter PE-LFHNR-N | [Potter] [NAC] [24VDC] PE-LFHNR, PE-LFHNR-N, PE-LFHNW, PE-LFHNW-N
91292a31-1370-4d51-9665-0a702a7f3828 | NFPA 170 REMOTE ANNUNCIATOR | RISER ANNUNCIATOR |  | North | Silent Knight |  | Remote Annunciator |  |  |  | Module | TRUE | RA-2000 | ++ | Remote annunciator, red | 1 | 0.025 | 0.05 |  |  | 24 |  | FALSE |  |  |  | Outside wall: 11.38” x 12.50” x 0.88” (31.1 cm x 29.2 cm x 2.2 cm) Inside wall: 9.25” x 8.25” x 2” (23.8 cm x 21.3 cm x 5.1 cm) |  | #FFFF0000 | FA-NFPA 170 REMOTE ANNUNCIATOR | 1 | FALSE | FALSE | FALSE | 255 | [13 empty] | FALSE | [5 empty] | DESKTOP-7EIEB7A\acont | 2023-02-25 10:44 | THOR\acont | 2024-09-08 17:27 | Cloned from Fike FIK-RA-2000 CLONED | [Silent Knight] [SBUS] [*] [SBUS ++] 5635R, 5635W, 5815XL, 5860, 5860R, 5865-3, 5865-4, 6815, 6855, 6860, EVS-LOC, EVS-RCU, RA-100, RA-1000, RA-1000R, RA-2000, SK-5210, SK-5217
bc2222cb-0a50-4bee-805a-0a71a8cc4179 | NFPA 170 GAS DETECTOR |  |  | North | Kidde |  | Gas Detection |  |  |  | Module | TRUE | 260-CO |  | GE SafeAir Carbon Monoxide Detector | 1 | 0.02 | 0.04 |  |  |  |  | FALSE | [5 empty] | #FFFF0000 | FA-NFPA 170 GAS DETECTOR | 1 | FALSE | FALSE | FALSE | 1402 | [13 empty] | FALSE | [5 empty] | DESKTOP-7SAL8M7\acont | 2020-01-02 07:00 | THOR\acont | 2024-09-08 17:27 | Cloned from Edwards 260-CO | [Edwards, Kidde] [AUX POWER] [*] 260-CO, DC-PS w/DC-SB6-4W (C) [Edwards, Kidde] [IDC] 02 260-CO, DC-PS w/DC-SB6-4W (C)
4567fe9d-6827-4015-a5b9-0a73bbd94ce6 |  |  |  | North | Siemens |  | Hardware |  |  |  | Hardware | TRUE | FH901-U3 | S54433-B103-A3 | 50 pt system Black Enclosure | 1 | [6 empty] | FALSE | [5 empty] | #FFFFFFFF |  |  | FALSE | FALSE | FALSE | [20 empty] | AULAPTOP-PC\Aulaptop | 2019-04-08 04:31 | THOR\acont | 2024-10-09 10:48 | Cloned from Siemens New Part CLONED
f23030af-13c6-4c5e-ac9c-0a7543ab3407 | NFPA 170 LOW TEMPERATURE SWITCH |  |  | North | nVent |  | Temperature Switch |  |  |  | Module | TRUE | AMC-1H |  | Ambient-Sensing Thermostat For Hazardous Locations | 1 | [6 empty] | FALSE | [5 empty] | #FFFF0000 | FA-NFPA 170 LOW TEMPERATURE SWITCH | 1 | FALSE | FALSE | FALSE | 913 | [13 empty] | FALSE |  |  | HZ |  |  | DESKTOP-7EIEB7A\acont | 2021-03-10 16:39 | THOR\acont | 2024-09-08 17:27 | Cloned from Potter PS40-EX | [nVent] [IDC] 01 AMC-1A, AMC-1H
e0852a38-4dfa-44c0-b119-0a79c6891aca |  |  |  | North | Edwards |  | Hardware |  |  |  | Hardware | TRUE | G4VWF-FR-CVR | ++ | Replacement Appliance Cover, Strobe, White, FEU | 1 | [12 empty] | #FFFFFFFF |  |  | FALSE | FALSE | FALSE | [20 empty] | THOR\acont | 2024-06-05 08:45 | THOR\acont | 2024-10-09 10:48 | Cloned from Edwards G4VRF-FR-CVR
936ad9a6-6063-4359-a2f1-0a7a0b85b4dc |  |  |  | North | Edwards |  | Hardware |  |  |  | Hardware | TRUE | G4EWB |  | G4 Dual-Strobe Format Surface Box, white | 1 | [6 empty] | FALSE | [5 empty] | #FFFFFFFF |  |  | FALSE | FALSE | FALSE | [14 empty] | FALSE | [7 empty] | THOR\acont | 2024-10-09 10:48
4cf46e2b-ae0e-496d-991c-0a7afea9684c |  |  |  | North | Notifier |  | Cards & Components |  |  |  | Card | TRUE | NFW-50X Main Board | + | Fire Alarm Control Panel Main Board | 1 | 0.141 | 0.257 | 2.7 |  |  |  | TRUE | [5 empty] | #FFFFFFFF |  |  | FALSE | FALSE | FALSE | [9 empty] | 7,12,18 |  |  |  |  | FALSE | [7 empty] | THOR\acont | 2024-10-09 10:48 | 20180513 Added By AUC | [Honeywell, Notifier] [IDC] [#1 ALARM] AFP-100 Main Board, AFP-200 Main Board, BE-500 CPU, CPU-2020, CPU2-3030, CPU2-3030D, CPU2-640, CPU-320, CPU-320SYS, CPU-N16LD, CPU-N16LND, NCA-2, NCD, NFW-100X Main Board with PWRMOD24, NFW2-100 Main Board, NFW-50 M [Honeywell, Notifier] [IDC] [#3 SUPERVISORY] AFP-100 Main Board, AFP-200 Main Board, CPU-2020, CPU2-3030, CPU2-3030D, CPU2-640, CPU-320, CPU-320SYS, CPU-N16LD, CPU-N16LND, NCA-2, NCD, NFW-100X Main Board with PWRMOD24, NFW2-100 Main Board, NFW-50 Main Bo [Notifier] [VAC ] 411UDAC Main Board, AFP-100 Main Board, AFP-200 Main Board, FCPS-24S6 MAIN BOARD, FCPS-24S8 MAIN BOARD, HPFF12 Main Board, HPFF8 Main Board, NFC-125DA (25V) Main Board, NFC-50/100 Main Board (100W, 25V), NFC-50/100 Main Board (100W, 70V [Honeywell, Notifier] [IDC] [#2 TROUBLE] AA-30, AFP-100 Main Board, AFP-200 Main Board, BE-500 CPU, CPU-2020, CPU2-3030, CPU2-3030D, CPU2-640, CPU-320, CPU-320SYS, CPU-N16LD, CPU-N16LND, NCA-2, NCD, NFW-100X Main Board with PWRMOD24, NFW2-100 Main Board, | [Notifier] NFW-50X Main Board
dbf4f867-9531-4323-a91c-0a7be2bb025c | NFPA 170 HORN STROBE CEILING |  |  | North | Siemens |  | Horn/Strobe |  |  |  | Module | TRUE | MTH-HMC-CW-WP | 500-636186 | MULTI TONE HORN HI MULTI CD CEILING WHITE WEATHERPROOF | 1 | [7 empty] | TRUE |  |  |  |  | #FF0070C0 | FA-NFPA 170 HORN STROBE CEILING | 1 | FALSE | FALSE | FALSE | 2013 | [16 empty] | C |  |  | DESKTOP-7SAL8M7\acont | 2019-08-13 09:04 | THOR\acont | 2024-09-08 17:27 | B,T
be7450ee-8a0d-4445-b82b-0a7ec40c32bf | CADGEN AUX POWER SUPPLY | CADGEN AUX POWER SUPPLY |  | North | Altronix |  | Auxilliary Power Supply |  |  |  | Assembly | TRUE | eFlow104N16 | + | Power Supply Charger, 16 Output, 12/24VDC @ 10A, 115VAC | 1 | [6 empty] | FALSE | FALSE |  |  |  |  | #FFFF0000 | FA-CADGEN AUX POWER SUPPLY | 1 | FALSE | FALSE | FALSE | 212 | [8 empty] | 7,12,40,65 |  | 7 | 10 |  | TRUE | [5 empty] | THOR\acont | 2024-10-23 09:51 |  |  | Cloned from Altronix eFlow104N CLONED
6ffbb0c8-9d83-4304-81e8-0a7f3d90c169 | NFPA 170 SMOKE DETECTOR |  |  | North | Edwards |  | Smoke Detector |  |  |  | Module | TRUE | SIGA-ISI w/SIGA-AB4GT BASE | ++ | Ionization Smoke Detector, EN-54 Listed | 1 | 4.5e-05 | 4.5e-05 |  |  |  |  | FALSE | TRUE |  |  |  |  | #FFFF0000 | FA-NFPA 170 SMOKE DETECTOR | 1 | FALSE | FALSE | FALSE | 1408 | [13 empty] | FALSE | [7 empty] | THOR\acont | 2024-10-08 16:31 | 20191121 AC Detector with base | [Edwards, Kidde] [SLC EST SENSORS] 01 [*] [EST3, iO1000] DS-HFS (C), DS-PS (C), FX-HD w/IB4U BASE, FX-HD w/RB4U BASE, FX-HD w/SB4U BASE, FX-HD w/SB4U-LF BASE, FX-HD wB4U BASE, FX-PD w/B4U BASE (C), FX-PD w/IB4U BASE (C), FX-PD w/SB4U BASE (C), FX-PD w/SB [Edwards, Kidde] [SLC EST SENSORS] [*] [#4 TYPE ADDR ¦ SENSORS] KI-DDOS (C), SIGA2-COS w/SIGA-AB4G BASE, SIGA2-COS w/SIGA-AB4G-LF BASE, SIGA2-COS w/SIGA-AB4GT BASE, SIGA2-COS w/SIGA-IB BASE, SIGA2-COS w/SIGA-RB BASE, SIGA2-COS w/SIGA-SB BASE, SIGA2-HCOS [Edwards, Kidde] [SLC EST MODULES SENSORS] [*] [#2 SHARED ADDR ¦ SENSORS] KI-DDOS (C), SIGA2-COS w/SIGA-AB4G BASE, SIGA2-COS w/SIGA-AB4G-LF BASE, SIGA2-COS w/SIGA-AB4GT BASE, SIGA2-COS w/SIGA-IB BASE, SIGA2-COS w/SIGA-RB BASE, SIGA2-COS w/SIGA-SB BASE, S [Edwards, Kidde] [SLC EST MODULES/SENSORS] 01 [*] [iO64] DS-HFS (C), DS-PS (C), FX-HD w/IB4U BASE, FX-HD w/RB4U BASE, FX-HD w/SB4U BASE, FX-HD w/SB4U-LF BASE, FX-HD wB4U BASE, FX-PD w/B4U BASE (C), FX-PD w/IB4U BASE (C), FX-PD w/SB4U BASE (C), FX-PD w/SB [Edwards, Kidde] [AUX POWER] KI-COD w/KI-ABDT BASE (C), KI-HCD w/KI-ABDT BASE, KI-HRD w/KI-ABDT BASE, KI-PCD w/KI-ABDT BASE (C), KI-PD w/KI-ABDT BASE (C), KI-PHCD w/KI-ABDT BASE (C), KI-PHD w/KI-ABDT BASE (C), KIR-COD w/KI-ABDT BASE (C), KIR-HCD w/KI-ABD
58f981fa-e24b-40ed-b869-0a840e09a49b | NFPA 170 MANUAL PULL |  |  | North | Silent Knight |  | Manual Station |  |  |  | Module | TRUE | PS-DA w/SD500-MIM | ++ | Dual Action Conventional Pull Station w/SD500-MIM | 1 | 0.00055 | 0.023 |  |  |  |  | FALSE | [5 empty] | #FFFF0000 | FA-NFPA 170 MANUAL PULL | 1 | FALSE | FALSE | FALSE | 957 | [13 empty] | FALSE | [5 empty] | DESKTOP-7EIEB7A\acont | 2022-01-07 09:19 | THOR\acont | 2024-09-08 17:27 | Cloned from Silent Knight PS-SA w/SD500-MIM | [Silent Knight] [SLC HOCHIKI] [*] [#1 SHARED ADDR ¦ ALL] Hood System w/SD500-MIM, PS-DA w/SD500-MIM, PS-SA w/SD500-MIM, SD500-AIM, SD500-ANM, SD500-ARM, SD500-LED, SD500-MIM, SD500-PS, SD500-PSDA, SD500-SDM, SD505-AHS w/SD505-6AB, SD505-APS w/SD505-6AB (
bb9b175b-5216-4364-a103-0a889ac8613b | NFPA 170 HEAT DETECTOR |  |  | North | Silent Knight |  | Heat Detector |  |  |  | Module | TRUE | SK-HEAT-ROR-W w/B300-6 | ++ | White, low-profile intelligent rate-of-rise thermal sensor, w/Standard Base | 1 | 0.0002 | 0.0045 |  |  |  |  | FALSE | [5 empty] | #FFFF0000 | FA-NFPA 170 HEAT DETECTOR | 1 | FALSE | FALSE | FALSE | 1403 | [13 empty] | FALSE | [5 empty] | DESKTOP-7EIEB7A\acont | 2021-08-11 17:37 | THOR\acont | 2024-09-08 17:27 | Cloned from Silent Knight SK-HEAT-ROR | [Farenhyt, Silent Knight] [SLC MODULES SENSORS] [*] [#2 SHARED ADDR ¦ SENSORS] CO1224TR w/ IDP-MINIMON, CO1224TR w/ IDP-MONITOR, DNR w/IDP-PHOTO-R-W (C), DNR w/SK-PHOTO-R-W (C), DNRW w/IDP-PHOTO-R-W (C), DNRW w/SK-PHOTO-R-W (C), HFS-D (C), HFS-P (C), HFS [Silent Knight, System Sensor] [SLC SK SENSORS] [*] [#4 TYPE ADDR ¦ SENSORS] DNR w/SK-PHOTO-R-W (C), DNRW w/SK-PHOTO-R-W (C), HFS-D (C), HFS-P (C), HFS-PT (C), HFS-T (C), OSI-RI-SK (C), SK-ACCLIMATE (C), SK-BEAM (C), SK-DUCT-W w/SK-PHOTO-R-W (C), SK-FIRE
f674a5f9-dbcb-46cd-9346-0a8b201b16f9 | NFPA 170 SPEAKER STROBE CEILING |  |  | North | Edwards |  | Speaker/Strobe |  |  |  | Module | TRUE | GCHFWA-S7VMA |  | 70V Ceiling Speaker/Strobe,White,15, 30, 75, 95 cd, ALERT,AMBER | 1 | 0 | 0.168 |  |  |  |  | FALSE | TRUE |  |  |  |  | #FF0070C0 | FA-NFPA 170 SPEAKER STROBE CEILING | 1 | FALSE | FALSE | FALSE | 2020 | [13 empty] | FALSE |  |  | C |  |  |  |  | THOR\acont | 2024-09-08 17:27 |  | [Edwards, Kidde] [AUDIO 70.7v] [70V AUDIO] G4F-S7, G4F-S7V1575, G4F-S7VM, G4HFRF-S7, G4HFRF-S7VMC, G4HFRN-S7, G4HFRN-S7VMC, G4HFWA-S7, G4HFWA-S7VMA, G4HFWA-S7VMC, G4HFWF-S7, G4HFWF-S7VMC, G4HFWN-S7, G4HFWN-S7VMA, G4HFWN-S7VMB, G4HFWN-S7VMC, G4RF-S7, G4RF [Edwards, Kidde] [NAC] [24 VDC] EGCFR-VM (C), EGCF-VM (C), GCFR-S7VM (C), GCFR-VM (C), GCF-S2VM (C), GCF-S7VM (C), GCF-VM (C), GCHFRF-S2VMC (C), GCHFRF-S7VMC (C), GCHFRN-S2VMC (C), GCHFRN-S7VMC (C), GCHFWA-S2VMA (C), GCHFWA-S2VMC (C), GCHFWA-S7VMA (C), G [Edwards, Kidde] [NAC] [16 VDC] EGCFR-VM (C), EGCF-VM (C), GCFR-S7VM (C), GCFR-VM (C), GCF-S2VM (C), GCF-S7VM (C), GCF-VM (C), GCHFRF-S2VMC (C), GCHFRF-S7VMC (C), GCHFRN-S2VMC (C), GCHFRN-S7VMC (C), GCHFWA-S2VMA (C), GCHFWA-S2VMC (C), GCHFWA-S7VMA (C), G
5bd18c6c-eaac-4528-86d3-0a8ee4825210 | NFPA 170 FIRE ALARM CONTROL UNIT | RISER FACP |  | North | Simplex |  | Fire Alarm Control Unit |  |  |  | Assembly | TRUE | 4100-9111 (4100U) | ++ | 4100U Master Controller Assembly with LCD and operator interface, 9 A system power supply/battery charger (SPS), 250 point IDNet interface, 3 NACs, auxiliary relay, and external RUI communications interface | 1 | [6 empty] | FALSE | [5 empty] | #FFFF0000 | FA-NFPA 170 FIRE ALARM CONTROL UNIT | 1 | FALSE | FALSE | FALSE | 202 | [8 empty] | 7,12,18,33,50,110 |  |  |  |  | TRUE | [5 empty] | THOR\acont | 2024-01-24 07:25 | THOR\acont | 2024-09-08 17:27 | Cloned from Simplex 4100-9111
597834f7-cbdb-49eb-a1e2-0a952d6a5ee9 | NFPA 170 SMOKE HEAT CO DETECTOR |  |  | North | Potter |  | Smoke/Heat/CO Detector |  |  |  | Module | TRUE | PAD200-PHCD w/PAD100-RB | + | Photoelectric Smoke/Hea/CO Detector with 6" Base with One Form-C Relay Contact | 1 | 0.0005 | 0.0005 |  |  |  |  | FALSE | TRUE |  |  |  |  | #FFFF0000 | FA-NFPA 170 SMOKE HEAT CO DETECTOR | 1 | FALSE | FALSE | FALSE | 1411 | [13 empty] | FALSE |  |  | RB |  |  | THOR\acont | 2025-02-13 06:47 |  |  | Cloned from Potter PAD200-PCHD w/PAD100-RB | [Potter] [SLC PAD] [*] [#2 SHARED ADDR ¦ SENSORS] PAD100-CD w/PAD100-4DB, PAD100-CD w/PAD100-6DB, PAD100-CD w/PAD100-IB, PAD100-CD w/PAD100-LFSB, PAD100-CD w/PAD100-RB, PAD100-CD w/PAD100-SB, PAD100-CD w/PAD100-SPKB, PAD100-DUCT (C), PAD100-DUCTR (C), PA
5febb326-a7ff-4520-b942-0aa5f38c2e3d | NFPA 170 SURGE SUPPRESSOR |  |  | North | Space Age Electronics |  | Surge Supressor |  |  |  | Module | TRUE | T12-DG w/Snap Track |  | 2 Pair / 4 Wire Surge Module, 12v | 1 | [6 empty] | TRUE | [5 empty] | #FFFF0000 | FA-NFPA 170 SURGE SUPPRESSOR | 1 | FALSE | FALSE | FALSE | [14 empty] | FALSE |  |  | 24v |  |  | DESKTOP-7EIEB7A\acont | 2021-08-26 08:07 | THOR\acont | 2024-09-08 17:27 | Cloned from Space Age Electronics T05-DG w/Snap Track | [Space Age Electronics] [SURGE PROTECTION] [#2] RJ1448-MD w/Snap Track, T05-DG w/Snap Track, T120-DG w/Snap Track, T12-DG w/Snap Track, T24-DG w/Snap Track, T32-DG w/Snap Track, T36-DG w/Snap Track, T48-DG w/Snap Track, T70-DG w/Snap Track, T90-DG w/Snap [Space Age Electronics] [SURGE PROTECTION] [ALL DEVICES ++] E120V-GT, RJ1448-MD w/Snap Track, T05-DG w/Snap Track, T120-DG w/Snap Track, T12-DG w/Snap Track, T24-DG w/Snap Track, T32-DG w/Snap Track, T36-DG w/Snap Track, T48-DG w/Snap Track, T70-DG w/Sna
3fb6133d-81af-4797-80ef-0aa7fa94a3a2 | NFPA 170 SMOKE DETECTOR |  |  | North | Gamewell FCI |  | Smoke Detector |  |  |  | Module | TRUE | ASD-PL3-IV w/B200SR-IV | + | Photoelectric smoke detector, ivory, Velociti/CLIP w/ Standard sounder base, ivory | 1 | 0.0002 | 0.0045 |  |  |  |  | FALSE | TRUE | FLUSH |  | 4" SQ. DEEP | 3 "O" PLASTER RING | #FFFF0000 | FA-NFPA 170 SMOKE DETECTOR | 1 | FALSE | FALSE | FALSE | 1408 | [13 empty] | FALSE |  |  | SB |  |  | DESKTOP-7SAL8M7\acont | 2019-04-25 06:44 | THOR\acont | 2024-09-08 17:27 | 20191121 AC Detector with base | [Gamewell FCI] [SLC MODULES SENSORS] [*] [#2 SHARED ADDR ¦ SENSORS] ADPF (C), ASD-PL2F w/B200S-LF-WH (C), ASD-PL2F w/B210LP (C), ASD-PL2FR (C), ASD-PL3 w/B200S-LF-WH (C), ASD-PL3 w/B200SR-LF-WH (C), ASD-PL3 w/B200SR-WH (C), ASD-PL3 w/B224BI-WH (C), ASD-P [Gamewell FCI] [SLC SENSORS] [*] [#4 TYPE ADDR ¦ SENSORS] ADPF (C), ASD-PL2F w/B200S-LF-WH (C), ASD-PL2F w/B210LP (C), ASD-PL2FR (C), ASD-PL3 w/B200S-LF-WH (C), ASD-PL3 w/B200SR-LF-WH (C), ASD-PL3 w/B200SR-WH (C), ASD-PL3 w/B224BI-WH (C), ASD-PL3 w/B224R
a45eb54c-dd59-4f89-8800-0ab2e7bb4220 |  |  |  | North | Evax |  | Cards & Components |  |  |  | Card | TRUE | HMX-II | + | Audio Module Interface Card | 1 | [6 empty] | TRUE | [5 empty] | #FFFFFFFF |  |  | FALSE | FALSE | FALSE | [20 empty] | DESKTOP-7SAL8M7\acont | 2020-07-16 11:07 | THOR\acont | 2024-10-09 10:48 | Cloned from Hochiki FNV-II
9c8aa12d-5c76-4cf1-a3ed-0ab821ff73dd |  |  |  | North | Edwards |  | Hardware |  |  |  | Hardware | TRUE | 75142MPNxx |  | 14/2 Solid Red With colored tracer FPLP (Plenum) | 1 | [6 empty] | FALSE | [5 empty] | #FFFFFFFF |  |  | FALSE | FALSE | FALSE | [14 empty] | FALSE | [7 empty] | THOR\acont | 2024-10-09 10:48
dfda6759-e2aa-4350-a5f2-0aba4d3f8cf9 | NFPA 170 STROBE WALL |  |  | North | Eaton Wheelock |  | Strobe |  |  |  | Module | TRUE | XB16 | + | Explosionproof Strobe | 1 | 0 | 0 |  |  |  |  | FALSE | [5 empty] | #FF0070C0 | FA-NFPA 170 STROBE WALL | 1 | FALSE | FALSE | FALSE | 2023 | [13 empty] | FALSE |  |  | XP |  |  | DESKTOP-7EIEB7A\acont | 2022-06-24 11:57 | THOR\acont | 2024-09-08 17:27 | Cloned from Eaton Wheelock XB1602460RNNR | [Eaton Wheelock] [NAC] [24 VDC] XB16, XB1602460ANNR, XB1602460ANNW, XB1602460RNNR, XB1602460RNNW
7b9d8832-ee00-4e99-898e-0ac5bda84a73 |  |  |  | North | Gamewell FCI |  | Cards & Components |  |  |  | Card | TRUE | GF510 Main Board | ++ |  | 1 | 0.133 | 0.282 |  |  |  |  | TRUE | [5 empty] | #FFFFFFFF |  |  | FALSE | FALSE | FALSE | [20 empty] | AULAPTOP-PC\Aulaptop | 2019-04-04 02:10 | THOR\acont | 2024-10-09 10:48 | Cloned from New Part | [Gamewell FCI, Honeywell] [VAC ] [120VAC] 7100 Main Board, FireVac IV (50W, 25V) Main Board, FireVac IV (50W, 70V) Main Board, FLEX 410 Main Board, GF505 Main Board, GF506R Main Board, GF510 Main Board, GFPS-6 Main Board, GFPS-9 Main Board, GWF402 Main B [Gamewell FCI, Honeywell] [VAC ] 7100 Main Board, FireVac IV (50W, 25V) Main Board, FireVac IV (50W, 70V) Main Board, FLEX 410 Main Board, GF505 Main Board, GF506R Main Board, GF510 Main Board, GFPS-6 Main Board, GFPS-9 Main Board, GWF402 Main Board, GWF | [Gamewell FCI] GF510 Main Board
71b053b9-a634-4602-93c6-0ac7cc7391db | NFPA 170 HEAT DETECTOR |  |  | North | Kidde |  | Heat Detector |  |  |  | Module | TRUE | KI-HRD w/KI-IB BASE | ++ | Intelligent fixed temperature/Rate-of-rise heat detector, Isolator Detector Base | 1 | 3.2e-05 | 3.2e-05 |  |  |  |  | FALSE | [5 empty] | #FFFF0000 | FA-NFPA 170 HEAT DETECTOR | 1 | FALSE | FALSE | FALSE | 1403 | [13 empty] | FALSE | [5 empty] | DESKTOP-7SAL8M7\acont | 2020-01-02 08:35 | THOR\acont | 2024-09-08 17:27 | Cloned from Edwards SIGA-HRD w/SIGA-IB BASE | [Kidde] [SLC EST SENSORS] [*] [#4 TYPE ADDR ¦ SENSORS] DS-HFS (C), DS-PS (C), FX-HD w/IB4U BASE, FX-HD w/RB4U BASE, FX-HD w/SB4U BASE, FX-HD w/SB4U-LF BASE, FX-HD wB4U BASE, FX-PD w/B4U BASE (C), FX-PD w/IB4U BASE (C), FX-PD w/SB4U BASE (C), FX-PD w/SB4U [Kidde] [SLC EST MODULES SENSORS] [*] [#2 SHARED ADDR ¦ SENSORS] DS-HFS (C), DS-PS (C), FX-HD w/IB4U BASE, FX-HD w/RB4U BASE, FX-HD w/SB4U BASE, FX-HD w/SB4U-LF BASE, FX-HD wB4U BASE, FX-PD w/B4U BASE (C), FX-PD w/IB4U BASE (C), FX-PD w/SB4U BASE (C), FX [Edwards, Kidde] [SLC EST SENSORS] 01 [*] [EST3, iO1000] DS-HFS (C), DS-PS (C), FX-HD w/IB4U BASE, FX-HD w/RB4U BASE, FX-HD w/SB4U BASE, FX-HD w/SB4U-LF BASE, FX-HD wB4U BASE, FX-PD w/B4U BASE (C), FX-PD w/IB4U BASE (C), FX-PD w/SB4U BASE (C), FX-PD w/SB [Edwards, Kidde] [SLC EST MODULES/SENSORS] 01 [*] [iO64] DS-HFS (C), DS-PS (C), FX-HD w/IB4U BASE, FX-HD w/RB4U BASE, FX-HD w/SB4U BASE, FX-HD w/SB4U-LF BASE, FX-HD wB4U BASE, FX-PD w/B4U BASE (C), FX-PD w/IB4U BASE (C), FX-PD w/SB4U BASE (C), FX-PD w/SB
f93b4dfb-1c57-4885-9c7d-0ad0ca54028f |  |  |  | North | Edwards |  | Cards & Components |  |  |  | Card | TRUE | 3-REMICP |  | Remote Mic Unit | 1 | 0.064 | 0.064 |  |  |  |  | TRUE | [5 empty] | #FFFFFFFF |  |  | FALSE | FALSE | FALSE | [14 empty] | FALSE | [7 empty] | THOR\acont | 2024-10-09 10:48
5c815358-1985-4db7-ab33-0adece8f3957 | NFPA 170 BELL |  |  | North | Fike |  | Bell |  |  |  | Module | TRUE | 20-130-156 |  | Bell | 1 |  | 0.0311 |  |  |  |  | FALSE | [5 empty] | #FFFF0000 | FA-NFPA 170 BELL | 1 | FALSE | FALSE | FALSE | 2000 | [13 empty] | FALSE | [7 empty] | THOR\acont | 2024-09-08 17:27 |  | [Fike] [NAC] [24 VDC] 123-116, 20-123-116, 20-130-156
7bd170d5-cfbe-4707-981a-0ae659fb765d | NFPA 170 AMPLIFIER RACK | RISER AMP |  | North | Sigcom |  | Amplifier |  |  |  | Assembly | TRUE | MNS-100EXP (100W, 25V) | + | 100 Watt Panel, 4 Speaker Circuits, Back-up Battery and Power Supply | 1 | [6 empty] | FALSE | [5 empty] | #FFFF0000 | FA-NFPA 170 AMPLIFIER RACK | 1 | FALSE | FALSE | FALSE | 300 | [8 empty] | 7,12,18 |  |  |  | 100 | TRUE | [5 empty] | DESKTOP-7EIEB7A\acont | 2021-03-11 16:18 | THOR\acont | 2024-09-08 17:27 | Cloned from Firelite ECC-50/100 (100W, 25V)
826477d6-214b-442e-9492-0ae7541d46f9 |  |  |  | North | Potter | [5 empty] | Module | TRUE | PSW-21 |  | 3/8 inch Plunger Switch | 1 | [6 empty] | FALSE | [5 empty] | #FFFFFFFF |  |  | FALSE | FALSE | FALSE | [14 empty] | FALSE | [7 empty] | THOR\acont | 2024-10-09 10:48
3f5d16c7-062e-48d9-968d-0aeac3bc66b1 |  |  |  | North | Autocall |  | Cards & Components |  |  |  | Card | TRUE | A100-1312 |  | Analog Flex-50, 50 W Amplifier, constant supervision compatible 25 VRMS output | 1 | 0.085 | 2.27 |  |  |  |  | TRUE | [5 empty] | #FFFFFFFF |  |  | FALSE | FALSE | FALSE | [20 empty] | DESKTOP-0D6CQVA\lousc | 2019-07-07 13:16 | THOR\acont | 2024-10-09 10:48 | Cloned from AutoCall A100-1362 |  | [Autocall] A100-1312, A100-1326
afd18f4b-4871-493d-b909-0af3fcc82ccb | NFPA 170 SPEAKER STROBE CEILING |  |  | North | Eaton Wheelock |  | Speaker/Strobe |  |  |  | Module | TRUE | E60-24MCC-FW |  | Speaker/Strobe, 24 VDC, Multi-Candela, , 25/70 Vrms, white | 1 | 0 | 0.375 |  |  |  |  | FALSE | TRUE |  |  |  |  | #FF0070C0 | FA-NFPA 170 SPEAKER STROBE CEILING | 1 | FALSE | FALSE | FALSE | 2020 | [13 empty] | FALSE |  |  | C |  |  |  |  | THOR\acont | 2024-09-08 17:27 |  | [Eaton Wheelock, Hochiki] [AUDIO 70.7v] [70V AUDIO] E60-24MCC-FR (C), E60-24MCC-FW (C), E60-24MCCH-FR (C), E60-24MCCH-FW (C), E60-24MCW-FR, E60-24MCW-FW, E60-24MCWH-FR, E60-24MCWH-FW, E60-R, E60-W [Eaton Wheelock, Hochiki] [NAC] E60-24MCC-FR (C), E60-24MCC-FW (C) [Eaton Wheelock, Hochiki] [AUDIO 25v] [25V AUDIO] E60-24MCC-FR (C), E60-24MCC-FW (C), E60-24MCCH-FR (C), E60-24MCCH-FW (C), E60-24MCW-FR, E60-24MCW-FW, E60-24MCWH-FR, E60-24MCWH-FW, E60-R, E60-W
07051c8e-4820-4c4d-8c75-0afacf1e3f99 | NFPA 170 STROBE WALL |  |  | North | Autocall |  | Strobe |  |  |  | Module | TRUE | A4906-9103 | + | Multi-candela strobe, Wall Mount, Fire, White | 1 | 0 | 0 |  |  |  |  | TRUE | [5 empty] | #FF0070C0 | FA-NFPA 170 STROBE WALL | 1 | FALSE | FALSE | FALSE | 2023 | [19 empty] | DESKTOP-0D6CQVA\lousc | 2019-07-05 09:30 | THOR\acont | 2024-09-08 17:27 | Cloned from AutoCall A4906-9101 | [Autocall, Simplex] [NAC] [MAX] 4906-9101, 4906-9103, 4906-9109, 4906-9111, A4906-9101, A4906-9103, A4906-9109, A4906-9111
88027d04-f419-4cee-b636-0afe82526501 |  |  |  | North | Ansul |  | Cards & Components |  |  |  | Card | TRUE | 4007-9101AR CPU | + | CPU Assembly | 1 | 0.145 | 0.19 |  |  |  |  | TRUE |  | Mount 72" A.F.F To Top of Back Can |  | 20-3/16”h x 20-7/8”w x 4-7/16”d |  | #FFFFFFFF |  |  | FALSE | FALSE | FALSE |  | UL, CUL |  |  |  | 864, 2017, 1076, 1730, 2572 | S559, S527 |  |  | 6.2,10,12.7,18 |  |  | 6 |  | TRUE | [5 empty] | DESKTOP-7EIEB7A\acont | 2021-06-17 06:13 | THOR\acont | 2024-10-09 10:48 | Cloned from Simplex 4007-9101(BA) CPU | [Ansul] [IDC] [#1 ALARM] 4007-9101AR CPU, 430525 Main Board [Ansul] [IDC] [#2 TROUBLE] 4007-9101AR CPU, 430525 Main Board | [Ansul] 4007-9101AR CPU
f0570a9e-3b46-4f66-8dd8-0b045bfee82d | NFPA 170 SPEAKER WALL |  |  | North | Edwards |  | Speaker |  |  |  | Module | TRUE | HPSA15G2570 |  | 25/70 Vrms Loudspeaker, 1, 2, 3.8, 7.5, 15w taps, gray | 1 | [6 empty] | FALSE | [5 empty] | #FF0070C0 | FA-NFPA 170 SPEAKER WALL | 1 | FALSE | FALSE | FALSE | 2021 | [13 empty] | FALSE | [7 empty] | THOR\acont | 2024-09-08 17:27 |  | [Edwards, Kidde] [AUDIO 70.7v] [70V AUDIO] HPSA15G2570, HPSA15R2570 [Edwards, Kidde] [AUDIO 25v] [25V AUDIO] HPSA15G2570, HPSA15R2570
ca8ec74c-7651-4737-99e9-0b0a6623f350 | NFPA 170 CHIME |  |  | North | Edwards |  | Chime |  |  |  | Module | TRUE | G1RF-C |  | Chime, running man, red, FIRE | 1 | 0 | 0.026 |  |  |  |  | FALSE | [5 empty] | #FFFF0000 | FA-NFPA 170 CHIME | 1 | FALSE | FALSE | FALSE | 2003 | [13 empty] | FALSE | [7 empty] | THOR\acont | 2024-09-08 17:27 |  | [Edwards, Kidde] [NAC] [24 VDC, LOW DB] EG1F-C, G1-C, G1F-C, G1R-C, G1RF-C [Edwards, Kidde] [NAC] [16 VDC, HIGH DB] EG1F-C, G1-C, G1F-C, G1R-C, G1RF-C [Edwards, Kidde] [NAC] [24 VDC, HIGH DB] EG1F-C, G1-C, G1F-C, G1R-C, G1RF-C [Edwards, Kidde] [NAC] [16 VDC, LOW DB] EG1F-C, G1-C, G1F-C, G1R-C, G1RF-C
77a46815-12df-4742-8e3e-0b0b73fc5946 |  |  |  | North | Edwards |  | Hardware |  |  |  | Hardware | TRUE | 250-COPLT-5PKG |  | Adapter plate for when replacing GE/ESL 240-CO (5 count) | 1 | [6 empty] | FALSE | [5 empty] | #FFFFFFFF |  |  | FALSE | FALSE | FALSE | [14 empty] | FALSE | [7 empty] | THOR\acont | 2024-10-09 10:48
624e83ad-4a46-4b5e-a226-0b1571dfa73c |  |  |  | North | Edwards |  | Hardware |  |  |  | Hardware | TRUE | 454741ARE |  | 16/4 Solid Twisted Red-Jacket FPLP (Plenum) | 1 | [6 empty] | FALSE | [5 empty] | #FFFFFFFF |  |  | FALSE | FALSE | FALSE | [14 empty] | FALSE | [7 empty] | THOR\acont | 2024-10-09 10:48
3af9067a-cc18-4c1e-8a6d-0b18a024ac99 | NFPA 170 SURGE SUPPRESSOR |  |  | North | Ditek |  | Surge Supressor |  |  |  | Module | TRUE | DTK-2MHLP24BWB |  | 2 Pair / 4 Wire Surge Module w/Base for PIV, NAC, IDC etc. | 1 | [6 empty] | TRUE | [5 empty] | #FFFF0000 | FA-NFPA 170 SURGE SUPPRESSOR | 1 | FALSE | FALSE | FALSE | [14 empty] | FALSE |  |  | 2¦24v |  |  | DESKTOP-7EIEB7A\acont | 2020-12-11 11:38 | THOR\acont | 2024-09-08 17:27 | Cloned from Ditek DTK-2MHLP24B | [Ditek, Monaco Enterprises, WBOX] [SURGE PROTECTION] [ALL DEVICES ++] 0E-SPROACHW, 210-524-00, DTK-120HW, DTK-120HWLOK, DTK-120HW-SS, DTK-120SRD, DTK-120X12, DTK-1F, DTK-1FF, DTK-2MHLP24B, DTK-2MHLP24B w/DTK-2MB, DTK-2MHLP24B w/DTK-3MB, DTK-2MHLP24B w/DT [Ditek, Monaco Enterprises] [SURGE PROTECTION] [#2] 210-524-00, DTK-120HW, DTK-120HWLOK, DTK-120HW-SS, DTK-120SRD, DTK-120X12, DTK-2MHLP24B, DTK-2MHLP24BWB, DTK-2MHLP24F, DTK-2MHTP, DTK-4LVLPLV, DTK-DF120S1, DTK-MRJ45C5E
e564b57e-906a-4c15-8d3e-0b1952e8d92d | NFPA 170 HEAT DETECTOR |  |  | North | Hochiki |  | Heat Detector |  |  |  | Module | TRUE | ATG-EA w/ASB SOUNDER BASE | ATG-EA FIXED TEMP/RATE OF RISE HEAT SENSOR | ATG-EA FIXED TEMP/RATE OF RISE HEAT SENSOR w/ASB SOUNDER BASE | 1 | 0.00035 | 0.0005 |  |  |  |  | TRUE | TRUE |  | *Refer to Install Sheet |  |  | #FFFF0000 | FA-NFPA 170 HEAT DETECTOR | 1 | FALSE | FALSE | FALSE | 1403 | [16 empty] | SB |  |  | DESKTOP-0D6CQVA\lousc | 2019-10-12 09:53 | THOR\acont | 2024-09-08 17:27 | Cloned from Hochiki ATJ-EA w/ASBL SOUNDER BASE | [Hochiki] [AUX POWER] [24 VDC] AIE-EA w/ASB SOUNDER BASE (C), ALK-V w/ASB SOUNDER BASE (C), ALN-V w/ASB SOUNDER BASE (C), ATG-EA w/ASB SOUNDER BASE (C), ATJ-EA w/ASB SOUNDER BASE (C) [Hochiki] [SLC HOCHIKI] 01 [*] [SLC] ACD-V w/ASBL SOUNDER BASE (C), ACD-V w/HSB-NSA-6 STANDARD BASE (C), ACD-V w/SCI-B4 SHORT CIRCUIT ISOLATOR BASE (C), ACD-V w/SCI-B6 SHORT CIRCUIT ISOLATOR BASE (C), ACD-V w/YBN-NSA-4 STANDARD BASE (C), ATG-EA w/ASB SOU
d056df7a-c5f8-4954-b3ed-0b19629b0e91 | NFPA 170 ADDRESSABLE OUTPUT MODULE |  |  | North | Kidde |  | Addressable Control/Relay |  |  |  | Module | TRUE | 70-600000-002 | ++ | Remote Releasing Module (With In-Cabinet Bracket and Mounting Hardware) | 1 | 0.00041 | 0.00041 |  |  |  |  | FALSE | [5 empty] | #FFFF0000 | FA-NFPA 170 ADDRESSABLE OUTPUT MODULE | 1 | FALSE | FALSE | FALSE | 1000 | [13 empty] | FALSE | [5 empty] | DESKTOP-7EIEB7A\acont | 2023-03-15 11:29 | THOR\acont | 2024-09-08 17:27 | Cloned from Kidde 70-600000-001 | [Kidde] [AUX POWER] 06-220023-001, 70-600000-001, 70-600000-002 [Edwards, Kidde] [SLC EST MODULES SENSORS] [*] [#1 SHARED ADDR ¦ ALL] 06-220023-001, 70-200200-003, 70-407008-001, 70-407008-002, 70-408004-001, 70-417008-001, 70-518004-001, 70-600000-001, 70-600000-002, 70-610001-001, 76-330002-101, 84-330002-001, DS-P | [Kidde] 06-220023-001, 70-600000-001, 70-600000-002 [Kidde] 06-220023-001, 70-600000-001, 70-600000-002
88090973-c704-4dad-a204-0b24c98643d8 |  |  |  | North | Edwards |  | Hardware |  |  |  | Hardware | TRUE | MN-GVTST1 |  | HPSA Cabinet high/low temperature sensor | 1 | [6 empty] | FALSE | [5 empty] | #FFFFFFFF |  |  | FALSE | FALSE | FALSE | [14 empty] | FALSE | [7 empty] | THOR\acont | 2024-10-09 10:48
7021a96a-0238-4e82-85b5-0b264e3b2cd7 |  |  |  | North | Edwards |  | Cards & Components |  |  |  | Card | TRUE | FSP1004G Mainboard |  | Mainboard for FSP1004G assembly | 1 | 0.128 | 0.242 |  |  |  |  | TRUE | [5 empty] | #FFFFFFFF |  |  | FALSE | FALSE | FALSE | [14 empty] | FALSE | [7 empty] | THOR\acont | 2024-10-09 10:48 |  | [Edwards, Kidde, Macurco] [IDC] [#3 SUPERVISORY] 2IDC, 76-600000-001 Main Board, 76-800xxx-xxx Main Board, 77-600000-901 Main Board, 84-732001-901 Main Board, DVP-120 Mainboard, EST1-2Z Mainboard, FSP1004G Mainboard, FSP1004G-2 Mainboard, FSP1004GD Mainb [Edwards, Kidde] [VAC ] 2IDC, 76-600000-001 Main Board, 76-800xxx-xxx Main Board, 77-600000-901 Main Board, 84-732001-901 Main Board, APS10A Mainboard, APS6A Mainboard, BPS10A Mainboard, BPS10A/230 Mainboard, BPS6A Mainboard, BPS6A/230 Mainboard, EST1-2Z [Edwards, Kidde, Macurco] [IDC] [#2 TROUBLE] 2IDC, 76-600000-001 Main Board, 76-800xxx-xxx Main Board, 77-600000-901 Main Board, 84-732001-901 Main Board, DVP-120 Mainboard, EST1-2Z Mainboard, FSP1004G Mainboard, FSP1004G-2 Mainboard, FSP1004GD Mainboard [Edwards, Kidde, Macurco] [IDC] [#1 ALARM] 2IDC, 76-600000-001 Main Board, 76-800xxx-xxx Main Board, 77-600000-901 Main Board, 84-732001-901 Main Board, DVP-120 Mainboard, EST1-2Z Mainboard, FSP1004G Mainboard, FSP1004G-2 Mainboard, FSP1004GD Mainboard, | [Edwards] FSP1004G Mainboard, FSP1004G-2 Mainboard, FSP1004GD Mainboard, FSP1004R Mainboard, FSP1004RD Mainboard [Edwards, Kidde] FSP1004G Mainboard, FSP1004G-2 Mainboard, FSP1004GD Mainboard, FSP1004R Mainboard, FSP1004RD Mainboard, FSP302G Mainboard, FSP302G-2 Mainboard, FSP302GD Mainboard, FSP302R Mainboard, FSP302RD Mainboard, FSP502G Mainboard, FSP502G-2 Mainbo [Edwards] FSP1004G Mainboard [Edwards] FSP1004G Mainboard, FSP1004G-2 Mainboard, FSP1004GD Mainboard, FSP1004R Mainboard, FSP1004RD Mainboard
0e947f55-c415-4cd9-94c1-0b2881c728cf | NFPA 170 HORN STROBE |  |  | North | Eaton Wheelock |  | Horn/Strobe |  |  |  | Module | TRUE | ELMTSW-N | ++ | WALL MULTI-TONE HORN STROBE, WHITE, NONE | 1 | [6 empty] | TRUE | [5 empty] | #FF0070C0 | FA-NFPA 170 HORN STROBE | 1 | FALSE | FALSE | FALSE | 2020 | [19 empty] | THOR\acont | 2024-07-23 16:29 | THOR\acont | 2024-09-08 17:27 | Cloned from Eaton Wheelock ELMTSW CLONED | [Eaton Wheelock] [NAC] [24VDC, STD CODE 3] ELMTSR, ELMTSR-A, ELMTSR-N, ELMTSW, ELMTSW-A, ELMTSW-N [Eaton Wheelock] [HORN] [24VDC, STD CODE 3 - HORN ONLY] ELMTR, ELMTSR, ELMTSR-A, ELMTSRC (C), ELMTSR-N, ELMTSW, ELMTSW-A, ELMTSWC (C), ELMTSW-N, ELMTW [Eaton Wheelock] [STROBE] [24VDC, STD CODE 3 - STROBE ONLY] ELMTSR, ELMTSR-A, ELMTSR-N, ELMTSW, ELMTSW-A, ELMTSW-N
175b4b3c-7762-4ce7-bf6a-0b2ab8983171 | NFPA 170 SMOKE DETECTOR |  |  | North | Apollo |  | Smoke Detector |  |  |  | Module | FALSE | SA5150-650ADV w/SA5000-230ADV |  | Axis AX UL Smoke Detector W/ 6" Base | 1 | 0.0005 | 0.4 |  |  |  |  | FALSE | TRUE |  |  |  |  | #FFFF0000 | FA-NFPA 170 SMOKE DETECTOR | 1 | FALSE | FALSE | FALSE | 1408 | [13 empty] | FALSE |  |  | 4 |  |  | AUGUSTALIEN\aucon | 2024-12-10 18:30 |  |  | Cloned from Apollo SA5150-650ADV w/SA5000-210ADV | [Apollo] [SLC APOLLO MODULES SENSORS] [#1 SHARED ADDR ¦ ALL] SA5150-650ADV w/SA5000-230ADV (C), SA5150-750ADV w/SA5000-210ADV (C), SA5050- 350 w/SA5300-802 , SA5050-250 w/SA5000-210, SA5050-250 w/SA5000-230 , SA5050-250 w/SA5300-800 , SA5050-250 w/ [Advanced, Apollo] [SLC APOLLO MODULES SENSORS] [*] [#2 SHARED ADDR ¦ SENSORS] SA5150-650ADV w/SA5000-230ADV (C), SA5150-750ADV w/SA5000-210ADV (C), 45681-800 (C), 45681-805 (C), 55000-450 w/45681-210UL (C), 55000-450 w/45681-225APO (C), 55000-450 w/
c405509d-002b-48b6-8044-0b3126796d10 | NFPA 170 FIRE ALARM CONTROL UNIT | RISER FACP |  | North | Siemens |  | Fire Alarm Control Unit |  |  |  | Assembly | TRUE | FC2050-UT |  | ASSEMBLY, FACP | 1 | [6 empty] | FALSE | [5 empty] | #FFFF0000 | FA-NFPA 170 FIRE ALARM CONTROL UNIT | 1 | FALSE | FALSE | FALSE | 202 | [8 empty] | 7,12,18 |  |  |  |  | TRUE | [7 empty] | THOR\acont | 2024-09-08 17:27
486321e9-169b-47d6-8da8-0b34d29b9859 | NFPA 170 FIRE ALARM CONTROL UNIT | RISER FACP |  | North | Kidde |  | Fire Alarm Control Unit |  |  |  | Assembly | TRUE | FX-1000D |  | FACP, 1-4 Loop, 1000pt max, 4 Cl B NACs, red, w/dialer, 120v | 1 | [6 empty] | FALSE | [5 empty] | #FFFF0000 | FA-NFPA 170 FIRE ALARM CONTROL UNIT | 1 | FALSE | FALSE | FALSE | 202 | [8 empty] | 7,12,18 |  |  |  |  | TRUE | [7 empty] | THOR\acont | 2024-09-08 17:27
8863fab0-8594-43b8-b2c4-0b3c829eb10c | NFPA 170 ADDRESSABLE OUTPUT MODULE |  |  | North | Kidde |  | Addressable Control/Relay |  |  |  | Module | TRUE | GSA-REL |  | Signature releasing module | 6 | [6 empty] | FALSE | [5 empty] | #FFFF0000 | FA-NFPA 170 ADDRESSABLE OUTPUT MODULE | 1 | FALSE | FALSE | FALSE | 1100 | [13 empty] | FALSE | [5 empty] | AULAPTOP-PC\Aulaptop | 2018-09-03 13:55 | THOR\acont | 2024-09-08 17:27 |  | [Kidde] [SLC EST MODULES] [*] [#3 TYPE ADDR ¦ MODULES] 76-330002-101, 84-330002-001, FX-270, FX-278, FX-2WIRE, FX-IDC1A, FX-IDC1B, FX-IDC2B, FX-IDCWS, FX-ISO, FX-NAC, FX-RLY, GSA-CC1, GSA-CC1S, GSA-CC2, GSA-CR, GSA-CRH, GSA-CRR, GSA-CT1, GSA-CT2, GSA-IO, [Edwards, Kidde] [SLC EST MODULES] 02 [EST3, iO1000 ] FX-IDC2B, FX-IDCWS, GSA-CT2, GSA-MCT2, GSA-REL, GSA-T3T4, GSA-WTM, SIGA-AA30, SIGA-AA50, SIGA-CC2, SIGA-CC2A, SIGA-CT2, SIGA-CT2I, SIGA-MCC2, SIGA-MCC2A, SIGA-MCT2, SIGA-MDM, SIGA-REL, SIGA-TCDR, SIGA [Kidde] [SLC EST MODULES SENSORS] [*] [#1 SHARED ADDR ¦ MODULES] 76-330002-101, 84-330002-001, FX-270, FX-278, FX-2WIRE, FX-IDC1A, FX-IDC1B, FX-IDC2B, FX-IDCWS, FX-ISO, FX-NAC, FX-RLY, GSA-CC1, GSA-CC1S, GSA-CC2, GSA-CR, GSA-CRH, GSA-CRR, GSA-CT1, GSA-CT [Edwards, Kidde] [SLC EST MODULES/SENSORS] 04 [iO64] FX-IDC2B, FX-IDCWS, GSA-CT2, GSA-MCT2, GSA-REL, GSA-WTM, SIGA-CC2, SIGA-CC2A, SIGA-CT2, SIGA-CT2I, SIGA-MCC2, SIGA-MCC2A, SIGA-MCT2, SIGA-REL, SIGA-WTM | [Edwards, Kidde] GSA-REL, SIGA-REL
abf62f05-5f95-4ebf-b039-0b3dffb631f1 | NFPA 170 FIRE ALARM TRANSPONDER |  |  | North | Block Definition Only |  | Transponder Cabinet |  |  |  | Module | TRUE | NFPA 170 FIRE ALARM TRANSPONDER |  | NFPA 170 FIRE ALARM TRANSPONDER | 1 | [12 empty] | #FFFF0000 | FA-NFPA 170 FIRE ALARM TRANSPONDER | 1 | FALSE | FALSE | FALSE | 206 | [19 empty] | AULAPTOP-PC\Aulaptop | 2020-03-26 07:41 | THOR\acont | 2024-09-08 17:27
90935b87-78ee-4a15-9377-0b41942a8300 |  |  |  | North | Gamewell FCI |  | Cards & Components |  |  |  | Card | TRUE | RAN-7100 MAIN CARD |  | Liquid Crystal Display, Supervision | 1 | 0.05 | 0.1 |  |  |  |  | TRUE | [5 empty] | #FFFFFFFF |  |  | FALSE | FALSE | FALSE | [14 empty] | FALSE | [7 empty] | THOR\acont | 2024-10-09 10:48
e95880ef-7a79-4bd1-85f8-0b41e8d09a5b |  |  |  | North | Edwards |  | Hardware |  |  |  | Hardware | TRUE | 3-RCC14R |  | Red Remote Chassis Cabinet /w Cover | 1 | [12 empty] | #FFFFFFFF |  |  | FALSE | FALSE | FALSE | [22 empty] | THOR\acont | 2024-10-09 10:48
82cb1c03-8101-490e-818e-0b4725c5d18c | EMP21 PANEL | 4-CAB24DL-DRL MOUNTED ON 3-CAB21B |  | North | Edwards |  | Enclosure |  |  |  | Assembly | TRUE | EMP-21 |  | Emergency Paging Panel | 1 | [6 empty] | TRUE | [5 empty] | #FFFF0000 | FA-EMP21 PANEL | 1 | FALSE | FALSE | FALSE | [20 empty] | HOMEAUGUSTXPS-1\aucon | 2021-07-22 11:22 | THOR\acont | 2024-09-08 17:27 | Cloned from Edwards EMP-14
0b05805a-bdcd-42eb-a1e7-0b47f75f5ac9 | NFPA 170 LCD ANNNUNCIATOR DISPLAY | RISER ANNUNCIATOR |  | North | Gamewell FCI |  | LCD Annunciator |  |  |  | Assembly | TRUE | RAN-7100 |  | LCD Ann | 1 | [6 empty] | FALSE | [5 empty] | #FFFF0000 | FA-NFPA 170 LCD ANNNUNCIATOR DISPLAY | 1 | FALSE | FALSE | FALSE | 257 | [8 empty] | 7,12,18 |  |  |  |  | TRUE | [7 empty] | THOR\acont | 2024-09-08 17:27
aaec2090-b3ec-4535-baa8-0b4b8bc21ba1 |  |  |  | North | System Sensor |  | Hardware |  |  |  | Hardware | TRUE | TRC-2 |  | Universal Ceiling Trim Ring Red | 1 | [6 empty] | FALSE | [5 empty] | #FFFFFFFF |  |  | FALSE | FALSE | FALSE | [14 empty] | FALSE | [7 empty] | THOR\acont | 2024-10-09 10:48
f1109fa6-9f2c-4b4c-9968-0b4d0466764c | NFPA 170 SMOKE DETECTOR |  |  | North | Edwards |  | Smoke Detector |  |  |  | Module | TRUE | SIGA2-PS w/SIGA-SB BASE | ++ | Photoelectric Smoke Detector | 1 | 4.5e-05 | 4.5e-05 |  |  |  |  | FALSE | TRUE |  |  |  |  | #FFFF0000 | FA-NFPA 170 SMOKE DETECTOR | 1 | FALSE | FALSE | FALSE | 1408 | [13 empty] | FALSE | [7 empty] | THOR\acont | 2024-10-08 16:33 | 20191121 AC Detector with base | [Edwards, Kidde] [SLC EST SENSORS] 01 [*] [EST3, iO1000] DS-HFS (C), DS-PS (C), FX-HD w/IB4U BASE, FX-HD w/RB4U BASE, FX-HD w/SB4U BASE, FX-HD w/SB4U-LF BASE, FX-HD wB4U BASE, FX-PD w/B4U BASE (C), FX-PD w/IB4U BASE (C), FX-PD w/SB4U BASE (C), FX-PD w/SB [Edwards, Kidde] [SLC EST SENSORS] [*] [#4 TYPE ADDR ¦ SENSORS] KI-DDOS (C), SIGA2-COS w/SIGA-AB4G BASE, SIGA2-COS w/SIGA-AB4G-LF BASE, SIGA2-COS w/SIGA-AB4GT BASE, SIGA2-COS w/SIGA-IB BASE, SIGA2-COS w/SIGA-RB BASE, SIGA2-COS w/SIGA-SB BASE, SIGA2-HCOS [Edwards, Kidde] [SLC EST MODULES SENSORS] [*] [#2 SHARED ADDR ¦ SENSORS] KI-DDOS (C), SIGA2-COS w/SIGA-AB4G BASE, SIGA2-COS w/SIGA-AB4G-LF BASE, SIGA2-COS w/SIGA-AB4GT BASE, SIGA2-COS w/SIGA-IB BASE, SIGA2-COS w/SIGA-RB BASE, SIGA2-COS w/SIGA-SB BASE, S [Edwards, Kidde] [SLC EST MODULES/SENSORS] 01 [*] [iO64] DS-HFS (C), DS-PS (C), FX-HD w/IB4U BASE, FX-HD w/RB4U BASE, FX-HD w/SB4U BASE, FX-HD w/SB4U-LF BASE, FX-HD wB4U BASE, FX-PD w/B4U BASE (C), FX-PD w/IB4U BASE (C), FX-PD w/SB4U BASE (C), FX-PD w/SB
9610d6f2-2ecd-4749-8530-0b52c6f251b0 | NFPA 170 FLOW DETECTOR |  |  | North | Block Definition Only |  | Flow Detector |  |  |  | Module | TRUE | NFPA 170 FLOW DETECTOR |  | NFPA 170 FLOW DETECTOR | 1 | [12 empty] | #FFFF0000 | FA-NFPA 170 FLOW DETECTOR | 1 | FALSE | FALSE | FALSE | 1700 | [19 empty] | AULAPTOP-PC\Aulaptop | 2020-03-26 07:41 | THOR\acont | 2024-09-08 17:27
7b9c6a5c-7040-48f5-a365-0b5fb80f626b | EQUIPMENT ENCLOSURE |  |  | North | Bosch |  | Enclosure |  |  |  | Assembly | TRUE | D8109 | ++ | Fire Enclosure, Red | 1 | [10 empty] | (16 in. x 16 in. x 3.5 in. |  | #FFFF0000 | FA-EQUIPMENT ENCLOSURE | 1 | FALSE | FALSE | FALSE | [20 empty] | DESKTOP-7EIEB7A\acont | 2022-08-25 15:18 | THOR\acont | 2024-09-08 17:27 | Cloned from Bosch D8109L
310d2991-1152-404a-bfe7-0b65f2d1683d | NFPA 170 HEAT DETECTOR |  |  | North | Simplex |  | Heat Detector |  |  |  | Module | TRUE | 4098-9734 w/4098-9789 | + | TrueAlarm High Temp Heat Detector w/TrueAlarm Sensor Base w/LED or Relay Connections | 1 | 0.0008 | 0.001 |  |  |  |  | TRUE | TRUE |  |  |  |  | #FFFF0000 | FA-NFPA 170 HEAT DETECTOR | 1 | FALSE | FALSE | FALSE | 1403 | [16 empty] | HT |  |  | DESKTOP-7EIEB7A\acont | 2022-02-15 11:20 | THOR\acont | 2024-09-08 17:27 | Cloned from Autocall A4098-9734 w/A4098-9789 | [Autocall, Simplex] [IDNet] [SENSORS ++] 4098-9714 (C), 4098-9714 w/4098-9770 (C), 4098-9714 w/4098-9771 (C), 4098-9714 w/4098-9772 (C), 4098-9714 w/4098-9773 (C), 4098-9714 w/4098-9780 (C), 4098-9714 w/4098-9789 (C), 4098-9714 w/4098-9791 (C), 4098-9714
9fa94c11-0190-4e9b-9d75-0b6712a077dd | NFPA 170 STROBE WALL |  |  | North | MIRCOM |  | Strobe |  |  |  | Module | TRUE | STC |  | STROBE WALL MOUNT, WHITE | 1 | [6 empty] | FALSE | FALSE |  |  |  |  | #FF0070C0 | FA-NFPA 170 STROBE WALL | 1 | FALSE | FALSE | FALSE | 2023 | [13 empty] | FALSE | [7 empty] | THOR\acont | 2024-09-08 17:27
60205fe4-1b1a-441d-be3d-0b69e820ad8a | NFPA 170 HORN STROBE |  |  | North | System Sensor |  | Horn/Strobe |  |  |  | Module | TRUE | P2RL | + | 2-Wire, Horn Strobe, Red | 1 | 0 | 0.245 |  |  |  |  | FALSE | [5 empty] | #FF0070C0 | FA-NFPA 170 HORN STROBE | 1 | FALSE | FALSE | FALSE | 2012 | [13 empty] | FALSE | [7 empty] | THOR\acont | 2024-09-08 17:27 |  | [System Sensor] [NAC] [24VFWR, TEMPORAL HIGH] P2GRL, P2GWL, P2RL, P2RL w/WAV-RL, P2RL-P, P2RL-SP, P2WL, P2WL w/ WAV-WL, P2WL-P, P2WL-SP [System Sensor] [NAC] [12VDC, TEMPORAL HIGH] P2GRL, P2GWL, P2RL, P2RL w/WAV-RL, P2RL-P, P2RL-SP, P2WL, P2WL w/ WAV-WL, P2WL-P, P2WL-SP [System Sensor] [NAC] [24VDC, TEMPORAL HIGH] P2GRL, P2GWL, P2RL, P2RL w/WAV-RL, P2RL-P, P2RL-SP, P2WL, P2WL w/ WAV-WL, P2WL-P, P2WL-SP
db9110b6-f0d9-47c0-8007-0b6b1fc86b88 | 170 BASIC SHAPE |  |  | North | Siemens |  | Hardware |  |  |  | Hardware | TRUE | BCM | 500-033320 | INNER DOOR BLANK PLATE (4 PLATE IN PACKAGE) MOUNTS TO ID-MP | 1 | [12 empty] | #FFFF0000 | FA-170 BASIC SHAPE | 1 | FALSE | FALSE | FALSE | 5000 | [21 empty] | THOR\acont | 2024-09-08 17:27
22d5bd19-266e-463c-8aa1-0b74722524e7 | NFPA 170 HEAT DETECTOR |  |  | North | Hochiki |  | Heat Detector |  |  |  | Module | TRUE | DCD-190 w/HSC-224L LATCHING LED BASE | DCD-190 w/HSC-224L LATCHING LED BASE | HEAT DETECTOR w/ LATCHING LED BASE | 1 |  | 0.188 |  |  |  |  | TRUE | TRUE |  | *Refer to Install Sheet |  |  | #FFFF0000 | FA-NFPA 170 HEAT DETECTOR | 1 | FALSE | FALSE | FALSE | 1403 | [16 empty] | L |  |  | DESKTOP-0D6CQVA\lousc | 2019-10-12 07:53 | THOR\acont | 2024-09-08 17:27 | Cloned from Hochiki DCD-135 w/HSC-224L LATCHING LED BASE | [Hochiki] [IDC] 01 [IDC] DCD-135 w/HSC-220L LATCHING LED BASE (C), DCD-135 w/HSC-220R - 2 WIRE RELAY BASE (C), DCD-135 w/HSC-221L LATCHING LED BASE (C), DCD-135 w/HSC-221R - 2 WIRE RELAY BASE (C), DCD-135 w/HSC-224L LATCHING LED BASE (C), DCD-135 w
2f8ba131-8449-4896-8078-0b83c279425b | NFPA 170 ADDRESSABLE INPUT MONITOR MODULE |  |  | North | DMP |  | Addressable Module |  |  |  | Module | TRUE | 715 |  | 4 Zone Smoke Detector Input Module | 1 | 0.0444 | 0.2604 |  |  |  |  | FALSE | [5 empty] | #FFFF0000 | FA-NFPA 170 ADDRESSABLE INPUT MONITOR MODULE | 1 | FALSE | FALSE | FALSE | 1000 | [13 empty] | FALSE | [7 empty] | THOR\acont | 2024-09-08 17:27 |  | [DMP] [DMP LX BUS] [*] [LX BUS] 715 | [DMP] 714, 715
84caf160-aa93-46af-b03c-0b866df9d146 | NFPA 170 HORN STROBE CEILING |  |  | North | Apollo |  | Horn/Strobe |  |  |  | Module | FALSE | 55000-005 | ++ | Sounder Visual indicator - Red - Apollo, Slow-whoop and DIN tones and Apollo flash | 1 | 0.000333 | 0.008 |  |  |  |  | FALSE | TRUE |  |  |  |  | #FF0070C0 | FA-NFPA 170 HORN STROBE CEILING | 1 | FALSE | FALSE | FALSE | 1408 | [13 empty] | FALSE | [5 empty] | DESKTOP-7EIEB7A\acont | 2023-02-13 08:50 | THOR\acont | 2024-09-08 17:27 | Cloned from Apollo 55000-001 | [Advanced, Apollo] [SLC APOLLO MODULES SENSORS] [*] [#1 SHARED ADDR ¦ MODULES] 45681-800 (C), 45681-805 (C), 55000-001 (C), 55000-002 (C), 55000-005 (C), 55000-006 (C), 55000-009 (C), 55000-010 (C), 55000-765 (C), 55000-790ADV, 55000-805ADV, 55000-806ADV [Apollo] [SLC APOLLO MODULES/SENSORS] [*] [#1] 45681-800 (C), 45681-805 (C), 55000-001 (C), 55000-002 (C), 55000-005 (C), 55000-006 (C), 55000-009 (C), 55000-010 (C), 55000-450 w/45681-210UL (C), 55000-450 w/45681-225APO (C), 55000-450 w/45681-250USA (C)
9014295c-1bfa-4b0f-a33d-0b8cfe0dbdc5 |  |  |  | North | Siemens | [5 empty] | Module | TRUE | ST-10 | 500-649710 | ST-10 1 FT SAMPLING TUBE | 1 | [12 empty] | #FFFFFFFF |  |  | FALSE | FALSE | FALSE | [20 empty] | DESKTOP-7SAL8M7\acont | 2019-08-13 09:04 | THOR\acont | 2024-10-09 10:48
aa128a2b-14c6-4d6c-a8cb-0b8de5cdf514 | NFPA 170 STROBE WALL |  |  | North | Federal Signal |  | Strobe |  |  |  | Module | TRUE | FSEX-24PMA-MOD | ++ | Amber Explosion Proof Strobe | 1 | [6 empty] | FALSE | [5 empty] | #FF0070C0 | FA-NFPA 170 STROBE WALL | 1 | FALSE | FALSE | FALSE | 2010 | [13 empty] | FALSE | [5 empty] | THOR\acont | 2024-08-14 12:32 | THOR\acont | 2024-09-08 17:27 | Cloned from Potter FSEX-24PMA-MOD | [Federal Signal, Potter] [NAC] FSEX-24 PMR, FSEX-24PMA-MOD, FSEX-24PMB-MOD, FSEX-24PMC-MOD, FSEX-24PMR, FSEX-24PMR-MOD
85ae276a-3941-40e6-8ae9-0b8ebcd26fa8 | CADGEN INPUT OUTPUT PANEL |  |  | North | DMP |  | Input/Output Panel |  |  |  | Module | TRUE | 734N-POE | ++ | Network POE Access Control Module | 1 | 0.346 | 0.348 |  |  | 12 |  | TRUE |  |  |  | 4.5" W × 2.75" H × 1.75" D |  | #FFFF0000 | FA-CADGEN INPUT OUTPUT PANEL | 1 | FALSE | FALSE | FALSE | 1000 | [19 empty] | DESKTOP-7EIEB7A\acont | 2023-01-30 08:19 | THOR\acont | 2024-09-08 17:27 | Cloned from DMP 734N | [BluePoint, DMP] [DMP LX BUS] [*] [LX BUS] 711, 711S, 734, 734N, 734N-POE, 736P, 736V, 866, 867, BP-DHE-736PA | [DMP] 734, 734N, 734N-POE
bdb8f461-098c-4996-9121-0b95513fab5e |  |  |  | North | Edwards |  | Cards & Components |  |  |  | Card | TRUE | MINI-MUX |  | Communication Interface Board (UL) | 1 | 0.03 | 0.03 |  |  |  |  | TRUE | [5 empty] | #FFFFFFFF |  |  | FALSE | FALSE | FALSE | [14 empty] | FALSE | [7 empty] | THOR\acont | 2024-10-09 10:48
d580338b-e589-4c04-8ba6-0b9b25999f74 | NFPA 170 SMOKE CO DETECTOR |  |  | North | Notifier |  | Smoke/CO Detector |  |  |  | Module | TRUE | FPC-951 w/B224BI-WH | + | Intelligent multi-criteria photo/CO, bright white, Velociti w/ Intelligent relay base, white, UL listed | 1 | 0.0002 | 0.0045 |  |  |  |  | FALSE | TRUE | FLUSH |  | 4" SQ. DEEP | 3 "O" PLASTER RING | #FFFF0000 | FA-NFPA 170 SMOKE CO DETECTOR | 1 | FALSE | FALSE | FALSE | 1407 | [13 empty] | FALSE |  |  | I |  |  | DESKTOP-QGO6JOK\acont | 2021-08-06 10:21 | THOR\acont | 2024-09-08 17:27 | Cloned from Gamewell FCI MCS-COP3 w/B224BI-WH | [Honeywell, Notifier, System Sensor] [SLC MODULES SENSORS] [*] [#2 SHARED ADDR ¦ SENSORS] 2251B (C), 2251-COPTIR (C), 2251-COPTIR w/B200S-WH (C), 2251TB (C), 2251TMB (C), 5251B (C), 5251B-WP (C), 5251H (C), 5251RB (C), 5251RB-WP (C), 7251 (C), 7251DH (C) [Honeywell, Notifier, System Sensor] [SLC SENSORS] [*] [#4 TYPE ADDR ¦ SENSORS] 2251B (C), 2251-COPTIR (C), 2251-COPTIR w/B200S-WH (C), 2251TB (C), 2251TMB (C), 5251B (C), 5251B-WP (C), 5251H (C), 5251RB (C), 5251RB-WP (C), 7251 (C), 7251DH (C), DH200LP
a1648935-b0cf-4870-b0b5-0b9d250e94a3 | NFPA 170 STROBE CEILING |  |  | North | Edwards |  | Strobe |  |  |  | Module | TRUE | GCWA-VMG |  | Strobe, white, ALERT, 15, 30, 75, 95 cd, green | 1 | 0 | 0.318 |  |  |  |  | FALSE | TRUE |  |  |  |  | #FF0070C0 | FA-NFPA 170 STROBE CEILING | 1 | FALSE | FALSE | FALSE | 2022 | [13 empty] | FALSE |  |  | C |  |  |  |  | THOR\acont | 2024-09-08 17:27 |  | [Edwards, Kidde] [NAC] [16 VDC] EGCFR-VM (C), EGCF-VM (C), GCFR-S7VM (C), GCFR-VM (C), GCF-S2VM (C), GCF-S7VM (C), GCF-VM (C), GCHFRF-S2VMC (C), GCHFRF-S7VMC (C), GCHFRN-S2VMC (C), GCHFRN-S7VMC (C), GCHFWA-S2VMA (C), GCHFWA-S2VMC (C), GCHFWA-S7VMA (C), G [Edwards, Kidde] [NAC] [24 VDC] EGCFR-VM (C), EGCF-VM (C), GCFR-S7VM (C), GCFR-VM (C), GCF-S2VM (C), GCF-S7VM (C), GCF-VM (C), GCHFRF-S2VMC (C), GCHFRF-S7VMC (C), GCHFRN-S2VMC (C), GCHFRN-S7VMC (C), GCHFWA-S2VMA (C), GCHFWA-S2VMC (C), GCHFWA-S7VMA (C), G
2aba9ddf-8038-4a86-b1ee-0b9d4a8e934b |  |  |  | North | Bosch | [5 empty] | Module | TRUE | MBV-MCHANPLU | * | BVMS Software Maintenance SMA license for MBV-XCHANPLU, 1 year 00001446 | 1 | [12 empty] | #FFFFFFFF |  |  | FALSE | FALSE | FALSE | [20 empty] | DESKTOP-7EIEB7A\acont | 2021-08-13 06:25 | THOR\acont | 2024-10-09 10:48
167687fb-3214-456f-b203-0b9fb414a3d0 | NFPA 170 STROBE WALL |  |  | North | Eaton Wheelock |  | Strobe |  |  |  | Module | TRUE | RSS-24100C-FW | ++ | Strobe, 24 Vdc, White, 100cd | 1 | 0 | 0.347 |  |  |  |  | FALSE | FALSE |  |  |  |  | #FF0070C0 | FA-NFPA 170 STROBE WALL | 1 | FALSE | FALSE | FALSE | 2022 | [13 empty] | FALSE | [5 empty] | THOR\acont | 2023-10-23 16:50 | THOR\acont | 2024-09-08 17:27 | Cloned from Eaton Wheelock RS-2415W-FR CLONED CLONED | [Eaton Wheelock] [NAC] [DC] RSS-24100C-FW
ed14df3d-a2d4-4bcf-ae90-0ba1e15cb7f0 | NFPA 170 HORN STROBE CEILING |  |  | North | FCI |  | Strobe |  |  |  | Module | TRUE | PC2415 | ++ | Horn, electronic, red, w/15 cd strobe | 1 | 0 | 0.347 |  |  |  |  | FALSE | TRUE |  |  |  |  | #FF0070C0 | FA-NFPA 170 HORN STROBE CEILING | 1 | FALSE | FALSE | FALSE | 2022 | [13 empty] | FALSE |  |  | C |  |  | THOR\acont | 2025-02-25 16:22 |  |  | Cloned from FCI PC2415W | [Eaton Wheelock, FCI] [NAC] [DC MAX] PC2415 (C), PC2415W (C), RS-2415W-FR
6846d234-52b2-4c64-81de-0ba92e074139 | NFPA 170 FIRE ALARM CONTROL UNIT | RISER FACP |  | North | Firelite |  | Fire Alarm Control Unit |  |  |  | Assembly | TRUE | MS-9600UDLS | + | Intelligent Addressable FACP with Optional 2nd Loop, DACT-UD2 | 1 | [6 empty] | FALSE | FALSE |  |  |  |  | #FFFF0000 | FA-NFPA 170 FIRE ALARM CONTROL UNIT | 1 | FALSE | FALSE | FALSE | 202 | [8 empty] | 7,12,18 |  |  | 7 |  | TRUE | [7 empty] | THOR\acont | 2024-09-08 17:27
597852e2-e01d-40f0-a451-0ba9cc080130 |  |  |  | North | Power Sonic |  | Hardware |  |  |  | Hardware | TRUE | PS-12260 | + | (1) 12V 26 AH BATTERY | 1 | [6 empty] | FALSE | [5 empty] | #FFFFFFFF |  |  | FALSE | FALSE | FALSE | [14 empty] | FALSE | [5 empty] | DESKTOP-7EIEB7A\acont | 2021-04-06 16:46 | THOR\acont | 2024-10-09 10:48 | Cloned from Power Sonic PS-1270
225d4f85-06ab-4b7e-984b-0bb0bf3a7dc1 |  |  |  | North | Bosch | [5 empty] | Module | TRUE | SE88-LONG-BAND | * | WRIST BAND LONG SE88 10 PACK | 1 | [12 empty] | #FFFFFFFF |  |  | FALSE | FALSE | FALSE | [20 empty] | DESKTOP-7EIEB7A\acont | 2021-08-13 06:25 | THOR\acont | 2024-10-09 10:48
fe83a4dd-a5dd-4030-b549-0bb2525d9343 | INTERCOM SUBSTATION |  |  | North | Aiphone |  | Data Telecom |  |  |  | Module | TRUE | LE-DL |  | Intercom Sub Station | 1 | [6 empty] | TRUE | [5 empty] | #FFFF0000 | FA-INTERCOM SUBSTATION | 1 | FALSE | FALSE | FALSE | [20 empty] | XPS-17-9710\August | 2024-04-04 05:36 | THOR\acont | 2024-09-08 17:27 | Cloned from Aiphone LE-D | [Aiphone] [Intercom] [INTERCOM] LE-A, LE-AN, LE-D, LE-DA, LE-DL
7fb1c05a-931c-4f13-abb5-0bb7f01b8b42 |  |  |  | North | Edwards |  | Cards & Components |  |  |  | Card | TRUE | MN-FNS8C18FDC |  | MN-FNS8C18F 24 VDC power supply module, primary or backup | 1 | 0.439 | 0.439 |  |  |  |  | TRUE | [5 empty] | #FFFFFFFF |  |  | FALSE | FALSE | FALSE | [14 empty] | FALSE | [7 empty] | THOR\acont | 2024-10-09 10:48
42c17236-8618-429d-9bc0-0bb90300df39 | NFPA 170 HEAT DETECTOR |  |  | North | System Sensor |  | Heat Detector |  |  |  | Module | TRUE | 5251RB-WP | ++ | Intelligent Addressable Rate-of-Rise Thermal detector, Weatherproof | 1 | 0.0003 | 0.0065 |  |  |  |  | FALSE | TRUE |  |  |  |  | #FFFF0000 | FA-NFPA 170 HEAT DETECTOR | 1 | FALSE | FALSE | FALSE | 1403 | [13 empty] | FALSE |  |  | R |  |  | DESKTOP-7SAL8M7\acont | 2020-05-20 08:40 | THOR\acont | 2024-09-08 17:27 | Cloned from Notifier 5251RB | [Honeywell, Notifier, System Sensor] [SLC MODULES SENSORS] [*] [#2 SHARED ADDR ¦ SENSORS] 2251B (C), 2251-COPTIR (C), 2251-COPTIR w/B200S-WH (C), 2251TB (C), 2251TMB (C), 5251B (C), 5251B-WP (C), 5251H (C), 5251RB (C), 5251RB-WP (C), 7251 (C), 7251DH (C) [Honeywell, Notifier, System Sensor] [SLC SENSORS] [*] [#4 TYPE ADDR ¦ SENSORS] 2251B (C), 2251-COPTIR (C), 2251-COPTIR w/B200S-WH (C), 2251TB (C), 2251TMB (C), 5251B (C), 5251B-WP (C), 5251H (C), 5251RB (C), 5251RB-WP (C), 7251 (C), 7251DH (C), DH200LP
3733ac19-76b9-4543-a10d-0bc50f1e2833 | NFPA 170 SMOKE HEAT DETECTOR |  |  | North | Edwards |  | Smoke/Heat Detector |  |  |  | Module | TRUE | SIGA-OSHD w/SIGA-SB BASE | ++ | Multisensor Smoke and Heat Detector | 1 | 3.2e-05 | 4.5e-05 |  |  |  |  | FALSE | TRUE |  |  |  |  | #FFFF0000 | FA-NFPA 170 SMOKE HEAT DETECTOR | 1 | FALSE | FALSE | FALSE | 1408 | [13 empty] | FALSE | [5 empty] | DESKTOP-7EIEB7A\acont | 2021-06-10 11:08 | THOR\acont | 2024-10-08 16:47 | Cloned from Edwards SIGA-OSCD w/SIGA-SB BASE | [Edwards, Kidde] [SLC EST SENSORS] 01 [*] [EST3, iO1000] DS-HFS (C), DS-PS (C), FX-HD w/IB4U BASE, FX-HD w/RB4U BASE, FX-HD w/SB4U BASE, FX-HD w/SB4U-LF BASE, FX-HD wB4U BASE, FX-PD w/B4U BASE (C), FX-PD w/IB4U BASE (C), FX-PD w/SB4U BASE (C), FX-PD w/SB [Edwards, Kidde] [SLC EST MODULES/SENSORS] 01 [*] [iO64] DS-HFS (C), DS-PS (C), FX-HD w/IB4U BASE, FX-HD w/RB4U BASE, FX-HD w/SB4U BASE, FX-HD w/SB4U-LF BASE, FX-HD wB4U BASE, FX-PD w/B4U BASE (C), FX-PD w/IB4U BASE (C), FX-PD w/SB4U BASE (C), FX-PD w/SB [Edwards, Kidde] [SLC EST SENSORS] [*] [#4 TYPE ADDR ¦ SENSORS] KI-DDOS (C), SIGA2-COS w/SIGA-AB4G BASE, SIGA2-COS w/SIGA-AB4G-LF BASE, SIGA2-COS w/SIGA-AB4GT BASE, SIGA2-COS w/SIGA-IB BASE, SIGA2-COS w/SIGA-RB BASE, SIGA2-COS w/SIGA-SB BASE, SIGA2-HCOS [Edwards, Kidde] [SLC EST MODULES SENSORS] [*] [#2 SHARED ADDR ¦ SENSORS] KI-DDOS (C), SIGA2-COS w/SIGA-AB4G BASE, SIGA2-COS w/SIGA-AB4G-LF BASE, SIGA2-COS w/SIGA-AB4GT BASE, SIGA2-COS w/SIGA-IB BASE, SIGA2-COS w/SIGA-RB BASE, SIGA2-COS w/SIGA-SB BASE, S
6bd41af8-947a-4741-8419-0bc831a4117a |  |  |  | North | Edwards |  | Hardware |  |  |  | Hardware | TRUE | 73142SCIC |  | 14/2 CIC Shld, (circuit Integrity) Cable FPLR-CIC (in conduit) | 1 | [6 empty] | FALSE | [5 empty] | #FFFFFFFF |  |  | FALSE | FALSE | FALSE | [14 empty] | FALSE | [7 empty] | THOR\acont | 2024-10-09 10:48
25ec212e-fef8-46c2-97e1-0bc916c33d30 |  |  |  | North | Siemens | [5 empty] | Module | TRUE | FJ-303 | 500-690975 | PHONE JACK FIELD MOUNTED | 1 | [12 empty] | #FFFFFFFF |  |  | FALSE | FALSE | FALSE | [20 empty] | DESKTOP-7SAL8M7\acont | 2019-08-13 09:04 | THOR\acont | 2024-10-09 10:48
945b32e2-1ed7-4189-8bec-0bcaf0165280 | NFPA 170 HORN STROBE CEILING |  |  | North | Eaton Wheelock |  | Horn/Strobe |  |  |  | Module | TRUE | MTWP-24MCCH-FR |  | NOTIFICATION, MULTI-TONE HORNSTROBE, RED, CEILING, 15CD, WP | 1 | 0 | 0.168 |  |  |  |  | FALSE | TRUE |  |  |  |  | #FF0070C0 | FA-NFPA 170 HORN STROBE CEILING | 1 | FALSE | FALSE | FALSE | 2013 | [13 empty] | FALSE |  |  | C¦WP |  |  | DESKTOP-7SAL8M7\acont | 2020-11-17 11:37 | THOR\acont | 2024-09-08 17:27 | Cloned from Eaton Wheelock MTWP-2475C-FR | [Eaton Wheelock, Hochiki] [NAC] [24VDC, Code 3 Horn, HI] MT-12/24-R, MT-12/24-W, MTWP-2475C-FR (C), MTWP-2475C-FW (C), MTWP-2475W-FR, MTWP-2475W-FW, MTWP-24MCCH-FR (C), MTWP-24MCCH-FW (C) [Eaton Wheelock, Hochiki] [NAC] [24VDC, Code 3 Horn, STD] MT-12/24-R, MT-12/24-W, MTWP-2475C-FR (C), MTWP-2475C-FW (C), MTWP-2475W-FR, MTWP-2475W-FW, MTWP-24MCCH-FR (C), MTWP-24MCCH-FW (C)
af7829a7-fd9a-443d-a902-0bccb8e54716 |  |  |  | North | Edwards |  | Cards & Components |  |  |  | Card | TRUE | 3-ZA95 | ++ | 95 Watt Zoned Amplifier, Class B/A, 25 or 70Vrms | 1 | 0.064 | 5.54 |  |  |  |  | TRUE | [5 empty] | #FFFFFFFF |  |  | FALSE | FALSE | FALSE | [22 empty] | THOR\acont | 2024-10-09 10:48 |  |  | [Edwards] 1B3-125, 1B3-125-240 [Edwards] 3-ZA95
e677e0cd-a2b3-4410-a062-0bcd3589aba1 | NFPA 170 SMOKE DETECTOR |  |  | North | Firelite |  | Smoke Detector |  |  |  | Module | TRUE | SD355CO w/B224RB-WH | + | Addressable, low-profile device that provides fire, heat, and carbon monoxide (CO) detection, Relay Base | 1 | 0.0003 | 0.0072 |  |  |  |  | FALSE | TRUE |  |  |  |  | #FFFF0000 | FA-NFPA 170 SMOKE DETECTOR | 1 | FALSE | FALSE | FALSE | 1408 | [13 empty] | FALSE |  |  | CO, R |  |  | DESKTOP-7SAL8M7\acont | 2019-03-28 06:02 | THOR\acont | 2024-09-08 17:27 | 20191121 AC Detector with base | [Firelite, System Sensor] [SLC SENSORS] [*] [#4 TYPE ADDR ¦ SENSORS] AD355 w/B200SR-LF-WH (C), AD355 w/B200SR-WH (C), AD355 w/B210LP (C), AD355 w/B224BI-WH (C), AD355 w/B224RB-WH (C), AD355 w/B501 (C), BEAM355 (C), BEAM355S (C), CP355 w/B200SR-WH (C), CP [Firelite, System Sensor] [SLC MODULES SENSORS] [*] [#2 SHARED ADDR ¦ SENSORS] AD355 w/B200SR-LF-WH (C), AD355 w/B200SR-WH (C), AD355 w/B210LP (C), AD355 w/B224BI-WH (C), AD355 w/B224RB-WH (C), AD355 w/B501 (C), BEAM355 (C), BEAM355S (C), CP355 w/B200SR-
fc031acf-e932-4767-9395-0bd4a39fdd8f |  |  |  | North | Siemens |  | Hardware |  |  |  | Hardware | TRUE | XDACT-ASSY | S54430-A5-A1 | MOUNTING PLATE, CONNECTION CABLE(PMI-3 TO DIALER), POWER CONNECTOR | 1 | [12 empty] | #FFFFFFFF |  |  | FALSE | FALSE | FALSE | [20 empty] | DESKTOP-7SAL8M7\acont | 2019-08-13 09:04 | THOR\acont | 2024-10-09 10:48
29c2713d-191d-4d6d-94bb-0bd55cf5372b | NFPA 170 ADDRESSABLE INPUT MONITOR MODULE |  |  | North | NAPCO |  | Addressable Module |  |  |  | Module | TRUE | GEMC-WL-WD2 | + | Gemini Comml Wireless 2-input module converts any UL listed device into a UL wireless device (ex., pull stations or sprinkler supervisories.) | 1 | [12 empty] | #FFFF0000 | FA-NFPA 170 ADDRESSABLE INPUT MONITOR MODULE | 1 | FALSE | FALSE | FALSE | 1000 | [19 empty] | DESKTOP-7SAL8M7\acont | 2020-01-21 11:59 | THOR\acont | 2024-09-08 17:27 |  | [NAPCO] [WIRELESS FIRE] GEMC-WL-HEAT, GEMC-WL-SMK (C), GEMC-WL-WD2
5dedeb98-d992-491e-b924-0bd70ce451fa |  |  |  | North | Bosch | [5 empty] | Module | TRUE | ET70-24MCW-FR | * | SPEAKER STROBE, 15/30/75/110CD, 25/70.7 VOLTS, SM/DSM SYNC, RED | 1 | [12 empty] | #FFFFFFFF |  |  | FALSE | FALSE | FALSE | [22 empty] | THOR\acont | 2024-10-09 10:48 |  | [Bosch, Eaton Wheelock, Hochiki] [NAC] [UL MAX FWR] E70-24MCW-FR, E70-24MCW-FW, E70-24MCW-FW, ET70-24MCW-FR, ET70-24MCW-FR, ET70-24MCW-FW [Bosch, Eaton Wheelock, Hochiki] [AUDIO 25v] [25V AUDIO] ET-1080-R, ET-1080-W, ET70-24MCW-FR, ET70-24MCW-FR, ET70-24MCW-FW, ET70-24MCWH-FR, ET70-24MCWH-FW, ET70-24MCWH-FW, ET70-24W-FR, ET70-R, ET70-R, ET70-W, ET70-W, ET90-24MCC-FR, ET90-24MCC-FW, ET90-24 [Bosch, Eaton Wheelock, Hochiki] [AUDIO 70.7v] [70V AUDIO] ET-1080-R, ET-1080-W, ET70-24MCW-FR, ET70-24MCW-FR, ET70-24MCW-FW, ET70-24MCWH-FR, ET70-24MCWH-FW, ET70-24MCWH-FW, ET70-24W-FR, ET70-R, ET70-R, ET70-W, ET70-W, ET90-24MCC-FR, ET90-24MCC-FW, ET90- [Bosch, Eaton Wheelock, Hochiki] [NAC] [UL MAX DC] E70-24MCW-FR, E70-24MCW-FW, E70-24MCW-FW, ET70-24MCW-FR, ET70-24MCW-FR, ET70-24MCW-FW
66fbc8d8-e1b3-4558-a49f-0bd792f76f60 |  |  |  | North | Potter | [5 empty] | Module | TRUE | AquaN2 Kit |  | Wet System Inerting Kit | 1 | [6 empty] | FALSE | [5 empty] | #FFFFFFFF |  |  | FALSE | FALSE | FALSE | [14 empty] | FALSE | [7 empty] | THOR\acont | 2024-10-09 10:48
f45c4617-0878-4ccd-9fc7-0bd84a7b167f | NFPA 170 HEAT DETECTOR |  |  | North | Hochiki |  | Heat Detector |  |  |  | Module | TRUE | ATJ-EA w/SCI-B4 SHORT CIRCUIT ISOLATOR BASE | ATJ-EA FIXED TEMP/RATE OF RISE HEAT SENSOR | ATJ-EA FIXED TEMP/RATE OF RISE HEAT SENSOR | 1 | 0.00035 | 0.0005 |  |  |  |  | TRUE | TRUE |  | *Refer to Install Sheet |  |  | #FFFF0000 | FA-NFPA 170 HEAT DETECTOR | 1 | FALSE | FALSE | FALSE | 1403 | [16 empty] | SCI |  |  |  |  | THOR\acont | 2024-09-08 17:27 | from Hochiki ATJ-EA w/YBN-NSA-4 STANDARD BASE | [Hochiki] [SLC HOCHIKI] 01 [*] [SLC] ACD-V w/ASBL SOUNDER BASE (C), ACD-V w/HSB-NSA-6 STANDARD BASE (C), ACD-V w/SCI-B4 SHORT CIRCUIT ISOLATOR BASE (C), ACD-V w/SCI-B6 SHORT CIRCUIT ISOLATOR BASE (C), ACD-V w/YBN-NSA-4 STANDARD BASE (C), ATG-EA w/ASB SOU
a62fd612-930c-4bb7-8796-0bdbfdbe977a | NFPA 170 STROBE CEILING |  |  | North | Edwards |  | Strobe |  |  |  | Module | TRUE | GCWN-VMR |  | Strobe, white, no markings, 15, 30, 75, 95 cd, red | 1 | 0 | 0.168 |  |  |  |  | FALSE | TRUE |  |  |  |  | #FF0070C0 | FA-NFPA 170 STROBE CEILING | 1 | FALSE | FALSE | FALSE | 2022 | [13 empty] | FALSE |  |  | C |  |  |  |  | THOR\acont | 2024-09-08 17:27 |  | [Edwards, Kidde] [NAC] [24 VDC] EGCFR-VM (C), EGCF-VM (C), GCFR-S7VM (C), GCFR-VM (C), GCF-S2VM (C), GCF-S7VM (C), GCF-VM (C), GCHFRF-S2VMC (C), GCHFRF-S7VMC (C), GCHFRN-S2VMC (C), GCHFRN-S7VMC (C), GCHFWA-S2VMA (C), GCHFWA-S2VMC (C), GCHFWA-S7VMA (C), G [Edwards, Kidde] [NAC] [16 VDC] EGCFR-VM (C), EGCF-VM (C), GCFR-S7VM (C), GCFR-VM (C), GCF-S2VM (C), GCF-S7VM (C), GCF-VM (C), GCHFRF-S2VMC (C), GCHFRF-S7VMC (C), GCHFRN-S2VMC (C), GCHFRN-S7VMC (C), GCHFWA-S2VMA (C), GCHFWA-S2VMC (C), GCHFWA-S7VMA (C), G
b11f80c1-566d-4c4d-bb7e-0bdeaf5c920b | NFPA 170 HORN STROBE |  |  | North | Eaton Wheelock |  | Horn/Strobe |  |  |  | Module | TRUE | ELHSR-A | + | WALL HORN STROBE, RED, AGENT | 1 | [6 empty] | TRUE | [5 empty] | #FF0070C0 | FA-NFPA 170 HORN STROBE | 1 | FALSE | FALSE | FALSE | 2020 | [19 empty] | DESKTOP-7EIEB7A\acont | 2021-04-29 09:45 | THOR\acont | 2024-09-08 17:27 | Cloned from Eaton Wheelock ELHSR | [Eaton Wheelock] [NAC] [24VDC, LOW CONT.] ELHSR, ELHSR-A, ELHSR-N, ELHSW, ELHSW-A, ELHSW-AL, ELHSW-EV, ELHSW-N [Eaton Wheelock] [NAC] [24VDC, HIGH CONT.] ELHSR, ELHSR-A, ELHSR-N, ELHSW, ELHSW-A, ELHSW-AL, ELHSW-EV, ELHSW-N
1c71735b-30bc-467b-99f4-0be019d73ccd | NFPA 170 HORN |  |  | North | Monaco Enterprises |  | Horn |  |  |  | Module | TRUE | 585-104-00 |  | HORN:WHITE,T-1,WM,INDOOR,24V,NO LETTERING | 1 | 0 | 0.043 |  |  |  |  | FALSE | [5 empty] | #FF0070C0 | FA-NFPA 170 HORN | 1 | FALSE | FALSE | FALSE | 2010 | [13 empty] | FALSE | [5 empty] | DESKTOP-7SAL8M7\acont | 2020-02-23 12:15 | THOR\acont | 2024-09-08 17:27 | Cloned from System Sensor HWL | [Monaco Enterprises] [NAC] [VFWR, TEMPORAL HIGH] 585-100-00, 585-104-00 [Monaco Enterprises] [NAC] [VDC, TEMPORAL HIGH] 585-100-00, 585-104-00
3853072b-5326-4524-8b2d-0be1351090bf |  |  |  | North | Secutron |  | Cards & Components |  |  |  | Card | TRUE | MRNC2 | ++ | Dual NAC Expansion Module | 1 | 0.01 | 0.065 |  |  |  |  | TRUE | [5 empty] | #FFFFFFFF |  |  | FALSE | FALSE | FALSE | [12 empty] | 3 | [7 empty] | DESKTOP-7EIEB7A\acont | 2023-06-24 11:43 | THOR\acont | 2024-10-09 10:48 | Cloned from Secutron MR-XPS |  | [Secutron] MRNC2
1dd8fa53-07dc-49df-b4e2-0be21b16d612 | NFPA 170 SMOKE DETECTOR |  |  | North | Notifier |  | Smoke Detector |  |  |  | Module | TRUE | FSL-751 w/B224RB | ++ | DETECTOR, SMOKE, ADDRESSABLE PHOTO w/ISOLATOR BASE | 1 | 0.00033 | 0.0065 |  |  |  |  | FALSE | TRUE |  |  |  |  | #FFFF0000 | FA-NFPA 170 SMOKE DETECTOR | 1 | FALSE | FALSE | FALSE | 1408 | [13 empty] | FALSE |  |  | IB |  |  |  |  | THOR\acont | 2024-09-08 17:27 | 20191121 AC Detector with base | [Honeywell, Notifier, System Sensor] [SLC MODULES SENSORS] [*] [#2 SHARED ADDR ¦ SENSORS] 2251B (C), 2251-COPTIR (C), 2251-COPTIR w/B200S-WH (C), 2251TB (C), 2251TMB (C), 5251B (C), 5251B-WP (C), 5251H (C), 5251RB (C), 5251RB-WP (C), 7251 (C), 7251DH (C) [Honeywell, Notifier, System Sensor] [SLC SENSORS] [*] [#4 TYPE ADDR ¦ SENSORS] 2251B (C), 2251-COPTIR (C), 2251-COPTIR w/B200S-WH (C), 2251TB (C), 2251TMB (C), 5251B (C), 5251B-WP (C), 5251H (C), 5251RB (C), 5251RB-WP (C), 7251 (C), 7251DH (C), DH200LP
5d480c44-337a-43cf-8ea6-0be33fe26ac3 |  |  |  | North | Firelite |  | Cards & Components |  |  |  | Card | TRUE | 411UDAC Main Board | + | Digital Fire Alarm Communicator | 1 | 0.125 | 0.18 |  |  |  |  | TRUE | FALSE |  |  |  |  | #FFFFFFFF |  |  | FALSE | FALSE | FALSE | [14 empty] | FALSE | [5 empty] | DESKTOP-7SAL8M7\acont | 2019-02-17 11:14 | THOR\acont | 2024-10-09 10:48 |  | [ADT Unimode, AES, Firelite, NAPCO, Notifier] [VAC ] [VAC] 1640, 200UDLS Main Board, 411UDAC Main Board, ACC-25/50 Main Board, BE-500 CPU, CPU-N16LD, CPU-N16LND, ECC-125DA (25V) Main Board, ECC-50/100 Main Board (100W, 25V), ECC-50/100 Main Board (100W, | [Firelite] 411UD, 411UDAC Main Board
14353f61-4eda-46c0-aa4b-0be681ce8302 |  |  |  | North | Siemens | [5 empty] | Module | TRUE | JA-5 | 600-121420 | FIVE INCH HARNESS | 1 | [12 empty] | #FFFFFFFF |  |  | FALSE | FALSE | FALSE | [20 empty] | DESKTOP-7SAL8M7\acont | 2019-08-13 09:04 | THOR\acont | 2024-10-09 10:48
38797b1a-34e9-4427-9271-0be90539795a | NFPA 170 REMOTE TEST SWITCH |  |  | North | Farenhyt |  | REMOTE TEST SWITCH |  |  |  | Module | TRUE | SD505-DTS-2 | ++ | Remote Test Station w/ Switch, Alarm & Power LEDs, Key Reset | 1 | [6 empty] | FALSE | [5 empty] | #FFFF0000 | FA-NFPA 170 REMOTE TEST SWITCH | 1 | FALSE | FALSE | FALSE | 914 | [13 empty] | FALSE | [5 empty] | DESKTOP-7EIEB7A\acont | 2022-11-06 07:02 | THOR\acont | 2024-09-08 17:27 | Cloned from Farenhyt SD505-DTS-K
08f300f4-415d-40c6-b61c-0be94747db93 | CADGEN PLUGIN TRANSFORMER |  |  | North | NAPCO |  | Transformer |  |  |  | Module | TRUE | TRF12 |  | Plug in AC Transformer, 16.5V / 20VA | 1 | [6 empty] | TRUE | [5 empty] | #FFFF0000 | FA-CADGEN PLUGIN TRANSFORMER | 1 | FALSE | FALSE | FALSE | [20 empty] | XPS-17-9710\August | 2024-04-29 19:15 | THOR\acont | 2024-09-08 17:27 |  | [ADT Unimode, AES, Firelite, NAPCO, Notifier] [VAC ] [VAC] 1640, 200UDLS Main Board, 411UDAC Main Board, ACC-25/50 Main Board, BE-500 CPU, CPU-N16LD, CPU-N16LND, ECC-125DA (25V) Main Board, ECC-50/100 Main Board (100W, 25V), ECC-50/100 Main Board (100W, | [AES, NAPCO] 1640, TRF12
3c79d030-3dc2-4c0d-8141-0bf336501592 | NFPA 170 LCD ANNNUNCIATOR DISPLAY | RISER ANNUNCIATOR |  | North | Bosch |  | LCD Annunciator |  |  |  | Module | TRUE | FMR-7036 | + | LCD annunciator | 1 | 0.08 | 0.1 |  |  |  |  | FALSE | [5 empty] | #FFFF0000 | FA-NFPA 170 LCD ANNNUNCIATOR DISPLAY | 1 | FALSE | FALSE | FALSE | 255 | [13 empty] | FALSE | [7 empty] | THOR\acont | 2024-09-08 17:27 |  | [Bosch] [OPTION BUS] [*] [BUS ++] D7030X, D7030X-S2, D7030X-S8, D7032, D7035, D7035B, D7042, D7042B, D7048, D7048B, FMR-1000-RA, FMR-1000-RCMD, FMR-7033, FMR-7036
cc0d7ae8-abc9-43a0-8b3c-0bf39c3bd960 |  |  |  | North | Edwards |  | Hardware |  |  |  | Hardware | TRUE | CV10937 |  | Quick Connect Fitting, Bag of 25 | 1 | [6 empty] | FALSE | [5 empty] | #FFFFFFFF |  |  | FALSE | FALSE | FALSE | [14 empty] | FALSE | [7 empty] | THOR\acont | 2024-10-09 10:48
b082395d-71ab-4b74-a720-0bf826c61c7b | NFPA 170 DOOR HOLDER |  |  | North | Siemens |  | Door Holder |  |  |  | Module | TRUE | SDH-8D |  | 24VDC, concealed wiring | 1 | 0.068 |  |  |  | 24 |  | FALSE | [5 empty] | #FFFF0000 | FA-NFPA 170 DOOR HOLDER | 1 | FALSE | FALSE | FALSE | 2500 | [13 empty] | FALSE | [5 empty] | THOR\acont | 2023-09-27 09:17 | THOR\acont | 2024-09-08 17:27 | Cloned from Siemens SDH-2D CLONED CLONED | [Siemens] [AUX POWER] [*] SDH-2D, SDH-3D, SDH-4D, SDH-5D, SDH-6D, SDH-7D, SDH-8D
7c9582c0-3ee6-4d1f-a913-0c0b5b6d3ade | NFPA 170 MANUAL PULL |  |  | North | Siemens |  | Manual Station |  |  |  | Module | TRUE | HMS-SA | 500-034150 | MANUAL STATION SINGLE ACTION W/ AUXILIARY CONTACT | 1 | [12 empty] | #FFFF0000 | FA-NFPA 170 MANUAL PULL | 1 | FALSE | FALSE | FALSE | 957 | [19 empty] | DESKTOP-7SAL8M7\acont | 2019-08-13 09:04 | THOR\acont | 2024-09-08 17:27 |  | [Siemens] [SLC MODULES SENSORS] [*] [#1 SHARED ADDR ¦ MODULES] AD-11P (C), FDBZ492 w/OP921 (C), FDBZ492-HR w/FDO421 (C), FDBZ492-HR w/OP921 (C), FDBZ492-R (C), FDCIO422, HCP, HCP-Z, HFPO-11, HFPT-11, HMS-D, HMS-DE, HMS-DP, HMS-DZ, HMS-S, HMS-SA, HMS-SE,
22226dab-feab-4562-b43b-0c0df3acd49f |  |  |  | North | Siemens | [5 empty] | Module | TRUE | JS-64 | 600-221382 | SUPERVISORY RETURN ASSY. 64" | 1 | [12 empty] | #FFFFFFFF |  |  | FALSE | FALSE | FALSE | [20 empty] | DESKTOP-7SAL8M7\acont | 2019-08-13 09:04 | THOR\acont | 2024-10-09 10:48
0d009a70-9577-4f4d-bb35-0c0fddf9a7c7 | NFPA 170 SPEAKER STROBE CEILING |  |  | North | Gentex |  | Speaker/Strobe |  |  |  | Module | TRUE | SSPK24CLPW |  | Speaker/Strobe, 24 VDC, Ceiling Mount, White, Fire | 1 | 0 | 0.12 |  |  |  |  | FALSE | TRUE |  |  |  |  | #FF0070C0 | FA-NFPA 170 SPEAKER STROBE CEILING | 1 | FALSE | FALSE | FALSE | 2020 | [13 empty] | FALSE |  |  | C |  |  |  |  | THOR\acont | 2024-09-08 17:27 |  | [Gentex, Hochiki, Potter] [AUDIO 70.7v] [70V AUDIO] CSPKSTR-24AR (C), CSPKSTR-24AW (C), CSPKSTR-24BR (C), CSPKSTR-24BW (C), CSPKSTR-24GR (C), CSPKSTR-24GW (C), CSPKSTR-24RR (C), CSPKSTR-24RW (C), FASPKR-R (C), FASPKR-W (C), FASPKR-WR, FASPKR-WW, FASPK-WP [Gentex, Hochiki, Potter] [AUDIO 25v] [25V AUDIO] CSPKSTR-24AR (C), CSPKSTR-24AW (C), CSPKSTR-24BR (C), CSPKSTR-24BW (C), CSPKSTR-24GR (C), CSPKSTR-24GW (C), CSPKSTR-24RR (C), CSPKSTR-24RW (C), FASPKR-R (C), FASPKR-W (C), FASPKR-WR, FASPKR-WW, FASPK-WPR, [Gentex, Hochiki] [NAC] [UL MAX] HSSPK24CLPPR (C), HSSPK24CLPPW (C), HSSPK24CLPR (C), HSSPK24CLPW (C), SSPK24CLPAR (C), SSPK24CLPAW (C), SSPK24CLPR (C), SSPK24CLPW (C)
4c447545-0f0d-424e-82a6-0c105c8e74df | NFPA 170 CELL COMM | RISER CELL COMM |  | North | DSC |  | Cellular Communicator |  |  |  | Module | TRUE | LE4010 | ++ | LTE Wireless Alarm Communicator | 1 | 0.04 | 0.225 |  |  | 12 | 9 | TRUE | [5 empty] | #FFFF0000 | FA-NFPA 170 CELL COMM | 1 | FALSE | FALSE | FALSE | 250 | [8 empty] | 1.2 | 1 | 1.2 |  |  | TRUE | [5 empty] | THOR\acont | 2024-01-29 06:45 | THOR\acont | 2024-09-08 17:27 | Cloned from DSC 3G4010 | [DSC, Honeywell, Rath Area of Refuge] [DACT] [#1 DACT] 2100-LTEVER4-2, 3G4010, HW-AV-LTE-M, HW-TG7FE-A, HW-TG7FE-V, HW-TG7FS-A, HW-TG7FS-V, LE4010, LTE-CFA, LTE-CFV, LTE-HSV, LTE-IA, LTE-IV [DSC, Firelite, Honeywell, Rath Area of Refuge] [AUX POWER] [*] [AUX INPUT] 2100-LTEVER4-2, 3G4010, CLSS Pathway Pro, HON-CGW-MBB, HW-AV-LTE-M, HW-TG7FE-A, HW-TG7FE-V, HW-TG7FS-A, HW-TG7FS-V, LE4010, LTE-CFA, LTE-CFV [DSC, Honeywell, Rath Area of Refuge] [DACT] [#2 DACT] 2100-LTEVER4-2, 3G4010, HW-AV-LTE-M, HW-TG7FE-A, HW-TG7FE-V, HW-TG7FS-A, HW-TG7FS-V, LE4010, LTE-CFA, LTE-CFV, LTE-HSV, LTE-IA, LTE-IV | [DSC] 3G4010, LE4010
5afec5d0-7dca-46f3-be81-0c107e8f2af1 | NFPA 170 SPEAKER STROBE |  |  | North | Simplex |  | Speaker/Strobe |  |  |  | Module | TRUE | 4903-9148 | + | Audible/visible notification appliance with multi-tapped speaker and high intensity xenon strobe, Red, Red, Horizontal Mount | 1 | [6 empty] | TRUE | [5 empty] | #FF0070C0 | FA-NFPA 170 SPEAKER STROBE | 1 | FALSE | FALSE | FALSE | 2019 | [19 empty] | DESKTOP-7EIEB7A\acont | 2023-02-20 10:08 | THOR\acont | 2024-09-08 17:27 | Cloned from Simplex 4903-9150 | [Autocall, Simplex] [AUDIO 25v] [25V AUDIO] 4902-9721, 4903-9148, 4903-9149, 4903-9150, 4903-9153, 4903-9193, 4906-9151, 4906-9153, 4906-9154 (C), 4906-9158 (C), 4906-9159 (C), 4906-9160 (C), A4902-9716, A4902-9717, A4902-9721, A4906-9151, A4906-9153, A4 [Simplex] [NAC] [MAX] 4903-9148 [Autocall, Simplex] [AUDIO 70.7v] [70V AUDIO] 4902-9721, 4903-9148, 4903-9149, 4903-9150, 4903-9153, 4903-9193, 4906-9151, 4906-9153, 4906-9154 (C), 4906-9158 (C), 4906-9159 (C), 4906-9160 (C), A4902-9716, A4902-9717, A4902-9721, A4906-9151, A4906-9153, [Simplex] [NAC] 4903-9148
d8030f44-f03b-4f78-8c6b-0c14cedb41d8 | NFPA 170 REMOTE VOICE EVACUATION MICROPHONE |  |  | North | Evax |  | Remote Microphone |  |  |  | Module | TRUE | EVX-RM | + | Remote Microphone | 1 | 0.02 | 0.04 |  |  |  |  | FALSE | [5 empty] | #FFFF0000 | FA-NFPA 170 REMOTE VOICE EVACUATION MICROPHONE | 1 | FALSE | FALSE | FALSE | 265 | [8 empty] | 7,12,18 |  |  |  |  | TRUE | [7 empty] | THOR\acont | 2024-09-08 17:27 |  | [Evax] [MIC] [*] [Remote Microphone] EVX-RM, EVX-RM Main Board
93761bad-7241-4d70-91fc-0c1dbf48b403 | NFPA 170 HEAT DETECTOR |  |  | North | Kidde |  | Heat Detector |  |  |  | Module | TRUE | KIR-HD w/KI-SB BASE | ++ | Intelligent fixed temperature/Rate-of-rise heat detector | 1 | 5.1e-05 | 6.8e-05 |  |  |  |  | FALSE | TRUE |  |  |  |  | #FFFF0000 | FA-NFPA 170 HEAT DETECTOR | 1 | FALSE | FALSE | FALSE | 1408 | [13 empty] | FALSE | [5 empty] | DESKTOP-7EIEB7A\acont | 2023-05-24 19:21 | THOR\acont | 2024-09-08 17:27 | Cloned from Kidde KIR-PHD w/KI-SB BASE | [Edwards, Kidde] [SLC EST MODULES/SENSORS] 01 [*] [iO64] DS-HFS (C), DS-PS (C), FX-HD w/IB4U BASE, FX-HD w/RB4U BASE, FX-HD w/SB4U BASE, FX-HD w/SB4U-LF BASE, FX-HD wB4U BASE, FX-PD w/B4U BASE (C), FX-PD w/IB4U BASE (C), FX-PD w/SB4U BASE (C), FX-PD w/SB [Kidde] [SLC EST SENSORS] [*] [#4 TYPE ADDR ¦ SENSORS] DS-HFS (C), DS-PS (C), FX-HD w/IB4U BASE, FX-HD w/RB4U BASE, FX-HD w/SB4U BASE, FX-HD w/SB4U-LF BASE, FX-HD wB4U BASE, FX-PD w/B4U BASE (C), FX-PD w/IB4U BASE (C), FX-PD w/SB4U BASE (C), FX-PD w/SB4U [Kidde] [SLC EST MODULES SENSORS] [*] [#2 SHARED ADDR ¦ SENSORS] DS-HFS (C), DS-PS (C), FX-HD w/IB4U BASE, FX-HD w/RB4U BASE, FX-HD w/SB4U BASE, FX-HD w/SB4U-LF BASE, FX-HD wB4U BASE, FX-PD w/B4U BASE (C), FX-PD w/IB4U BASE (C), FX-PD w/SB4U BASE (C), FX [Edwards, Kidde] [SLC EST SENSORS] 01 [*] [EST3, iO1000] DS-HFS (C), DS-PS (C), FX-HD w/IB4U BASE, FX-HD w/RB4U BASE, FX-HD w/SB4U BASE, FX-HD w/SB4U-LF BASE, FX-HD wB4U BASE, FX-PD w/B4U BASE (C), FX-PD w/IB4U BASE (C), FX-PD w/SB4U BASE (C), FX-PD w/SB
1302d8b6-72ae-429d-879b-0c2194d777b8 | NFPA 170 AMPLIFIER RACK | RISER AMP |  | North | Notifier |  | Amplifier |  |  |  | Assembly | TRUE | DAA2-5070-CLA Assembly | + | Amplifier Assembly with 1x DAA2-5070-CLA | 1 | [6 empty] | FALSE |  | SURFACE |  | PROVIDED ("WX"HX"D) | N/A | #FFFF0000 | FA-NFPA 170 AMPLIFIER RACK | 1 | FALSE | FALSE | FALSE | 300 |  |  | 7165-0028:0224 | [5 empty] | 7,12,18,26,55,100 |  |  |  | 50 | TRUE | [5 empty] | DESKTOP-7EIEB7A\acont | 2022-07-22 10:35 | THOR\acont | 2024-09-08 17:27 | Cloned from Notifier DAA2-5070 Assembly
e0def1a3-c295-4ae5-9326-0c22c0fddc66 | NFPA 170 SPEAKER CEILING |  |  | North | Edwards |  | Speaker |  |  |  | Module | TRUE | GCFR-S7 |  | 70V Speaker, Red, FIRE | 1 | [6 empty] | FALSE | TRUE |  |  |  |  | #FF0070C0 | FA-NFPA 170 SPEAKER CEILING | 1 | FALSE | FALSE | FALSE | 2019 | [13 empty] | FALSE |  |  | C |  |  |  |  | THOR\acont | 2024-09-08 17:27 |  | [Edwards, Kidde] [AUDIO 70.7v] [70V AUDIO] G4F-S7, G4F-S7V1575, G4F-S7VM, G4HFRF-S7, G4HFRF-S7VMC, G4HFRN-S7, G4HFRN-S7VMC, G4HFWA-S7, G4HFWA-S7VMA, G4HFWA-S7VMC, G4HFWF-S7, G4HFWF-S7VMC, G4HFWN-S7, G4HFWN-S7VMA, G4HFWN-S7VMB, G4HFWN-S7VMC, G4RF-S7, G4RF
4d08424f-8f11-4377-af41-0c28d8752b3f | NFPA 170 STROBE WALL |  |  | North | Kidde |  | Strobe |  |  |  | Module | TRUE | EG4VRF |  | Wall strobe, red, FIRE | 1 | [6 empty] | FALSE |  | GRSW-10 |  |  |  | #FF0070C0 | FA-NFPA 170 STROBE WALL | 1 | FALSE | FALSE | FALSE | 2023 | [13 empty] | FALSE | [5 empty] | DESKTOP-7SAL8M7\acont | 2020-08-19 11:55 | THOR\acont | 2024-09-08 17:27 | Cloned from Edwards G4VRF | [Edwards, Kidde] [NAC] [VDC] EG4VRF, EG4VRF-FR, EG4VRF-SP, EG4VRN, EG4VWF, EG4VWF-FR, EG4VWF-SP, EG4VWN, G4VRF, G4VRF-FR, G4VRF-SP, G4VRN, G4VWF, G4VWF-FR, G4VWF-SP, G4VWN [Edwards, Kidde] [NAC] [VFWR] EG4VRF, EG4VRF-FR, EG4VRF-SP, EG4VRN, EG4VWF, EG4VWF-FR, EG4VWF-SP, EG4VWN, G4VRF, G4VRF-FR, G4VRF-SP, G4VRN, G4VWF, G4VWF-FR, G4VWF-SP, G4VWN
3b54ce33-d67d-4622-bb89-0c2f9a400f3e | NFPA 170 STROBE WALL |  |  | North | Siemens |  | Strobe |  |  |  | Module | TRUE | ST-HMC-R-WP | 500-636179++ | STROBE HI MULTI CANDELA WALL RED WEATHERPROOF | 1 | [12 empty] | #FF0070C0 | FA-NFPA 170 STROBE WALL | 1 | FALSE | FALSE | FALSE | 2023 | [19 empty] | DESKTOP-7SAL8M7\acont | 2019-08-13 09:04 | THOR\acont | 2024-09-08 17:27 | B,T | [Siemens] [NAC] [VDC] ST-HMC-R-WP, ST-HMC-W-WP
05731996-2714-4c3d-9636-0c322c71a6fd |  |  |  | North | Siemens |  | Hardware |  |  |  | Hardware | TRUE | DB-ADPT | 500-094187 | DB-ADPT DB-11 TO DB-3 BASE ADPT | 1 | [12 empty] | #FFFFFFFF |  |  | FALSE | FALSE | FALSE | [20 empty] | DESKTOP-7SAL8M7\acont | 2019-08-13 09:04 | THOR\acont | 2024-10-09 10:48
ca4488cf-7d04-44f0-9dcc-0c39f82f2714 |  |  |  | North | West-Com | [5 empty] | Module | TRUE | WC-NET/16 |  | West-Com Network Switch | 1 | [6 empty] | FALSE | [5 empty] | #FFFFFFFF |  |  | FALSE | FALSE | FALSE | [14 empty] | FALSE |  |  | WC-NET/16 |  |  |  |  | THOR\acont | 2024-10-09 10:48
30f40c10-b1a9-4639-b53d-0c3c95e8918d | NFPA 170 HORN STROBE |  |  | North | Edwards |  | Horn/Strobe |  |  |  | Module | TRUE | 757-8A-TW |  | 110cdW, 60cdC Strobe, Horn 97 dbA Avg., White | 1 | [6 empty] | FALSE | [5 empty] | #FF0070C0 | FA-NFPA 170 HORN STROBE | 1 | FALSE | FALSE | FALSE | 2012 | [13 empty] | FALSE | [7 empty] | THOR\acont | 2024-09-08 17:27 |  | [Edwards] [HORN] [16 VDC, HIGH] 757-8A-T, 757-8A-TW [Edwards] [NAC] [16 VDC, HIGH] 757-8A-T, 757-8A-TW [Edwards] [STROBE] [16 VDC] 757-8A-T, 757-8A-TW [Edwards] [NAC] [16 VFWR, HIGH] 757-8A-T, 757-8A-TW
e66be3fc-96ec-4ac7-a108-0c43cd025f9b | NFPA 170 ADDRESSABLE INPUT MONITOR MODULE |  |  | North | Firelite |  | Addressable Module |  |  |  | Module | TRUE | MMF-300 | + | Addressable Monitor Module W/ FlashScan, Supervises Class A or Class B of Dry Contact Input | 1 | 0.000375 | 0.005 |  |  |  |  | FALSE | FALSE |  |  |  |  | #FFFF0000 | FA-NFPA 170 ADDRESSABLE INPUT MONITOR MODULE | 1 | FALSE | FALSE | FALSE | 1000 | [13 empty] | FALSE | [7 empty] | THOR\acont | 2024-09-08 17:27 |  | [Firelite] [SLC MODULES SENSORS] [*] [#1 SHARED ADDR ¦ MODULES] BG-12LX, BG-12LXSP, CDRM-300, CMF-300, CMF-300-6, CRF-300, CRF-300-6, MDF-300, MMF-300, MMF-300-10, MMF-301, MMF-302, MMF-302-6, WAV-CRL, WAV-CWL, WAV-RL, WAV-WL, W-BG12LX, W-CRF, W-DIS-D, W [Firelite] [SLC MODULES] [*] [#3 TYPE ADDR ¦ MODULES] BG-12LX, BG-12LXSP, CDRM-300, CMF-300, CMF-300-6, CRF-300, CRF-300-6, MDF-300, MMF-300, MMF-300-10, MMF-301, MMF-302, MMF-302-6, WAV-CRL, WAV-CWL, WAV-RL, WAV-WL, W-BG12LX, W-CRF, W-GATE, W-MMF, W-SYN | [Firelite] MMF-300, MMF-301
6e79a284-748d-4a62-9b9d-0c4bf1af1fe8 |  |  |  | North | Siemens | [5 empty] | Module | TRUE | FHK2002-U3 | S54400-C55-A1 | Black 2 Height Unit 1 Window Enclosure kit (for FC922, FC924) Consists of: One FHB2002-U1, one FHD2004-U1, one FHD2006-U1, one FHD2002-U3 | 1 | [12 empty] | #FFFFFFFF |  |  | FALSE | FALSE | FALSE | [20 empty] | DESKTOP-7SAL8M7\acont | 2019-08-13 09:04 | THOR\acont | 2024-10-09 10:48
a12315f0-99c2-41f3-9888-0c4d21021cd3 |  |  |  | North | Siemens | [5 empty] | Module | TRUE | SSD-INT | 500-034740 | SSD-INT | 1 | 0.2 | 0.2 | [10 empty] | #FFFFFFFF |  |  | FALSE | FALSE | FALSE | [20 empty] | DESKTOP-7SAL8M7\acont | 2019-08-13 09:04 | THOR\acont | 2024-10-09 10:48 |  | [Bosch, Siemens] [AUX POWER] B465, CPYEC-2-24, CPY-HLI, CPY-MTS, FSD901 Main Board, FSD901-R3 Main Board, FSD901-U3 Main Board, SSD, SSD-C, SSD-C-INT, SSD-C-REM, SSD-INT, SSD-LOC [Bosch, Siemens] [AUX POWER] [*] B465, CPYEC-2-24, CPY-HLI, CPY-MTS, FSD901, FSD901-R3, FSD901-U3, SSD, SSD-C, SSD-C-INT, SSD-C-REM, SSD-INT, SSD-LOC [Siemens] [RS-485] FSD901, FSD901-R3, FSD901-U3, SSD, SSD-C, SSD-C-INT, SSD-C-REM, SSD-INT, SSD-LOC
5bfff73a-e313-47cd-aca6-0c51bece6c79 | NFPA 170 SMOKE DETECTOR |  |  | North | Autocall |  | Smoke Detector |  |  |  | Module | TRUE | A4098-9714 w/A4098-9772 | + | TrueAlarm Analog Sensors, Photoelectric smoke sensor, White, 520 Hz Sounder Base | 1 | 0.0008 | 0.001 |  |  |  |  | FALSE | TRUE |  |  |  |  | #FFFF0000 | FA-NFPA 170 SMOKE DETECTOR | 1 | FALSE | FALSE | FALSE | 1408 | [13 empty] | FALSE |  |  | SB |  |  | DESKTOP-7EIEB7A\acont | 2022-02-15 10:09 | THOR\acont | 2024-09-08 17:27 | Cloned from Simplex 4098-9714 w/4098-9772 | [Autocall, Simplex] [IDNet] [SENSORS ++] 4098-9714 (C), 4098-9714 w/4098-9770 (C), 4098-9714 w/4098-9771 (C), 4098-9714 w/4098-9772 (C), 4098-9714 w/4098-9773 (C), 4098-9714 w/4098-9780 (C), 4098-9714 w/4098-9789 (C), 4098-9714 w/4098-9791 (C), 4098-9714 [Autocall, Simplex] [AUX POWER] [16VDC, 520 HZ SIGNAL] 4098-9714 w/4098-9772 (C), A4098-9714 w/A4098-9772 (C)
5b4b5928-d67c-45bd-a822-0c56c9416dbf | NFPA 170 GAS DETECTOR |  |  | North | Gamewell FCI |  | Gas Detection |  |  |  | Module | TRUE | MCS-CO3 w/B501-WHITE | + | Intelligent addressable carbon monoxide detector, white w/ 4” Flangeless mounting base, bright white | 1 | 0.0002 | 0.0045 |  |  |  |  | FALSE | TRUE | FLUSH |  | 4" SQ. DEEP | 3 "O" PLASTER RING | #FFFF0000 | FA-NFPA 170 GAS DETECTOR | 1 | FALSE | FALSE | FALSE | 1402 | [13 empty] | FALSE | [5 empty] | DESKTOP-7EIEB7A\acont | 2021-02-28 15:38 | THOR\acont | 2024-09-08 17:27 | Cloned from Notifier FSCO-951 w/B501-WHITE | [Gamewell FCI] [SLC MODULES SENSORS] [*] [#2 SHARED ADDR ¦ SENSORS] ADPF (C), ASD-PL2F w/B200S-LF-WH (C), ASD-PL2F w/B210LP (C), ASD-PL2FR (C), ASD-PL3 w/B200S-LF-WH (C), ASD-PL3 w/B200SR-LF-WH (C), ASD-PL3 w/B200SR-WH (C), ASD-PL3 w/B224BI-WH (C), ASD-P [Gamewell FCI] [SLC SENSORS] [*] [#4 TYPE ADDR ¦ SENSORS] ADPF (C), ASD-PL2F w/B200S-LF-WH (C), ASD-PL2F w/B210LP (C), ASD-PL2FR (C), ASD-PL3 w/B200S-LF-WH (C), ASD-PL3 w/B200SR-LF-WH (C), ASD-PL3 w/B200SR-WH (C), ASD-PL3 w/B224BI-WH (C), ASD-PL3 w/B224R
f22c11c0-d67a-46dd-b633-0c59f600b718 | NFPA 170 STROBE WALL |  |  | North | Edwards |  | Strobe |  |  |  | Module | TRUE | 202-8A-T |  | 110cdW, 60cdC Strobe, Red, Terminals | 1 | [6 empty] | FALSE | TRUE |  |  |  |  | #FF0070C0 | FA-NFPA 170 STROBE WALL | 1 | FALSE | FALSE | FALSE | 2023 | [13 empty] | FALSE |  |  | C |  |  |  |  | THOR\acont | 2024-09-08 17:27 |  | [Edwards] [NAC] [16 VDC, 16 VFWR, 24 VFWR, 54] 202-8A-T (C), 202-8A-TW (C)
0cde7771-b2f8-4e9b-b9ae-0c601c38ff92 |  |  |  | North | Siemens |  | Hardware |  |  |  | Hardware | TRUE | WFPS-R | 500-636135 | AS HORN WEATHERPROOF FLUSH PLATE RED | 1 | [12 empty] | #FFFFFFFF |  |  | FALSE | FALSE | FALSE | [20 empty] | DESKTOP-7SAL8M7\acont | 2019-08-13 09:04 | THOR\acont | 2024-10-09 10:48 | B,T
a13cdf53-7e06-4b90-b0d6-0c6510160468 | NFPA 170 HORN |  |  | North | Edwards |  | Horn |  |  |  | Module | TRUE | WG4RN-H |  | Outdoor rated horn, red without marking | 1 | [6 empty] | FALSE | [5 empty] | #FF0070C0 | FA-NFPA 170 HORN | 1 | FALSE | FALSE | FALSE | 2010 | [13 empty] | FALSE |  |  | WP |  |  |  |  | THOR\acont | 2024-09-08 17:27
c9265c76-cab3-477e-af7b-0c67ddbc17a8 |  |  |  | North | Notifier |  | Cards & Components |  |  |  | Card | TRUE | FFT-7 |  | Fire Fighter Telephone | 1 | 0.06 | 0.12 |  |  |  |  | TRUE | [5 empty] | #FFFFFFFF |  |  | FALSE | FALSE | FALSE | [14 empty] | FALSE | [7 empty] | THOR\acont | 2024-10-09 10:48 |  |  | [Edwards, Farenhyt, MIRCOM, Notifier] 3-ASU/4, FFT-7, FFT-7S, FTM-1, IFP-FPJ, MIX-M500FP, SIGA-CC1
a363f752-710f-42f8-97d1-0c69fe04fc81 | NFPA 170 SMOKE DETECTOR |  |  | North | NAPCO |  | Smoke Detector |  |  |  | Module | TRUE | FW-2 | ++ | Two‐Wire Conventional Smoke Detector | 1 | 5.5e-05 | 0.15 |  |  | 24 |  | TRUE | TRUE |  |  |  |  | #FFFF0000 | FA-NFPA 170 SMOKE DETECTOR | 1 | FALSE | FALSE | FALSE | 1408 | [13 empty] | FALSE | [5 empty] | THOR\acont | 2023-10-24 16:11 | THOR\acont | 2024-09-08 17:27 | Cloned from System Sensor 2100AT | [NAPCO] [IDC] 03 [*] [IDC 2-WIRE ++] FW-2 (C), FW-2H (C), FW-2S (C)
59324c23-d246-410b-82b6-0c6c1e211fa2 | NFPA 170 SPEAKER STROBE CEILING |  |  | North | MIRCOM |  | Speaker/Strobe |  |  |  | Module | TRUE | SPPS-104-70HR | ++ | Ceiling mounted speaker strobe 70V with High Candela Red | 1 | 0 | 0.132 |  |  |  |  | FALSE | TRUE |  |  |  |  | #FF0070C0 | FA-NFPA 170 SPEAKER STROBE CEILING | 1 | FALSE | FALSE | FALSE | 2020 | [13 empty] | FALSE |  |  | C |  |  | DESKTOP-7EIEB7A\acont | 2022-08-30 12:00 | THOR\acont | 2024-09-08 17:27 | Cloned from MIRCOM SPPS-104-25 CLONED CLONED CLONED | [MIRCOM] [NAC] [VFWR] SPPS-104-25H (C), SPPS-104-25HR (C), SPPS-104-70H (C), SPPS-104-70HR (C) [MIRCOM] [AUDIO 70.7v] [70V AUDIO] SPP-104-70 (C), SPP-104-70R (C), SPPS-104-70 (C), SPPS-104-70H (C), SPPS-104-70HR (C), SPPS-104-70R (C) [MIRCOM] [NAC] [VDC] SPPS-104-25H (C), SPPS-104-25HR (C), SPPS-104-70H (C), SPPS-104-70HR (C)
cd0fc607-a975-4c45-8575-0c721792174d | NFPA 170 HORN STROBE CEILING |  |  | North | Eaton Wheelock |  | Horn/Strobe |  |  |  | Module | TRUE | AS-24MCC-FW |  | Horn Strobe, 24 VDC, Multi-candela, white, | 1 | 0 | 0.135 |  |  |  |  | FALSE | TRUE |  |  |  |  | #FF0070C0 | FA-NFPA 170 HORN STROBE CEILING | 1 | FALSE | FALSE | FALSE | 2013 | [13 empty] | FALSE |  |  | C |  |  |  |  | THOR\acont | 2024-09-08 17:27 |  | [Eaton Wheelock] [NAC] AS-24MCC-FR (C), AS-24MCC-FW (C)
a1c62a71-3368-41c8-adf1-0c77df923d85 |  |  |  | North | Siemens |  | Hardware |  |  |  | Hardware | TRUE | DB11-SEAL | 500-695622 | DB-11 SEAL FOR DB-11(24 PC) | 1 | [12 empty] | #FFFFFFFF |  |  | FALSE | FALSE | FALSE | [20 empty] | DESKTOP-7SAL8M7\acont | 2019-08-13 09:04 | THOR\acont | 2024-10-09 10:48
f776f11c-f9ba-4e2b-b59c-0c79bb482fba |  |  |  | North | Simplex | [5 empty] | Module | TRUE | 4190-9859 | ++ | ES Net NIC dual channel multi-mode fiber media card | 1 | 0.135 | 0.135 | [10 empty] | #FFFFFFFF |  |  | FALSE | FALSE | FALSE | [20 empty] | THOR\acont | 2024-02-23 06:36 | THOR\acont | 2024-10-09 10:48 | Cloned from Simplex 4100-6308 | [Autocall, Simplex] [Fiber Optic] [NETWORK ++] 4007-6307, 4007-6308, 4007-6309, 4010-6307, 4010-6308, 4100-6307, 4100-6308, 4190-9858, 4190-9859, A007-6307, A007-6308, A007-6309, A010-6307, A010-6308, A100-6307, A100-6308, A190-9858, A190-9859 | [Autocall, Simplex] 4007-6308, 4007-6309, 4010-6308, 4100-6308, 4190-9859, A007-6308, A007-6309, A010-6308, A100-6308, A190-9859
a54c06c4-126d-4b79-9756-0c7e724ee2e3 | NFPA 170 SPEAKER STROBE |  |  | North | Kidde |  | Speaker/Strobe |  |  |  | Module | TRUE | WGSVRN | ++ | Outdoor rated speaker strobe, wall, red, none | 1 | [6 empty] | FALSE | FALSE |  |  |  |  | #FF0070C0 | FA-NFPA 170 SPEAKER STROBE | 1 | FALSE | FALSE | FALSE | 2019 | [13 empty] | FALSE |  |  | WP |  |  | THOR\acont | 2024-12-19 13:51 | THOR\acont | 2024-12-19 13:57 | Cloned from Edwards WGSVRN | [Edwards, Hochiki, Kidde] [AUDIO 70.7v] [70V AUDIO] EG4SRF, EG4SRN, EG4SVRF, EG4SVRN, EG4SVWA, EG4SVWF, EG4SVWN, EG4SWA, EG4SWF, EG4SWN, G4SRF, G4SRN, G4SVRF, G4SVRN, G4SVWA, G4SVWF, G4SVWN, G4SWA, G4SWF, G4SWN, WGSRA, WGSRF, WGSRF-FR, WGSRF-SP, WGSRN, W [Edwards, Kidde] [NAC] [VDC] WGSVRA, WGSVRF, WGSVRF-FR, WGSVRF-SP, WGSVRN, WGSVWA, WGSVWF, WGSVWF-FR, WGSVWF-SP, WGSVWN, WGVRA, WGVRF, WGVRF-FR, WGVRF-SP, WGVRN, WGVWA, WGVWF, WGVWF-FR, WGVWF-SP, WGVWN [Edwards, Hochiki, Kidde] [AUDIO 25v] [25V AUDIO] EG4SRF, EG4SRN, EG4SVRF, EG4SVRN, EG4SVWA, EG4SVWF, EG4SVWN, EG4SWA, EG4SWF, EG4SWN, G4SRF, G4SRN, G4SVRF, G4SVRN, G4SVWA, G4SVWF, G4SVWN, G4SWA, G4SWF, G4SWN, WGSRA, WGSRF, WGSRF-FR, WGSRF-SP, WGSRN, WGS
95832525-3cb3-4be0-a205-0c810fbd5e7b | NFPA 170 STROBE WALL |  |  | North | Edwards |  | Strobe |  |  |  | Module | TRUE | G4ERN-C |  | Strobe Expander, Red, no markings, clear | 1 | 0 | 0.078 |  |  |  |  | FALSE | [5 empty] | #FF0070C0 | FA-NFPA 170 STROBE WALL | 1 | FALSE | FALSE | FALSE | 2023 | [13 empty] | FALSE | [7 empty] | THOR\acont | 2024-09-08 17:27 |  | [Edwards, Kidde] [NAC] [24 VDC] G4ERA-A, G4ERA-B, G4ERA-G, G4ERA-R, G4ERF-C, G4ERN-A, G4ERN-B, G4ERN-C, G4ERN-G, G4ERN-R, G4EWA-A, G4EWA-B, G4EWA-G, G4EWA-R, G4EWF-C, G4EWN-A, G4EWN-B, G4EWN-C, G4EWN-G, G4EWN-R, G4F-S2V1575, G4F-S2VM, G4F-S7V1575, G4F-S7 [Edwards, Kidde] [NAC] [16 VDC] G4ERA-A, G4ERA-B, G4ERA-G, G4ERA-R, G4ERF-C, G4ERN-A, G4ERN-B, G4ERN-C, G4ERN-G, G4ERN-R, G4EWA-A, G4EWA-B, G4EWA-G, G4EWA-R, G4EWF-C, G4EWN-A, G4EWN-B, G4EWN-C, G4EWN-G, G4EWN-R, G4F-S2V1575, G4F-S2VM, G4F-S7V1575, G4F-S7
f5dd76e7-7b12-4bb6-8904-0c82433ea06b | NFPA 170 HORN STROBE CEILING |  |  | North | Harrington |  | Horn/Strobe |  |  |  | Module | TRUE | HSG4-24CW |  | Horn Strobe, 24 VDC, White, Ceiling | 1 | 0 | 0.095 |  |  |  |  | FALSE | TRUE |  |  |  |  | #FF0070C0 | FA-NFPA 170 HORN STROBE CEILING | 1 | FALSE | FALSE | FALSE | 2013 | [13 empty] | FALSE |  |  | C |  |  |  |  | THOR\acont | 2024-09-08 17:27 |  | [Harrington] [NAC] HSG4-24CR (C), HSG4-24CW (C)
ab3b0d56-7f8d-464a-a8b6-0c83df2f27fd |  |  |  | North | Autocall |  | Hardware |  |  |  | Hardware | TRUE | 2081-9276 | ++ | System Batteries, Sealed Lead-Acid, 33 Ah 2081-9276 ("square" case, use for new) | 1 | 0 | 0 |  |  |  |  | TRUE | [5 empty] | #FFFFFFFF |  |  | FALSE | FALSE | FALSE | [20 empty] | DESKTOP-0D6CQVA\lousc | 2019-06-16 10:58 | THOR\acont | 2025-02-04 10:07 | Cloned from AutoCall 2081-9275
933a6bf5-58e9-431d-89db-0c8449e1b48c | NFPA 170 FIRE ALARM CONTROL UNIT | RISER FACP |  | North | Kidde |  | Fire Alarm Control Unit |  |  |  | Assembly | TRUE | VS1-G-2-SP |  | FACP, 1 Loop, 64pt, 2 Cl B NACs, gray, 230v, Spanish | 1 | [6 empty] | FALSE | [5 empty] | #FFFF0000 | FA-NFPA 170 FIRE ALARM CONTROL UNIT | 1 | FALSE | FALSE | FALSE | 202 | [8 empty] | 7,12,18 |  |  |  |  | TRUE | [7 empty] | THOR\acont | 2024-09-08 17:27
e007af4b-8cbb-40d3-bcb3-0c84c00d5c69 |  |  |  | North | Potter |  | Cards & Components |  |  |  | Card | TRUE | EVX-25E | + | 25W Voice Evacuation Module | 1 | 0.18 | 2.5 |  |  |  |  | TRUE | [5 empty] | #FFFFFFFF |  |  | FALSE | FALSE | FALSE | [20 empty] | DESKTOP-7SAL8M7\acont | 2020-11-03 16:19 | THOR\acont | 2024-10-09 10:48 | Cloned from Hochiki EVX-25E-H
a25656cf-0e78-46a3-b331-0c8b6bf36f4e |  |  |  | North | Siemens |  | Cards & Components |  |  |  | Card | TRUE | FCA2018-U1 | S54400-A65-A1++ | Remote peripheral module | 1 | 0.071 | 0.073 |  |  |  |  | TRUE | [5 empty] | #FFFFFFFF |  |  | FALSE | FALSE | FALSE | [22 empty] | THOR\acont | 2024-10-09 10:48 | 73 mA per module
e87c6cb8-1211-4e25-bee0-0c8b84155099 |  |  |  | North | Simplex |  | Cards & Components |  |  |  | Card | TRUE | 4100-0301 |  | LED Switch/Controller | 1 | 0.015 | 0.26 |  |  |  |  | TRUE | [5 empty] | #FFFFFFFF |  |  | FALSE | FALSE | FALSE | [20 empty] | THOR\acont | 2024-12-06 06:14 | THOR\acont | 2024-12-06 06:49 | Cloned from Simplex 4100-6005
0909637b-5021-42a8-9cff-0c8bc984dddf | NFPA 170 AREA OF REFUGE REMOTE |  |  | North | Rath Area of Refuge |  | Area of Refuge Component |  |  |  | Module | TRUE | 3300FSCN | ++ | SmartCommand System 3300FSN Call Box | 1 | [6 empty] | FALSE | [5 empty] | #FF00B050 | FA-NFPA 170 AREA OF REFUGE REMOTE | 1 | FALSE | FALSE | FALSE | 4002 | [13 empty] | FALSE | [5 empty] | THOR\acont | 2025-02-12 11:38 |  |  | Cloned from Rath Area of Refuge 3300FSN | [Rath Area of Refuge] [AOR Call Circuit] 2100-956RR, 2100-956SR, 2100-958NSR, 2100-984LR, 2400-805SP, 2400-808NSP, 2400-808SSPC, 3300FSCN, 3300FSN
6e81895c-732f-4aa0-8a52-0c8d69501c83 |  |  |  | North | Potter |  | Hardware |  |  |  | Hardware | TRUE | ABB-1033 |  | Slimline Rugged Outdoor Bell Box | 1 | [6 empty] | FALSE | [5 empty] | #FFFFFFFF |  |  | FALSE | FALSE | FALSE | [14 empty] | FALSE | [7 empty] | THOR\acont | 2024-10-09 10:48
1d617f9d-2110-485b-8de9-0c9399c57790 |  |  |  | North | HID | Security/Access Control |  |  |  |  | Module | TRUE | 5375A |  |  | 1 | [12 empty] | #FFFFFFFF |  |  | FALSE | FALSE | FALSE | [20 empty] | THOR\acont | 2024-03-12 21:20 | THOR\acont | 2024-10-09 10:48
b9b023d5-eafd-410f-9542-0c95194ba196 |  |  |  | North | Bosch |  | Hardware |  |  |  | Hardware | TRUE | FRAY5000-CTRBOX | + | Controller back box | 1 | [12 empty] | #FFFFFFFF |  |  | FALSE | FALSE | FALSE | [20 empty] | DESKTOP-7EIEB7A\acont | 2022-06-28 13:12 | THOR\acont | 2024-10-09 10:48 | Cloned from Bosch FRAY5000-BR CLONED CLONED
681acc92-3782-4fb6-a437-0c9cbe96faf4 |  |  |  | North | Bosch | [5 empty] | Module | TRUE | VDA-70112-SMB | * | Surface Mount Box | 1 | [12 empty] | #FFFFFFFF |  |  | FALSE | FALSE | FALSE | [20 empty] | DESKTOP-7EIEB7A\acont | 2021-08-13 06:25 | THOR\acont | 2024-10-09 10:48
8d6365ab-66e1-4de8-b50a-0ca6278baeae | NFPA 170 STROBE WALL |  |  | North | Eaton Wheelock |  | Strobe |  |  |  | Module | TRUE | RS-241575W-FR | ++ | Strobe, 24 Vdc, Red, 15/75cd | 1 | 0 | 0.347 |  |  |  |  | FALSE | FALSE |  |  |  |  | #FF0070C0 | FA-NFPA 170 STROBE WALL | 1 | FALSE | FALSE | FALSE | 2022 | [13 empty] | FALSE | [5 empty] | THOR\acont | 2023-10-23 16:50 | THOR\acont | 2024-09-08 17:27 | Cloned from Eaton Wheelock RS-2415W-FR | [Eaton Wheelock] [NAC] [DC] RS-241575W-FR, RSS-241575W-FR, RSSP-241575W-FR
e821e319-14ff-48a7-9956-0cab47601ca8 |  |  |  | North | Edwards |  | Hardware |  |  |  | Hardware | TRUE | FW-HSSD5 |  | Single VESDA HLI "PIN" code. (1) to twenty (5) VESDA HLI to FireWorks | 1 | [6 empty] | FALSE | [5 empty] | #FFFFFFFF |  |  | FALSE | FALSE | FALSE | [14 empty] | FALSE | [7 empty] | THOR\acont | 2024-10-09 10:48
a00ac675-95fc-4429-8703-0cabd7c05e7b | NFPA 170 FIRE ALARM CONTROL UNIT | RISER FACP |  | North | Siemens |  | Fire Alarm Control Unit |  |  |  | Assembly | TRUE | FV924 |  | ASSEMBLY, Cerberus PRO 504-point addressable intelligent voice communication system | 1 | [6 empty] | FALSE | [5 empty] | #FFFF0000 | FA-NFPA 170 FIRE ALARM CONTROL UNIT | 1 | FALSE | FALSE | FALSE | 202 | [8 empty] | 7,12,18,24 |  |  |  |  | TRUE | [5 empty] | DESKTOP-7EIEB7A\acont | 2021-01-21 14:25 | THOR\acont | 2024-09-08 17:27 | Cloned from Siemens FV922
89ce3129-56e9-4e1e-9dc1-0caf72759419 |  |  |  | North | Bosch | [5 empty] | Module | TRUE | F.01U.286.255 | * | FLEXIDOME IP MICRO 5000 | 1 | [12 empty] | #FFFFFFFF |  |  | FALSE | FALSE | FALSE | [20 empty] | DESKTOP-7EIEB7A\acont | 2021-08-13 06:25 | THOR\acont | 2024-10-09 10:48
742546a6-8641-40cc-a851-0cbd1423051c |  |  |  | North | Notifier |  | Cards & Components |  |  |  | Card | TRUE | IPDACT-2/2UD |  | IPDACT Internet Monitoring Module: Connects to primary and secondary DACT telephone output ports for internet communications over customer-provided Ethernet connection | 1 | [6 empty] | TRUE | FALSE |  |  |  |  | #FFFFFFFF |  |  | FALSE | FALSE | FALSE | [14 empty] | FALSE | [7 empty] | THOR\acont | 2024-10-09 10:48
ee91e39b-566b-4e66-ac75-0cc24b707918 | NFPA 170 WIRELESS CONTROL UNIT |  |  | North | Invionics |  | Wireless Control Unit |  |  |  | Module | TRUE | EH4104R | + | Single Zone Fire RF Receiver with Relays | 1 | 0.4 | 0.4 |  |  | 12 |  | TRUE | [5 empty] | #FFFF0000 | FA-NFPA 170 WIRELESS CONTROL UNIT | 1 | FALSE | FALSE | FALSE | [20 empty] | DESKTOP-7EIEB7A\acont | 2023-05-02 08:23 | THOR\acont | 2024-09-08 17:27 | Cloned from DMP 1100XHE | [Invionics] [IDC] [#5 RELAY] EH4104R [Invionics] [IDC] [#1 RELAY] EH4104R [Invionics] [AUX POWER] [*] [12VDC] EH4104R [Invionics] [IDC] [#2 RELAY] EH4104R [Invionics] [IDC] [#4 RELAY] EH4104R [Invionics] [IDC] [#3 RELAY] EH4104R | [Invionics] EH4104R
b8e9942f-6f28-47a4-bb93-0cc3bb0c2a2f | NFPA 170 DOOR HOLDER |  |  | North | Hochiki |  | Door Holder |  |  |  | Module | TRUE | DH24120GB2 |  | RSG Door Holder, Ground Mount, Brass Finish, Double Coil, 24V | 1 | 0.02 | [5 empty] | FALSE |  | GROUND | *Refer to Install Sheet | SINGLE GANG | 1-GANG | #FFFF0000 | FA-NFPA 170 DOOR HOLDER | 1 | FALSE | FALSE | FALSE | 2500 |  |  | 3550-0028:0210 | [10 empty] | FALSE | [5 empty] | DESKTOP-7SAL8M7\acont | 2019-12-02 11:11 | THOR\acont | 2024-09-08 17:27 | Cloned from Hochiki DH24120FPC CLONED CLONED CLONED CLONED CLONED CLONED | [ASSA ABLOY, Bosch, Hochiki, N/A, Notifier, Potter, Rixson, RSG, Silent Knight, System Sensor] [AUX POWER] [DOOR RELEASE] 7200, ADI_K7-998TRI689, D370, D370C, DH Series, DH(1224)FPC, DH(1224)GPC, DH(1224)RPC, DH(1224)SPC, DH(24120)FPC, DH(24120)GPC, DH(2 [Bosch, Hochiki, N/A, Notifier, Potter, Rixson, RSG, Silent Knight, System Sensor] [AUX POWER] [DOOR RELEASE] ADI_K7-998TRI689, D370, D370C, DH Series, DH(1224)FPC, DH(1224)GPC, DH(1224)RPC, DH(1224)SPC, DH(24120)FPC, DH(24120)GPC, DH(24120)GPC2, DH(2412 [Bosch, Generic, Hochiki, N/A, Notifier, Potter, Rixson, RSG, Silent Knight, System Sensor] [RELAY] [DOOR RELEASE] 110VAC DOOR HOLDER, ADI_K7-998TRI689, D370, D370C, DH Series, DH(1224)FPC, DH(1224)GPC, DH(1224)RPC, DH(1224)SPC, DH(24120)FPC, DH(24120)GP
577233cf-8e52-4086-8064-0ccbbe0edf9b | HEAT DETECTOR |  |  | North | Autocall |  | Heat Detector |  |  |  | Module | TRUE | A4098-5611 | ++ | Heat detector at a 135°F or 57.2°C fixed temperature. | 1 | 7e-05 | 0.033 |  |  | 33 | 10.5 | FALSE | TRUE |  |  |  |  | #FFFF0000 | FA-HEAT DETECTOR | 1 | FALSE | FALSE | FALSE | 1408 | [13 empty] | FALSE |  |  | 135° |  |  | THOR\acont | 2023-11-22 13:40 | THOR\acont | 2024-09-08 17:27 | Cloned from Autocall 4098-5602 CLONED CLONED | [Autocall] [IDC] [*] [#1 ALARM] A4098-5601 (C), A4098-5602 (C), A4098-5610 (C), A4098-5611 (C), A4098-5612 (C), A4098-5613 (C)
78f0906b-ba6f-4a4f-a096-0cd66f46f4c9 | NFPA 170 SMOKE DETECTOR |  |  | North | Gamewell FCI |  | Smoke Detector |  |  |  | Module | TRUE | WSD-P | + | Addressable Wireless Photo Detector | 1 | [6 empty] | FALSE | TRUE |  |  |  |  | #FFFF0000 | FA-NFPA 170 SMOKE DETECTOR | 1 | FALSE | FALSE | FALSE | 1408 | [13 empty] | FALSE |  |  | W |  |  | DESKTOP-7SAL8M7\acont | 2020-03-19 13:00 | THOR\acont | 2024-09-08 17:27 | Cloned from Firelite W-SD355 | [Farenhyt, Firelite, Gamewell FCI, Notifier, Silent Knight] [SWIFT MESH DEVICES] 02 FWD-200 ACCLIMATE (C), FWD-200P (C), WIDP-PHOTO w/B210W (C), WIDP-PHOTO-T w/B210W (C), W-SD355 (C), W-SD355T (C), WSD-ACCLIMATE (C), WSD-P (C), WSK-PHOTO (C), WSK-PHOTO-T [Gamewell FCI] [SLC SENSORS] [*] [#4 TYPE ADDR ¦ SENSORS] ADPF (C), ASD-PL2F w/B200S-LF-WH (C), ASD-PL2F w/B210LP (C), ASD-PL2FR (C), ASD-PL3 w/B200S-LF-WH (C), ASD-PL3 w/B200SR-LF-WH (C), ASD-PL3 w/B200SR-WH (C), ASD-PL3 w/B224BI-WH (C), ASD-PL3 w/B224R [Gamewell FCI] [SLC MODULES SENSORS] [*] [#2 SHARED ADDR ¦ SENSORS] ADPF (C), ASD-PL2F w/B200S-LF-WH (C), ASD-PL2F w/B210LP (C), ASD-PL2FR (C), ASD-PL3 w/B200S-LF-WH (C), ASD-PL3 w/B200SR-LF-WH (C), ASD-PL3 w/B200SR-WH (C), ASD-PL3 w/B224BI-WH (C), ASD-P
b09e9817-401c-426c-af91-0cdac3895fd1 |  |  |  | North | Edwards |  | Cards & Components |  |  |  | Card | TRUE | ANS50AMD |  | 50W audio notification module, /w microphone & DMR | 1 | [6 empty] | TRUE | [5 empty] | #FFFFFFFF |  |  | FALSE | FALSE | FALSE | [14 empty] | FALSE | [7 empty] | THOR\acont | 2024-10-09 10:48 |  |  | [Edwards, Kidde] ANS50A, ANS50AM, ANS50AMD, ANS50AMD2
a0f34ace-eda6-4420-9f6f-0cde2adf6a9b | NFPA 170 SPEAKER STROBE CEILING |  |  | North | Edwards |  | Speaker/Strobe |  |  |  | Module | TRUE | GCWN-S7VMHA |  | 70V Speaker/Strobe white, no markings, High cd, amber | 1 | 0 | 0.342 |  |  |  |  | FALSE | TRUE |  |  |  |  | #FF0070C0 | FA-NFPA 170 SPEAKER STROBE CEILING | 1 | FALSE | FALSE | FALSE | 2020 | [13 empty] | FALSE |  |  | C |  |  |  |  | THOR\acont | 2024-09-08 17:27 |  | [Edwards, Kidde] [NAC] [24 VDC] EGCF-S2VMH (C), EGCF-VMH (C), GCF-S2VMH (C), GCF-S7VMH (C), GCF-VMH (C), GCHFRF-S2VMCH (C), GCHFRF-S7VMCH (C), GCHFRN-S2VMCH (C), GCHFRN-S7VMCH (C), GCHFWA-S2VMAH (C), GCHFWA-S2VMCH (C), GCHFWA-S7VMAH (C), GCHFWA-S7VMCH (C [Edwards, Kidde] [NAC] [16 VDC] EGCF-S2VMH (C), EGCF-VMH (C), GCF-S2VMH (C), GCF-S7VMH (C), GCF-VMH (C), GCHFRF-S2VMCH (C), GCHFRF-S7VMCH (C), GCHFRN-S2VMCH (C), GCHFRN-S7VMCH (C), GCHFWA-S2VMAH (C), GCHFWA-S2VMCH (C), GCHFWA-S7VMAH (C), GCHFWA-S7VMCH (C [Edwards, Kidde] [AUDIO 70.7v] [70V AUDIO] G4F-S7, G4F-S7V1575, G4F-S7VM, G4HFRF-S7, G4HFRF-S7VMC, G4HFRN-S7, G4HFRN-S7VMC, G4HFWA-S7, G4HFWA-S7VMA, G4HFWA-S7VMC, G4HFWF-S7, G4HFWF-S7VMC, G4HFWN-S7, G4HFWN-S7VMA, G4HFWN-S7VMB, G4HFWN-S7VMC, G4RF-S7, G4RF
40273fc6-2471-4f7d-ba7f-0ce052fb7c45 | NFPA 170 ADDRESSABLE INPUT MONITOR MODULE |  |  | North | Notifier |  | Addressable Module |  |  |  | Module | TRUE | NMM-100P | ++ | Monitor module, miniature. | 1 | 0.00035 | 0.0006 |  |  |  |  | FALSE | FALSE |  |  |  |  | #FFFF0000 | FA-NFPA 170 ADDRESSABLE INPUT MONITOR MODULE | 1 | FALSE | FALSE | FALSE | 1000 | [13 empty] | FALSE | [7 empty] | THOR\acont | 2024-09-08 17:27 |  | [Honeywell, Notifier, System Sensor] [SLC MODULES SENSORS] [*] [#1 SHARED ADDR ¦ MODULES] 30-3013 w/FMM-101, Q3013D, ACM-8R, ACPS-610, AMPS-24, AMPS-24E, EM-1M, EM-1MI, EM-1MM, EM-1MMI, EM-1R, EM-1RI, EM-1SR, EM-1SRI, FCM-1, FCM-1-REL, FD7044 MM-101, FDM [Honeywell, Notifier, System Sensor] [SLC MODULES] [*] [#3 TYPE ADDR ¦ MODULES] 30-3013 w/FMM-101, Q3013D, ACM-8R, ACPS-610, AMPS-24, AMPS-24E, EM-1M, EM-1MI, EM-1MM, EM-1MMI, EM-1R, EM-1RI, EM-1SR, EM-1SRI, FCM-1, FCM-1-REL, FD7044 MM-101, FDM-1, FDRM-1 | [Notifier, Silent Knight] EM-1M, EM-1MI, EM-1MM, EM-1MMI, FD7044 MM-101, FMM-1, FMM-101, HFS-MM, NMM-100, NMM-100P
21c938ce-18c3-4b59-bddc-0ce1341cf478 | NFPA 170 HORN STROBE |  |  | North | Kidde |  | Horn/Strobe |  |  |  | Module | TRUE | INT-7AT |  | Temporal Horn-Strobe, 15/75cd, Red | 1 | [6 empty] | FALSE | [5 empty] | #FF0070C0 | FA-NFPA 170 HORN STROBE | 1 | FALSE | FALSE | FALSE | 2012 | [13 empty] | FALSE | [5 empty] | DESKTOP-7SAL8M7\acont | 2020-03-23 13:14 | THOR\acont | 2024-09-08 17:27 | Cloned from Kidde EG1F-HDVM | [Kidde] [NAC] [24 VDC, HIGH DB] INT-7AT [Kidde] [NAC] [16 VDC, HIGH DB] INT-7AT
270fd7dd-021a-4e5f-93a8-0ce49b222d7b |  |  |  | North | Gamewell FCI |  | Cards & Components |  |  |  | Card | TRUE | ANX-MR-UTP |  | Addressable Node Expander Multi-Ring Unshielded Twisted-Pair | 1 | 0.065 | 0.065 |  |  |  |  | TRUE | [5 empty] | #FFFFFFFF |  |  | FALSE | FALSE | FALSE | [14 empty] | FALSE | [7 empty] | THOR\acont | 2024-10-09 10:48
0137e9a2-37e2-41f5-90f5-0ceb9be26fd8 |  |  |  | North | Edwards |  | Hardware |  |  |  | Hardware | TRUE | EVSP |  | Spare Pushbutton | 1 | [6 empty] | FALSE | [5 empty] | #FFFFFFFF |  |  | FALSE | FALSE | FALSE | [14 empty] | FALSE | [7 empty] | THOR\acont | 2024-10-09 10:48
5e010ed9-347f-417f-adbe-0cefe8e20e83 | NFPA 170 HEAT DETECTOR |  |  | North | Edwards |  | Heat Detector |  |  |  | Module | TRUE | SIGA-HRD w/SIGA-AB4GT BASE | ++ | Intelligent fixed temperature/Rate-of-rise heat detector, Audible Sounder Base | 1 | 5.1e-05 | 6.8e-05 |  |  |  |  | FALSE | [5 empty] | #FFFF0000 | FA-NFPA 170 HEAT DETECTOR | 1 | FALSE | FALSE | FALSE | 1403 | [13 empty] | FALSE | [7 empty] | THOR\acont | 2024-10-08 16:26 | 20191121 AC Detector with base | [Edwards, Kidde] [SLC EST SENSORS] 01 [*] [EST3, iO1000] DS-HFS (C), DS-PS (C), FX-HD w/IB4U BASE, FX-HD w/RB4U BASE, FX-HD w/SB4U BASE, FX-HD w/SB4U-LF BASE, FX-HD wB4U BASE, FX-PD w/B4U BASE (C), FX-PD w/IB4U BASE (C), FX-PD w/SB4U BASE (C), FX-PD w/SB [Edwards, Kidde] [SLC EST MODULES SENSORS] [*] [#2 SHARED ADDR ¦ SENSORS] KI-DDOS (C), SIGA2-COS w/SIGA-AB4G BASE, SIGA2-COS w/SIGA-AB4G-LF BASE, SIGA2-COS w/SIGA-AB4GT BASE, SIGA2-COS w/SIGA-IB BASE, SIGA2-COS w/SIGA-RB BASE, SIGA2-COS w/SIGA-SB BASE, S [Edwards, Kidde] [SLC EST MODULES/SENSORS] 01 [*] [iO64] DS-HFS (C), DS-PS (C), FX-HD w/IB4U BASE, FX-HD w/RB4U BASE, FX-HD w/SB4U BASE, FX-HD w/SB4U-LF BASE, FX-HD wB4U BASE, FX-PD w/B4U BASE (C), FX-PD w/IB4U BASE (C), FX-PD w/SB4U BASE (C), FX-PD w/SB [Edwards, Kidde] [AUX POWER] KI-COD w/KI-ABDT BASE (C), KI-HCD w/KI-ABDT BASE, KI-HRD w/KI-ABDT BASE, KI-PCD w/KI-ABDT BASE (C), KI-PD w/KI-ABDT BASE (C), KI-PHCD w/KI-ABDT BASE (C), KI-PHD w/KI-ABDT BASE (C), KIR-COD w/KI-ABDT BASE (C), KIR-HCD w/KI-ABD [Edwards, Kidde] [SLC EST SENSORS] [*] [#4 TYPE ADDR ¦ SENSORS] KI-DDOS (C), SIGA2-COS w/SIGA-AB4G BASE, SIGA2-COS w/SIGA-AB4G-LF BASE, SIGA2-COS w/SIGA-AB4GT BASE, SIGA2-COS w/SIGA-IB BASE, SIGA2-COS w/SIGA-RB BASE, SIGA2-COS w/SIGA-SB BASE, SIGA2-HCOS
abbacdef-3c55-42b2-8e74-0cf31c4cb3b5 |  |  |  | North | Edwards |  | Cards & Components |  |  |  | Card | TRUE | 3-24R |  | 24 Red LED Display Mod | 1 | 0.002 | 0.038 |  |  |  |  | TRUE | [5 empty] | #FFFFFFFF |  |  | FALSE | FALSE | FALSE | [14 empty] | FALSE | [7 empty] | THOR\acont | 2024-10-09 10:48
0900d717-468e-462b-8a85-0cf364d50e88 | NFPA 170 NOTIFICATION CIRCUIT EXTENDER PANEL | RISER NAC |  | North | Eaton Wheelock |  | Notification Circuit Extender Panel |  |  |  | Assembly | TRUE | PS-12/24-8 |  | NAC Power Supply, 8 Amp | 1 | [6 empty] | FALSE | [5 empty] | #FFFF0000 | FA-NFPA 170 NOTIFICATION CIRCUIT EXTENDER PANEL | 1 | FALSE | FALSE | FALSE | 212 | [8 empty] | 7,12,18 |  |  |  |  | TRUE | [7 empty] | THOR\acont | 2024-09-08 17:27
fa58cf99-07e6-4f79-9a20-0cf4829cfa7e |  |  |  | North | Notifier |  | Cards & Components |  |  |  | Card | TRUE | ACPS-610 | + | 6.0 A or 10.0 A Addressable Charging Power Supply | 5 | 0.09 | 0.09 |  |  |  |  | TRUE | FALSE | SURFACE |  | PROVIDED ("WX"HX"D) | N/A | #FFFFFFFF |  |  | FALSE | FALSE | FALSE |  |  |  | 7165-0028:0224 | [5 empty] | 12,18,26,55,100,200 |  |  | 6 |  | FALSE | [7 empty] | THOR\acont | 2024-10-09 10:48 |  | [Notifier] [SLC MODULES] [#04 ++] ACPS-610, AMPS-24, AMPS-24E, NMM-100-10, NZM-100-6, PMB-AUX, XP10-M, XP6-C, XP6-MA, XP6-R [Notifier] [SLC MODULES/SENSORS] [#03 ++] ACPS-610, AMPS-24, AMPS-24E, FWSG, NMM-100-10, NZM-100-6, PMB-AUX, XP10-M, XP6-C, XP6-MA, XP6-R [Notifier] [NAC Trigger] [ALL DEVICES ++] ACPS-610 [Notifier] [SLC MODULES] [#05 ++] ACPS-610, AMPS-24, AMPS-24E, NMM-100-10, NZM-100-6, PMB-AUX, XP10-M, XP6-C, XP6-MA, XP6-R [Notifier] [SLC MODULES/SENSORS] [#02 ++] ACPS-610, AMPS-24, AMPS-24E, FDM-1, FDRM-1, FWSG, NDM-100, NMM-100-10, NZM-100-6, PMB-AUX, XP10-M, XP6-C, XP6-MA, XP6-R [Notifier] [SLC MODULES] [#02 ++] ACPS-610, AMPS-24, AMPS-24E, FDM-1, FDRM-1, FWSG, NDM-100, NMM-100-10, NZM-100-6, PMB-AUX, XP10-M, XP6-C, XP6-MA, XP6-R [Honeywell, Notifier, System Sensor] [SLC MODULES] [*] [#3 TYPE ADDR ¦ MODULES] 30-3013 w/FMM-101, Q3013D, ACM-8R, ACPS-610, AMPS-24, AMPS-24E, EM-1M, EM-1MI, EM-1MM, EM-1MMI, EM-1R, EM-1RI, EM-1SR, EM-1SRI, FCM-1, FCM-1-REL, FD7044 MM-101, FDM-1, FDRM-1 [Notifier] [SLC MODULES/SENSORS] [#04 ++] ACPS-610, AMPS-24, AMPS-24E, NMM-100-10, NZM-100-6, PMB-AUX, XP10-M, XP6-C, XP6-MA, XP6-R [Notifier] [SLC MODULES/SENSORS] [#05 ++] ACPS-610, AMPS-24, AMPS-24E, NMM-100-10, NZM-100-6, PMB-AUX, XP10-M, XP6-C, XP6-MA, XP6-R [Honeywell, Notifier, System Sensor] [SLC MODULES SENSORS] [*] [#1 SHARED ADDR ¦ MODULES] 30-3013 w/FMM-101, Q3013D, ACM-8R, ACPS-610, AMPS-24, AMPS-24E, EM-1M, EM-1MI, EM-1MM, EM-1MMI, EM-1R, EM-1RI, EM-1SR, EM-1SRI, FCM-1, FCM-1-REL, FD7044 MM-101, FDM [Notifier] [SLC MODULES] [#03 ++] ACPS-610, AMPS-24, AMPS-24E, FWSG, NMM-100-10, NZM-100-6, PMB-AUX, XP10-M, XP6-C, XP6-MA, XP6-R | [Notifier] ACPS-610
5a0798c0-d505-4297-89d2-0cf4bb34daaa | NFPA 170 SMOKE CO DETECTOR |  |  | North | Edwards |  | Smoke/CO Detector |  |  |  | Module | TRUE | SIGA-OSCD w/SIGA-AB4G-LF BASE | ++ | Multisensor Smoke and CO Detector | 1 | 3.2e-05 | 4.5e-05 |  |  |  |  | FALSE | TRUE |  |  |  |  | #FFFF0000 | FA-NFPA 170 SMOKE CO DETECTOR | 1 | FALSE | FALSE | FALSE | 1410 | [13 empty] | FALSE |  |  | LF |  |  | HOMEAUGUSTXPS-1\aucon | 2021-01-17 11:59 | THOR\acont | 2024-10-08 16:47 | Cloned from Edwards SIGA2-PHCOS w/SIGA-AB4G-LF BASE | [Edwards, Kidde] [AUX POWER] FX-HD w/SB4U-LF BASE, FX-PD w/SB4U-LF BASE (C), FX-PHD w/SB4U-LF BASE (C), SIGA2-COS w/SIGA-AB4G-LF BASE, SIGA2-HCOS w/SIGA-AB4G-LF BASE, SIGA2-HFS w/SIGA-AB4G-LF BASE, SIGA2-HRS w/SIGA-AB4G-LF BASE, SIGA2-PCOS w/SIGA-AB4G-LF [Edwards, Kidde] [SLC EST MODULES/SENSORS] 01 [*] [iO64] DS-HFS (C), DS-PS (C), FX-HD w/IB4U BASE, FX-HD w/RB4U BASE, FX-HD w/SB4U BASE, FX-HD w/SB4U-LF BASE, FX-HD wB4U BASE, FX-PD w/B4U BASE (C), FX-PD w/IB4U BASE (C), FX-PD w/SB4U BASE (C), FX-PD w/SB [Edwards, Kidde] [SLC EST SENSORS] 01 [*] [EST3, iO1000] DS-HFS (C), DS-PS (C), FX-HD w/IB4U BASE, FX-HD w/RB4U BASE, FX-HD w/SB4U BASE, FX-HD w/SB4U-LF BASE, FX-HD wB4U BASE, FX-PD w/B4U BASE (C), FX-PD w/IB4U BASE (C), FX-PD w/SB4U BASE (C), FX-PD w/SB [Edwards, Kidde] [SLC EST SENSORS] [*] [#4 TYPE ADDR ¦ SENSORS] KI-DDOS (C), SIGA2-COS w/SIGA-AB4G BASE, SIGA2-COS w/SIGA-AB4G-LF BASE, SIGA2-COS w/SIGA-AB4GT BASE, SIGA2-COS w/SIGA-IB BASE, SIGA2-COS w/SIGA-RB BASE, SIGA2-COS w/SIGA-SB BASE, SIGA2-HCOS [Edwards, Kidde] [SLC EST MODULES SENSORS] [*] [#2 SHARED ADDR ¦ SENSORS] KI-DDOS (C), SIGA2-COS w/SIGA-AB4G BASE, SIGA2-COS w/SIGA-AB4G-LF BASE, SIGA2-COS w/SIGA-AB4GT BASE, SIGA2-COS w/SIGA-IB BASE, SIGA2-COS w/SIGA-RB BASE, SIGA2-COS w/SIGA-SB BASE, S
3cb4b60a-ac2c-4cc1-8ec5-0cfa671093db | NFPA 170 LCD ANNNUNCIATOR DISPLAY | RISER ANNUNCIATOR |  | North | Edwards |  | LCD Annunciator |  |  |  | Module | TRUE | 3-6ANN | ++ | Six Position Base Annunciator | 1 | 0.164 | 0.164 |  |  |  |  | FALSE | [5 empty] | #FFFF0000 | FA-NFPA 170 LCD ANNNUNCIATOR DISPLAY | 1 | FALSE | FALSE | FALSE | 257 | [8 empty] | 7,12,18 |  |  |  |  | FALSE | [5 empty] | DESKTOP-7EIEB7A\acont | 2022-07-26 10:35 | THOR\acont | 2024-09-08 17:27 | Cloned from Edwards 3-4ANN | [Edwards] [AUX POWER] [*] [ALL DEVICES ++] 3-10ANN, 3-4ANN, 3-6ANN, 3-LCDANN [Edwards] [RS-485] [ALL DEVICES ++] 3-10ANN, 3-4ANN, 3-6ANN, 3-LCDANN
9874327b-db5f-43f6-96f9-0d00a268c2b4 | NFPA 170 SPEAKER CEILING |  |  | North | Edwards |  | Speaker |  |  |  | Module | TRUE | 964-7A-8SW |  | 15/75cd Strobe, 8" Square Cone, 25V .5, 1, 2, 4w | 1 | [6 empty] | FALSE | TRUE |  |  |  |  | #FF0070C0 | FA-NFPA 170 SPEAKER CEILING | 1 | FALSE | FALSE | FALSE | 2019 | [13 empty] | FALSE |  |  | C |  |  |  |  | THOR\acont | 2024-09-08 17:27
4ca92120-58c9-4dd2-a01c-0d03f8f16cbe | NFPA 170 HEAT DETECTOR |  |  | North | Fenwal |  | Heat Detector |  |  |  | Module | TRUE | 12-E27121-000-04-0T | ++ | DETECT-A-FIRE Vertical Detector, 190°F (88°C), Brass Head, Close on Rise | 1 | [6 empty] | FALSE | TRUE |  |  |  |  | #FFFF0000 | FA-NFPA 170 HEAT DETECTOR | 1 | FALSE | FALSE | FALSE | 1403 | [13 empty] | FALSE |  |  | 190° |  |  | THOR\acont | 2024-02-20 12:45 | THOR\acont | 2024-09-08 17:27 | Cloned from Fenwal 12-X27020-000 | [Fenwal] [IDC] 01 12-E27121-000-04-0T (C), 12-F27121-000-06-0T (C), 12-X27020-000 (C), 12-X27020-001 (C), 12-X27021-000 (C), 12-X27021-001 (C), 12-X27121-000-600 (C), 12-X27121-001-600 (C), 27020-0 140°F (C), 27020-0 190°F (C), 27020-1 140°F (C), 27021-0
bb6365ab-16fb-415b-8328-0d09c4f5f2ae | NFPA 170 SMOKE DETECTOR |  |  | North | System Sensor |  | Smoke Detector |  |  |  | Module | TRUE | 4WITAR-B | ++ | 4-wire i3 Detector with Isolated Thermal Sensor, Sounder and Form C Relay | 1 | 5e-05 | 0.05 |  |  |  |  | TRUE | TRUE |  |  |  |  | #FFFF0000 | FA-NFPA 170 SMOKE DETECTOR | 1 | FALSE | FALSE | FALSE | 1408 | [16 empty] | 135°¦R¦SB |  |  | DESKTOP-7SAL8M7\acont | 2019-04-01 16:16 | THOR\acont | 2024-09-08 17:27 | 20191121 AC Detector without base | [Firelite, Macurco, Notifier, Silent Knight, System Sensor] [AUX POWER] [*] [AUX INPUT ++] 1251B (C), 1412B (C), 1424 (C), 2112/24AT (C), 2112/24S (C), 2112/24TS (C), 2112AITR (C), 2112ATR (C), 2112R (C), 2124AITR (C), 2124ATR (C), 2124R (C), 2151 w/B110 [Firelite, Macurco, Notifier, Silent Knight, System Sensor] [IDC] 01 [IDC 4-WIRE ++] 1251B (C), 1412B (C), 1424 (C), 2112/24AT (C), 2112/24S (C), 2112/24TS (C), 2112AITR (C), 2112ATR (C), 2112R (C), 2124AITR (C), 2124ATR (C), 2124R (C), 2151 w/B110RLP (C
4d893c81-5623-4487-91c8-0d0e7f57ed2b | NFPA 170 SMOKE DETECTOR |  |  | North | Potter |  | Smoke Detector |  |  |  | Module | TRUE | 5000-103 (Detector) | + | Fireray 5000 Beam Detector Head | 1 | [6 empty] | FALSE | TRUE |  |  |  |  | #FFFF0000 | FA-NFPA 170 SMOKE DETECTOR | 1 | FALSE | FALSE | FALSE | 1408 | [13 empty] | FALSE |  |  | SBD |  |  | DESKTOP-7SAL8M7\acont | 2020-05-29 08:18 | THOR\acont | 2024-09-08 17:27 | Cloned from Firelite BEAM355 | [Potter] [BEAM DET] 5000-031 (Detector) (C), 5000-103 (Detector) (C)
59ca818b-05b1-4793-b4eb-0d15a28badc6 | NFPA 170 STROBE WALL |  |  | North | Edwards |  | Strobe |  |  |  | Module | TRUE | G1VRN |  | Strobe, Wall, Red, None | 1 | [12 empty] | #FF0070C0 | FA-NFPA 170 STROBE WALL | 1 | FALSE | FALSE | FALSE | 2023 | [19 empty] | DESKTOP-7SAL8M7\acont | 2020-02-25 06:42 | THOR\acont | 2024-09-08 17:27 | Cloned from Kidde EG1VRN | [Edwards, Kidde] [NAC] [16-33 VDC] EG1VRF, EG1VRN, EG1VWF, EG1VWN, G1VRF, G1VRN, G1VWF, G1VWN [Edwards, Kidde] [NAC] [16-33 VFWR] EG1VRF, EG1VRN, EG1VWF, EG1VWN, G1VRF, G1VRN, G1VWF, G1VWN
10e170dc-c29c-482a-a7fc-0d17e76ef4ec |  |  |  | North | Edwards |  | Hardware |  |  |  | Hardware | TRUE | BPS10A-6 |  | 6 Pack, Remote Booster Power Supply, 10A, 120Vac, red | 1 | [6 empty] | FALSE | [5 empty] | #FFFFFFFF |  |  | FALSE | FALSE | FALSE | [14 empty] | FALSE | [7 empty] | THOR\acont | 2024-10-09 10:48
bc4a4084-a2e4-4856-b985-0d1a7efb3302 | NFPA 170 WIRELESS CONTROL UNIT |  |  | North | Farenhyt |  | Wireless Control Unit |  |  |  | Module | TRUE | W-DIS-D | + | LCD User Interface for use with the W-GATE | 1 | 0.03 | 0.03 |  |  |  |  | FALSE | [5 empty] | #FFFF0000 | FA-NFPA 170 WIRELESS CONTROL UNIT | 1 | FALSE | FALSE | FALSE | [14 empty] | FALSE |  |  | W-DIS-D |  |  | AUGUSTXPS17-EUP\aucon | 2022-07-12 06:25 | THOR\acont | 2024-09-08 17:27 | Cloned from Firelite W-DIS-D | [ADT Unimode, Eaton Wheelock, Farenhyt, Firelite, Gamewell FCI, Monaco Enterprises, Notifier, Potter, Secutron, Silent Knight] [AUX POWER] [*] 790-012-00, ACM-16ATF, ACM-30, ACM-32AF, ACM-48A, ACM-8RF, ADT-LCD-80, AEM-16ATF, AEM-32AF, AFM-16AF, AFM-16ATF [Farenhyt, Firelite, Gamewell FCI] [RS-485] ANN-100, ANN-80, ANN-80-W, ANN-I/O, ANN-I/O LED, ANN-LC, ANN-LED, ANN-RLED, ANN-RLY, ANN-S/PG, GFANN-80, GFANN-80-W, VW-DIS-D, W-DIS-D | [Farenhyt, Firelite, Gamewell FCI, Notifier, Silent Knight] VW-DIS-D, W-DIS-D
29442c4a-e31a-434a-856d-0d1b60d6832c | NFPA 170 SPEAKER STROBE |  |  | North | Eaton Wheelock |  | Speaker/Strobe |  |  |  | Module | TRUE | ELSPSTW-M | + | WALL SPEAKER STROBE, WHITE, EMERGENCY | 1 | [6 empty] | TRUE | [5 empty] | #FF0070C0 | FA-NFPA 170 SPEAKER STROBE | 1 | FALSE | FALSE | FALSE | 2020 | [19 empty] | DESKTOP-7EIEB7A\acont | 2021-04-29 07:55 | THOR\acont | 2024-09-08 17:27 | Cloned from Eaton Wheelock ELSPSTW-AL CLONED | [Eaton Wheelock] [NAC] [24VFWR] ELSPSTR, ELSPSTR-AL, ELSPSTR-M, ELSPSTR-N, ELSPSTW, ELSPSTW-AL, ELSPSTW-M, ELSPSTW-N [Concealite, Eaton Wheelock] [AUDIO 25v] [25V AUDIO] ELSPKR, ELSPKR-AL, ELSPKRC (C), ELSPKRC-AL (C), ELSPKRC-N (C), ELSPKR-N, ELSPKW, ELSPKW-AL, ELSPKWC (C), ELSPKWC-AL (C), ELSPKWC-N (C), ELSPKW-N, ELSPSTR, ELSPSTR-AL, ELSPSTRC (C), ELSPSTRC-AL (C), ELS [Eaton Wheelock] [NAC] [24VDC] ELSPSTR, ELSPSTR-AL, ELSPSTR-M, ELSPSTR-N, ELSPSTW, ELSPSTW-AL, ELSPSTW-M, ELSPSTW-N [Concealite, Eaton Wheelock] [AUDIO 70.7v] [70V AUDIO] ELSPKR, ELSPKR-AL, ELSPKRC (C), ELSPKRC-AL (C), ELSPKRC-N (C), ELSPKR-N, ELSPKW, ELSPKW-AL, ELSPKWC (C), ELSPKWC-AL (C), ELSPKWC-N (C), ELSPKW-N, ELSPSTR, ELSPSTR-AL, ELSPSTRC (C), ELSPSTRC-AL (C), E
1dbf037b-7f32-4cad-99eb-0d1cf8ac43b0 |  |  |  | North | GRI PRODUCTS | Security/Access Control |  |  |  |  | Module | TRUE | 8484-T |  |  | 1 | [12 empty] | #FFFFFFFF |  |  | FALSE | FALSE | FALSE | [20 empty] | THOR\acont | 2024-03-12 21:43 | THOR\acont | 2024-10-09 10:48
f124b442-3367-4f60-ac57-0d20985bafda | NFPA 170 WIRELESS CONTROL UNIT |  |  | North | Potter |  | Wireless Control Unit |  |  |  | Module | TRUE | WR | + | Wireless Repeater | 1 | 0.023 | 0.023 |  |  |  |  | FALSE | [5 empty] | #FFFF0000 | FA-NFPA 170 WIRELESS CONTROL UNIT | 1 | FALSE | FALSE | FALSE | [14 empty] | FALSE |  |  | RPT |  |  | DESKTOP-QGO6JOK\acont | 2021-08-06 10:41 | THOR\acont | 2024-09-08 17:27 | Cloned from Firelite W-GATE | [Potter] [AUX POWER] [*] 5000-103 (Controller) (C), CPS-24 w/SB, WR, WRX-R [Potter] [POTTER WIRELESS] WR, WTX-M [ADT Unimode, Eaton Wheelock, Farenhyt, Firelite, Gamewell FCI, Monaco Enterprises, Notifier, Potter, Secutron, Silent Knight] [AUX POWER] [*] 790-012-00, ACM-16ATF, ACM-30, ACM-32AF, ACM-48A, ACM-8RF, ADT-LCD-80, AEM-16ATF, AEM-32AF, AFM-16AF, AFM-16ATF
aac31dcb-29a2-4167-89db-0d21f145c39f | NFPA 170 NOTIFICATION CIRCUIT EXTENDER PANEL | RISER NAC |  | North | Firelite |  | Notification Circuit Extender Panel |  |  |  | Assembly | TRUE | FL-PS6 w/ZNAC-PS | + | 6.0 A, 120 VAC remote charger power supply in a lockable,metal enclosure, Class A | 1 | [6 empty] | FALSE | FALSE | SURFACE |  | PROVIDED | N/A | #FFFF0000 | FA-NFPA 170 NOTIFICATION CIRCUIT EXTENDER PANEL | 1 | FALSE | FALSE | FALSE | 212 |  |  | 7315-0028:0225 | [5 empty] | 7,12,18,34 |  |  |  |  | TRUE | [5 empty] | DESKTOP-7EIEB7A\acont | 2022-05-06 14:25 | THOR\acont | 2024-09-08 17:27 | Cloned from Firelite FL-PS6
81382a80-ba94-4faf-99d5-0d2ffca498a0 | NFPA 170 REMOTE ANNUNCIATOR | RISER ANNUNCIATOR |  | North | Potter |  | Remote Annunciator |  |  |  | Module | TRUE | LED-AN |  | LED Annunciator for PFC-8500 | 1 | [6 empty] | FALSE | [5 empty] | #FFFF0000 | FA-NFPA 170 REMOTE ANNUNCIATOR | 1 | FALSE | FALSE | FALSE | 255 | [13 empty] | FALSE | [7 empty] | THOR\acont | 2024-09-08 17:27
b9d00df0-9653-4956-b0a1-0d321feeb49c |  |  |  | North | Edwards |  | Hardware |  |  |  | Hardware | TRUE | SV |  | SiteVision | 1 | [6 empty] | FALSE | [5 empty] | #FFFFFFFF |  |  | FALSE | FALSE | FALSE | [14 empty] | FALSE | [7 empty] | THOR\acont | 2024-10-09 10:48
a3409094-f77e-45d7-a61a-0d333be83e26 |  |  |  | North | Autocall |  | Cards & Components |  |  |  | Card | TRUE | A010-9908 |  | 4 Point Aux Relay Module | 1 | 0.015 | 0.06 |  |  |  |  | TRUE | [5 empty] | #FFFFFFFF |  |  | FALSE | FALSE | FALSE | [20 empty] | DESKTOP-7SAL8M7\acont | 2019-10-21 12:43 | THOR\acont | 2024-10-09 10:48
3c581f3a-8689-451e-8914-0d33b2b5d2a5 | NFPA 170 FIRE ALARM CONTROL UNIT | RISER FACP |  | North | Notifier |  | Fire Alarm Control Unit |  |  |  | Assembly | TRUE | N16x | + | Intelligent fire alarm panel with one SLC loop, 10" touchscreen display, 4 NACs, and power supply in a black enclosure. | 1 | [6 empty] | FALSE | FALSE |  |  |  |  | #FFFF0000 | FA-NFPA 170 FIRE ALARM CONTROL UNIT | 1 | FALSE | FALSE | FALSE | 202 | [8 empty] | 7,12,18,26,33,55,100 |  |  |  |  | TRUE | [5 empty] | DESKTOP-7EIEB7A\acont | 2021-05-28 07:15 | THOR\acont | 2024-09-08 17:27 | Cloned from Notifier N16E
9026f29f-a1cd-42d2-ba8c-0d389de5de23 | NFPA 170 ADDRESSABLE OUTPUT MODULE |  |  | North | Gamewell FCI |  | Addressable Control/Relay |  |  |  | Module | TRUE | TC81021000 | + | Releasing Control Module | 1 | 0.0007 | 0.009 |  |  |  |  | FALSE | FALSE | FLUSH |  | 4" SQ. DEEP | N/A | #FFFF0000 | FA-NFPA 170 ADDRESSABLE OUTPUT MODULE | 1 | FALSE | FALSE | FALSE | 1100 |  |  | 7300-0028:0219 | [10 empty] | FALSE | [5 empty] | DESKTOP-7SAL8M7\acont | 2020-03-03 09:44 | THOR\acont | 2024-09-08 17:27 | Cloned from Gamewell AOM-2SF | [Gamewell FCI] [AUX POWER] TC81021000 [Gamewell FCI] [SLC MODULES] [*] [#3 TYPE ADDR ¦ MODULES] AMM-2F, AMM-2IF, AMM-2RF, AMM-2RIF, AMM-4F, AMM-4SF, AOM-2RF, AOM-2SF, AOM-TELF, MMI-10F, MMI-6SF, MMO-6RF, MMO-6SF, MS-7AF, MS-7ASF, MS-7S w/AMM-2F, MS-WS w/AMM-2F, TC81021000, VW-GATE, WAM-MM, W [Gamewell FCI] [SLC MODULES SENSORS] [*] [#1 SHARED ADDR ¦ MODULES] AMM-2F, AMM-2IF, AMM-2RF, AMM-2RIF, AMM-4F, AMM-4SF, AOM-2RF, AOM-2SF, AOM-TELF, MMI-10F, MMI-6SF, MMO-6RF, MMO-6SF, MS-7AF, MS-7ASF, MS-7S w/AMM-2F, MS-WS w/AMM-2F, TC81021000, VW-DIS-D | [Gamewell FCI] TC81021000
5d91593e-1b8c-4f7b-b773-0d3a6d85e7ba | NFPA 170 HORN STROBE |  |  | North | Potter |  | Horn/Strobe |  |  |  | Module | TRUE | LFHS-110R | ++ | Low Profile Horn Strobe, Low Frequency, Fixed 110 Candela, Red | 1 | 0 | 0.326 |  |  |  |  | FALSE | [5 empty] | #FF0070C0 | FA-NFPA 170 HORN STROBE | 1 | FALSE | FALSE | FALSE | 2012 | [13 empty] | FALSE |  |  | LF |  |  |  |  | THOR\acont | 2024-09-08 17:27 |  | [Potter] [NAC] [UL MAX, HIGH DB, TEMPORAL 3] LFHS-110R, LFHS-110W [Potter] [NAC] [24 VDC, HIGH DB, TEMPORAL 3] LFHS-110R, LFHS-110W [Potter] [NAC] [UL MAX, HIGH DB, TEMPORAL 4] LFHS-110R, LFHS-110W [Potter] [NAC] [24 VDC, HIGH DB, TEMPORAL 4] LFHS-110R, LFHS-110W
bbc37a1b-6278-441b-9b70-0d4edb177406 |  |  |  | North | Fike |  | Cards & Components |  |  |  | Card | TRUE | 02-14851 |  | 485 to Single Mode Fiber Converter SC | 1 | 0.163 | 0.163 |  |  |  |  | TRUE | [5 empty] | #FFFFFFFF |  |  | FALSE | FALSE | FALSE | [14 empty] | FALSE | [5 empty] | AULAPTOP-PC\Aulaptop | 2019-07-06 06:59 | THOR\acont | 2024-10-09 10:48 | Cloned from Fike XXXX CLONED CLONED CLONED
1fe6b658-1e48-4203-8dc3-0d5ac252098b |  |  |  | North | Evax |  | Cards & Components |  |  |  | Card | TRUE | EVAX-100 Main Board | + | Main Board | 1 | 0.18 | 2.5 |  |  |  |  | TRUE | [5 empty] | #FFFFFFFF |  |  | FALSE | FALSE | FALSE | [13 empty] | 100 | TRUE | [7 empty] | THOR\acont | 2024-10-09 10:48 |  | [Evax] [VAC ] EVAX-100 Main Board, EVAX-100/4Z Main Board, EVAX-100/8Z Main Board, EVAX-100E Main Board, EVAX-25 Main Board, EVAX-25/4Z Main Board, EVAX-50 Main Board, EVAX-50/4Z Main Board [Evax] [NAC Trigger] EVAX-100 Main Board, EVAX-100/4Z Main Board, EVAX-100/8Z Main Board, EVAX-100E Main Board, EVAX-25 Main Board, EVAX-25/4Z Main Board, EVAX-50 Main Board, EVAX-50/4Z Main Board | [Evax] EVAX-100 Main Board, EVAX-100E Main Board
ab55a155-90b7-480b-91f0-0d64b15dd0e5 | NFPA 170 SMOKE CO DETECTOR |  |  | North | Gamewell FCI |  | Smoke/CO Detector |  |  |  | Module | TRUE | MCS-COP3 w/B224BI-WH | + | Intelligent multi-criteria photo/CO, bright white, Velociti w/ Intelligent relay base, white, UL listed | 1 | 0.0002 | 0.0045 |  |  |  |  | FALSE | TRUE | FLUSH |  | 4" SQ. DEEP | 3 "O" PLASTER RING | #FFFF0000 | FA-NFPA 170 SMOKE CO DETECTOR | 1 | FALSE | FALSE | FALSE | 1407 | [13 empty] | FALSE |  |  | I |  |  | DESKTOP-7SAL8M7\acont | 2020-11-19 16:12 | THOR\acont | 2024-09-08 17:27 | Cloned from Gamewell ASD-PL3 w/B224BI-WH | [Gamewell FCI] [SLC SENSORS] [*] [#4 TYPE ADDR ¦ SENSORS] ADPF (C), ASD-PL2F w/B200S-LF-WH (C), ASD-PL2F w/B210LP (C), ASD-PL2FR (C), ASD-PL3 w/B200S-LF-WH (C), ASD-PL3 w/B200SR-LF-WH (C), ASD-PL3 w/B200SR-WH (C), ASD-PL3 w/B224BI-WH (C), ASD-PL3 w/B224R
52771ec1-834d-4d64-9ddf-0d6643b5d881 | NFPA 170 ADDRESSABLE INPUT MONITOR MODULE |  |  | North | DMP |  | Addressable Module |  |  |  | Module | TRUE | 711 | ++ | Zone Expansion Input Module | 1 | 0.0126 | 0.013 |  |  | 12 |  | TRUE |  |  |  | 4.5" W × 2.75" H × 1.75" D |  | #FFFF0000 | FA-NFPA 170 ADDRESSABLE INPUT MONITOR MODULE | 1 | FALSE | FALSE | FALSE | 1000 | [19 empty] | AULAPTOP-PC\Aulaptop | 2019-03-06 15:32 | THOR\acont | 2024-09-08 17:27 | Cloned from New Part CLONED CLONED CLONED CLONED | [BluePoint, DMP] [DMP LX BUS] [*] [LX BUS] 711, 711S, 734, 734N, 734N-POE, 736P, 736V, 866, 867, BP-DHE-736PA | [DMP] 711, 711S
39f95b9d-36d0-4c90-a3a7-0d71908d8bba | NFPA 170 HORN STROBE |  |  | North | System Sensor |  | Horn/Strobe |  |  |  | Module | TRUE | P2RLED-P | ++ | 2-Wire, Horn Strobe, Red, Plain | 1 | 0 | 0.245 |  |  |  |  | FALSE | [5 empty] | #FF0070C0 | FA-NFPA 170 HORN STROBE | 1 | FALSE | FALSE | FALSE | 2012 | [13 empty] | FALSE | [5 empty] | DESKTOP-QGO6JOK\acont | 2023-10-18 21:11 | THOR\acont | 2024-09-08 17:27 | Cloned from System Sensor P2RL-P | [System Sensor] [NAC] [24VDC, TEMPORAL HIGH] P2GRLED, P2GWLED, P2RLED, P2RLED w/WAV-RL, P2RLED-P, P2RLED-SP, P2WLED, P2WLED w/ WAV-WL, P2WLED-P, P2WLED-SP [System Sensor] [NAC] [24VDC, TEMPORAL LOW] P2GRLED, P2GWLED, P2RLED, P2RLED w/WAV-RL, P2RLED-P, P2RLED-SP, P2WLED, P2WLED w/ WAV-WL, P2WLED-P, P2WLED-SP
62fb97c6-cb98-46c8-b383-0d7609a084c3 | NFPA 170 STROBE WALL |  |  | North | Eaton Wheelock |  | Strobe |  |  |  | Module | TRUE | LSTRC3 |  | CEILING STROBE RED | 1 | [6 empty] | TRUE | TRUE |  |  |  |  | #FF0070C0 | FA-NFPA 170 STROBE WALL | 1 | FALSE | FALSE | FALSE | 2023 | [19 empty] | DESKTOP-QMKR22O\aucon | 2020-07-31 11:20 | THOR\acont | 2024-09-08 17:27 | Cloned from Eaton Wheelock New Part | [Eaton Wheelock] [NAC] [UL MAX] LSTRC3 (C), LSTRC3-AL (C), LSTWC3 (C), LSTWC3-AL (C)
ad8d62a0-0fcc-479f-bfa0-0d7b5569a927 | NFPA 170 SMOKE DETECTOR |  |  | North | Silent Knight |  | Smoke Detector |  |  |  | Module | TRUE | SK-PHOTO-R-W | ++ | White, low-profile intelligent photoelectric sensor, remote test capable, for use with DNR/DNRW | 1 | 0.0002 | 0.0045 |  |  |  |  | FALSE | TRUE |  |  |  |  | #FFFF0000 | FA-NFPA 170 SMOKE DETECTOR | 1 | FALSE | FALSE | FALSE | 1408 | [13 empty] | FALSE | [5 empty] | DESKTOP-7EIEB7A\acont | 2023-02-17 06:48 | THOR\acont | 2024-09-08 17:27 | Cloned from Silent Knight SK-PHOTO-W w/B300-6 CLONED | [Farenhyt, Silent Knight] [SLC MODULES SENSORS] [*] [#2 SHARED ADDR ¦ SENSORS] CO1224TR w/ IDP-MINIMON, CO1224TR w/ IDP-MONITOR, DNR w/IDP-PHOTO-R-W (C), DNR w/SK-PHOTO-R-W (C), DNRW w/IDP-PHOTO-R-W (C), DNRW w/SK-PHOTO-R-W (C), HFS-D (C), HFS-P (C), HFS [Silent Knight, System Sensor] [SLC SK SENSORS] [*] [#4 TYPE ADDR ¦ SENSORS] DNR w/SK-PHOTO-R-W (C), DNRW w/SK-PHOTO-R-W (C), HFS-D (C), HFS-P (C), HFS-PT (C), HFS-T (C), OSI-RI-SK (C), SK-ACCLIMATE (C), SK-BEAM (C), SK-DUCT-W w/SK-PHOTO-R-W (C), SK-FIRE
22ac8037-32f7-4d80-955f-0d7ebb111248 | NFPA 170 ADDRESSABLE INPUT MONITOR MODULE |  |  | North | Notifier |  | Addressable Module |  |  |  | Module | TRUE | FDM-1 | ++ | Addressable Dual Monitor Module W/ FlashScan, 2 Class B | 2 | 0.00075 | 0.0064 |  |  |  |  | FALSE | FALSE | FLUSH |  | 4" SQ. DEEP | N/A | #FFFF0000 | FA-NFPA 170 ADDRESSABLE INPUT MONITOR MODULE | 1 | FALSE | FALSE | FALSE | 1000 |  |  | 7300-0028:0219 | [10 empty] | FALSE |  |  | DM |  |  |  |  | THOR\acont | 2024-09-08 17:27 |  | [Honeywell, Notifier, System Sensor] [SLC MODULES] [*] [#3 TYPE ADDR ¦ MODULES] 30-3013 w/FMM-101, Q3013D, ACM-8R, ACPS-610, AMPS-24, AMPS-24E, EM-1M, EM-1MI, EM-1MM, EM-1MMI, EM-1R, EM-1RI, EM-1SR, EM-1SRI, FCM-1, FCM-1-REL, FD7044 MM-101, FDM-1, FDRM-1 [Notifier] [SLC MODULES/SENSORS] [#02 ++] ACPS-610, AMPS-24, AMPS-24E, FDM-1, FDRM-1, FWSG, NDM-100, NMM-100-10, NZM-100-6, PMB-AUX, XP10-M, XP6-C, XP6-MA, XP6-R [Honeywell, Notifier, System Sensor] [SLC MODULES SENSORS] [*] [#1 SHARED ADDR ¦ MODULES] 30-3013 w/FMM-101, Q3013D, ACM-8R, ACPS-610, AMPS-24, AMPS-24E, EM-1M, EM-1MI, EM-1MM, EM-1MMI, EM-1R, EM-1RI, EM-1SR, EM-1SRI, FCM-1, FCM-1-REL, FD7044 MM-101, FDM [Notifier] [SLC MODULES] [#02 ++] ACPS-610, AMPS-24, AMPS-24E, FDM-1, FDRM-1, FWSG, NDM-100, NMM-100-10, NZM-100-6, PMB-AUX, XP10-M, XP6-C, XP6-MA, XP6-R | [Notifier] FDM-1, FDRM-1
64b5365d-bc87-4482-bdc3-0d86bf9e1c7f |  |  |  | North | GRI PRODUCTS | Security/Access Control |  |  |  |  | Module | TRUE | 184-12 |  |  | 1 | [12 empty] | #FFFFFFFF |  |  | FALSE | FALSE | FALSE | [20 empty] | THOR\acont | 2024-03-12 21:43 | THOR\acont | 2024-10-09 10:48
6bbf4b29-ed98-4fe4-989e-0d8a7a17f471 |  |  |  | North | Siemens |  | Hardware |  |  |  | Hardware | TRUE | WFPS-W | 500-636136 | AS HORN WEATHERPROOF FLUSH PLATE WHITE | 1 | [12 empty] | #FFFFFFFF |  |  | FALSE | FALSE | FALSE | [20 empty] | DESKTOP-7SAL8M7\acont | 2019-08-13 09:04 | THOR\acont | 2024-10-09 10:48 | B,T
8780fc06-c5bb-4b77-b42b-0d8b410f636e |  |  |  | North | Siemens | [5 empty] | Module | TRUE | PBH-1191 | 500-695081 | DETECTOR HEATER | 1 | [12 empty] | #FFFFFFFF |  |  | FALSE | FALSE | FALSE | [20 empty] | DESKTOP-7SAL8M7\acont | 2019-08-13 09:04 | THOR\acont | 2024-10-09 10:48
13bc0328-d8af-465a-91c3-0d96ed214d9a | NFPA 170 HEAT DETECTOR |  |  | North | Bosch |  | Heat Detector |  |  |  | Module | TRUE | FAH-440 w/FAA-440-B6 | + | Analog heat detector head, fixed/ROR w/6" Base | 1 | 0.017 | 0.017 |  |  |  |  | FALSE | TRUE |  |  |  |  | #FFFF0000 | FA-NFPA 170 HEAT DETECTOR | 1 | FALSE | FALSE | FALSE | 1403 | [13 empty] | FALSE | [5 empty] | DESKTOP-7EIEB7A\acont | 2021-06-09 08:18 | THOR\acont | 2024-09-08 17:27 | Cloned from Firelite H365R w/B300-6 | [Bosch] [SLC BOSCH MODULES SENSORS] [*] [#01 SENSORS ++] FAH-325 w/FAA-325-6 (C), FAH-325 w/FAA-325-B4 (C), FAH-325 w/FAA-325-B6S (C), FAH-440 w/FAA-440-B6 (C), FAI-325 w/FAA-325-6 (C), FAI-325 w/FAA-325-B4 (C), FAI-325 w/FAA-325-B6S (C), FAP-325 w/FAA-3
8490a987-4c96-4fb6-ac3e-0d9b555c10ae | NFPA 170 WIRELESS CONTROL UNIT |  |  | North | Firelite |  | Wireless Control Unit |  |  |  | Module | TRUE | WAV-WL | + | Wireless AV base, wall, white | 2 | [6 empty] | FALSE | [5 empty] | #FFFF0000 | FA-NFPA 170 WIRELESS CONTROL UNIT | 1 | FALSE | FALSE | FALSE | [14 empty] | FALSE |  |  | WAV-CWL |  |  | AUGUSTXPS17-EUP\aucon | 2022-07-12 06:43 | THOR\acont | 2024-09-08 17:27 | Cloned from Firelite WAV-CWL | [Firelite] [SLC MODULES SENSORS] [*] [#1 SHARED ADDR ¦ MODULES] BG-12LX, BG-12LXSP, CDRM-300, CMF-300, CMF-300-6, CRF-300, CRF-300-6, MDF-300, MMF-300, MMF-300-10, MMF-301, MMF-302, MMF-302-6, WAV-CRL, WAV-CWL, WAV-RL, WAV-WL, W-BG12LX, W-CRF, W-DIS-D, W [Firelite] [SLC MODULES] [*] [#3 TYPE ADDR ¦ MODULES] BG-12LX, BG-12LXSP, CDRM-300, CMF-300, CMF-300-6, CRF-300, CRF-300-6, MDF-300, MMF-300, MMF-300-10, MMF-301, MMF-302, MMF-302-6, WAV-CRL, WAV-CWL, WAV-RL, WAV-WL, W-BG12LX, W-CRF, W-GATE, W-MMF, W-SYN [Farenhyt, Firelite, Gamewell FCI, Notifier, Silent Knight] [SWIFT MESH DEVICES] 03 WAV-CRL, WAV-CWL, WAV-RL, WAV-WL [Farenhyt, Firelite, Gamewell FCI, Notifier, Silent Knight, System Sensor] [SWIFT MESH DEVICES] 01 HRL-LF w/ WAV-RL, HWL-LF w/ WAV-WL, P2RL w/WAV-RL, P2RLED w/WAV-RL, P2RL-LF w/ WAV-RL, P2WL w/ WAV-WL, P2WLED w/ WAV-WL, P2WL-LF w/ WAV-WL, SRL w/ WAV-RL, | [Farenhyt, Firelite, Gamewell FCI, Notifier, Silent Knight] WAV-CRL, WAV-CWL, WAV-RL, WAV-WL
87f7e27e-efff-4832-947e-0d9bb0ed681f |  |  |  | North | Potter | [5 empty] | Module | TRUE | PS120A Series |  | High/Low Pressure Switch | 1 | [6 empty] | FALSE | [5 empty] | #FFFFFFFF |  |  | FALSE | FALSE | FALSE |  |  |  | 7770-0328:0010 | [10 empty] | FALSE | [7 empty] | THOR\acont | 2024-10-09 10:48
e6975fc2-4275-42a7-ba45-0da0200df5ba |  |  |  | North | Simplex |  | Hardware |  |  |  | Hardware | TRUE | 2081-9276 | ++ | System Batteries, Sealed Lead-Acid, 33 Ah 2081-9276 ("square" case, use for new) | 1 | [12 empty] | #FFFFFFFF |  |  | FALSE | FALSE | FALSE | [20 empty] | AULAPTOP-PC\Aulaptop | 2019-07-04 04:36 | THOR\acont | 2025-02-04 10:07
68b2184f-f4ff-47e0-a508-0da270095903 | CADGEN SIREN |  |  | North | NASCOM |  | Notification Appliance |  |  |  | Module | TRUE | ALA-H508 |  | BURGLAR ALARM SIREN | 1 | [6 empty] | TRUE | [5 empty] | #FFFF0000 | FA-CADGEN SIREN | 1 | FALSE | FALSE | FALSE | [20 empty] | DESKTOP-7SAL8M7\acont | 2019-07-09 09:04 | THOR\acont | 2024-09-08 17:27 |  | [NASCOM] [AUDIO 25v] [25V AUDIO] ALA-H508
ab1a4eed-a5e5-4df9-9fde-0da32ce63e7d | NFPA 170 FIRE ALARM CONTROL UNIT | RISER FACP |  | North | NAPCO |  | Fire Alarm Control Unit |  |  |  | Assembly | TRUE | GEMC-FW-255KT | + | 255 Point GEM-C Firewolf™ 24V Commercial Fire System Kit | 1 | [12 empty] | #FFFF0000 | FA-NFPA 170 FIRE ALARM CONTROL UNIT | 1 | FALSE | FALSE | FALSE | 202 | [13 empty] | TRUE | [5 empty] | DESKTOP-7SAL8M7\acont | 2020-01-21 11:59 | THOR\acont | 2024-09-08 17:27
528ba80d-8a40-45e9-be5b-0da3d7806b6e |  |  |  | North | Siemens |  | Cards & Components |  |  |  | Card | TRUE | FV2050 Main Board |  | CARD, MAIN BOARD | 1 | [6 empty] | TRUE | [5 empty] | #FFFFFFFF |  |  | FALSE | FALSE | FALSE | [20 empty] | AULAPTOP-PC\Aulaptop | 2019-04-20 13:33 | THOR\acont | 2024-10-09 10:48
aad96f48-50af-4a24-a6de-0dad796d2b1a | NFPA 170 ADDRESSABLE INPUT MONITOR MODULE |  |  | North | DMP |  | Addressable Module |  |  |  | Module | TRUE | 714-16 |  | 16 Zone Input Module, gray Model 340 enclosure | 1 | 0.0456 | 0.052 |  |  |  |  | FALSE | [5 empty] | #FFFF0000 | FA-NFPA 170 ADDRESSABLE INPUT MONITOR MODULE | 1 | FALSE | FALSE | FALSE | 1000 | [13 empty] | FALSE |  |  | 8 |  |  | DESKTOP-7SAL8M7\acont | 2020-08-19 11:29 | THOR\acont | 2024-09-08 17:27 | Cloned from DMP 714-8 | [BluePoint, DMP] [DMP LX BUS] [*] [LX BUS] 712-8, 714, 714-16, 714-16L-G, 714-16L-R, 714-16PCB, 714-16-R, 714-8, 714-8L-G, 714-8L-R, 714-8PCB, 714-8-R, 715-16, 715-16PCB, 715-8, 715-8 COPY, 715-8PCB, BP-DHE-714-8 | [DMP] 714-16, 714-16L-G, 714-16L-R, 714-16PCB, 714-16-R, 715-16, 715-16PCB
0f5adefb-3499-4839-afaf-0db03d384a9c |  |  |  | North | Notifier |  | Hardware |  |  |  | Hardware | TRUE | ADDR-D4R |  | Four-tier-sized door designed for use with a CA-2 chassis mounted in the top rows. RED. | 1 | [6 empty] | FALSE |  | SURFACE |  | PROVIDED ("WX"HX"D) | N/A | #FFFFFFFF |  |  | FALSE | FALSE | FALSE |  |  |  | 7165-0028:0224 | [10 empty] | FALSE | [5 empty] | DESKTOP-7EIEB7A\acont | 2021-04-01 15:01 | THOR\acont | 2024-10-09 10:48 | Cloned from Notifier ADDR-D4
be8c8c29-70bc-4d68-ac8b-0db045476658 | NFPA 170 SMOKE DETECTOR |  |  | North | MIRCOM |  | Smoke Detector |  |  |  | Module | TRUE | MIX-2251TMB w/B501 | + | Intelligent AcclimateTM Multicriteria Smoke Sensor, Standard Base | 1 | 0.0003 | 0.0065 |  |  |  |  | FALSE | TRUE |  |  |  |  | #FFFF0000 | FA-NFPA 170 SMOKE DETECTOR | 1 | FALSE | FALSE | FALSE | 1408 | [13 empty] | FALSE |  |  | MC |  |  | DESKTOP-7SAL8M7\acont | 2019-04-12 12:55 | THOR\acont | 2024-09-08 17:27 | 20191121 AC Detector with base | [MIRCOM] [SLC MODULES SENSORS] [*] [#2 SHARED ADDR ¦ SENSORS] DNR w/MIX-2251BR (C), DNR w/MIX-2351RAP (C), MIX-1251AP w/B200SR-LF-WH (C), MIX-1251AP w/B200SR-WH (C), MIX-1251AP w/B210LP (C), MIX-1251AP w/B224RB-WH (C), MIX-1251AP w/B501 (C), MIX-1251B w/ [MIRCOM] [SLC SENSORS] [*] [#4 TYPE ADDR ¦ SENSORS] DNR w/MIX-2251BR (C), DNR w/MIX-2351RAP (C), MIX-1251AP w/B200SR-LF-WH (C), MIX-1251AP w/B200SR-WH (C), MIX-1251AP w/B210LP (C), MIX-1251AP w/B224RB-WH (C), MIX-1251AP w/B501 (C), MIX-1251B w/B200SR-LF-
9cbdedbf-0074-42ab-a41c-0dbb71e25215 | NFPA 170 STROBE CEILING |  |  | North | Siemens |  | Strobe |  |  |  | Module | TRUE | ST-75-CW-WP | 500-636105 | STROBE WEATHERPROOF WHITE - CEILING | 1 | [7 empty] | TRUE |  |  |  |  | #FF0070C0 | FA-NFPA 170 STROBE CEILING | 1 | FALSE | FALSE | FALSE | 2022 | [16 empty] | C |  |  | DESKTOP-7SAL8M7\acont | 2019-08-13 09:04 | THOR\acont | 2024-09-08 17:27 | B,T | [Siemens] [NAC] [16 VDC] ST-75-CR-WP (C), ST-75-CW-WP (C), ST-75-R-WP, ST-75-W-WP
7fc72505-05fe-4325-8d32-0dbed9c68961 |  |  |  | North | Kidde |  | Cards & Components |  |  |  | Card | TRUE | ANS50AMD2 |  | 50 Watt audio notification module with DMR and microphone | 1 | 0.15 | 0.8 |  |  |  |  | TRUE | [5 empty] | #FFFFFFFF |  |  | FALSE | FALSE | FALSE | [14 empty] | FALSE | [5 empty] | DESKTOP-7EIEB7A\acont | 2021-05-24 09:30 | THOR\acont | 2024-10-09 10:48 | Cloned from Edwards ANS50AMD2 |  | [Edwards, Kidde] ANS50A, ANS50AM, ANS50AMD, ANS50AMD2
52297bb7-3eaf-46f9-946b-0dbf011d33dc | NFPA 170 STROBE CEILING |  |  | North | Siemens |  | Strobe |  |  |  | Module | TRUE | SLSCR-F | S54329-F15-A2 | SLSCR-F ST,CLG,RED,FIRE | 1 | [7 empty] | TRUE |  |  |  |  | #FF0070C0 | FA-NFPA 170 STROBE CEILING | 1 | FALSE | FALSE | FALSE | 2022 | [19 empty] | DESKTOP-7SAL8M7\acont | 2019-08-13 09:04 | THOR\acont | 2024-09-08 17:27 |  | [Siemens] [NAC] [24 VDC] SL2SPSCW-F (C), SLSCR-AL (C), SLSCR-ALA (C), SLSCR-F (C), SLSCR-FB (C), SLSCR-N (C), SLSCR-NA (C), SLSCW-A (C), SLSCW-AL (C), SLSCW-ALA (C), SLSCW-F (C), SLSCW-FB (C), SLSCW-N (C), SLSCW-NA (C), SLSPSCR-A (C), SLSPSCR-AL (C), SLS
36c4b36d-63d1-40fc-8520-0dcb7a6416cc | NFPA 170 STROBE WALL |  |  | North | Kidde |  | Strobe |  |  |  | Module | TRUE | EG4VWF |  | Wall strobe, white, FIRE | 1 | [6 empty] | FALSE |  | GRSW-10 |  |  |  | #FF0070C0 | FA-NFPA 170 STROBE WALL | 1 | FALSE | FALSE | FALSE | 2023 | [13 empty] | FALSE | [5 empty] | DESKTOP-7SAL8M7\acont | 2020-08-19 11:55 | THOR\acont | 2024-09-08 17:27 | Cloned from Edwards G4VWF | [Edwards, Kidde] [NAC] [VDC] EG4VRF, EG4VRF-FR, EG4VRF-SP, EG4VRN, EG4VWF, EG4VWF-FR, EG4VWF-SP, EG4VWN, G4VRF, G4VRF-FR, G4VRF-SP, G4VRN, G4VWF, G4VWF-FR, G4VWF-SP, G4VWN [Edwards, Kidde] [NAC] [VFWR] EG4VRF, EG4VRF-FR, EG4VRF-SP, EG4VRN, EG4VWF, EG4VWF-FR, EG4VWF-SP, EG4VWN, G4VRF, G4VRF-FR, G4VRF-SP, G4VRN, G4VWF, G4VWF-FR, G4VWF-SP, G4VWN
41d56416-d27c-4f52-aa17-0dd17bc15472 | NFPA 170 AEROSOL ABORT SWITCH |  |  | North | Block Definition Only |  | Switch |  |  |  | Module | TRUE | NFPA 170 AEROSOL ABORT SWITCH |  | NFPA 170 AEROSOL ABORT SWITCH | 1 | [12 empty] | #FFFF0000 | FA-NFPA 170 AEROSOL ABORT SWITCH | 1 | FALSE | FALSE | FALSE | 901 | [19 empty] | AULAPTOP-PC\Aulaptop | 2020-03-26 07:41 | THOR\acont | 2024-09-08 17:27
30965d26-74e6-4c24-ae93-0dd319c72133 |  |  |  | North | Potter | [5 empty] | Module | TRUE | NGP-SPV AUTO |  | Self Purging Valve Kit with Automatic Valve | 1 | [6 empty] | FALSE | [5 empty] | #FFFFFFFF |  |  | FALSE | FALSE | FALSE | [14 empty] | FALSE | [7 empty] | THOR\acont | 2024-10-09 10:48
72e2a42b-d82f-4c23-a182-0dd50a225b8d |  |  |  | North | Notifier |  | Hardware |  |  |  | Hardware | TRUE | BAT-1270 | + | (1) 12V 7 AH BATTERY | 1 | [6 empty] | FALSE | [5 empty] | #FFFFFFFF |  |  | FALSE | FALSE | FALSE | [14 empty] | FALSE | [5 empty] | DESKTOP-7EIEB7A\acont | 2021-04-06 17:06 | THOR\acont | 2024-10-09 10:48 | Cloned from Power Sonic PS-1270
38ac9803-1731-494d-b5b8-0ddff1b15b58 |  |  |  | North | Notifier |  | Cards & Components |  |  |  | Card | TRUE | APS-6R | + | 6.0 Amp Auxilary Power Supply | 1 | 0 | 0 | 6 |  |  |  | TRUE | FALSE |  |  |  |  | #FFFFFFFF |  |  | FALSE | FALSE | FALSE | [14 empty] | FALSE | [5 empty] | DESKTOP-7EIEB7A\acont | 2022-03-30 08:52 | THOR\acont | 2024-10-09 10:48 | Cloned from Firelite FCPS-24FS6 Main Board | [Firelite, Notifier] [NAC Trigger] APS-26R, APS-6R, FCPS-24FS6 Main Board, FCPS-24FS8 Main Board | [Notifier] APS-26R, APS-6R
898fb1b0-f2ae-4a8a-8ceb-0de40d1c0ec3 | NFPA 170 SMOKE DETECTOR |  |  | North | Edwards |  | Smoke Detector |  |  |  | Module | TRUE | SIGA2-PS w/SIGA-RB BASE | ++ | Photoelectric Smoke Detector | 1 | 4.5e-05 | 4.5e-05 |  |  |  |  | FALSE | TRUE |  |  |  |  | #FFFF0000 | FA-NFPA 170 SMOKE DETECTOR | 1 | FALSE | FALSE | FALSE | 1408 | [13 empty] | FALSE | [7 empty] | THOR\acont | 2024-10-08 16:33 | 20191121 AC Detector with base | [Edwards, Kidde] [SLC EST MODULES SENSORS] [*] [#2 SHARED ADDR ¦ SENSORS] KI-DDOS (C), SIGA2-COS w/SIGA-AB4G BASE, SIGA2-COS w/SIGA-AB4G-LF BASE, SIGA2-COS w/SIGA-AB4GT BASE, SIGA2-COS w/SIGA-IB BASE, SIGA2-COS w/SIGA-RB BASE, SIGA2-COS w/SIGA-SB BASE, S [Edwards, Kidde] [SLC EST SENSORS] 01 [*] [EST3, iO1000] DS-HFS (C), DS-PS (C), FX-HD w/IB4U BASE, FX-HD w/RB4U BASE, FX-HD w/SB4U BASE, FX-HD w/SB4U-LF BASE, FX-HD wB4U BASE, FX-PD w/B4U BASE (C), FX-PD w/IB4U BASE (C), FX-PD w/SB4U BASE (C), FX-PD w/SB [Edwards, Kidde] [SLC EST SENSORS] [*] [#4 TYPE ADDR ¦ SENSORS] KI-DDOS (C), SIGA2-COS w/SIGA-AB4G BASE, SIGA2-COS w/SIGA-AB4G-LF BASE, SIGA2-COS w/SIGA-AB4GT BASE, SIGA2-COS w/SIGA-IB BASE, SIGA2-COS w/SIGA-RB BASE, SIGA2-COS w/SIGA-SB BASE, SIGA2-HCOS [Edwards, Kidde] [SLC EST MODULES/SENSORS] 01 [*] [iO64] DS-HFS (C), DS-PS (C), FX-HD w/IB4U BASE, FX-HD w/RB4U BASE, FX-HD w/SB4U BASE, FX-HD w/SB4U-LF BASE, FX-HD wB4U BASE, FX-PD w/B4U BASE (C), FX-PD w/IB4U BASE (C), FX-PD w/SB4U BASE (C), FX-PD w/SB
f387ba58-47a5-4f37-8bd9-0de6f4cc96da | NFPA 170 STROBE WALL |  |  | North | Edwards |  | Strobe |  |  |  | Module | TRUE | G4ERN-G |  | Strobe Expander, Red, no markings, green | 1 | 0 | 0.078 |  |  |  |  | FALSE | [5 empty] | #FF0070C0 | FA-NFPA 170 STROBE WALL | 1 | FALSE | FALSE | FALSE | 2023 | [13 empty] | FALSE | [7 empty] | THOR\acont | 2024-09-08 17:27 |  | [Edwards, Kidde] [NAC] [24 VDC] G4ERA-A, G4ERA-B, G4ERA-G, G4ERA-R, G4ERF-C, G4ERN-A, G4ERN-B, G4ERN-C, G4ERN-G, G4ERN-R, G4EWA-A, G4EWA-B, G4EWA-G, G4EWA-R, G4EWF-C, G4EWN-A, G4EWN-B, G4EWN-C, G4EWN-G, G4EWN-R, G4F-S2V1575, G4F-S2VM, G4F-S7V1575, G4F-S7 [Edwards, Kidde] [NAC] [16 VDC] G4ERA-A, G4ERA-B, G4ERA-G, G4ERA-R, G4ERF-C, G4ERN-A, G4ERN-B, G4ERN-C, G4ERN-G, G4ERN-R, G4EWA-A, G4EWA-B, G4EWA-G, G4EWA-R, G4EWF-C, G4EWN-A, G4EWN-B, G4EWN-C, G4EWN-G, G4EWN-R, G4F-S2V1575, G4F-S2VM, G4F-S7V1575, G4F-S7
658e1a94-a9ea-4a91-8f62-0df10e6b653f | NFPA 170 SMOKE DETECTOR |  |  | North | Notifier |  | Smoke Detector |  |  |  | Module | TRUE | CP-651 | ++ | Ionization Detector, conventional low profile | 1 | 0.0001 | 0.0001 |  |  |  |  | FALSE | TRUE |  |  |  |  | #FFFF0000 | FA-NFPA 170 SMOKE DETECTOR | 1 | FALSE | FALSE | FALSE | 1408 | [13 empty] | FALSE | [7 empty] | THOR\acont | 2024-09-08 17:27 | 20191121 AC Detector without base | [Det-Tronics, Edwards, Kidde, Notifier] [IDC] 01 30-3013, 30-3013 w/FMM-101, Q3013D, 5621 (C), 5622 (C), 5623 (C), 5624 (C), BNG-1, BNG-1F, BNG-1FTS, BNG-1R, BNG-1SP, BNG-1TS, BNG-1TSL, BNG-1TSR, BNG-1TSRL, CP-651 (C), HD-601 (C), HD-602 (C), HD-603 (C),
410a639c-0316-404c-b848-0df43444d73b | NFPA 170 SPEAKER WALL |  |  | North | Siemens |  | Speaker |  |  |  | Module | TRUE | SEH-W | S54360-F11-A2 | HIGH FIDELITY SPEAKER, SQUARE, HIFI, WALL, WHITE | 1 | [12 empty] | #FF0070C0 | FA-NFPA 170 SPEAKER WALL | 1 | FALSE | FALSE | FALSE | [20 empty] | DESKTOP-7SAL8M7\acont | 2019-08-13 09:04 | THOR\acont | 2024-09-08 17:27 |  | [Siemens] [AUDIO 70.7v] [70V AUDIO] SEH-AMC-W-ALERT, SEH-HMC-R, SEH-HMC-R-B, SEH-HMC-W, SEH-HMC-W-ALERT, SEH-HMC-W-B, SEH-MC-R, SEH-MC-R-ALERT, SEH-MC-R-B, SEH-MC-W, SEH-MC-W-ALERT, SEH-MC-W-B, SEH-MC-W-BLANK, SEH-R, SEH-W, SEH-W-ALERT [Siemens] [AUDIO 25v] [25V AUDIO] SEH-AMC-W-ALERT, SEH-HMC-R, SEH-HMC-R-B, SEH-HMC-W, SEH-HMC-W-ALERT, SEH-HMC-W-B, SEH-MC-R, SEH-MC-R-ALERT, SEH-MC-R-B, SEH-MC-W, SEH-MC-W-ALERT, SEH-MC-W-B, SEH-MC-W-BLANK, SEH-R, SEH-W, SEH-W-ALERT
db12322a-511a-4d93-b5b8-0dfcdad17ee4 | NFPA 170 SMOKE HEAT CO DETECTOR |  |  | North | Edwards |  | Smoke/Heat/CO Detector |  |  |  | Module | TRUE | SIGA-OSHCD w/SIGA-AB4G BASE | ++ | Multisensor Smoke, Heat, and CO Detector | 1 | 3.2e-05 | 4.5e-05 |  |  |  |  | FALSE | TRUE |  |  |  |  | #FFFF0000 | FA-NFPA 170 SMOKE HEAT CO DETECTOR | 1 | FALSE | FALSE | FALSE | 1408 | [13 empty] | FALSE | [5 empty] | DESKTOP-7EIEB7A\acont | 2021-06-10 11:10 | THOR\acont | 2024-09-08 17:27 | Cloned from Edwards SIGA-OSHD w/SIGA-AB4G BASE | [Edwards, Kidde] [SLC EST MODULES SENSORS] [*] [#2 SHARED ADDR ¦ SENSORS] KI-DDOS (C), SIGA2-COS w/SIGA-AB4G BASE, SIGA2-COS w/SIGA-AB4G-LF BASE, SIGA2-COS w/SIGA-AB4GT BASE, SIGA2-COS w/SIGA-IB BASE, SIGA2-COS w/SIGA-RB BASE, SIGA2-COS w/SIGA-SB BASE, S [Edwards, Kidde] [SLC EST MODULES/SENSORS] 01 [*] [iO64] DS-HFS (C), DS-PS (C), FX-HD w/IB4U BASE, FX-HD w/RB4U BASE, FX-HD w/SB4U BASE, FX-HD w/SB4U-LF BASE, FX-HD wB4U BASE, FX-PD w/B4U BASE (C), FX-PD w/IB4U BASE (C), FX-PD w/SB4U BASE (C), FX-PD w/SB [Edwards, Kidde] [AUX POWER] FX-HD w/SB4U BASE, FX-PD w/SB4U BASE (C), FX-PHD w/SB4U BASE (C), KI-COD w/KI-ABST BASE (C), KI-HCD w/KI-ABST BASE, KI-HRD w/KI-ABST BASE, KI-PCD w/KI-ABST BASE (C), KI-PD w/KI-ABST BASE (C), KI-PHCD w/KI-ABST BASE (C), KI-PH [Edwards, Kidde] [SLC EST SENSORS] [*] [#4 TYPE ADDR ¦ SENSORS] KI-DDOS (C), SIGA2-COS w/SIGA-AB4G BASE, SIGA2-COS w/SIGA-AB4G-LF BASE, SIGA2-COS w/SIGA-AB4GT BASE, SIGA2-COS w/SIGA-IB BASE, SIGA2-COS w/SIGA-RB BASE, SIGA2-COS w/SIGA-SB BASE, SIGA2-HCOS [Edwards, Kidde] [SLC EST SENSORS] 01 [*] [EST3, iO1000] DS-HFS (C), DS-PS (C), FX-HD w/IB4U BASE, FX-HD w/RB4U BASE, FX-HD w/SB4U BASE, FX-HD w/SB4U-LF BASE, FX-HD wB4U BASE, FX-PD w/B4U BASE (C), FX-PD w/IB4U BASE (C), FX-PD w/SB4U BASE (C), FX-PD w/SB
a97801f4-d2ad-44bf-a4b3-0e03d52cfb6a | NFPA 170 ISOLATION MODULE |  |  | North | Silent Knight |  | Isolator Module |  |  |  | Module | TRUE | ISO-6 | ++ | Six Fault Isolator Module | 1 | 0.0027 | 0.017 |  |  |  |  | TRUE | FALSE |  |  | 6.8"H x 5.8"W x 1.0"D |  | #FFFF0000 | FA-NFPA 170 ISOLATION MODULE | 1 | FALSE | FALSE | FALSE | 1200 | [13 empty] | FALSE | [5 empty] | DESKTOP-7SAL8M7\acont | 2020-08-31 14:48 | THOR\acont | 2024-09-08 17:27 | Cloned from Firelite ISO-6 | [Farenhyt, Silent Knight] [ISO] 01 [*] [ISO ++] IDP-ISO, ISO-6, SD500-LIM, SK-ISO
d5dec277-acfa-4f07-b84a-0e0661589c9f | CADGEN STI STOPPER |  |  | North | STI |  | Accessories |  |  |  | Module | TRUE | STI-1210C |  | Horn/Strobe Damage Stopper - Cover open back box, external mounting tabs | 1 | [6 empty] | FALSE | [5 empty] | #FFFF0000 | FA-CADGEN STI STOPPER | 1 | FALSE | FALSE | FALSE | [14 empty] | FALSE | [5 empty] | DESKTOP-7EIEB7A\acont | 2022-08-01 08:09 | THOR\acont | 2024-09-08 17:27 | Cloned from Edwards STI-1210B
43690c09-fcd4-4422-8ece-0e097f40d549 |  |  |  | North | Edwards |  | Cards & Components |  |  |  | Card | TRUE | QS4-CPU-1-FR |  | CPU/Display with 1 Annunciator Option Space, French | 1 | 0.199 | 0.235 |  |  |  |  | TRUE | [5 empty] | #FFFFFFFF |  |  | FALSE | FALSE | FALSE | [14 empty] | FALSE | [7 empty] | THOR\acont | 2024-10-09 10:48
6f825cd9-d901-4631-a376-0e0b5b583dcf |  |  |  | North | Edwards |  | Hardware |  |  |  | Hardware | TRUE | EVZSBLED |  | In-graphic LED - Blue for FSCS series graphics | 1 | [6 empty] | FALSE | [5 empty] | #FFFFFFFF |  |  | FALSE | FALSE | FALSE | [14 empty] | FALSE | [7 empty] | THOR\acont | 2024-10-09 10:48
62909e55-6764-48bf-a860-0e10e51c7cf3 |  |  |  | North | Edwards |  | Hardware |  |  |  | Hardware | TRUE | 4-CAB16DR |  | Red Door Assembly for 3-CAB7 | 1 | [12 empty] | #FFFFFFFF |  |  | FALSE | FALSE | FALSE | [20 empty] | DESKTOP-7SAL8M7\acont | 2019-12-13 12:52 | THOR\acont | 2024-10-09 10:48
79dbd6ca-c412-4ee6-a205-0e1674760ef6 | NFPA 170 SPEAKER STROBE |  |  | North | Siemens |  | Speaker/Strobe |  |  |  | Module | TRUE | SEF-MC-W | 500-636038+ | SPEAKER/STROBE FLUSH MULTI CANDELA WHITE | 1 | [12 empty] | #FF0070C0 | FA-NFPA 170 SPEAKER STROBE | 1 | FALSE | FALSE | FALSE | [20 empty] | DESKTOP-7SAL8M7\acont | 2019-08-13 09:04 | THOR\acont | 2024-09-08 17:27 |  | [Siemens] [AUDIO 70.7v] [70V AUDIO] SEF-MC-CW (C), SEF-MC-R, SEF-MC-W [Siemens] [AUDIO 25v] [25V AUDIO] SEF-MC-CW (C), SEF-MC-R, SEF-MC-W [Siemens] [NAC] [VDC] SEFH-AMC-W-ALERT, SEFH-MC-R, SEFH-MC-R-ALERT, SEFH-MC-W, SEFH-MC-W-ALERT, SEFH-MC-W-BLANK, SEF-MC-R, SEF-MC-W, SEH-MC-R, SEH-MC-R-ALERT, SEH-MC-R-B, SEH-MC-W, SEH-MC-W-ALERT, SEH-MC-W-B, SEH-MC-W-BLANK
fd9e5300-3ecd-4476-94bb-0e17badf6d69 | NFPA 170 SPEAKER CEILING |  |  | North | Siemens |  | Speaker |  |  |  | Module | TRUE | SLSPCW-N | S54329-F51-A2 | SLSPCW-N SPK,CLG,WHT,NO-TXT | 1 | [7 empty] | TRUE |  |  |  |  | #FF0070C0 | FA-NFPA 170 SPEAKER CEILING | 1 | FALSE | FALSE | FALSE | 2019 | [16 empty] | C |  |  | DESKTOP-7SAL8M7\acont | 2019-08-13 09:04 | THOR\acont | 2024-09-08 17:27 |  | [Siemens] [AUDIO 70.7v] [70V AUDIO] SL2SPSCW-F (C), SLSPCR-A (C), SLSPCR-AL (C), SLSPCR-F (C), SLSPCR-N (C), SLSPCW-A (C), SLSPCW-AL (C), SLSPCW-F (C), SLSPCW-N (C), SLSPSCR-A (C), SLSPSCR-AL (C), SLSPSCR-ALA (C), SLSPSCR-F (C), SLSPSCR-N (C), SLSPSCR-NA [Siemens] [AUDIO 25v] [25V AUDIO] SL2SPSCW-F (C), SLSPCR-A (C), SLSPCR-AL (C), SLSPCR-F (C), SLSPCR-N (C), SLSPCW-A (C), SLSPCW-AL (C), SLSPCW-F (C), SLSPCW-N (C), SLSPSCR-A (C), SLSPSCR-AL (C), SLSPSCR-ALA (C), SLSPSCR-F (C), SLSPSCR-N (C), SLSPSCR-NA (
1605c43f-1deb-49b9-9a0c-0e1f0fe198e0 | NFPA 170 SMOKE DETECTOR |  |  | North | Notifier |  | Smoke Detector |  |  |  | Module | TRUE | FSD-751P w/B210LP | ++ | DETECTOR, SMOKE, ADDRESSABLE PHOTO w/STANDARD BASE | 1 | 0.0003 | 0.0003 |  |  |  |  | FALSE | TRUE |  |  |  |  | #FFFF0000 | FA-NFPA 170 SMOKE DETECTOR | 1 | FALSE | FALSE | FALSE | 1408 | [13 empty] | FALSE | [7 empty] | THOR\acont | 2024-09-08 17:27 | 20191121 AC Detector with base | [Honeywell, Notifier, System Sensor] [SLC SENSORS] [*] [#4 TYPE ADDR ¦ SENSORS] 2251B (C), 2251-COPTIR (C), 2251-COPTIR w/B200S-WH (C), 2251TB (C), 2251TMB (C), 5251B (C), 5251B-WP (C), 5251H (C), 5251RB (C), 5251RB-WP (C), 7251 (C), 7251DH (C), DH200LP [Honeywell, Notifier, System Sensor] [SLC MODULES SENSORS] [*] [#2 SHARED ADDR ¦ SENSORS] 2251B (C), 2251-COPTIR (C), 2251-COPTIR w/B200S-WH (C), 2251TB (C), 2251TMB (C), 5251B (C), 5251B-WP (C), 5251H (C), 5251RB (C), 5251RB-WP (C), 7251 (C), 7251DH (C)
0e3521f4-4567-40b2-8460-0e237d486789 | NFPA 170 ABORT SWITCH |  |  | North | Autocall |  | Switch |  |  |  | Module | TRUE | A2080-9056 | ++ | Flush mount abort switch | 1 | [6 empty] | TRUE | [5 empty] | #FFFF0000 | FA-NFPA 170 ABORT SWITCH | 1 | FALSE | FALSE | FALSE | [20 empty] | THOR\acont | 2024-02-15 07:27 | THOR\acont | 2024-09-08 17:27 | Cloned from Fike 10-2965 | [Autocall, Simplex] [IDC] 03 [ACTIVATION] 2080-9056, 2080-9057, 2080-9067, 2080-9068, 2080-9069, 2080-9070, A2080-9056, A2080-9057, A2080-9067, A2080-9068, A2080-9069, A2080-9070 [Autocall, Simplex] [IDNet] [MODULES ++] 2080-9056, 2080-9057, 2080-9067, 2080-9068, 2080-9069, 2080-9070, 4009-9201 Main Board, 4009-9401 Main Board, 4010-9901, 4090-5261, 4090-9001, 4090-9002, 4090-9005, 4090-9006, 4090-9008, 4090-9116, 4098-9019 (Cont
728a699d-af96-44fd-8917-0e248afcc32d | NFPA 170 SYNC MODULE |  |  | North | System Sensor |  | Sync Module |  |  |  | Module | TRUE | MDL3W | + | Sync-Circuit Module, White | 1 | 0.015 | 0.015 |  |  |  |  | FALSE | FALSE |  |  |  |  | #FFFF0000 | FA-NFPA 170 SYNC MODULE | 1 | FALSE | FALSE | FALSE | 1300 | [13 empty] | FALSE | [7 empty] | THOR\acont | 2024-09-08 17:27 |  | [System Sensor] [NAC] [MASTER] MDL3R, MDL3W [System Sensor] [NAC] [SLAVE] MDL3R, MDL3W [System Sensor] [NAC] [#2] MDL3R, MDL3W
49cd130f-ec8f-4207-a654-0e4115e59986 | NFPA 170 LOCAL OPERATOR CONSOLE |  |  | North | Potter |  | Local Operator Console |  |  |  | Module | TRUE | PVX-RM8 |  | Remote Microphone With Select Switches | 1 | 0.012 | 0.0365 |  |  |  |  | FALSE | [5 empty] | #FFFF0000 | FA-NFPA 170 LOCAL OPERATOR CONSOLE | 1 | FALSE | FALSE | FALSE | 265 | [13 empty] | FALSE | [7 empty] | THOR\acont | 2024-09-08 17:27 |  | [Potter] [LOC] [*] PVX-RM, PVX-RM16, PVX-RM8
9d95f3ba-13f9-43d4-b6b3-0e42d175248b |  |  |  | North | Edwards |  | Cards & Components |  |  |  | Card | TRUE | iO64GL Mainboard |  | Mainboard for iO64GL assembly | 1 | 0.155 | 0.204 | 3.75 |  |  |  | TRUE | [5 empty] | #FFFFFFFF |  |  | FALSE | FALSE | FALSE | [14 empty] | FALSE | [7 empty] | THOR\acont | 2024-10-09 10:48 |  | [Edwards, Kidde, Macurco] [IDC] [#3 SUPERVISORY] 2IDC, 76-600000-001 Main Board, 76-800xxx-xxx Main Board, 77-600000-901 Main Board, 84-732001-901 Main Board, DVP-120 Mainboard, EST1-2Z Mainboard, FSP1004G Mainboard, FSP1004G-2 Mainboard, FSP1004GD Mainb [Edwards, Kidde] [VAC ] 2IDC, 76-600000-001 Main Board, 76-800xxx-xxx Main Board, 77-600000-901 Main Board, 84-732001-901 Main Board, APS10A Mainboard, APS6A Mainboard, BPS10A Mainboard, BPS10A/230 Mainboard, BPS6A Mainboard, BPS6A/230 Mainboard, EST1-2Z [Edwards, Kidde, Macurco] [IDC] [#1 ALARM] 2IDC, 76-600000-001 Main Board, 76-800xxx-xxx Main Board, 77-600000-901 Main Board, 84-732001-901 Main Board, DVP-120 Mainboard, EST1-2Z Mainboard, FSP1004G Mainboard, FSP1004G-2 Mainboard, FSP1004GD Mainboard, [Edwards, Kidde, Macurco] [IDC] [#2 TROUBLE] 2IDC, 76-600000-001 Main Board, 76-800xxx-xxx Main Board, 77-600000-901 Main Board, 84-732001-901 Main Board, DVP-120 Mainboard, EST1-2Z Mainboard, FSP1004G Mainboard, FSP1004G-2 Mainboard, FSP1004GD Mainboard | [Edwards, Kidde] FX-64R Mainboard, FX-64RD Mainboard, iO64G Mainboard, iO64G-2 Mainboard, iO64G-2-PG Mainboard, iO64G-2-SP Mainboard, iO64GD Mainboard, iO64GL Mainboard, iO64GL-F Mainboard, iO64G-PG Mainboard, iO64G-SP Mainboard, iO64R Mainboard, iO64R-2 [Edwards, Kidde] FX-1000 Mainboard, FX-1000D Mainboard, FX-64RD Mainboard, iO1000G Mainboard, iO1000G-2 Mainboard, iO1000G-2-PG Mainboard, iO1000G-2-SP Mainboard, iO1000GC Mainboard, iO1000GD Mainboard, iO1000G-F Mainboard, iO1000G-PG Mainboard, iO1000G-S [Edwards, Kidde] FX-64R Mainboard, FX-64RD Mainboard, iO64G Mainboard, iO64G-2 Mainboard, iO64G-2-PG Mainboard, iO64G-2-SP Mainboard, iO64GD Mainboard, iO64GL Mainboard, iO64GL-F Mainboard, iO64G-PG Mainboard, iO64G-SP Mainboard, iO64R Mainboard, iO64R-2 [Edwards, Kidde] FX-1000 Mainboard, FX-1000D Mainboard, FX-64RD Mainboard, iO1000G Mainboard, iO1000G-2 Mainboard, iO1000G-2-PG Mainboard, iO1000G-2-SP Mainboard, iO1000GC Mainboard, iO1000GD Mainboard, iO1000G-F Mainboard, iO1000G-PG Mainboard, iO1000G-S [Edwards, Kidde] FX-64R Mainboard, FX-64RD Mainboard, iO64G Mainboard, iO64G-2 Mainboard, iO64G-2-PG Mainboard, iO64G-2-SP Mainboard, iO64GD Mainboard, iO64GL Mainboard, iO64GL-F Mainboard, iO64G-PG Mainboard, iO64G-SP Mainboard, iO64R Mainboard, iO64R-2 [Edwards] iO64GL Mainboard
8dcac350-4147-4019-be10-0e432607e161 |  |  |  | North | Edwards |  | Cards & Components |  |  |  | Card | TRUE | iO64G-SP Mainboard |  | Mainboard for iO64G-SP assembly | 1 | 0.155 | 0.204 | 3.75 |  |  |  | TRUE | [5 empty] | #FFFFFFFF |  |  | FALSE | FALSE | FALSE | [14 empty] | FALSE | [7 empty] | THOR\acont | 2024-10-09 10:48 |  | [Edwards, Kidde, Macurco] [IDC] [#1 ALARM] 2IDC, 76-600000-001 Main Board, 76-800xxx-xxx Main Board, 77-600000-901 Main Board, 84-732001-901 Main Board, DVP-120 Mainboard, EST1-2Z Mainboard, FSP1004G Mainboard, FSP1004G-2 Mainboard, FSP1004GD Mainboard, [Edwards, Kidde, Macurco] [IDC] [#3 SUPERVISORY] 2IDC, 76-600000-001 Main Board, 76-800xxx-xxx Main Board, 77-600000-901 Main Board, 84-732001-901 Main Board, DVP-120 Mainboard, EST1-2Z Mainboard, FSP1004G Mainboard, FSP1004G-2 Mainboard, FSP1004GD Mainb [Edwards, Kidde, Macurco] [IDC] [#2 TROUBLE] 2IDC, 76-600000-001 Main Board, 76-800xxx-xxx Main Board, 77-600000-901 Main Board, 84-732001-901 Main Board, DVP-120 Mainboard, EST1-2Z Mainboard, FSP1004G Mainboard, FSP1004G-2 Mainboard, FSP1004GD Mainboard [Edwards, Kidde] [VAC ] 2IDC, 76-600000-001 Main Board, 76-800xxx-xxx Main Board, 77-600000-901 Main Board, 84-732001-901 Main Board, APS10A Mainboard, APS6A Mainboard, BPS10A Mainboard, BPS10A/230 Mainboard, BPS6A Mainboard, BPS6A/230 Mainboard, EST1-2Z | [Edwards, Kidde] FX-64R Mainboard, FX-64RD Mainboard, iO64G Mainboard, iO64G-2 Mainboard, iO64G-2-PG Mainboard, iO64G-2-SP Mainboard, iO64GD Mainboard, iO64GL Mainboard, iO64GL-F Mainboard, iO64G-PG Mainboard, iO64G-SP Mainboard, iO64R Mainboard, iO64R-2 [Edwards] iO64G-SP Mainboard [Edwards, Kidde] FX-1000 Mainboard, FX-1000D Mainboard, FX-64RD Mainboard, iO1000G Mainboard, iO1000G-2 Mainboard, iO1000G-2-PG Mainboard, iO1000G-2-SP Mainboard, iO1000GC Mainboard, iO1000GD Mainboard, iO1000G-F Mainboard, iO1000G-PG Mainboard, iO1000G-S [Edwards, Kidde] FX-1000 Mainboard, FX-1000D Mainboard, FX-64RD Mainboard, iO1000G Mainboard, iO1000G-2 Mainboard, iO1000G-2-PG Mainboard, iO1000G-2-SP Mainboard, iO1000GC Mainboard, iO1000GD Mainboard, iO1000G-F Mainboard, iO1000G-PG Mainboard, iO1000G-S [Edwards, Kidde] FX-64R Mainboard, FX-64RD Mainboard, iO64G Mainboard, iO64G-2 Mainboard, iO64G-2-PG Mainboard, iO64G-2-SP Mainboard, iO64GD Mainboard, iO64GL Mainboard, iO64GL-F Mainboard, iO64G-PG Mainboard, iO64G-SP Mainboard, iO64R Mainboard, iO64R-2 [Edwards, Kidde] FX-64R Mainboard, FX-64RD Mainboard, iO64G Mainboard, iO64G-2 Mainboard, iO64G-2-PG Mainboard, iO64G-2-SP Mainboard, iO64GD Mainboard, iO64GL Mainboard, iO64GL-F Mainboard, iO64G-PG Mainboard, iO64G-SP Mainboard, iO64R Mainboard, iO64R-2
5ed00be5-da85-4599-ba9e-0e477f097e5a |  |  |  | North | Edwards |  | Cards & Components |  |  |  | Card | TRUE | MN-HS64G5P |  | 6400 Watt Omni-directional HPSA Assembly (5 of 5 Active Panels) with lockable NEMA 4 amplifier, 110V/60Hz. inverter/battery charger and electronics enclosure, lockable NEMA 4 battery enclosure (w/o batteries). Enclosures equipped with tamper switches. AC powered amplifier with DC backup. Edwards hard-wire interface included. Batteries and accessories are ordered separately. Gray colored speaker head. | 1 | [6 empty] | TRUE | [5 empty] | #FFFFFFFF |  |  | FALSE | FALSE | FALSE | [14 empty] | FALSE | [7 empty] | THOR\acont | 2024-10-09 10:48
eec3a168-2c01-4b3b-9f1f-0e4afea74af6 |  |  |  | North | Kidde |  | Cards & Components |  |  |  | Card | TRUE | SMXLO2 |  | Standard Output Single Mode Fiber Optic Transceiver for VM-NOCF. Duplex SC connectors. | 1 | 0.0712 | 0.0712 |  |  |  |  | TRUE | [5 empty] | #FFFFFFFF |  |  | FALSE | FALSE | FALSE | [14 empty] | FALSE | [7 empty] | THOR\acont | 2024-10-09 10:48
be06e1ea-3440-44b2-be3b-0e5271d11b5d | NFPA 170 STROBE WALL |  |  | North | Hochiki |  | Strobe |  |  |  | Module | TRUE | HEC24-1575PWR |  | 15/75 Candela, Low Profile Evacuation Horn Strobe, Red | 1 | 0 | 0.213 |  |  |  |  | FALSE |  |  | *Refer to Install Sheet |  |  | #FF0070C0 | FA-NFPA 170 STROBE WALL | 1 | FALSE | FALSE | FALSE | 2023 | [13 empty] | FALSE | [5 empty] | DESKTOP-7SAL8M7\acont | 2019-12-03 06:13 | THOR\acont | 2024-09-08 17:27 | Cloned from Hochiki HES24-177WR CLONED | [Hochiki] [NAC] [24 VDC] HEC24-1575PWR, HEC24-1575PWW, HEC24-1575WR, HEC24-1575WW [Hochiki] [NAC] [UL MAX] HEC24-1575PWR, HEC24-1575PWW, HEC24-1575WR, HEC24-1575WW
814d4ed4-a7b4-4473-934c-0e559d926048 | NFPA 170 FIRE ALARM CONTROL UNIT | RISER FACP |  | North | Monaco Enterprises |  | Fire Alarm Control Unit |  |  |  | Assembly | TRUE | 227-965-xx |  | MAAP-X point reporting, addressable, fire alarm control, mass notification, voice evacuation panel, integrated radio transceiver—single comm: One AAC II backplane for ADCs/SOCs One ADC supporting 198 addressable devices One SOC, 25 VAC RMS, 32W audio output NEMA 1 flush-mount red enclosure28" H x 18" W x 3.6" D Two 12V/18 Ah batteries | 1 | [12 empty] | #FFFF0000 | FA-NFPA 170 FIRE ALARM CONTROL UNIT | 1 | FALSE | FALSE | FALSE | 202 | [13 empty] | TRUE | [5 empty] | AULAPTOP-PC\Aulaptop | 2019-04-20 03:50 | THOR\acont | 2024-09-08 17:27 |  |  | [Monaco Enterprises] 227-965-xx
3aa71652-83ca-492b-bb6a-0e59d13ea11a | NFPA 170 DOOR HOLDER |  |  | North | Kidde |  | Door Holder |  |  |  | Module | TRUE | 1508-AQN5 |  | Surface, Wall Mount, 24Vac/dc or 120Vac | 1 | 0.015 | [5 empty] | FALSE | [5 empty] | #FFFF0000 | FA-NFPA 170 DOOR HOLDER | 1 | FALSE | FALSE | FALSE | 2500 | [13 empty] | FALSE | [5 empty] | DESKTOP-7SAL8M7\acont | 2020-01-02 06:59 | THOR\acont | 2024-09-08 17:27 | Cloned from Edwards 1508-AQN5 | [Edwards, Kidde, LCN] [AUX POWER] 1501-AQN5, 1504-AQN5, 1505-AQN5, 1508-AQN5, 1509-AQN5, 2310ME, 3130SE, 4040SE, 4310 HSA, 4310ME, 4410 HSA, SEM7830, SEM7840, SEM7850
2ec8c584-db80-4350-b328-0e5a50d7f4a3 | NFPA 170 SPEAKER CEILING |  |  | North | Concealite |  | Speaker |  |  |  | Module | TRUE | FAFX-C-ELSPKWC | + | CEILING SPEAKER, WHITE, FIRE | 1 | [6 empty] | TRUE | TRUE |  |  |  |  | #FF0070C0 | FA-NFPA 170 SPEAKER CEILING | 1 | FALSE | FALSE | FALSE | 2020 | [19 empty] | THOR\acont | 2024-01-29 09:05 | THOR\acont | 2024-09-08 17:27 | Cloned from Eaton Wheelock ELSPKWC | [Concealite, Eaton Wheelock] [AUDIO 25v] [25V AUDIO] ELSPKR, ELSPKR-AL, ELSPKRC (C), ELSPKRC-AL (C), ELSPKRC-N (C), ELSPKR-N, ELSPKW, ELSPKW-AL, ELSPKWC (C), ELSPKWC-AL (C), ELSPKWC-N (C), ELSPKW-N, ELSPSTR, ELSPSTR-AL, ELSPSTRC (C), ELSPSTRC-AL (C), ELS [Concealite] [AUX POWER] [AUX] FA900-W-ELHNR, FA900-W-ELHSR, FA900-W-ELHSW, FA900-W-ELSPKR, FA900-W-ELSPKW, FA900-W-ELSPSTR, FA900-W-ELSPSTW, FA900-W-ELSTR, FA900-W-ELSTW, FAFX-C-ELHNWC (C), FAFX-C-ELHSRC (C), FAFX-C-ELHSWC (C), FAFX-C-ELSPKWC (C), FAFX- [Concealite, Eaton Wheelock] [AUDIO 70.7v] [70V AUDIO] ELSPKR, ELSPKR-AL, ELSPKRC (C), ELSPKRC-AL (C), ELSPKRC-N (C), ELSPKR-N, ELSPKW, ELSPKW-AL, ELSPKWC (C), ELSPKWC-AL (C), ELSPKWC-N (C), ELSPKW-N, ELSPSTR, ELSPSTR-AL, ELSPSTRC (C), ELSPSTRC-AL (C), E
f039c1b0-7d3d-4b53-8c43-0e673b24a06b | NFPA 170 FIRE ALARM CONTROL PANEL | RISER FACP |  | North | Monaco Enterprises | [5 empty] | Assembly | TRUE | 227-955-CE |  | MAAP-X point reporting, addressable, fire alarm control, mass notification, voice evacuation panel, integrated radio transceiver—single comm, Europe:  One AAC II backplane for ADCs/SOCs One ADC supporting 198 addressable devices One SOC, 25 VAC RMS, 32W audio output NEMA 1 surface-mount red enclosure28" H x 18" W x 3.6" D Two 12V/18 Ah batteries | [13 empty] | #FFFF0000 | FA-NFPA 170 FIRE ALARM CONTROL PANEL | 1 | FALSE | FALSE |  | 202 | [13 empty] | TRUE | [5 empty] | AULAPTOP-PC\Aulaptop | 2019-04-20 03:50 | DESKTOP-7EIEB7A\acont | 2023-03-31 12:04
3dd8b9be-3f4e-4c81-a0b2-0e67880511fa | NFPA 170 ADDRESSABLE INPUT MONITOR MODULE |  |  | North | Invionics |  | Addressable Module |  |  |  | Module | TRUE | EH115EOL |  | Wireless Monitor Module | 1 | [6 empty] | TRUE | [5 empty] | #FFFF0000 | FA-NFPA 170 ADDRESSABLE INPUT MONITOR MODULE | 1 | FALSE | FALSE | FALSE | 1000 | [19 empty] | DESKTOP-7EIEB7A\acont | 2023-05-02 08:31 | THOR\acont | 2024-09-08 17:27 | Cloned from DMP 1103 | [Invionics] [WIRELESS FIRE] [WIRELESS] EH115EOL | [Invionics] EH115EOL
3a547ac7-e4b6-49a7-ba65-0e6bd2a55b72 | NFPA 170 HORN STROBE |  |  | North | System Sensor |  | Horn/Strobe |  |  |  | Module | TRUE | P2GWKLED | ++ | 2-Wire, Compact Horn Strobe, Wall, White, Outdoor | 1 | [6 empty] | FALSE | FALSE |  |  |  |  | #FF0070C0 | FA-NFPA 170 HORN STROBE | 1 | FALSE | FALSE | FALSE | 2012 |  |  | 7125-1653:0188 | [10 empty] | FALSE |  |  | WP |  |  | DESKTOP-QGO6JOK\acont | 2024-07-15 13:29 | THOR\acont | 2024-09-08 17:27 | Cloned from System Sensor P2GRKLED CLONED CLONED | [System Sensor] [NAC] [16-33VDC, TEMPORAL LOW] P2GRKLED, P2GRKLED-B, P2GRKLED-P, P2GWKLED, P2GWKLED-B, P2GWKLED-P [System Sensor] [NAC] [16-33VDC, TEMPORAL HIGH] P2GRKLED, P2GRKLED-B, P2GRKLED-P, P2GWKLED, P2GWKLED-B, P2GWKLED-P
b5a9123d-2a4b-4c73-8cfb-0e6d4a6b326f | NFPA 170 SPEAKER STROBE |  |  | North | Potter |  | Speaker/Strobe |  |  |  | Module | TRUE | WCSPKSTR-24GW |  | Weatherproof Plain Green Speaker/Strobe, Wall, White | 1 | 0 | 0.36 |  |  |  |  | FALSE | [5 empty] | #FF0070C0 | FA-NFPA 170 SPEAKER STROBE | 1 | FALSE | FALSE | FALSE | 2019 |  |  | 7320-0328:0206 | [10 empty] | FALSE | [7 empty] | THOR\acont | 2024-09-08 17:27 |  | [Gentex, Hochiki, Potter] [AUDIO 25v] [25V AUDIO] CSPKSTR-24AR (C), CSPKSTR-24AW (C), CSPKSTR-24BR (C), CSPKSTR-24BW (C), CSPKSTR-24GR (C), CSPKSTR-24GW (C), CSPKSTR-24RR (C), CSPKSTR-24RW (C), FASPKR-R (C), FASPKR-W (C), FASPKR-WR, FASPKR-WW, FASPK-WPR, [Gentex, Hochiki, Potter] [AUDIO 70.7v] [70V AUDIO] CSPKSTR-24AR (C), CSPKSTR-24AW (C), CSPKSTR-24BR (C), CSPKSTR-24BW (C), CSPKSTR-24GR (C), CSPKSTR-24GW (C), CSPKSTR-24RR (C), CSPKSTR-24RW (C), FASPKR-R (C), FASPKR-W (C), FASPKR-WR, FASPKR-WW, FASPK-WP [Potter] [NAC] [UL MAX] CSPKSTR-24GR (C), CSPKSTR-24GW (C), WCSPKSTR-24GR, WCSPKSTR-24GW
08171700-c048-4bec-800c-0e6de21f1127 | NFPA 170 BELL |  |  | North | System Sensor |  | Bell |  |  |  | Module | TRUE | SSM24-8 |  | Alarm Bell 8" 24VDC, red | 1 | 0 | 0.0535 |  |  |  |  | FALSE | FALSE |  |  |  |  | #FFFF0000 | FA-NFPA 170 BELL | 1 | FALSE | FALSE | FALSE | 2000 | [13 empty] | FALSE | [7 empty] | THOR\acont | 2024-09-08 17:27 |  | [Hochiki, Monaco Enterprises, System Sensor] [NAC] 581-473-00, B6-24, SSM24-10, SSM24-6, SSM24-8
beeacf44-eeef-4771-ad4b-0e7413df3d03 | NFPA 170 HEAT DETECTOR |  |  | North | Hochiki |  | Heat Detector |  |  |  | Module | TRUE | ATJ-EA w/ASBL SOUNDER BASE | ATJ-EA FIXED TEMP/RATE OF RISE HEAT SENSOR | ATJ-EA FIXED TEMP/RATE OF RISE HEAT SENSOR w/ASBL SOUNDER BASE | 1 | 0.00035 | 0.0005 |  |  |  |  | TRUE | TRUE |  | *Refer to Install Sheet |  |  | #FFFF0000 | FA-NFPA 170 HEAT DETECTOR | 1 | FALSE | FALSE | FALSE | 1403 | [16 empty] | SB |  |  | DESKTOP-0D6CQVA\lousc | 2019-10-06 08:48 | THOR\acont | 2024-09-08 17:27 | from Hochiki ATJ-EA w/ASB SOUNDER BASE | [Hochiki] [SLC HOCHIKI] 01 [*] [SLC] ACD-V w/ASBL SOUNDER BASE (C), ACD-V w/HSB-NSA-6 STANDARD BASE (C), ACD-V w/SCI-B4 SHORT CIRCUIT ISOLATOR BASE (C), ACD-V w/SCI-B6 SHORT CIRCUIT ISOLATOR BASE (C), ACD-V w/YBN-NSA-4 STANDARD BASE (C), ATG-EA w/ASB SOU [Hochiki] [AUX POWER] [24 VDC] ACC-V w/ASBL SOUNDER BASE (C), ACD-V w/ASBL SOUNDER BASE (C), AIE-EA w/ASBL SOUNDER BASE (C), ALK-V w/ASBL SOUNDER BASE (C), ALN-V w/ASBL SOUNDER BASE (C), ATG-EA w/ASBL SOUNDER BASE (C), ATJ-EA w/ASBL SOUNDER BASE (C)
75a8a83e-18ea-4c4b-b720-0e7bd021666a |  |  |  | North | Simplex |  | Cards & Components |  |  |  | Card | TRUE | 4009-9201 Main Board | ++ | Main Board | 1 | 0.085 | 0.185 |  |  |  |  | TRUE | [5 empty] | #FFFFFFFF |  |  | FALSE | FALSE | FALSE | [14 empty] | FALSE | [7 empty] | THOR\acont | 2024-10-09 10:48 |  | [Autocall, Simplex] [NAC Trigger] [#2] 4009-9201 Main Board, A009-9201 Main Board [Autocall, Simplex] [IDNet] [MODULES ++] 2080-9056, 2080-9057, 2080-9067, 2080-9068, 2080-9069, 2080-9070, 4009-9201 Main Board, 4009-9401 Main Board, 4010-9901, 4090-5261, 4090-9001, 4090-9002, 4090-9005, 4090-9006, 4090-9008, 4090-9116, 4098-9019 (Cont [Autocall, Simplex] [NAC Trigger] [#1] 4009-9201 Main Board, A009-9201 Main Board | [Autocall, Simplex] 4009-9201 Main Board, A009-9201 Main Board [Autocall, Simplex] 4009-9201 Main Board, A009-9201 Main Board
267751a9-3460-4a4b-87df-0e7e20249d81 | NFPA 170 ADDRESSABLE OUTPUT MODULE |  |  | North | Notifier |  | Addressable Control/Relay |  |  |  | Module | TRUE | FW-RM | + | Wireless Relay Module | 1 | [6 empty] | FALSE | [5 empty] | #FFFF0000 | FA-NFPA 170 ADDRESSABLE OUTPUT MODULE | 1 | FALSE | FALSE | FALSE | 1100 | [13 empty] | FALSE |  |  | W |  |  | DESKTOP-7SAL8M7\acont | 2019-06-14 10:34 | THOR\acont | 2024-09-08 17:27 | Cloned from Firelite W-CRF | [Farenhyt, Firelite, Gamewell FCI, Notifier, Silent Knight] [SWIFT MESH DEVICES] 01 FWH-200FIX135, FWH-200ROR135, FW-MM, FW-RM, NBG-12WL, WAM-MM, WAM-RC, W-BG12LX, W-CRF, W-H355, W-H355R, WIDP-HEAT w/B210W, WIDP-HEAT-ROR w/B210W, WIDP-MONITOR, WIDP-PULL- [Honeywell, Notifier, System Sensor] [SLC MODULES] [*] [#3 TYPE ADDR ¦ MODULES] 30-3013 w/FMM-101, Q3013D, ACM-8R, ACPS-610, AMPS-24, AMPS-24E, EM-1M, EM-1MI, EM-1MM, EM-1MMI, EM-1R, EM-1RI, EM-1SR, EM-1SRI, FCM-1, FCM-1-REL, FD7044 MM-101, FDM-1, FDRM-1 [Honeywell, Notifier, System Sensor] [SLC MODULES SENSORS] [*] [#1 SHARED ADDR ¦ MODULES] 30-3013 w/FMM-101, Q3013D, ACM-8R, ACPS-610, AMPS-24, AMPS-24E, EM-1M, EM-1MI, EM-1MM, EM-1MMI, EM-1R, EM-1RI, EM-1SR, EM-1SRI, FCM-1, FCM-1-REL, FD7044 MM-101, FDM
0d296c7f-0931-4179-b9a8-0e82e284b42f | NFPA 170 HEAT DETECTOR |  |  | North | Hochiki |  | Heat Detector |  |  |  | Module | TRUE | DCD-190 w/HSC-220L LATCHING LED BASE | DCD-190 w/HSC-220L LATCHING LED BASE | HEAT DETECTOR w/ LATCHING LED BASE | 1 |  | 0.223 |  |  |  |  | TRUE | TRUE |  | *Refer to Install Sheet |  |  | #FFFF0000 | FA-NFPA 170 HEAT DETECTOR | 1 | FALSE | FALSE | FALSE | 1403 | [16 empty] | L |  |  | DESKTOP-0D6CQVA\lousc | 2019-10-12 07:53 | THOR\acont | 2024-09-08 17:27 | Cloned from Hochiki DCD-135 w/HSC-220L LATCHING LED BASE | [Hochiki] [IDC] 01 [IDC] DCD-135 w/HSC-220L LATCHING LED BASE (C), DCD-135 w/HSC-220R - 2 WIRE RELAY BASE (C), DCD-135 w/HSC-221L LATCHING LED BASE (C), DCD-135 w/HSC-221R - 2 WIRE RELAY BASE (C), DCD-135 w/HSC-224L LATCHING LED BASE (C), DCD-135 w
f453a251-b173-4fca-ba97-0e837efbac76 | NFPA 170 FIRE ALARM CONTROL UNIT | RISER FACU |  | North | MIRCOM |  | Fire Alarm Control Unit |  |  |  | Assembly | TRUE | FX-4009-12N | ++ | Compact Main Network Control Unit (12 Amp) | 1 | [12 empty] | #FFFF0000 | FA-NFPA 170 FIRE ALARM CONTROL UNIT | 1 | FALSE | FALSE | FALSE | [9 empty] | 17,18,26,33,55,60,65 |  |  |  |  | TRUE | [5 empty] | THOR\acont | 2024-02-24 16:13 | THOR\acont | 2024-09-08 17:27
19d21877-b908-4c55-b0f9-0e84f31fd17c | NFPA 170 SMOKE HEAT DETECTOR |  |  | North | Gamewell FCI |  | Smoke/Heat Detector |  |  |  | Module | TRUE | WSD-ACCLIMATE | + | Addressable Wireless Photo/Heat Detector | 1 | [6 empty] | FALSE | TRUE |  |  |  |  | #FFFF0000 | FA-NFPA 170 SMOKE HEAT DETECTOR | 1 | FALSE | FALSE | FALSE | 1411 | [13 empty] | FALSE |  |  | W |  |  | DESKTOP-7SAL8M7\acont | 2020-03-19 13:00 | THOR\acont | 2024-09-08 17:27 | Cloned from Firelite W-SD355T | [Farenhyt, Firelite, Gamewell FCI, Notifier, Silent Knight] [SWIFT MESH DEVICES] 02 FWD-200 ACCLIMATE (C), FWD-200P (C), WIDP-PHOTO w/B210W (C), WIDP-PHOTO-T w/B210W (C), W-SD355 (C), W-SD355T (C), WSD-ACCLIMATE (C), WSD-P (C), WSK-PHOTO (C), WSK-PHOTO-T [Gamewell FCI] [SLC MODULES SENSORS] [*] [#2 SHARED ADDR ¦ SENSORS] ADPF (C), ASD-PL2F w/B200S-LF-WH (C), ASD-PL2F w/B210LP (C), ASD-PL2FR (C), ASD-PL3 w/B200S-LF-WH (C), ASD-PL3 w/B200SR-LF-WH (C), ASD-PL3 w/B200SR-WH (C), ASD-PL3 w/B224BI-WH (C), ASD-P [Gamewell FCI] [SLC SENSORS] [*] [#4 TYPE ADDR ¦ SENSORS] ADPF (C), ASD-PL2F w/B200S-LF-WH (C), ASD-PL2F w/B210LP (C), ASD-PL2FR (C), ASD-PL3 w/B200S-LF-WH (C), ASD-PL3 w/B200SR-LF-WH (C), ASD-PL3 w/B200SR-WH (C), ASD-PL3 w/B224BI-WH (C), ASD-PL3 w/B224R
a319e270-de76-49c6-b820-0e8597342afc | NFPA 170 SMOKE DETECTOR |  |  | North | Simplex |  | Smoke Detector |  |  |  | Module | TRUE | 4098-9714 | + | TrueAlarm Analog Sensors, Photoelectric smoke sensor, White | 1 | 0.0008 | 0.001 |  |  |  |  | FALSE | TRUE |  |  |  |  | #FFFF0000 | FA-NFPA 170 SMOKE DETECTOR | 1 | FALSE | FALSE | FALSE | 1408 | [13 empty] | FALSE | [7 empty] | THOR\acont | 2024-09-08 17:27 | 20191121 AC Detector without base | [Autocall, Simplex] [IDNet] [SENSORS ++] 4098-9714 (C), 4098-9714 w/4098-9770 (C), 4098-9714 w/4098-9771 (C), 4098-9714 w/4098-9772 (C), 4098-9714 w/4098-9773 (C), 4098-9714 w/4098-9780 (C), 4098-9714 w/4098-9789 (C), 4098-9714 w/4098-9791 (C), 4098-9714
4d86ac94-7b48-4ef7-aa76-0e85ad95b8ab | NFPA 170 SPEAKER WALL |  |  | North | Federal Signal |  | Speaker |  |  |  | Module | TRUE | AM300GCX |  | AudioMaster® Public Address Hazardous Location Speaker | 1 | 0 | 0.67 |  |  |  |  | FALSE | [5 empty] | #FF0070C0 | FA-NFPA 170 SPEAKER WALL | 1 | FALSE | FALSE | FALSE | 2021 | [13 empty] | FALSE |  |  | HZ |  |  | DESKTOP-7EIEB7A\acont | 2021-03-08 12:55 | THOR\acont | 2024-09-08 17:27 | Cloned from Federal Signal 300GCX-024 | [Federal Signal] [AUDIO 25v] [25V AUDIO] AM300GCX [Federal Signal] [AUDIO 70.7v] [70V AUDIO] AM300GCX [Federal Signal] [AUX POWER] [*] 300GCX-024, 300GCX-024B, AM300GCX, AM302GCX
15d2a024-2eb3-4449-b9a9-0e86d281ad50 |  |  |  | North | Edwards |  | Cards & Components |  |  |  | Card | TRUE | QS8-CPU-1-PG |  | OBSOLETE - CPU/Display with 1 Annunciator Option Space, Portuguese | 1 | [6 empty] | TRUE | [5 empty] | #FFFFFFFF |  |  | FALSE | FALSE | FALSE | [14 empty] | FALSE | [7 empty] | THOR\acont | 2024-10-09 10:48
f09ea617-f8df-4461-a35e-0e8b84621bca | NFPA 170 FIRE ALARM CONTROL UNIT | RISER FACP |  | North | Macurco |  | Fire Alarm Control Unit |  |  |  | Assembly | TRUE | DVP-120 |  | Detection and Ventilation Panel | 1 | [6 empty] | FALSE | [5 empty] | #FFFF0000 | FA-NFPA 170 FIRE ALARM CONTROL UNIT | 1 | FALSE | FALSE | FALSE | 202 | [8 empty] | 7,12,18 |  |  |  |  | FALSE | [5 empty] | DESKTOP-7SAL8M7\acont | 2020-07-14 07:44 | THOR\acont | 2024-09-08 17:27 | Cloned from Edwards iO1000G
ec50ff5a-4f5b-4525-aad9-0e8b9e27f860 | CADGEN MOTION DETECTOR WALL |  |  | North | Bosch |  | Motion Detector |  |  |  | Module | TRUE | ISC-BDL2-W12G | ++ | Motion detector, 40ft (12m) | 1 | 0.01 | 0.01 |  |  | 12 |  | FALSE | [5 empty] | #FFFF0000 | FA-CADGEN MOTION DETECTOR WALL | 1 | FALSE | FALSE | FALSE | [14 empty] | FALSE | [5 empty] | DESKTOP-7EIEB7A\acont | 2022-07-26 11:30 | THOR\acont | 2024-09-08 17:27 | Cloned from Bosch ISC-BPR2-WP12 | [Bosch, Optex] [IDC] 01 [INPUT] DS1101i, DS1102i, DS1103i, DS1108i, DS936 (C), DS9360 (C), DS936B (C), DS936-CHI (C), DS936-FRA (C), DS937 (C), DS9370 (C), DS9371 (C), DS939 (C), DS939-CHI (C), FX-360 (C), ISC-BDL2-W12G, ISC-BDL2-W12GE, ISC-BDL2-W12HE, I [Bosch, Optex] [ACCESS CONTROL INPUT] [*] [INPUT] DS1101i, DS1102i, DS1103i, DS1108i, DS936 (C), DS9360 (C), DS936B (C), DS936-CHI (C), DS936-FRA (C), DS937 (C), DS9370 (C), DS9371 (C), DS939 (C), DS939-CHI (C), FX-360 (C), ISC-BDL2-W12G, ISC-BDL2-W12GE, [BluePoint, Bosch, Honeywell] [AUX POWER] [*] [12VDC ++] BP01-302, BP01-303, D125B, D185, DS1101i, DS1102i, DS1103i, DS1108i, DS936 (C), DS9360 (C), DS936B (C), DS936-CHI (C), DS936-FRA (C), DS937 (C), DS9370 (C), DS9371 (C), DS939 (C), DS939-CHI (C), EN
a088ce53-e0db-4184-a3f5-0e9a5c1d6c13 | NFPA 170 SMOKE HEAT CO DETECTOR |  |  | North | Gamewell FCI |  | Smoke/Heat/CO Detector |  |  |  | Module | TRUE | MCS-COF3 w/B210LP | + | Addressable, low-profile device that provides fire, heat, and carbon monoxide (CO) detection, Standard Base | 1 | 0.0002 | 0.0045 |  |  |  |  | FALSE | TRUE |  |  |  |  | #FFFF0000 | FA-NFPA 170 SMOKE HEAT CO DETECTOR | 1 | FALSE | FALSE | FALSE | 1408 | [13 empty] | FALSE |  |  | CO |  |  | DESKTOP-7EIEB7A\acont | 2021-07-26 12:03 | THOR\acont | 2024-09-08 17:27 | Cloned from Notifier FCO-951 w/B210LP | [Gamewell FCI] [SLC MODULES SENSORS] [*] [#2 SHARED ADDR ¦ SENSORS] ADPF (C), ASD-PL2F w/B200S-LF-WH (C), ASD-PL2F w/B210LP (C), ASD-PL2FR (C), ASD-PL3 w/B200S-LF-WH (C), ASD-PL3 w/B200SR-LF-WH (C), ASD-PL3 w/B200SR-WH (C), ASD-PL3 w/B224BI-WH (C), ASD-P [Gamewell FCI] [SLC SENSORS] [*] [#4 TYPE ADDR ¦ SENSORS] ADPF (C), ASD-PL2F w/B200S-LF-WH (C), ASD-PL2F w/B210LP (C), ASD-PL2FR (C), ASD-PL3 w/B200S-LF-WH (C), ASD-PL3 w/B200SR-LF-WH (C), ASD-PL3 w/B200SR-WH (C), ASD-PL3 w/B224BI-WH (C), ASD-PL3 w/B224R
3209613b-ecd5-4e98-a2f7-0ea2361da2de |  |  |  | North | Siemens | [5 empty] | Module | TRUE | 787980 | S54430-F297-A1 | RAIN SHIELD | 1 | [12 empty] | #FFFFFFFF |  |  | FALSE | FALSE | FALSE | [20 empty] | DESKTOP-7SAL8M7\acont | 2019-08-13 09:04 | THOR\acont | 2024-10-09 10:48
4112ffd9-c1b7-4442-9b0d-0ea85b4fec98 | NFPA 170 AMPLIFIER RACK | RISER AMP |  | North | Potter |  | Amplifier |  |  |  | Assembly | TRUE | SCA-5070 (70V) | + | SINGLE CHANNEL 50W, 25V OR 70V SELECTABLE AMPLIFIER | 1 | [6 empty] | FALSE | [5 empty] | #FFFF0000 | FA-NFPA 170 AMPLIFIER RACK | 1 | FALSE | FALSE | FALSE | 300 | [8 empty] | 12 |  |  |  | 50 | TRUE | [5 empty] | DESKTOP-7EIEB7A\acont | 2021-12-13 22:21 | THOR\acont | 2024-09-08 17:27 | Cloned from Potter SCA-5070 (25V)
3634a3b7-66d8-4ef6-8adb-0ead38f321c8 |  |  |  | North | Edwards |  | Hardware |  |  |  | Hardware | TRUE | 73162CIC |  | 16/2 CIC (circuit Integrity) Cable FPLR-CIC (in conduit) | 1 | [6 empty] | FALSE | [5 empty] | #FFFFFFFF |  |  | FALSE | FALSE | FALSE | [14 empty] | FALSE | [7 empty] | THOR\acont | 2024-10-09 10:48
a3125db9-af73-4a36-8f56-0eb361e38335 |  |  |  | North | Siemens | [5 empty] | Module | TRUE | B6-24AC-R | 500-636002 | 6" BELL 24VAC RED | 1 | [12 empty] | #FFFFFFFF |  |  | FALSE | FALSE | FALSE | [20 empty] | DESKTOP-7SAL8M7\acont | 2019-08-13 09:04 | THOR\acont | 2024-10-09 10:48
68efdc0f-f49f-4d5d-9339-0eb6babfcced | NFPA 170 MULTI DETECTOR BEACON SOUNDER |  |  | North | Siemens |  | Multi Criteria Detector |  |  |  | Module | TRUE | OOH740/FDSB226-WW/FDB228 | ++ | Dual Optical Heat Multi-sensor Detector with Short Circuit Isolator (supplied with Sounder VAD Base) 71…96 dB (A) High = O-4-15 Medium = C-3-12 Low = O-2.5-6.5 | 1 | 0.00025 | 0.00025 | [10 empty] | #FFFF0000 | FA-NFPA 170 MULTI DETECTOR BEACON SOUNDER | 1 | FALSE | FALSE | FALSE | [20 empty] | DESKTOP-7EIEB7A\acont | 2021-11-19 10:16 | THOR\acont | 2024-09-08 17:27 |  | [Siemens] [C-NET] [#2 BEACON WHITE HIGH, #2 BEACON WHITE INDICATOR, #2 BEACON WHITE LOW, #2 BEACON WHITE MED] FDSB226-WW/FDB228/FDBZ298, FDSB227-WW/FDB228/FDBZ298, HI720/FDSB226-WW/FDB228, HI720/FDSB227-WW/FDB228, HI722//FDSB227-WW/FDB228, HI722/FDSB226- [Siemens] [C-NET] [*] [#1 DETECTOR] FDBZ290/OOH740/DB721/FDBZ290-AA, FDL241-9/FDLB291/DLR1191, HI720/DB721, HI720/DBS720, HI720/FDSB226-WW/FDB228, HI720/FDSB227-WW/FDB228, HI722//FDSB227-WW/FDB228, HI722/DB721, HI722/DBS720, HI722/FDSB226-WW/FDB228, OH72 [Siemens] [C-NET] [#2 TONE/VOICE] FDSB226-WW/FDB228/FDBZ298, FDSB227-WW/FDB228/FDBZ298, HI720/FDSB226-WW/FDB228, HI720/FDSB227-WW/FDB228, HI722//FDSB227-WW/FDB228, HI722/FDSB226-WW/FDB228, OH720/FDSB226-WW/FDB228, OH720/FDSB227-WW/FDB228, OOH740/FDSB226- [Siemens] [C-NET] [#2 BEACON/SOUNDER WHITE HIGH, #2 BEACON/SOUNDER WHITE INDICATOR, #2 BEACON/SOUNDER WHITE LOW, #2 BEACON/SOUNDER WHITE MED] FDSB226-WW/FDB228/FDBZ298, HI720/FDSB226-WW/FDB228, HI722/FDSB226-WW/FDB228, OH720/FDSB226-WW/FDB228, OOH740/FDS
297e64a1-6e39-4083-a88f-0ec190a64731 | NFPA 170 FIRE ALARM CONTROL UNIT | RISER FACP |  | North | Hochiki |  | Fire Alarm Control Unit |  |  |  | Assembly | TRUE | LA103K1-60 |  | FireNET L@TITUDE Analog Addressable Fire Alarm Control Panel, 4 Slot Standard Enclosure, 10.25 A Auto Voltage, 2-Loop Panel Module, Hochiki Protocol, Network Module, and Media Gateway™, Black, 48 Zone LEDs | 1 | [6 empty] | FALSE |  |  | *Refer to Install Sheet | 16.5in (W) x 23.2in (H) x 6in (D) | KM5FCRD (Optional Semi-Flush Mounting Kit) | #FFFF0000 | FA-NFPA 170 FIRE ALARM CONTROL UNIT | 1 | FALSE | FALSE | FALSE | 202 | [8 empty] | 7,12,18,28 |  |  | 10.25 |  | TRUE | [5 empty] | DESKTOP-GHR3H5U\Anthony | 2019-11-27 08:00 | THOR\acont | 2024-09-08 17:27
040df27f-cfa3-4f48-aa00-0ec1b6d483d0 | NFPA 170 SYNC MODULE |  |  | North | Gentex |  | Sync Module |  |  |  | Module | TRUE | AVSM-W |  | Synchronization Module | 1 | 0 | 0.047 |  |  |  |  | FALSE | FALSE |  |  |  |  | #FFFF0000 | FA-NFPA 170 SYNC MODULE | 1 | FALSE | FALSE | FALSE | 1300 | [13 empty] | FALSE |  |  | SYNC |  |  |  |  | THOR\acont | 2024-09-08 17:27 |  | [Gentex, Potter] [NAC] [#2 NAC INPUT] AVS44-R, AVS44-W, AVSM-R, AVSM-R, AVSM-W, AVSM-W [Gentex, Potter] [NAC] [#1 NAC INPUT] AVS44-R, AVS44-W, AVSM-R, AVSM-R, AVSM-W, AVSM-W
c423e1fe-caa9-464e-b277-0ec86d539ec5 |  |  |  | North | Edwards |  | Hardware |  |  |  | Hardware | TRUE | MN-HSLPMK1 |  | Emitter (loudspeaker) pole-mount kit. Bolts to steel or wooden pole. Additional support and guy wires may be necessary. | 1 | [6 empty] | FALSE | [5 empty] | #FFFFFFFF |  |  | FALSE | FALSE | FALSE | [14 empty] | FALSE | [7 empty] | THOR\acont | 2024-10-09 10:48
c61a8a02-c8dc-45ae-8c38-0ecd7aa6e770 |  |  |  | North | Autocall |  | Cards & Components |  |  |  | Card | TRUE | A100-1290 |  | 24 Point I/O Module for external connections | 1 | 0.034 | 0.075 |  |  |  |  | TRUE | [5 empty] | #FFFFFFFF |  |  | FALSE | FALSE | FALSE | [20 empty] | DESKTOP-0D6CQVA\lousc | 2019-07-07 18:14 | THOR\acont | 2024-10-09 10:48 | Cloned from AutoCall A100-1290
7cfa65db-d03e-4cca-b8a6-0ecdea1f1781 |  |  |  | North | Edwards |  | Hardware |  |  |  | Hardware | TRUE | G4ARF-SP-CVR | ++ | Replacement Appliance Cover, Horn, Red, FEUGO | 1 | [12 empty] | #FFFFFFFF |  |  | FALSE | FALSE | FALSE | [20 empty] | THOR\acont | 2024-06-05 08:40 | THOR\acont | 2024-10-09 10:48 | Cloned from Edwards G4ARA-CVR CLONED CLONED
061477b1-7d3e-47da-ada5-0ed0803e00f5 |  |  |  | North | Autocall |  | Cards & Components |  |  |  | Card | TRUE | A007-9804 | ++ | Dual Class A IDNAC Isolator (DCAI); converts a single Class B IDNAC SLC input to two Class A or two Class B SLC outputs; provides short circuit isolation between each Class A or B output circuit; requires one IDNAC address; the total current remains controlled by the Class B input source SLC at 3 A maximum | 1 | 0.0127 | 0.025 |  |  |  |  | TRUE | [5 empty] | #FFFFFFFF |  |  | FALSE | FALSE | FALSE | [20 empty] | DESKTOP-7SAL8M7\acont | 2020-05-11 17:02 | THOR\acont | 2024-10-09 10:48 | Cloned from AutoCall A007-9803
2caa7925-a440-47a3-b32e-0ed34a87beee | NFPA 170 HORN STROBE |  |  | North | Kidde |  | Horn/Strobe |  |  |  | Module | TRUE | WGAVWA | ++ | Outdoor rated horn-strobe, white, alert | 1 | [6 empty] | FALSE | [5 empty] | #FF0070C0 | FA-NFPA 170 HORN STROBE | 1 | FALSE | FALSE | FALSE | 2012 | [13 empty] | FALSE |  |  | WP |  |  | THOR\acont | 2024-12-19 13:51 | THOR\acont | 2024-12-19 13:57 | Cloned from Edwards WGAVWA | [Edwards, Kidde] [NAC] [VDC, TEMPORAL] WGAVRA, WGAVRF, WGAVRF-FR, WGAVRF-SP, WGAVRN, WGAVWA, WGAVWF, WGAVWF-FR, WGAVWF-SP, WGAVWN
3fc87aaf-8a39-4742-9bbc-0ed4f5b73128 | NFPA 170 AREA OF REFUGE REMOTE |  |  | North | Rath Area of Refuge |  | Area of Refuge Component |  |  |  | Module | TRUE | 2400-805SP |  | Stainless Steel Command System Call Box | 1 | [6 empty] | FALSE | [5 empty] | #FF00B050 | FA-NFPA 170 AREA OF REFUGE REMOTE | 1 | FALSE | FALSE | FALSE | 4002 | [13 empty] | FALSE | [5 empty] | DESKTOP-7EIEB7A\acont | 2022-08-02 11:48 | THOR\acont | 2024-11-25 10:01 | Cloned from Rath Area of Refuge 2100-956RR | [Rath Area of Refuge] [AOR Call Circuit] 2100-956RR, 2100-956SR, 2100-958NSR, 2100-984LR, 2400-805SP, 2400-808NSP, 2400-808SSPC, 3300FSCN, 3300FSN
dd69f6c7-b58b-423d-b80d-0ee3428290d7 | NFPA 170 FIRE ALARM CONTROL UNIT | RISER FACP |  | North | Bosch |  | Fire Alarm Control Unit |  |  |  | Assembly | TRUE | B8512G | ++ | IP control panel, 8 areas, 99 points | 1 | [12 empty] | #FFFF0000 | FA-NFPA 170 FIRE ALARM CONTROL UNIT | 1 | FALSE | FALSE | FALSE | [9 empty] | 7,18,38 | 1 | 18 | 1.4 |  | TRUE |  |  | B9512G |  |  | DESKTOP-7EIEB7A\acont | 2021-03-26 11:54 | THOR\acont | 2024-09-08 17:27
3833cf5c-d8ba-426d-bfc1-0ee40d7561af | NFPA 170 HEAT DETECTOR |  |  | North | Fike |  | Heat Detector |  |  |  | Module | TRUE | 60-1028 |  | Analog Heat Sensor | 1 | 0.00045 | 0.00054 |  |  |  |  | FALSE | TRUE |  |  |  |  | #FFFF0000 | FA-NFPA 170 HEAT DETECTOR | 1 | FALSE | FALSE | FALSE | 1403 | [13 empty] | FALSE | [7 empty] | THOR\acont | 2024-09-08 17:27 | 20191121 AC Detector without base | [Fike] [SLC FIKE] [*] [#1 SHARED ADDR ¦ ALL] 20-1063, 20-1064, 20-1343, 55-019/020 (C), 55-021 (C), 55-023 (C), 55-041, 55-042, 55-043, 55-045, 55-046, 55-047, 55-048, 55-050, 55-052, 55-055, 55-056, 55-060, 55-061, 60-1028 (C), 60-1039 (C), 60-1040 (C), [Fike] [AUX POWER] 20-1063, 20-1064, 20-1343, 55-019/020 (C), 55-021 (C), 55-023 (C), 55-043, 55-047, 55-048, 55-050, 55-055, 55-056, 55-060, 55-061, 60-1028 (C), 60-1039 (C), 60-1040 (C), 63-028/029 (C), 63-1021 (C), 63-1052 (C), 63-1053 (C), 63-1056 (C
460f34e9-70a1-4b6c-a41c-0ee66a9ca95a |  |  |  | North | Edwards |  | Hardware |  |  |  | Hardware | TRUE | 3000-209 |  | Controller Backbox | 1 | [6 empty] | FALSE | [5 empty] | #FFFFFFFF |  |  | FALSE | FALSE | FALSE | [14 empty] | FALSE | [7 empty] | THOR\acont | 2024-10-09 10:48
2b6ea853-cf1c-46b1-a954-0ee688ec6038 | NFPA 170 SPEAKER STROBE CEILING |  |  | North | MIRCOM |  | Speaker/Strobe |  |  |  | Module | TRUE | SPPS-104-25H | ++ | Ceiling mounted speaker strobe 25V with High Candela White | 1 | 0 | 0.132 |  |  |  |  | FALSE | TRUE |  |  |  |  | #FF0070C0 | FA-NFPA 170 SPEAKER STROBE CEILING | 1 | FALSE | FALSE | FALSE | 2020 | [13 empty] | FALSE |  |  | C |  |  | DESKTOP-7EIEB7A\acont | 2022-08-30 12:00 | THOR\acont | 2024-09-08 17:27 | Cloned from MIRCOM SPPS-104-25 CLONED CLONED CLONED CLONED | [MIRCOM] [NAC] [VDC] SPPS-104-25H (C), SPPS-104-25HR (C), SPPS-104-70H (C), SPPS-104-70HR (C) [MIRCOM] [NAC] [VFWR] SPPS-104-25H (C), SPPS-104-25HR (C), SPPS-104-70H (C), SPPS-104-70HR (C) [MIRCOM] [AUDIO 25v] [25V AUDIO] SPP-104-25 (C), SPP-104-25R (C), SPPS-104-25 (C), SPPS-104-25H (C), SPPS-104-25HR (C), SPPS-104-25R (C)
9c4ffce6-7dc2-4f60-bc07-0ee813941cdf | CADGEN MOTION DETECTOR CEILING |  |  | North | Bosch |  | Motion Detector |  |  |  | Module | TRUE | DS936 | ++ | Motion detector 360° ceiling 24ft (7.5m) | 1 | 0.02 | 0.02 | [5 empty] | TRUE |  |  |  |  | #FFFF0000 | FA-CADGEN MOTION DETECTOR CEILING | 1 | FALSE | FALSE | FALSE | [20 empty] | DESKTOP-7EIEB7A\acont | 2022-07-26 13:50 | THOR\acont | 2024-09-08 17:27 | Cloned from Bosch DS939 | [BluePoint, Bosch, Honeywell] [AUX POWER] [*] [12VDC ++] BP01-302, BP01-303, D125B, D185, DS1101i, DS1102i, DS1103i, DS1108i, DS936 (C), DS9360 (C), DS936B (C), DS936-CHI (C), DS936-FRA (C), DS937 (C), DS9370 (C), DS9371 (C), DS939 (C), DS939-CHI (C), EN [Bosch, Optex] [ACCESS CONTROL INPUT] [*] [INPUT] DS1101i, DS1102i, DS1103i, DS1108i, DS936 (C), DS9360 (C), DS936B (C), DS936-CHI (C), DS936-FRA (C), DS937 (C), DS9370 (C), DS9371 (C), DS939 (C), DS939-CHI (C), FX-360 (C), ISC-BDL2-W12G, ISC-BDL2-W12GE, [Bosch, Optex] [IDC] 01 [INPUT] DS1101i, DS1102i, DS1103i, DS1108i, DS936 (C), DS9360 (C), DS936B (C), DS936-CHI (C), DS936-FRA (C), DS937 (C), DS9370 (C), DS9371 (C), DS939 (C), DS939-CHI (C), FX-360 (C), ISC-BDL2-W12G, ISC-BDL2-W12GE, ISC-BDL2-W12HE, I
e05948f0-b071-445a-8e91-0ef29046572e | NFPA 170 SMOKE DETECTOR |  |  | North | Monaco Enterprises |  | Smoke Detector |  |  |  | Module | TRUE | 723-601-00 w/729-212-00 | ++ | Intelligent Photoelectric Smoke Detector, Plug-in, Low Profile, Remote Test in Duct, AP/CLIP, White, Type II, 6.875" LF Sounder Base | 1 | 0.0002 | 0.002 |  |  |  |  | FALSE | TRUE |  |  |  |  | #FFFF0000 | FA-NFPA 170 SMOKE DETECTOR | 1 | FALSE | FALSE | FALSE | 1408 | [13 empty] | FALSE |  |  | LF |  |  | THOR\acont | 2023-10-02 08:48 | THOR\acont | 2024-09-08 17:27 | Cloned from Monaco Enterprises 723-601-00 w/729-211-00 | [Monaco Enterprises] [AUX POWER] [24VDC, HIGH VOLUME ++] 723-601-00 w/729-212-00 (C) [Monaco Enterprises] [SLC MODULES SENSORS] 01 [*] 708-026-01, 708-031-00, 721-121-00 w/B200SR-LF-WH (C), 721-121-00 w/B200SR-WH (C), 721-121-00 w/B210LP (C), 721-121-00 w/B224RB-WH (C), 721-121-00 w/B501 (C), 721-124-00 w/B200SR-LF-WH (C), 721-124-00 w/B [Monaco Enterprises] [SLC SENSORS] 01 [*] 721-121-00 w/B200SR-LF-WH (C), 721-121-00 w/B200SR-WH (C), 721-121-00 w/B210LP (C), 721-121-00 w/B224RB-WH (C), 721-121-00 w/B501 (C), 721-124-00 w/B200SR-LF-WH (C), 721-124-00 w/B200SR-WH (C), 721-124-00 w/B210L
7a51e051-0b6d-4e27-9f01-0ef2b125390f | NFPA 170 SMOKE DETECTOR |  |  | North | Simplex |  | Smoke Detector |  |  |  | Module | TRUE | 4098-9778 w/4098-9793 | + | TrueAlarm Photoelectric Smoke Detector w/TrueAlarm Isolator Sensor Base - Black | 1 | 0.0008 | 0.001 |  |  |  |  | TRUE | TRUE |  |  |  |  | #FFFF0000 | FA-NFPA 170 SMOKE DETECTOR | 1 | FALSE | FALSE | FALSE | 1408 | [16 empty] | P |  |  | DESKTOP-7EIEB7A\acont | 2022-02-15 11:20 | THOR\acont | 2024-09-08 17:27 | Cloned from Autocall A4098-9778 w/A4098-9793 | [Autocall, Simplex] [IDNet] [SENSORS ++] 4098-9714 (C), 4098-9714 w/4098-9770 (C), 4098-9714 w/4098-9771 (C), 4098-9714 w/4098-9772 (C), 4098-9714 w/4098-9773 (C), 4098-9714 w/4098-9780 (C), 4098-9714 w/4098-9789 (C), 4098-9714 w/4098-9791 (C), 4098-9714
5f7ef3d2-7563-46e5-b4cd-0ef47fbf3b0e | NFPA 170 STROBE WALL |  |  | North | System Sensor |  | Strobe |  |  |  | Module | TRUE | SGRLED-B | ++ | Strobe, Compact, Wall, Red, Bilingual | 1 | 0 | 0.043 |  |  |  |  | FALSE | [5 empty] | #FF0070C0 | FA-NFPA 170 STROBE WALL | 1 | FALSE | FALSE | FALSE | 2023 | [13 empty] | FALSE | [5 empty] | DESKTOP-QGO6JOK\acont | 2023-10-19 06:58 | THOR\acont | 2024-09-08 17:27 | Cloned from System Sensor SRLED CLONED CLONED | [System Sensor] [NAC] [VDC] SGRKLED, SGRKLED-B, SGRKLED-P, SGRLED, SGRLED-B, SGWKLED, SGWKLED-B, SGWKLED-P, SGWLED, SGWLED-B, SRLED, SRLED-B, SRLED-P, SRLED-SP, SWLED, SWLED-ALERT, SWLED-B, SWLED-CLR-ALERT, SWLED-P, SWLED-SP
0affc00b-565f-4983-b325-0ef6c7850101 |  |  |  | North | Autocall | [5 empty] | Module | TRUE | A100-1248 |  | 100W Amplifier Expansion NAC Module | 1 | 0.017 | 0.06 |  |  |  |  | TRUE | [5 empty] | #FFFFFFFF |  |  | FALSE | FALSE | FALSE | [20 empty] | DESKTOP-0D6CQVA\lousc | 2019-07-07 14:02 | THOR\acont | 2024-10-09 10:48 | Cloned from AutoCall A100-1245 |  | [Autocall] A100-1248
0a8e44e2-6937-4618-8ad6-0ef7744d3b0c |  |  |  | North | Edwards |  | Hardware |  |  |  | Hardware | TRUE | 75162SRN |  | 16/2 Solid,OS Red With colored tracer FPLR | 1 | [6 empty] | FALSE | [5 empty] | #FFFFFFFF |  |  | FALSE | FALSE | FALSE | [14 empty] | FALSE | [7 empty] | THOR\acont | 2024-10-09 10:48
2fec161b-89bf-4a46-9f17-0ef904ef402c | NFPA 170 STROBE WALL |  |  | North | Edwards |  | Strobe |  |  |  | Module | TRUE | G1VWF |  | Strobe, Wall, White, FIRE | 1 | [12 empty] | #FF0070C0 | FA-NFPA 170 STROBE WALL | 1 | FALSE | FALSE | FALSE | 2023 | [19 empty] | DESKTOP-7SAL8M7\acont | 2020-02-25 06:42 | THOR\acont | 2024-09-08 17:27 | Cloned from Kidde EG1VWF | [Edwards, Kidde] [NAC] [16-33 VDC] EG1VRF, EG1VRN, EG1VWF, EG1VWN, G1VRF, G1VRN, G1VWF, G1VWN [Edwards, Kidde] [NAC] [16-33 VFWR] EG1VRF, EG1VRN, EG1VWF, EG1VWN, G1VRF, G1VRN, G1VWF, G1VWN
19182a90-f6ad-4bb5-8c64-0efddf329d59 | NFPA 170 FLAME DETECTOR |  |  | North | Honeywell |  | Flame Detector |  |  |  | Module | TRUE | FS20X | ++ | Multi-Spectrum UV/Dual IR/VIS Fire and Flame Detector | 1 | 0.085 | 0.135 |  |  |  |  | TRUE | [5 empty] | #FFFF0000 | FA-NFPA 170 FLAME DETECTOR | 1 | FALSE | FALSE | FALSE | 1401 | [16 empty] | XP |  |  | THOR\acont | 2024-06-05 09:54 | THOR\acont | 2024-09-08 17:27 | Cloned from Honeywell FS24X | [Honeywell] [IDC] [#1 ALARM] FS20X, FS24X [Honeywell] [AUX POWER] [*] FS20X, FS24X [Honeywell] [IDC] [#3 SUPERVISORY] FS20X, FS24X [Honeywell] [IDC] [#2 FAULT] FS20X, FS24X
851199d1-d3e9-47fc-9041-0efeee0a454b |  |  |  | North | Edwards |  | Hardware |  |  |  | Hardware | TRUE | SD-RJ10 |  | SuperDuct, RJ45 wiring harness kit - 10 ft | 1 | [6 empty] | FALSE | [5 empty] | #FFFFFFFF |  |  | FALSE | FALSE | FALSE | [14 empty] | FALSE | [7 empty] | THOR\acont | 2024-10-09 10:48
0b20895b-342c-474b-8c26-0f015e668c9a | NFPA 170 HEAT DETECTOR |  |  | North | Kidde |  | Heat Detector |  |  |  | Module | TRUE | FX-HD w/RB4U BASE | ++ | Intelligent Addressable Fixed Temperature or Rate-of-rise Heat Detector | 1 | 4.5e-05 | 4.5e-05 |  |  |  |  | FALSE | [5 empty] | #FFFF0000 | FA-NFPA 170 HEAT DETECTOR | 1 | FALSE | FALSE | FALSE | 1403 | [13 empty] | FALSE | [5 empty] | DESKTOP-7EIEB7A\acont | 2022-03-08 14:37 | THOR\acont | 2024-09-08 17:27 | Cloned from Edwards SIGA-HRD w/SIGA-RB BASE | [Kidde] [SLC EST SENSORS] [*] [#4 TYPE ADDR ¦ SENSORS] DS-HFS (C), DS-PS (C), FX-HD w/IB4U BASE, FX-HD w/RB4U BASE, FX-HD w/SB4U BASE, FX-HD w/SB4U-LF BASE, FX-HD wB4U BASE, FX-PD w/B4U BASE (C), FX-PD w/IB4U BASE (C), FX-PD w/SB4U BASE (C), FX-PD w/SB4U [Kidde] [SLC EST MODULES SENSORS] [*] [#2 SHARED ADDR ¦ SENSORS] DS-HFS (C), DS-PS (C), FX-HD w/IB4U BASE, FX-HD w/RB4U BASE, FX-HD w/SB4U BASE, FX-HD w/SB4U-LF BASE, FX-HD wB4U BASE, FX-PD w/B4U BASE (C), FX-PD w/IB4U BASE (C), FX-PD w/SB4U BASE (C), FX [Edwards, Kidde] [SLC EST SENSORS] 01 [*] [EST3, iO1000] DS-HFS (C), DS-PS (C), FX-HD w/IB4U BASE, FX-HD w/RB4U BASE, FX-HD w/SB4U BASE, FX-HD w/SB4U-LF BASE, FX-HD wB4U BASE, FX-PD w/B4U BASE (C), FX-PD w/IB4U BASE (C), FX-PD w/SB4U BASE (C), FX-PD w/SB [Edwards, Kidde] [SLC EST MODULES/SENSORS] 01 [*] [iO64] DS-HFS (C), DS-PS (C), FX-HD w/IB4U BASE, FX-HD w/RB4U BASE, FX-HD w/SB4U BASE, FX-HD w/SB4U-LF BASE, FX-HD wB4U BASE, FX-PD w/B4U BASE (C), FX-PD w/IB4U BASE (C), FX-PD w/SB4U BASE (C), FX-PD w/SB
8097b506-f409-4d2e-a147-0f01b9d0951a | NFPA 170 NOTIFICATION CIRCUIT EXTENDER PANEL | RISER NAC |  | North | Gamewell FCI |  | Notification Circuit Extender Panel |  |  |  | Assembly | TRUE | GFPS-9 | + | 9-Amp, 24-Volt Power Supply | 1 | [6 empty] | FALSE | FALSE |  |  |  |  | #FFFF0000 | FA-NFPA 170 NOTIFICATION CIRCUIT EXTENDER PANEL | 1 | FALSE | FALSE | FALSE | 212 | [8 empty] | 7,12,18 |  |  | 9 |  | TRUE | [7 empty] | THOR\acont | 2024-09-08 17:27
6f1dbc80-e3e0-4ee3-a71c-0f04413361d5 |  |  |  | North | Monaco Enterprises |  | Cards & Components |  |  |  | Card | TRUE | 703-167-00 (25V) Main Board | + | Main Board | 1 | 0.12 | 9 |  |  |  |  | TRUE | FALSE |  |  |  |  | #FFFFFFFF |  |  | FALSE | FALSE | FALSE | [14 empty] | FALSE | [5 empty] | DESKTOP-7SAL8M7\acont | 2020-04-02 10:13 | THOR\acont | 2024-10-09 10:48 | Cloned from Monaco Enterprises 703-163-00 (25V) | [Monaco Enterprises] [AUDIO 25v] [25V AUDIO] 703-164-00 (25V) Main Board, 703-167-00 (25V) Main Board | [Monaco Enterprises] 703-167-00 (25V) Main Board
af7b1aa6-628c-439b-be18-0f067d917486 |  |  |  | North | Bosch | [5 empty] | Module | TRUE | MIC-7504-Z12GR-RO | * | ***(Ross)MIC IP ultra 7100i PTZ 8MP GRAY | 1 | [12 empty] | #FFFFFFFF |  |  | FALSE | FALSE | FALSE | [20 empty] | DESKTOP-7EIEB7A\acont | 2021-08-13 06:25 | THOR\acont | 2024-10-09 10:48
11017707-1cc0-4f68-8e93-0f0b65cea28c | CADGEN DOOR CONTACT |  |  | North | NASCOM |  | Door Contact |  |  |  | Module | TRUE | N707AU/STR1xx | ++ | Switch and e-strike magnet set with alarm circuit resistor in series — xx=resistor value | 1 |  |  |  |  | 1.5 | [7 empty] | #FFFF0000 | FA-CADGEN DOOR CONTACT | 1 | FALSE | FALSE | FALSE | [17 empty] | REX |  |  | THOR\acont | 2023-11-10 12:48 | THOR\acont | 2024-09-08 17:27 | Cloned from NASCOM N707AU/ST CLONED CLONED CLONED CLONED CLONED CLONED | [NASCOM] [ACCESS CONTROL INPUT] [*] [INPUT] C CONTACT, D CONTACT, MET-200, MET-200 AR, MET-201B, MET-201B AR, MET-202C, MET-202C AR, MET-202C AR-WP18, MET-204C, MET-204C AR, N1178CGSHK/STO36W1, N200AU/ST036, N200AU/ST036 x 2, N505AUTMC, N707AU/M, N707AU/ [NASCOM] [IDC] 01 [INPUT] C CONTACT, D CONTACT, MET-200, MET-200 AR, MET-201B, MET-201B AR, MET-202C, MET-202C AR, MET-202C AR-WP18, MET-204C, MET-204C AR, N1178CGSHK/STO36W1, N200AU/ST036, N200AU/ST036 x 2, N505AUTMC, N707AU/M, N707AU/ST, N707AU/STATS,
fc0906d8-673a-444c-bde3-0f155bcdda03 |  |  |  | North | Edwards |  | Hardware |  |  |  | Hardware | TRUE | 3-FP |  | Filler Plate for LRM door | 1 | [6 empty] | FALSE | [5 empty] | #FFFFFFFF |  |  | FALSE | FALSE | FALSE | [14 empty] | FALSE | [7 empty] | THOR\acont | 2024-10-09 10:48
dc15334b-ffce-401d-b8ef-0f17b4bedc35 | NFPA 170 ADDRESSABLE INPUT MONITOR MODULE |  |  | North | Hochiki |  | Addressable Module |  |  |  | Module | TRUE | FRCMA-I FAST RESPONSE CONTACT MODULE | FAST RESPONSE CONTACT MODULE | FAST RESPONSE CONTACT MODULE | 1 | 0.00063 | 0.00063 |  |  |  |  | TRUE |  |  | *Refer to Install Sheet |  |  | #FFFF0000 | FA-NFPA 170 ADDRESSABLE INPUT MONITOR MODULE | 1 | FALSE | FALSE | FALSE | 1000 | [19 empty] | DESKTOP-0D6CQVA\lousc | 2019-10-06 09:36 | THOR\acont | 2024-09-08 17:27 | from Hochiki DCP-FRCMA FAST RESPONSE CONTACT MODULE | [Hochiki, VES] [SLC HOCHIKI] 02 [*] [SLC] CZM CONVENTIONAL ZONE MODULE, DCP-AMS Single Action Hex Key Lock, DCP-AMS-KL Single Action Key Lock, DCP-AMS-KL-LP Dual Action Key Lock, DCP-AMS-LP Dual Action Hex Key Lock, DIMM - DUAL INPUT MONITOR MODULE, DIMM | [Hochiki] FRCMA FAST RESPONSE CONTACT MODULE, FRCMA-I FAST RESPONSE CONTACT MODULE, FRCME-M FAST RESPONSE CONTACT MODULE, FRCME-P FAST RESPONSE CONTACT MODULE
9329f8b3-978d-4740-90d8-0f19a325ad75 |  |  |  | North | Edwards | [5 empty] | Assembly | TRUE | QS4-12-R-1-FR |  | FAP w/ 12 Option Card Space, Red, French | 1 | [6 empty] | FALSE | [5 empty] | #FFFFFFFF |  |  | FALSE | FALSE | FALSE | [14 empty] | FALSE | [7 empty] | THOR\acont | 2024-10-09 10:48
43c14269-cb9d-4511-96ee-0f202a98241f |  |  |  | North | Monaco Enterprises |  | Cards & Components |  |  |  | Card | TRUE | 227-551 Main Board |  | 227-551 Main Board | 1 | [6 empty] | TRUE | [5 empty] | #FFFFFFFF |  |  | FALSE | FALSE | FALSE | [14 empty] | FALSE | [5 empty] | DESKTOP-7SAL8M7\acont | 2018-10-23 10:52 | THOR\acont | 2024-10-09 10:48 |  |  | [Monaco Enterprises] 227-551 Main Board
5d90f873-b449-4378-9fb5-0f21db3cf731 | NFPA 170 SPEAKER WALL |  |  | North | Edwards |  | Speaker |  |  |  | Module | TRUE | G4HFWA-S7 |  | 70V Speaker, White, running man, ALERT | 1 | [6 empty] | FALSE | [5 empty] | #FF0070C0 | FA-NFPA 170 SPEAKER WALL | 1 | FALSE | FALSE | FALSE | 2021 | [13 empty] | FALSE | [7 empty] | THOR\acont | 2024-09-08 17:27 |  | [Edwards, Kidde] [AUDIO 70.7v] [70V AUDIO] G4F-S7, G4F-S7V1575, G4F-S7VM, G4HFRF-S7, G4HFRF-S7VMC, G4HFRN-S7, G4HFRN-S7VMC, G4HFWA-S7, G4HFWA-S7VMA, G4HFWA-S7VMC, G4HFWF-S7, G4HFWF-S7VMC, G4HFWN-S7, G4HFWN-S7VMA, G4HFWN-S7VMB, G4HFWN-S7VMC, G4RF-S7, G4RF
c1b8d156-a2e7-49e7-b019-0f26f06c12be |  |  |  | North | Bosch | [5 empty] | Module | TRUE | ISN-CSD70-W | * | 3/4" CONTACT WHITE PK OF 10 | 1 | [12 empty] | #FFFFFFFF |  |  | FALSE | FALSE | FALSE | [20 empty] | DESKTOP-7EIEB7A\acont | 2021-08-13 06:25 | THOR\acont | 2024-10-09 10:48
ad70bc1c-31b8-4eed-b74c-0f291c4720b0 | CADGEN MOTION DETECTOR LONG RANGE |  |  | North | NAPCO |  | Motion Detector |  |  |  | Module | TRUE | GEMC-WL-PIR | + | Gemini Commercial Wireless PIR, 50 x 50’ | 1 | [12 empty] | #FFFF0000 | FA-CADGEN MOTION DETECTOR LONG RANGE | 1 | FALSE | FALSE | FALSE | [20 empty] | DESKTOP-7SAL8M7\acont | 2020-01-21 11:59 | THOR\acont | 2024-09-08 17:27 |  | [NAPCO] [WIRELESS BURG] GEMC-WL-DT, GEMC-WL-GB, GEMC-WL-PIR
71d20564-28e1-4494-816b-0f2d1acc7cf6 | NFPA 170 LOCAL OPERATOR CONSOLE | RISER LOC |  | North | Potter |  | Local Operator Console |  |  |  | Assembly | TRUE | LOC-1000 | + | Local Operator Console | 1 | [6 empty] | FALSE | [5 empty] | #FFFF0000 | FA-NFPA 170 LOCAL OPERATOR CONSOLE | 1 | FALSE | FALSE | FALSE | 300 | [8 empty] | 12 |  |  |  | 100 | TRUE | [5 empty] | DESKTOP-7EIEB7A\acont | 2022-01-07 14:56 | THOR\acont | 2024-09-08 17:27 | Cloned from Potter SCA-10070 (25V)
ff2c03c0-554f-4e07-ac2c-0f372506ca02 | NFPA 170 SMOKE DETECTOR |  |  | North | Simplex |  | Smoke Detector |  |  |  | Module | TRUE | 4098-9774 w/4098-9775 | + | TrueAlarm Photoelectric Smoke Detector w/TrueAlarm Sensor Base w/LED or Relay Connections - Black | 1 | 0.0008 | 0.001 |  |  |  |  | TRUE | TRUE |  |  |  |  | #FFFF0000 | FA-NFPA 170 SMOKE DETECTOR | 1 | FALSE | FALSE | FALSE | 1408 | [16 empty] | P |  |  | DESKTOP-7EIEB7A\acont | 2022-02-15 11:20 | THOR\acont | 2024-09-08 17:27 | Cloned from Autocall A4098-9774 w/A4098-9775 | [Autocall, Simplex] [IDNet] [SENSORS ++] 4098-9714 (C), 4098-9714 w/4098-9770 (C), 4098-9714 w/4098-9771 (C), 4098-9714 w/4098-9772 (C), 4098-9714 w/4098-9773 (C), 4098-9714 w/4098-9780 (C), 4098-9714 w/4098-9789 (C), 4098-9714 w/4098-9791 (C), 4098-9714
6f68ac9f-1f47-4c74-aeff-0f3789079d9a |  |  |  | North | Consilium |  | Cards & Components |  |  |  | Card | TRUE | 5100087-01A | ++ | PSU M AC/DC 5A | 1 |  |  | 5 |  | 28 |  | TRUE | [5 empty] | #FFFFFFFF |  |  | FALSE | FALSE | FALSE | [20 empty] | THOR\acont | 2023-09-19 06:41 | THOR\acont | 2024-10-09 10:48 | Cloned from Consilium 5100062-01A
ba7b0e5a-4d0d-4272-8601-0f4034205c85 | NFPA 170 HORN STROBE CEILING |  |  | North | Eaton Wheelock |  | Horn/Strobe |  |  |  | Module | TRUE | LHSRC3 |  | HORN/STROBE CEILING | 1 | [6 empty] | TRUE | TRUE |  |  |  |  | #FF0070C0 | FA-NFPA 170 HORN STROBE CEILING | 1 | FALSE | FALSE | FALSE | 2013 | [16 empty] | C |  |  | AULAPTOP-PC\Aulaptop | 2019-01-18 07:07 | THOR\acont | 2024-09-08 17:27 | Cloned from Wheelock LHS_C | [Eaton Wheelock] [NAC] [UL MAX, HIGH DB] LHSRC3 (C), LHSWC3 (C)
5f4f6336-fad9-461c-976f-0f40f8a67e43 | NFPA 170 STROBE CEILING |  |  | North | Eaton Wheelock |  | Strobe |  |  |  | Module | TRUE | RSSR-24MCCH-NW |  | Strobe, 24 Vdc, red, selectable, - Red Lens | 1 | 0 | 0.455 |  |  |  |  | FALSE | TRUE |  |  |  |  | #FF0070C0 | FA-NFPA 170 STROBE CEILING | 1 | FALSE | FALSE | FALSE | 2022 | [13 empty] | FALSE | [7 empty] | THOR\acont | 2024-09-08 17:27 |  | [Eaton Wheelock, Hochiki] [NAC] RSSA-24MCCH-NW (C), RSSB-24MCCH-NW (C), RSSG-24MCCH-NW (C), RSSR-24MCCH-NW (C)
f12302b4-6af3-439c-ab0b-0f44124287cf | NFPA 170 SMOKE DETECTOR |  |  | North | Kidde |  | Smoke Detector |  |  |  | Module | TRUE | KI-PD w/KI-ABST BASE | + | Photoelectric smoke detector | 1 | [6 empty] | FALSE | TRUE |  |  |  |  | #FFFF0000 | FA-NFPA 170 SMOKE DETECTOR | 1 | FALSE | FALSE | FALSE | 1408 | [13 empty] | FALSE | [5 empty] | DESKTOP-7SAL8M7\acont | 2018-09-17 10:05 | THOR\acont | 2024-09-08 17:27 | 20191121 AC Detector with base | [Edwards, Kidde] [SLC EST MODULES/SENSORS] 01 [*] [iO64] DS-HFS (C), DS-PS (C), FX-HD w/IB4U BASE, FX-HD w/RB4U BASE, FX-HD w/SB4U BASE, FX-HD w/SB4U-LF BASE, FX-HD wB4U BASE, FX-PD w/B4U BASE (C), FX-PD w/IB4U BASE (C), FX-PD w/SB4U BASE (C), FX-PD w/SB [Edwards, Kidde] [SLC EST SENSORS] 01 [*] [EST3, iO1000] DS-HFS (C), DS-PS (C), FX-HD w/IB4U BASE, FX-HD w/RB4U BASE, FX-HD w/SB4U BASE, FX-HD w/SB4U-LF BASE, FX-HD wB4U BASE, FX-PD w/B4U BASE (C), FX-PD w/IB4U BASE (C), FX-PD w/SB4U BASE (C), FX-PD w/SB [Kidde] [SLC EST SENSORS] [*] [#4 TYPE ADDR ¦ SENSORS] DS-HFS (C), DS-PS (C), FX-HD w/IB4U BASE, FX-HD w/RB4U BASE, FX-HD w/SB4U BASE, FX-HD w/SB4U-LF BASE, FX-HD wB4U BASE, FX-PD w/B4U BASE (C), FX-PD w/IB4U BASE (C), FX-PD w/SB4U BASE (C), FX-PD w/SB4U [Kidde] [SLC EST MODULES SENSORS] [*] [#2 SHARED ADDR ¦ SENSORS] DS-HFS (C), DS-PS (C), FX-HD w/IB4U BASE, FX-HD w/RB4U BASE, FX-HD w/SB4U BASE, FX-HD w/SB4U-LF BASE, FX-HD wB4U BASE, FX-PD w/B4U BASE (C), FX-PD w/IB4U BASE (C), FX-PD w/SB4U BASE (C), FX [Edwards, Kidde] [AUX POWER] FX-HD w/SB4U BASE, FX-PD w/SB4U BASE (C), FX-PHD w/SB4U BASE (C), KI-COD w/KI-ABST BASE (C), KI-HCD w/KI-ABST BASE, KI-HRD w/KI-ABST BASE, KI-PCD w/KI-ABST BASE (C), KI-PD w/KI-ABST BASE (C), KI-PHCD w/KI-ABST BASE (C), KI-PH
8509bf1d-9986-4cfb-b5cc-0f4d07ddf84e |  |  |  | North | Notifier |  | Hardware |  |  |  | Hardware | TRUE | BAT-12260 | + | (1) 12V 26 AH BATTERY | 1 | [6 empty] | FALSE | [5 empty] | #FFFFFFFF |  |  | FALSE | FALSE | FALSE | [14 empty] | FALSE | [5 empty] | DESKTOP-7EIEB7A\acont | 2021-04-06 17:06 | THOR\acont | 2024-10-09 10:48 | Cloned from Power Sonic PS-12260
cf65f695-a33a-4b71-acc1-0f5032de9faa |  |  |  | North | Edwards |  | Hardware |  |  |  | Hardware | TRUE | VSMG |  | Site Monitor PIN letter to enable graphic annunciation | 1 | [6 empty] | FALSE | [5 empty] | #FFFFFFFF |  |  | FALSE | FALSE | FALSE | [14 empty] | FALSE | [7 empty] | THOR\acont | 2024-10-09 10:48
4f921ed8-1704-4ee9-90d6-0f5214bdfb53 | NFPA 170 MULTI FUNCTION CABINET |  |  | North | Edwards |  | Enclosure |  |  |  | Assembly | TRUE | MFC-A |  | Multifunction Fire Alarm Cabinet, Red | 1 | [12 empty] | #FFFF0000 | FA-NFPA 170 MULTI FUNCTION CABINET | 1 | FALSE | FALSE | FALSE | 400 | [21 empty] | THOR\acont | 2024-09-08 17:27
9c48edae-780c-45fc-898a-0f57163b780a | NFPA 170 STROBE CEILING |  |  | North | Edwards |  | Strobe |  |  |  | Module | TRUE | GCWA-VMHG |  | Strobe, white, ALERT, 95, 115, 150, 177 cd, green | 1 | 0 | 0.502 |  |  |  |  | FALSE | TRUE |  |  |  |  | #FF0070C0 | FA-NFPA 170 STROBE CEILING | 1 | FALSE | FALSE | FALSE | 2022 | [13 empty] | FALSE |  |  | C |  |  |  |  | THOR\acont | 2024-09-08 17:27 |  | [Edwards, Kidde] [NAC] [16 VDC] EGCF-S2VMH (C), EGCF-VMH (C), GCF-S2VMH (C), GCF-S7VMH (C), GCF-VMH (C), GCHFRF-S2VMCH (C), GCHFRF-S7VMCH (C), GCHFRN-S2VMCH (C), GCHFRN-S7VMCH (C), GCHFWA-S2VMAH (C), GCHFWA-S2VMCH (C), GCHFWA-S7VMAH (C), GCHFWA-S7VMCH (C [Edwards, Kidde] [NAC] [24 VDC] EGCF-S2VMH (C), EGCF-VMH (C), GCF-S2VMH (C), GCF-S7VMH (C), GCF-VMH (C), GCHFRF-S2VMCH (C), GCHFRF-S7VMCH (C), GCHFRN-S2VMCH (C), GCHFRN-S7VMCH (C), GCHFWA-S2VMAH (C), GCHFWA-S2VMCH (C), GCHFWA-S7VMAH (C), GCHFWA-S7VMCH (C
3bd22b1d-5c40-4dd3-8495-0f59f4955dda | NFPA 170 ADDRESSABLE OUTPUT MODULE |  |  | North | System Sensor |  | Addressable Control/Relay |  |  |  | Module | TRUE | M500R | + | Relay Module | 1 | 0.0003 | 0.0055 |  |  |  |  | FALSE | [5 empty] | #FFFF0000 | FA-NFPA 170 ADDRESSABLE OUTPUT MODULE | 1 | FALSE | FALSE | FALSE | 1100 | [13 empty] | FALSE |  |  | R |  |  | DESKTOP-7SAL8M7\acont | 2020-02-23 12:21 | THOR\acont | 2024-09-08 17:27 | Cloned from MIRCOM MIX-M500R | [Honeywell, Notifier, System Sensor] [SLC MODULES] [*] [#3 TYPE ADDR ¦ MODULES] 30-3013 w/FMM-101, Q3013D, ACM-8R, ACPS-610, AMPS-24, AMPS-24E, EM-1M, EM-1MI, EM-1MM, EM-1MMI, EM-1R, EM-1RI, EM-1SR, EM-1SRI, FCM-1, FCM-1-REL, FD7044 MM-101, FDM-1, FDRM-1 [Honeywell, Notifier, System Sensor] [SLC MODULES SENSORS] [*] [#1 SHARED ADDR ¦ MODULES] 30-3013 w/FMM-101, Q3013D, ACM-8R, ACPS-610, AMPS-24, AMPS-24E, EM-1M, EM-1MI, EM-1MM, EM-1MMI, EM-1R, EM-1RI, EM-1SR, EM-1SRI, FCM-1, FCM-1-REL, FD7044 MM-101, FDM [System Sensor] [SLC MODULES] 01 M500DM, M500M, M500R, M500S, M501M, M502M [System Sensor] [SLC MODULES/SENSORS] 01 M500DM, M500M, M500R, M500S, M501M, M502M
300b123e-a758-4daa-9a0c-0f5adae55336 |  |  |  | North | Gamewell FCI |  | Cards & Components |  |  |  | Card | TRUE | ANU-48 | + | Remote LED driver module (occupies 1 slot on inner door) | 1 | 0.011 | 2.4 |  |  |  |  | TRUE | [5 empty] | #FFFFFFFF |  |  | FALSE | FALSE | FALSE | [14 empty] | FALSE | [7 empty] | THOR\acont | 2024-10-09 10:48 |  | [Gamewell FCI, Notifier] [RS-485] 1100-0455, 1100-0505, ANU-48, ANU-48 Assembly, ASM-16, LCD-7100 MAIN CARD, LCD-E3, LCD-SLP, LCD-SLP MAIN BOARD, LDM-32 Assembly, NGA, RA-1000 [Gamewell FCI] [AUX POWER] [*] 1100-0455, 1100-0503, 1100-0505, 1100-1321, 1100-1322, 1100-1323, 1100-1324, 1100-1325, 1100-1326, ANU-48, ASM-16, INI-VGC, INI-VGE, INI-VGX, LCD-7100 MAIN CARD, LCD-E3, LCD-SLP, LCD-SLP MAIN BOARD, M34-110, M34-56, NGA, RA
068a3118-b5c5-49fe-97d1-0f617759b52d | NFPA 170 SOLENOID VALVE |  |  | North | BERMAD |  | Solenoid |  |  |  | Module | TRUE | BE370D-B2-88 | ++ | 3-way solenoid valve, Ex d standard type | 1 | 0 | 0.333 |  |  |  |  | FALSE | [5 empty] | #FFFF0000 | FA-NFPA 170 SOLENOID VALVE | 1 | FALSE | FALSE | FALSE | 1701 | [13 empty] | FALSE | [5 empty] | THOR\acont | 2024-08-02 12:08 | THOR\acont | 2024-09-08 17:27 | Cloned from Viking 11601 | [ASCO, BERMAD, Fenwal, Generic, Pyro-Chem, Skinner, Viking] [AUX POWER, RELEASING] [*] [INPUT TYPE] 11601, 11602, 13215, 13843, 13844, 486500-01, 73218BN4UN00, 8210G009, BE370D-B2-87, BE370D-B2-88, BE370D-B5-87, BE370D-B5-87N, BE370D-B5-88, BE370D-B5-88N
fd4932c3-0e7f-4e40-a934-0f6187440235 | NFPA 170 HEAT DETECTOR |  |  | North | Gamewell FCI |  | Heat Detector |  |  |  | Module | TRUE | ATD-L3R w/B300-6 | + | Thermal heat detector, 135°F rate of rise, bright white, Velociti w/ 6” Flanged mounting base, bright white | 1 | 0.0002 | 0.0045 |  |  |  |  | FALSE | TRUE | FLUSH |  | 4" SQ. DEEP | 3 "O" PLASTER RING | #FFFF0000 | FA-NFPA 170 HEAT DETECTOR | 1 | FALSE | FALSE | FALSE | 1403 | [13 empty] | FALSE |  |  | 135° |  |  | DESKTOP-7SAL8M7\acont | 2019-05-06 10:45 | THOR\acont | 2024-09-08 17:27 | 20191121 AC Detector with base | [Gamewell FCI] [SLC MODULES SENSORS] [*] [#2 SHARED ADDR ¦ SENSORS] ADPF (C), ASD-PL2F w/B200S-LF-WH (C), ASD-PL2F w/B210LP (C), ASD-PL2FR (C), ASD-PL3 w/B200S-LF-WH (C), ASD-PL3 w/B200SR-LF-WH (C), ASD-PL3 w/B200SR-WH (C), ASD-PL3 w/B224BI-WH (C), ASD-P [Gamewell FCI] [SLC SENSORS] [*] [#4 TYPE ADDR ¦ SENSORS] ADPF (C), ASD-PL2F w/B200S-LF-WH (C), ASD-PL2F w/B210LP (C), ASD-PL2FR (C), ASD-PL3 w/B200S-LF-WH (C), ASD-PL3 w/B200SR-LF-WH (C), ASD-PL3 w/B200SR-WH (C), ASD-PL3 w/B224BI-WH (C), ASD-PL3 w/B224R
a2d1f452-b4d7-42dd-a4a9-0f652d5d6281 | NFPA 170 HEAT DETECTOR |  |  | North | Firelite |  | Heat Detector |  |  |  | Module | TRUE | H365 w/B224RB-WH | + | White, Low-profile 135°F fixed thermal sensor, Relay Base | 1 | 0.00045 | 0.0045 |  |  |  |  | FALSE | TRUE |  |  |  |  | #FFFF0000 | FA-NFPA 170 HEAT DETECTOR | 1 | FALSE | FALSE | FALSE | 1403 | [13 empty] | FALSE |  |  | 135° |  |  | DESKTOP-7SAL8M7\acont | 2019-03-28 05:42 | THOR\acont | 2024-09-08 17:27 | 20191121 AC Detector with base | [Firelite, System Sensor] [SLC MODULES SENSORS] [*] [#2 SHARED ADDR ¦ SENSORS] AD355 w/B200SR-LF-WH (C), AD355 w/B200SR-WH (C), AD355 w/B210LP (C), AD355 w/B224BI-WH (C), AD355 w/B224RB-WH (C), AD355 w/B501 (C), BEAM355 (C), BEAM355S (C), CP355 w/B200SR- [Firelite, System Sensor] [SLC SENSORS] [*] [#4 TYPE ADDR ¦ SENSORS] AD355 w/B200SR-LF-WH (C), AD355 w/B200SR-WH (C), AD355 w/B210LP (C), AD355 w/B224BI-WH (C), AD355 w/B224RB-WH (C), AD355 w/B501 (C), BEAM355 (C), BEAM355S (C), CP355 w/B200SR-WH (C), CP
fc315269-86d3-46d5-ac0d-0f786d722e1b | NFPA 170 STROBE CEILING |  |  | North | Autocall |  | Strobe |  |  |  | Module | TRUE | A4906-9102 | + | Multi-candela strobe, Ceiling Mount, Fire, Red | 1 | 0 | 0 |  |  |  |  | TRUE | TRUE |  |  |  |  | #FF0070C0 | FA-NFPA 170 STROBE CEILING | 1 | FALSE | FALSE | FALSE | 2022 | [16 empty] | C |  |  | DESKTOP-0D6CQVA\lousc | 2019-07-05 09:31 | THOR\acont | 2024-09-08 17:27 | Cloned from AutoCall A4906-9101 | [Autocall, Simplex] [NAC] [MAX] 4906-9102 (C), 4906-9104 (C), 4906-9110 (C), 4906-9112 (C), 4906-9114 (C), 4906-9115 (C), 4906-9116 (C), 4906-9117 (C), A4906-9102 (C), A4906-9104 (C), A4906-9110 (C), A4906-9112 (C), A4906-9114 (C), A4906-9115 (C), A4906-
17bed6eb-6ff5-4ec8-8a5a-0f7bdb94ec51 |  |  |  | North | Silent Knight |  | Cards & Components |  |  |  | Card | TRUE | 5207 Main Board | ++ | Main Board | 1 | 0.12 | 0.7 | 5 |  |  |  | TRUE | [5 empty] | #FFFFFFFF |  |  | FALSE | FALSE | FALSE | [14 empty] | FALSE | [5 empty] | THOR\acont | 2024-04-10 10:23 | THOR\acont | 2024-10-09 10:48 | Cloned from Silent Knight 5208 Main Board | [Silent Knight] [IDC] [#1 ALARM] 5104B Main Board, 5204 Main Board, 5207 Main Board, 5208 Main Board, 5600 Main Board, 5700 Main Board, 5808 Main Board, 5820XL Main Board, 5895XL Main Board, 6700 Main Board, 6808 Main Board, 6820 Main Board, 6820EVS Main [Silent Knight] [IDC] [#3 SUPERVISORY] 5104B Main Board, 5204 Main Board, 5207 Main Board, 5208 Main Board, 5600 Main Board, 5700 Main Board, 5808 Main Board, 5820XL Main Board, 6700 Main Board, 6808 Main Board, 6820 Main Board, 6820EVS Main Board, SK-2 [Silent Knight] [IDC] [#2 TROUBLE] 5104B Main Board, 5204 Main Board, 5207 Main Board, 5208 Main Board, 5495 Main Board, 5600 Main Board, 5700 Main Board, 5808 Main Board, 5820XL Main Board, 5895XL Main Board, 6700 Main Board, 6808 Main Board, 6820 Main [Farenhyt, Silent Knight, Stanley Security Solutions] [VAC ] 5104B Main Board, 5204 Main Board, 5207 Main Board, 5208 Main Board, 5495 Main Board, 5496 Main Board, 5499 Main Board, 5600 Main Board, 5700 Main Board, 5808 Main Board, 5820XL Main Board, 588 | [Silent Knight] 5207 Main Board
3d6f949f-e385-46c6-99d8-0f807bd7eb0c | NFPA 170 HORN |  |  | North | Siemens |  | Horn |  |  |  | Module | TRUE | HS-R | 500-636068 | HS HORN RED | 1 | [12 empty] | #FF0070C0 | FA-NFPA 170 HORN | 1 | FALSE | FALSE | FALSE | 2010 | [19 empty] | DESKTOP-7SAL8M7\acont | 2019-08-13 09:04 | THOR\acont | 2024-09-08 17:27 | B,T
f4aee91f-dc88-4f14-bb23-0f8508a8a872 | NFPA 170 HORN |  |  | North | Eaton Wheelock |  | Horn |  |  |  | Module | TRUE | AH-24WP-R |  | Horn, 24 VDC, red | 1 | 0 | 0.09 |  |  |  |  | FALSE | FALSE |  |  |  |  | #FF0070C0 | FA-NFPA 170 HORN | 1 | FALSE | FALSE | FALSE | 2010 | [13 empty] | FALSE | [5 empty] | DESKTOP-7SAL8M7\acont | 2020-11-17 11:43 | THOR\acont | 2024-09-08 17:27 | Cloned from Eaton Wheelock AH-24-R | [Eaton Wheelock] [NAC] [24VDC HIGH DB] AH-24WP-R [Eaton Wheelock] [NAC] [24VDC LOW DB] AH-24WP-R [Eaton Wheelock] [NAC] [24VDC MED DB] AH-24WP-R
9ce246b1-afe5-41f3-a7a9-0f9e6a52439c | NFPA 170 GAS DETECTOR |  |  | North | System Sensor |  | Gas Detection |  |  |  | Module | TRUE | SS-CO w/B300-6 | + | Intelligent CO Detector, Standard Base | 1 | 0.0002 | 0.0045 |  |  |  |  | FALSE | TRUE |  |  |  |  | #FFFF0000 | FA-NFPA 170 GAS DETECTOR | 1 | FALSE | FALSE | FALSE | 1408 | [13 empty] | FALSE |  |  | CO |  |  | THOR\acont | 2024-11-27 07:31 | THOR\acont | 2024-11-27 07:49 | Cloned from System Sensor SS-PHOTO w/B300-6 | [Silent Knight, System Sensor] [SLC SK SENSORS] [*] [#4 TYPE ADDR ¦ SENSORS] DNR w/SK-PHOTO-R-W (C), DNRW w/SK-PHOTO-R-W (C), HFS-D (C), HFS-P (C), HFS-PT (C), HFS-T (C), OSI-RI-SK (C), SK-ACCLIMATE (C), SK-BEAM (C), SK-DUCT-W w/SK-PHOTO-R-W (C), SK-FIRE [Firelite, System Sensor] [SLC MODULES SENSORS] [*] [#2 SHARED ADDR ¦ SENSORS] AD355 w/B200SR-LF-WH (C), AD355 w/B200SR-WH (C), AD355 w/B210LP (C), AD355 w/B224BI-WH (C), AD355 w/B224RB-WH (C), AD355 w/B501 (C), BEAM355 (C), BEAM355S (C), CP355 w/B200SR- [Firelite, System Sensor] [SLC SENSORS] [*] [#4 TYPE ADDR ¦ SENSORS] AD355 w/B200SR-LF-WH (C), AD355 w/B200SR-WH (C), AD355 w/B210LP (C), AD355 w/B224BI-WH (C), AD355 w/B224RB-WH (C), AD355 w/B501 (C), BEAM355 (C), BEAM355S (C), CP355 w/B200SR-WH (C), CP
e2d6b16d-9b91-484b-a622-0fa6d2509517 | NFPA 170 WIRELESS CONTROL UNIT |  |  | North | Silent Knight |  | Wireless Control Unit |  |  |  | Module | TRUE | W-DIS-D | + | LCD User Interface for use with the W-GATE | 1 | 0.03 | 0.03 |  |  |  |  | FALSE | [5 empty] | #FFFF0000 | FA-NFPA 170 WIRELESS CONTROL UNIT | 1 | FALSE | FALSE | FALSE | [14 empty] | FALSE |  |  | W-DIS-D |  |  | AUGUSTXPS17-EUP\aucon | 2022-07-12 06:25 | THOR\acont | 2024-09-08 17:27 | Cloned from Firelite W-DIS-D CLONED | [Farenhyt, Silent Knight] [SLC MODULES/SENSORS] [#2 SLC ++] IDP-ACCLIMATE (C), IDP-BEAM (C), IDP-CONTROL-6, IDP-MON-10, IDP-MONITOR-2, IDP-RELAY-6, IDP-RELAYMON-2, IDP-ZONE, IDP-ZONE-6, OSI-RI-SK (C), SK-ACCLIMATE (C), SK-BEAM (C), SK-CONTROL-6, SK-MON-1 [Farenhyt, Silent Knight] [RS-485] [*] [ANN/PWR ++] 5230, IDP-5235, SK-5235, W-DIS-D [Silent Knight] [SLC SK MODULES] [*] [#3 TYPE ADDR ¦ MODULES] HFS-MM, SK-CONTROL, SK-CONTROL-6, SK-MINIMON, SK-MON-10, SK-MONITOR, SK-MONITOR-2, SK-PULL-DA, SK-PULL-SA, SK-RELAY, SK-RELAY-6, SK-RELAYMON-2, SK-ZONE, SK-ZONE-6, WAV-CRL, WAV-CWL, WAV-RL, WA [Farenhyt, Silent Knight] [SLC MODULES/SENSORS] [#3 SLC ++] IDP-CONTROL-6, IDP-MON-10, IDP-RELAY-6, IDP-RELAYMON-2, IDP-ZONE-6, OSI-RI-SK (C), SK-CONTROL-6, SK-MON-10, SK-RELAY-6, SK-RELAYMON-2, SK-ZONE-6, W-DIS-D [Silent Knight] [SLC SK MODULES] [#2 MODULES ++] SK-CONTROL-6, SK-MON-10, SK-MONITOR-2, SK-RELAY-6, SK-RELAYMON-2, SK-ZONE-6, W-DIS-D [Farenhyt, Silent Knight] [SLC MODULES SENSORS] [*] [#1 SHARED ADDR ¦ MODULES] HFS-MM, Hood System/IDP-MINIMON, IDP-CONTROL, IDP-CONTROL-6, IDP-MINIMON, IDP-MON-10, IDP-MONITOR, IDP-MONITOR-2, IDP-PULL-DA, IDP-PULL-SA, IDP-RELAY, IDP-RELAY-6, IDP-RELAYMO [ADT Unimode, Eaton Wheelock, Farenhyt, Firelite, Gamewell FCI, Monaco Enterprises, Notifier, Potter, Secutron, Silent Knight] [AUX POWER] [*] 790-012-00, ACM-16ATF, ACM-30, ACM-32AF, ACM-48A, ACM-8RF, ADT-LCD-80, AEM-16ATF, AEM-32AF, AFM-16AF, AFM-16ATF | [Farenhyt, Firelite, Gamewell FCI, Notifier, Silent Knight] VW-DIS-D, W-DIS-D
2cd12b5c-ffda-4648-939f-0fabab35cac8 | NFPA 170 SMOKE DETECTOR |  |  | North | Hochiki |  | Smoke Detector |  |  |  | Module | TRUE | ACC-V w/HSB-NSA-6 STANDARD BASE | ACC-V MULTI-CRITERIA SENSOR | ACC-V MULTI-CRITERIA SENSOR w/HSB-NSA-6 STANDARD BASE | 1 | 0.00045 | 0.00054 |  |  |  |  | TRUE | TRUE |  | *Refer to Install Sheet |  |  | #FFFF0000 | FA-NFPA 170 SMOKE DETECTOR | 1 | FALSE | FALSE | FALSE | 1408 | [16 empty] | MC |  |  | DESKTOP-0D6CQVA\lousc | 2019-10-12 09:46 | THOR\acont | 2024-09-08 17:27 | Cloned from Hochiki ACD-V w/HSB-NSA-6 STANDARD BASE | [Hochiki] [SLC HOCHIKI] 02 [*] [SLC] ACC-V w/ASBL SOUNDER BASE (C), ACC-V w/HSB-NSA-6 STANDARD BASE (C), ACC-V w/SCI-B4 SHORT CIRCUIT ISOLATOR BASE (C), ACC-V w/SCI-B6 SHORT CIRCUIT ISOLATOR BASE (C), ACC-V w/YBN-NSA-4 STANDARD BASE (C), DH-98-A ANALOG D
946549f5-7c8b-47b3-9592-0fbf09d1e799 | NFPA 170 STROBE CEILING |  |  | North | BRK |  | Strobe |  |  |  | Module | FALSE | SLED177 |  | 120V AC, 60Hz Wire-in with 9V Battery Backup | 1 | [6 empty] | FALSE | TRUE |  |  |  |  | #FF0070C0 | FA-NFPA 170 STROBE CEILING | 1 | FALSE | FALSE | FALSE | 2022 | [13 empty] | FALSE |  |  | 120V |  |  | DESKTOP-7SAL8M7\acont | 2020-09-14 07:38 | THOR\acont | 2024-09-08 17:27 | Cloned from BRK 7010B | [BRK, Gentex, Kidde] [VAC ] [*] 21006378 (C), 21007624 (C), 7020BSL (C), 7030BSL (C), 900-CUAR (C), 9120 (C), 9120B (C), 917-0070-002 (C), 917-0071-002 (C), 917-0072-002 (C), 917-0073-002 (C), 917-0079-002 (C), 918-0030-002 (C), 918-0031-002 (C), 918-003 [BRK, First Alert, Gentex, Kidde] [SMOKE ALARM TANDEM] 21006378 (C), 21007624 (C), 7020BSL (C), 7030BSL (C), 900-CUAR (C), 9120 (C), 9120B (C), 917-0070-002 (C), 917-0071-002 (C), 917-0072-002 (C), 917-0073-002 (C), 917-0079-002 (C), 918-0030-002 (C), 91 | [BRK, First Alert, Generic, Gentex, Kidde, N/A] 120VAC SMOKE DETECTOR, 21006378, 21007624, 7020BSL, 7030BSL, 900-CUAR, 9120, 9120B, 9120F, 9120H, 9120HF, 9120T, 9120TF, 9123, 9123F, 9123H, 9123HF, 9123T, 9123TF, 917-0070-002, 917-0071-002, 917-0072-002, 9
11d1b529-dd98-460b-854a-0fc2119cd2ff |  |  |  | North | Siemens |  | Hardware |  |  |  | Hardware | TRUE | CAB2-RB | 500-634941 | MEDIUM SIZE (2 ROW) ENCLOSURE BACKBOX - RED FIELD MOUNTED | 1 | [12 empty] | #FFFFFFFF |  |  | FALSE | FALSE | FALSE | [20 empty] | DESKTOP-7SAL8M7\acont | 2019-08-13 09:04 | THOR\acont | 2024-10-09 10:48
cb1155b8-7aea-491a-b7c5-0fc8ef7c780d | NFPA 170 WIRELESS CONTROL UNIT |  |  | North | Silent Knight |  | Wireless Control Unit |  |  |  | Module | TRUE | WAV-RL | + | Wireless AV base, wall, red | 1 | [6 empty] | FALSE | [5 empty] | #FFFF0000 | FA-NFPA 170 WIRELESS CONTROL UNIT | 1 | FALSE | FALSE | FALSE | [14 empty] | FALSE |  |  | WAV-CRL |  |  | AUGUSTXPS17-EUP\aucon | 2022-07-12 06:50 | THOR\acont | 2024-09-08 17:27 | Cloned from Firelite WAV-RL | [Silent Knight] [SLC SK MODULES] [*] [#3 TYPE ADDR ¦ MODULES] HFS-MM, SK-CONTROL, SK-CONTROL-6, SK-MINIMON, SK-MON-10, SK-MONITOR, SK-MONITOR-2, SK-PULL-DA, SK-PULL-SA, SK-RELAY, SK-RELAY-6, SK-RELAYMON-2, SK-ZONE, SK-ZONE-6, WAV-CRL, WAV-CWL, WAV-RL, WA [Farenhyt, Firelite, Gamewell FCI, Notifier, Silent Knight] [SWIFT MESH DEVICES] 03 WAV-CRL, WAV-CWL, WAV-RL, WAV-WL [Farenhyt, Firelite, Gamewell FCI, Notifier, Silent Knight, System Sensor] [SWIFT MESH DEVICES] 01 HRL-LF w/ WAV-RL, HWL-LF w/ WAV-WL, P2RL w/WAV-RL, P2RLED w/WAV-RL, P2RL-LF w/ WAV-RL, P2WL w/ WAV-WL, P2WLED w/ WAV-WL, P2WL-LF w/ WAV-WL, SRL w/ WAV-RL, [Farenhyt, Silent Knight] [SLC MODULES SENSORS] [*] [#1 SHARED ADDR ¦ MODULES] HFS-MM, Hood System/IDP-MINIMON, IDP-CONTROL, IDP-CONTROL-6, IDP-MINIMON, IDP-MON-10, IDP-MONITOR, IDP-MONITOR-2, IDP-PULL-DA, IDP-PULL-SA, IDP-RELAY, IDP-RELAY-6, IDP-RELAYMO | [Farenhyt, Firelite, Gamewell FCI, Notifier, Silent Knight] WAV-CRL, WAV-CWL, WAV-RL, WAV-WL
0a3ba127-5873-42c8-951a-0fc94e218190 | NFPA 170 HORN STROBE CEILING |  |  | North | Autocall |  | Horn/Strobe |  |  |  | Module | TRUE | A49AV-APPLC-BA | + | Audible/Visible Notification Appliances, Ceiling Mount Multi-Candela Horn/Strobe, Specify Cover, Assembled in USA | 1 | 0 | 0 |  |  |  |  | TRUE | TRUE |  |  |  |  | #FF0070C0 | FA-NFPA 170 HORN STROBE CEILING | 1 | FALSE | FALSE | FALSE | 2013 | [16 empty] | C |  |  | DESKTOP-7EIEB7A\acont | 2022-02-21 22:06 | THOR\acont | 2024-09-08 17:27 | Cloned from Autocall A49AV-APPLC | [Autocall, Simplex] [IDNac] [23VDC, STEADY HIGH] 49AV-APPLC (C), 49AV-APPLC-BA (C), A49AV-APPLC (C), A49AV-APPLC-BA (C)
7c7eb442-4e88-41d9-9a82-0fcab1652ba3 | NFPA 170 NON ADDRESSABLE RELAY |  |  | North | Bosch |  | Non-Addressable Relay |  |  |  | Module | TRUE | D133 | ++ | Single relay module for 2A at 30VDC | 1 |  | 0.04 | [10 empty] | #FFFF0000 | FA-NFPA 170 NON ADDRESSABLE RELAY | 1 | FALSE | FALSE | FALSE | [17 empty] | R |  |  | DESKTOP-7EIEB7A\acont | 2022-07-25 08:20 | THOR\acont | 2024-09-08 17:27 | Cloned from Bosch D130 | [Bosch] [AUX POWER] [OPTIONAL RELAY INPUT ++] B308, D130, D133, D134, D8129, FLM-325-2R4-2A, FLM-325-2R4-2AI, FLM-325-2R4-8A, FLM-325-2R4-8AI | [Bosch] D130, D133, D134, D7053, D8130, DS7465I
46e35cb9-947b-4ccf-9028-0fcd818e23c1 |  |  |  | North | Edwards |  | Hardware |  |  |  | Hardware | TRUE | 6702-0020 |  | Frontplate, Flush, Red, Breakglass, Lock | 1 | [6 empty] | FALSE | [5 empty] | #FFFFFFFF |  |  | FALSE | FALSE | FALSE | [14 empty] | FALSE | [7 empty] | THOR\acont | 2024-10-09 10:48
46434c17-77e2-474e-91db-0fd107c0c028 | NFPA 170 DUCT SMOKE DETECTOR |  |  | North | Notifier |  | Duct Smoke Detector |  |  |  | Module | TRUE | ED-DPI | ++ | Photoelectric Duct Smoke Detector Head, Isolator version, Eclipse™ Series | 1 | 0.00025 | 0.002 |  |  |  |  | FALSE | TRUE |  |  |  |  | #FFFF0000 | FA-NFPA 170 DUCT SMOKE DETECTOR | 1 | FALSE | FALSE | FALSE | 1400 | [13 empty] | FALSE | [7 empty] | THOR\acont | 2024-09-08 17:27 | 20191121 AC Detector without base | [Honeywell, Notifier, System Sensor] [SLC MODULES SENSORS] [*] [#2 SHARED ADDR ¦ SENSORS] 2251B (C), 2251-COPTIR (C), 2251-COPTIR w/B200S-WH (C), 2251TB (C), 2251TMB (C), 5251B (C), 5251B-WP (C), 5251H (C), 5251RB (C), 5251RB-WP (C), 7251 (C), 7251DH (C) [Honeywell, Notifier, System Sensor] [SLC SENSORS] [*] [#4 TYPE ADDR ¦ SENSORS] 2251B (C), 2251-COPTIR (C), 2251-COPTIR w/B200S-WH (C), 2251TB (C), 2251TMB (C), 5251B (C), 5251B-WP (C), 5251H (C), 5251RB (C), 5251RB-WP (C), 7251 (C), 7251DH (C), DH200LP
3fe55d09-05a3-4ba4-b641-0fd1274437c6 | NFPA 170 SMOKE DETECTOR |  |  | North | System Sensor |  | Smoke Detector |  |  |  | Module | TRUE | 2112/24S | ++ | Photoelectric Detector, 4-wire direct, 12/24VDC | 1 | 5e-05 | 0.025 |  |  |  |  | FALSE | TRUE |  |  |  |  | #FFFF0000 | FA-NFPA 170 SMOKE DETECTOR | 1 | FALSE | FALSE | FALSE | 1408 | [13 empty] | FALSE | [7 empty] | THOR\acont | 2024-09-08 17:27 | 20191121 AC Detector without base | [Firelite, Macurco, Notifier, Silent Knight, System Sensor] [IDC] 01 [IDC 4-WIRE ++] 1251B (C), 1412B (C), 1424 (C), 2112/24AT (C), 2112/24S (C), 2112/24TS (C), 2112AITR (C), 2112ATR (C), 2112R (C), 2124AITR (C), 2124ATR (C), 2124R (C), 2151 w/B110RLP (C [Firelite, Macurco, Notifier, Silent Knight, System Sensor] [AUX POWER] [*] [AUX INPUT ++] 1251B (C), 1412B (C), 1424 (C), 2112/24AT (C), 2112/24S (C), 2112/24TS (C), 2112AITR (C), 2112ATR (C), 2112R (C), 2124AITR (C), 2124ATR (C), 2124R (C), 2151 w/B110
0234cb16-4f36-4ca0-94a1-0fd148164b75 | NFPA 170 SPEAKER STROBE |  |  | North | System Sensor |  | Speaker/Strobe |  |  |  | Module | TRUE | SPSRHK | + | Outdoor Speaker Strobe, High cd | 1 | 0 | 0.181 |  |  |  |  | FALSE | FALSE |  |  |  |  | #FF0070C0 | FA-NFPA 170 SPEAKER STROBE | 1 | FALSE | FALSE | FALSE | 2019 | [13 empty] | FALSE |  |  | WP |  |  | DESKTOP-7EIEB7A\acont | 2021-05-05 16:03 | THOR\acont | 2024-09-08 17:27 | Cloned from System Sensor SPSRK | [BluePoint, System Sensor] [AUDIO 25v] [25V AUDIO] BP04-311P, SPCR (C), SPCW (C), SPCWK (C), SPRK, SPSCWH (C), SPSCWHK (C), SPSCWHK-P (C), SPSCWK (C), SPSCWK-CLR-ALERT (C), SPSRHK, SPSRK, SPSRK-P, SPSWK, SPSWK-CLR-ALERT, SPSWK-P, SPWK [BluePoint, System Sensor] [AUDIO 70.7v] [70V AUDIO] BP04-311P, SPCR (C), SPCW (C), SPCWK (C), SPRK, SPSCWH (C), SPSCWHK (C), SPSCWHK-P (C), SPSCWK (C), SPSCWK-CLR-ALERT (C), SPSRHK, SPSRK, SPSRK-P, SPSWK, SPSWK-CLR-ALERT, SPSWK-P, SPWK [System Sensor] [NAC] [VFWR, TEMPORAL HIGH] SCRHK (C), SCWHK (C), SPSCRH (C), SPSCWH (C), SPSCWHK (C), SPSCWHK-P (C), SPSRHK [System Sensor] [NAC] [VDC, TEMPORAL HIGH] SCRHK (C), SCWHK (C), SPSCRH (C), SPSCWH (C), SPSCWHK (C), SPSCWHK-P (C), SPSRHK
273ba84b-bc2d-4144-813c-0fd5cb1e5a2e | NFPA 170 SMOKE CO DETECTOR |  |  | North | Kidde |  | Smoke/CO Detector |  |  |  | Module | TRUE | KIR-OSCD w/KI-ABST BASE | ++ | Multisensor Smoke and CO Detector | 1 | 4.3e-05 | 7e-05 |  |  |  |  | FALSE | TRUE |  |  |  |  | #FFFF0000 | FA-NFPA 170 SMOKE CO DETECTOR | 1 | FALSE | FALSE | FALSE | 1408 | [13 empty] | FALSE | [5 empty] | DESKTOP-7EIEB7A\acont | 2023-05-24 19:31 | THOR\acont | 2024-09-08 17:27 | Cloned from Kidde KIR-OSHD w/KI-ABST BASE | [Edwards, Kidde] [SLC EST SENSORS] 01 [*] [EST3, iO1000] DS-HFS (C), DS-PS (C), FX-HD w/IB4U BASE, FX-HD w/RB4U BASE, FX-HD w/SB4U BASE, FX-HD w/SB4U-LF BASE, FX-HD wB4U BASE, FX-PD w/B4U BASE (C), FX-PD w/IB4U BASE (C), FX-PD w/SB4U BASE (C), FX-PD w/SB [Kidde] [SLC EST SENSORS] [*] [#4 TYPE ADDR ¦ SENSORS] DS-HFS (C), DS-PS (C), FX-HD w/IB4U BASE, FX-HD w/RB4U BASE, FX-HD w/SB4U BASE, FX-HD w/SB4U-LF BASE, FX-HD wB4U BASE, FX-PD w/B4U BASE (C), FX-PD w/IB4U BASE (C), FX-PD w/SB4U BASE (C), FX-PD w/SB4U [Kidde] [SLC EST MODULES SENSORS] [*] [#2 SHARED ADDR ¦ SENSORS] DS-HFS (C), DS-PS (C), FX-HD w/IB4U BASE, FX-HD w/RB4U BASE, FX-HD w/SB4U BASE, FX-HD w/SB4U-LF BASE, FX-HD wB4U BASE, FX-PD w/B4U BASE (C), FX-PD w/IB4U BASE (C), FX-PD w/SB4U BASE (C), FX [Edwards, Kidde] [SLC EST MODULES/SENSORS] 01 [*] [iO64] DS-HFS (C), DS-PS (C), FX-HD w/IB4U BASE, FX-HD w/RB4U BASE, FX-HD w/SB4U BASE, FX-HD w/SB4U-LF BASE, FX-HD wB4U BASE, FX-PD w/B4U BASE (C), FX-PD w/IB4U BASE (C), FX-PD w/SB4U BASE (C), FX-PD w/SB [Edwards, Kidde] [AUX POWER] FX-HD w/SB4U BASE, FX-PD w/SB4U BASE (C), FX-PHD w/SB4U BASE (C), KI-COD w/KI-ABST BASE (C), KI-HCD w/KI-ABST BASE, KI-HRD w/KI-ABST BASE, KI-PCD w/KI-ABST BASE (C), KI-PD w/KI-ABST BASE (C), KI-PHCD w/KI-ABST BASE (C), KI-PH
e9b84d11-6673-48ee-8cbe-0fd63a089c57 | NFPA 170 ADDRESSABLE OUTPUT MODULE |  |  | North | Hochiki |  | Addressable Control/Relay |  |  |  | Module | TRUE | R2ML DUAL RELAY MODULE | DUAL RELAY MODULE | DUAL RELAY MODULE | 1 | 0.00035 | 0.00041 |  |  |  |  | TRUE |  |  | *Refer to Install Sheet |  |  | #FFFF0000 | FA-NFPA 170 ADDRESSABLE OUTPUT MODULE | 1 | FALSE | FALSE | FALSE | 1100 | [16 empty] | 2 |  |  | DESKTOP-0D6CQVA\lousc | 2019-10-06 09:45 | THOR\acont | 2024-09-08 17:27 | from Hochiki DIMM - DUAL INPUT MONITOR MODULE | [Hochiki, VES] [SLC HOCHIKI] 03 [*] [SLC] DIMM - DUAL INPUT MONITOR MODULE, DIMM - DUAL INPUT MONITOR MODULE COPY, R2M DUAL RELAY MODULE, R2MH DUAL RELAY MODULE, R2MH/-I DUAL RELAY MODULE, R2ML DUAL RELAY MODULE, R2ML/-I DUAL RELAY MODULE, VF6052-00 [Hochiki, VES] [SLC HOCHIKI] 02 [*] [SLC] CZM CONVENTIONAL ZONE MODULE, DCP-AMS Single Action Hex Key Lock, DCP-AMS-KL Single Action Key Lock, DCP-AMS-KL-LP Dual Action Key Lock, DCP-AMS-LP Dual Action Hex Key Lock, DIMM - DUAL INPUT MONITOR MODULE, DIMM
3749b4e5-02db-4e96-bfe8-0fd6c5525956 |  |  |  | North | Kidde |  | Cards & Components |  |  |  | Card | TRUE | ANS100A |  | 100W expander module | 1 | 0.18 | 1.2 |  |  |  |  | TRUE | [5 empty] | #FFFFFFFF |  |  | FALSE | FALSE | FALSE | [14 empty] | FALSE | [5 empty] | DESKTOP-7SAL8M7\acont | 2020-01-02 07:13 | THOR\acont | 2024-10-09 10:48 | Cloned from Edwards ANS100A |  | [Edwards, Kidde] ANS100A, ANS100AM, ANS100AMD, ANS100AMD2
e7caf629-6c6b-4d75-8c10-0fd7051e6476 | NFPA 170 FIRE PHONE |  |  | North | Autocall |  | Fire Phone |  |  |  | Module | TRUE | A2084-9014 | ++ | Red pluggable phone, for use with 2094-9002 or 2084-9023 jack stations | 1 | [6 empty] | FALSE | [5 empty] | #FFFF0000 | FA-NFPA 170 FIRE PHONE | 1 | FALSE | FALSE | FALSE | [14 empty] | FALSE | [5 empty] | THOR\acont | 2025-02-04 12:26 | THOR\acont | 2025-02-04 12:31 | Cloned from Autocall A2084-9002 | [Autocall, Potter, Simplex] [FFT] [FFT] 2084-9001, 2084-9002, 2084-9003, 2084-9006, 2084-9007, 2084-9014, 2084-9018, 2084-9023, 2084-9024, A2084-9001, A2084-9002, A2084-9003, A2084-9006, A2084-9007, A2084-9014, A2084-9018, A2084-9023, A2084-9024, FFT-FPJ
d3a5c6c8-e372-45f1-af96-0fe48f3ab1f4 |  |  |  | North | Edwards |  | Hardware |  |  |  | Hardware | TRUE | 454740ARE |  | 16/2 Solid Twisted Red-Jacket FPLP (Plenum) | 1 | [6 empty] | FALSE | [5 empty] | #FFFFFFFF |  |  | FALSE | FALSE | FALSE | [14 empty] | FALSE | [7 empty] | THOR\acont | 2024-10-09 10:48
0e8215a5-d9c9-47c1-ae3e-0fe994e553df |  |  |  | North | Edwards |  | Cards & Components |  |  |  | Card | TRUE | MN-HSMP650P5T |  | 650 Watt Omni-directional loudspeaker assembly. Eye-bolt or 2" mast mount. Tan housing. Requires separate power amplifiers connected to Edwards audio system. | 1 | [6 empty] | TRUE | [5 empty] | #FFFFFFFF |  |  | FALSE | FALSE | FALSE | [14 empty] | FALSE | [7 empty] | THOR\acont | 2024-10-09 10:48
153f83f6-1b03-4aa8-b0db-0febdedd6216 | CADGEN STI STOPPER |  |  | North | STI |  | Accessories |  |  |  | Module | TRUE | STI-1229-HAZ |  | Enclosed back box, Type 4X hazardous locations | 1 | [6 empty] | FALSE | [5 empty] | #FFFF0000 | FA-CADGEN STI STOPPER | 1 | FALSE | FALSE | FALSE | [14 empty] | FALSE | [5 empty] | THOR\acont | 2024-02-12 11:59 | THOR\acont | 2024-09-08 17:27 | Cloned from STI STI-1229 CLONED
7ece682a-117f-42b7-82ba-0feffb5638ef | NFPA 170 SMOKE CO DETECTOR |  |  | North | Potter |  | Smoke/CO Detector |  |  |  | Module | TRUE | PAD300-PCD w/PAD300-RB (Split) | ++ | Photoelectric Smoke/CO Detector with 6" Base with One Form-C Relay Contact | 1 | 0.0006 | 0.0006 |  |  |  |  | FALSE | TRUE |  |  |  |  | #FFFF0000 | FA-NFPA 170 SMOKE CO DETECTOR | 1 | FALSE | FALSE | FALSE | 1411 | [13 empty] | FALSE |  |  | RB |  |  | THOR\acont | 2025-02-13 10:27 |  |  | Cloned from Potter PAD300-PCD w/PAD300-RB | [Potter] [SLC PAD] [*] [#2 SHARED ADDR ¦ SENSORS] PAD100-CD w/PAD100-4DB, PAD100-CD w/PAD100-6DB, PAD100-CD w/PAD100-IB, PAD100-CD w/PAD100-LFSB, PAD100-CD w/PAD100-RB, PAD100-CD w/PAD100-SB, PAD100-CD w/PAD100-SPKB, PAD100-DUCT (C), PAD100-DUCTR (C), PA | [Potter] PAD300-CD w/PAD300-RB, PAD300-HD w/PAD300-RB, PAD300-PCD w/PAD300-RB, PAD300-PCD w/PAD300-RB (Split), PAD300-PD w/PAD300-RB, PAD300-PHD w/PAD300-RB, PAD300-PHD w/PAD300-RB (Split)
8a6f90cc-a03a-47ea-9acf-0ff04e27d6b5 | NFPA 170 SPEAKER STROBE |  |  | North | Edwards |  | Speaker/Strobe |  |  |  | Module | TRUE | 757-7A-SS70W |  | 15/75cd Strobe, Cone Speaker, 70V .25 .5, 1, 2w | 1 | [6 empty] | FALSE | [5 empty] | #FF0070C0 | FA-NFPA 170 SPEAKER STROBE | 1 | FALSE | FALSE | FALSE | 2019 | [13 empty] | FALSE | [7 empty] | THOR\acont | 2024-09-08 17:27 |  | [Edwards, Kidde] [AUDIO 70.7v] [70V AUDIO] 757-1A-R70, 757-1A-R70W, 757-3A-RS70, 757-3A-RS70W, 757-7A-RS70, 757-7A-RS70W, 757-7A-RS70WA, 757-7A-SS70, 757-7A-SS70W, 757-8A-RS70, 757-8A-RS70W, 757-8A-RS70WA, INT-3A-RS70, INT-3A-RS70W, INT-7A-RS70, INT-7A-R [Edwards, Kidde] [NAC] [16 VDC, HIGH] 757-7A-RS25, 757-7A-RS25W, 757-7A-RS70, 757-7A-RS70W, 757-7A-SS25, 757-7A-SS25W, 757-7A-SS70, 757-7A-SS70W, 757-7A-T, 757-7A-TW, INT-7A-RS25, INT-7A-RS25W, INT-7A-RS70, INT-7A-RS70W [Edwards, Kidde] [NAC] [16 VFWR, HIGH] 757-7A-RS25, 757-7A-RS25W, 757-7A-RS70, 757-7A-RS70W, 757-7A-SS25, 757-7A-SS25W, 757-7A-SS70, 757-7A-SS70W, 757-7A-T, 757-7A-TW, INT-7A-RS25, INT-7A-RS25W, INT-7A-RS70, INT-7A-RS70W
1751fcdb-f9aa-4b68-a743-0ff158cabd1d | NFPA 170 REMOTE VOICE EVACUATION MICROPHONE |  |  | North | MIRCOM |  | Remote Microphone |  |  |  | Module | TRUE | QX-MINI-RM | + | Remote Microphone: Backbox, Red Door, Microphone, RMIC PCB – UL Only | 1 | 0.013 | 0.0161 |  |  |  |  | FALSE | [5 empty] | #FFFF0000 | FA-NFPA 170 REMOTE VOICE EVACUATION MICROPHONE | 1 | FALSE | FALSE | FALSE | 265 | [8 empty] | 7,12,18 |  |  |  |  | FALSE | [7 empty] | THOR\acont | 2024-09-08 17:27 |  | [MIRCOM] [AUX POWER] [*] MGD-32 Card, QX-MINI-LOC, QX-MINI-LOCMAIN, QX-MINI-LOC-W, QX-MINI-RM, QX-MINI-RMMIC, QX-MINI-RM-W, RAM-208, RAM-216, RAM-300LCD, RAM-3318-LCD, RAM-3500-LCD Card
2ab46371-eb9f-4fd9-9212-0ffd8ec962e6 | NFPA 170 HEAT DETECTOR |  |  | North | BRK |  | Heat Detector |  |  |  | Module | TRUE | CO5120BN |  | 120V AC, 60Hz Wire-in with 9V Battery Backup | 1 | [6 empty] | FALSE | [5 empty] | #FFFF0000 | FA-NFPA 170 HEAT DETECTOR | 1 | FALSE | FALSE | FALSE | 1403 | [16 empty] | 120V, CO |  |  | DESKTOP-7SAL8M7\acont | 2020-09-14 07:56 | THOR\acont | 2024-09-08 17:27 | Cloned from BRK SC7010BV
a439ae1b-6d35-4668-8702-1003bb4c0125 |  |  |  | North | MIRCOM | [5 empty] | Module | TRUE | QAA-5230S-70/25 | ++ | 2 Zone 30W Amplifier (split) | 1 | 0.055 | 0.35 | [10 empty] | #FFFFFFFF |  |  | FALSE | FALSE | FALSE | [22 empty] | THOR\acont | 2024-12-02 14:25 |  |  | [MIRCOM] QAA-5230-70/25, QAA-5230S-70/25 [MIRCOM] QAA-5230-70/25, QAA-5230S-70/25
c70aac90-2fd0-459a-b105-10058d16f005 | NFPA 170 SMOKE DETECTOR |  |  | North | Kidde |  | Smoke Detector |  |  |  | Module | TRUE | KS-PS w/DS-DB | ++ | Photoelectric smoke detector w/ Standard Base | 1 | 0.00015 | 0.00022 |  |  |  |  | FALSE | TRUE |  |  |  |  | #FFFF0000 | FA-NFPA 170 SMOKE DETECTOR | 1 | FALSE | FALSE | FALSE | 1408 | [13 empty] | FALSE | [5 empty] | DESKTOP-7EIEB7A\acont | 2023-03-30 09:56 | THOR\acont | 2024-09-08 17:27 | Cloned from Kidde DS-PS | [Edwards, Kidde] [SLC EST MODULES SENSORS] [*] [#1 SHARED ADDR ¦ ALL] 06-220023-001, 70-200200-003, 70-407008-001, 70-407008-002, 70-408004-001, 70-417008-001, 70-518004-001, 70-600000-001, 70-600000-002, 70-610001-001, 76-330002-101, 84-330002-001, DS-P
c2dd4c91-e9ec-494a-ad6a-1006a96effec | NFPA 170 HEAT DETECTOR |  |  | North | Notifier |  | Heat Detector |  |  |  | Module | TRUE | FST-851R w/B200S-LF | ++ | Intelligent Addressable Rate Of Rise Heat Detector w/ Flashscan, European 4" Base | 1 | 0.0003 | 0.0065 |  |  |  |  | FALSE | TRUE | FLUSH |  | 4" SQ. DEEP | 3 "O" PLASTER RING | #FFFF0000 | FA-NFPA 170 HEAT DETECTOR | 1 | FALSE | FALSE | FALSE | 1403 |  |  | 7270-0028:0196 | [10 empty] | FALSE |  |  | LF |  |  |  |  | THOR\acont | 2024-09-08 17:27 | 20191121 AC Detector with base | [Notifier] [AUX POWER] [16VDC, HIGH VOLUME] B200S-LF-WH, FCO-851 w/B200S-LF (C), FCO-951 w/B200S-LF-WH (C), FPC-951 w/B200S-LF-IV (C), FPC-951 w/B200S-LF-WH (C), FPTI-951 w/B200S-LF-IV (C), FPTI-951 w/B200S-LF-WH (C), FSCO-951 w/B200S-LF-IV (C), FSCO-951 [Honeywell, Notifier, System Sensor] [SLC MODULES SENSORS] [*] [#2 SHARED ADDR ¦ SENSORS] 2251B (C), 2251-COPTIR (C), 2251-COPTIR w/B200S-WH (C), 2251TB (C), 2251TMB (C), 5251B (C), 5251B-WP (C), 5251H (C), 5251RB (C), 5251RB-WP (C), 7251 (C), 7251DH (C) [Honeywell, Notifier, System Sensor] [SLC SENSORS] [*] [#4 TYPE ADDR ¦ SENSORS] 2251B (C), 2251-COPTIR (C), 2251-COPTIR w/B200S-WH (C), 2251TB (C), 2251TMB (C), 5251B (C), 5251B-WP (C), 5251H (C), 5251RB (C), 5251RB-WP (C), 7251 (C), 7251DH (C), DH200LP [Notifier] [AUX POWER] [16VDC, LOW VOLUME] B200S-LF-WH, FCO-851 w/B200S-LF (C), FCO-951 w/B200S-LF-WH (C), FPC-951 w/B200S-LF-IV (C), FPC-951 w/B200S-LF-WH (C), FPTI-951 w/B200S-LF-IV (C), FPTI-951 w/B200S-LF-WH (C), FSCO-951 w/B200S-LF-IV (C), FSCO-951
9d780838-fa47-48e3-b553-101fedf7442e | NFPA 170 STROBE CEILING |  |  | North | Eaton Wheelock |  | Strobe |  |  |  | Module | TRUE | ZRS-MCCH-FR |  | Strobe, 24 VDC, red, Ceiling mount with easy snap base | 1 | 0 | 0.3 |  |  |  |  | FALSE | TRUE |  |  |  |  | #FF0070C0 | FA-NFPA 170 STROBE CEILING | 1 | FALSE | FALSE | FALSE | 2022 | [13 empty] | FALSE |  |  | C |  |  |  |  | THOR\acont | 2024-09-08 17:27 |  | [Eaton Wheelock] [NAC] ZRS-MCCH-FR (C), ZRS-MCCH-FW (C), ZRS-MCWH-FR, ZRS-MCWH-FW
19d3821b-cf5c-47c5-a558-1020061fe222 | NFPA 170 HEAT DETECTOR |  |  | North | Firelite |  | Heat Detector |  |  |  | Module | TRUE | H355R w/B200SR | + | White, Low-profile rate-of-rise thermal sensor, Sounder Base | 1 | 0.0003 | 0.0065 |  |  |  |  | FALSE | TRUE |  |  |  |  | #FFFF0000 | FA-NFPA 170 HEAT DETECTOR | 1 | FALSE | FALSE | FALSE | 1403 | [13 empty] | FALSE |  |  | R |  |  | DESKTOP-7SAL8M7\acont | 2019-03-28 06:30 | THOR\acont | 2024-09-08 17:27 | 20191121 AC Detector with base | [Firelite] [AUX POWER] AD355 w/B200SR-WH (C), CP355 w/B200SR-WH (C), H355 w/B200SR (C), H355HT w/B200SR (C), H355R w/B200SR (C), H365 w/B200S-WH (C), H365HT w/B200S-WH (C), H365R w/B200S-WH (C), SD355 w/B200SR (C), SD355CO w/B200S-WH (C), SD355T w/B200SR [Firelite, System Sensor] [SLC SENSORS] [*] [#4 TYPE ADDR ¦ SENSORS] AD355 w/B200SR-LF-WH (C), AD355 w/B200SR-WH (C), AD355 w/B210LP (C), AD355 w/B224BI-WH (C), AD355 w/B224RB-WH (C), AD355 w/B501 (C), BEAM355 (C), BEAM355S (C), CP355 w/B200SR-WH (C), CP [Firelite, System Sensor] [SLC MODULES SENSORS] [*] [#2 SHARED ADDR ¦ SENSORS] AD355 w/B200SR-LF-WH (C), AD355 w/B200SR-WH (C), AD355 w/B210LP (C), AD355 w/B224BI-WH (C), AD355 w/B224RB-WH (C), AD355 w/B501 (C), BEAM355 (C), BEAM355S (C), CP355 w/B200SR-
3e486253-17c8-42f8-b76d-1025e4f5e5fc |  |  |  | North | Edwards |  | Cards & Components |  |  |  | Card | TRUE | 4X-4/3SGYWR |  | 4 x 3 Switch, 1 Grn, 1 Yel, 1 White, 1 Red LEDs | 1 | 0.002 | 0.02 |  |  |  |  | TRUE | [5 empty] | #FFFFFFFF |  |  | FALSE | FALSE | FALSE | [14 empty] | FALSE | [7 empty] | THOR\acont | 2024-10-09 10:48
e761161e-743a-40b9-9692-102f97ad3a61 | NFPA 170 SMOKE DETECTOR |  |  | North | Edwards |  | Smoke Detector |  |  |  | Module | TRUE | SIGA2-PCOS w/SIGA-AB4GT BASE | ++ | Photoelectric Smoke / Carbon Monoxide Detector | 1 | 7e-05 | 7e-05 |  |  |  |  | FALSE | TRUE |  |  |  |  | #FFFF0000 | FA-NFPA 170 SMOKE DETECTOR | 1 | FALSE | FALSE | FALSE | 1408 | [13 empty] | FALSE | [7 empty] | THOR\acont | 2024-10-08 16:26 | 20191121 AC Detector with base | [Edwards, Kidde] [SLC EST SENSORS] 01 [*] [EST3, iO1000] DS-HFS (C), DS-PS (C), FX-HD w/IB4U BASE, FX-HD w/RB4U BASE, FX-HD w/SB4U BASE, FX-HD w/SB4U-LF BASE, FX-HD wB4U BASE, FX-PD w/B4U BASE (C), FX-PD w/IB4U BASE (C), FX-PD w/SB4U BASE (C), FX-PD w/SB [Edwards, Kidde] [SLC EST SENSORS] [*] [#4 TYPE ADDR ¦ SENSORS] KI-DDOS (C), SIGA2-COS w/SIGA-AB4G BASE, SIGA2-COS w/SIGA-AB4G-LF BASE, SIGA2-COS w/SIGA-AB4GT BASE, SIGA2-COS w/SIGA-IB BASE, SIGA2-COS w/SIGA-RB BASE, SIGA2-COS w/SIGA-SB BASE, SIGA2-HCOS [Edwards, Kidde] [SLC EST MODULES/SENSORS] 01 [*] [iO64] DS-HFS (C), DS-PS (C), FX-HD w/IB4U BASE, FX-HD w/RB4U BASE, FX-HD w/SB4U BASE, FX-HD w/SB4U-LF BASE, FX-HD wB4U BASE, FX-PD w/B4U BASE (C), FX-PD w/IB4U BASE (C), FX-PD w/SB4U BASE (C), FX-PD w/SB [Edwards, Kidde] [AUX POWER] KI-COD w/KI-ABDT BASE (C), KI-HCD w/KI-ABDT BASE, KI-HRD w/KI-ABDT BASE, KI-PCD w/KI-ABDT BASE (C), KI-PD w/KI-ABDT BASE (C), KI-PHCD w/KI-ABDT BASE (C), KI-PHD w/KI-ABDT BASE (C), KIR-COD w/KI-ABDT BASE (C), KIR-HCD w/KI-ABD [Edwards, Kidde] [SLC EST MODULES SENSORS] [*] [#2 SHARED ADDR ¦ SENSORS] KI-DDOS (C), SIGA2-COS w/SIGA-AB4G BASE, SIGA2-COS w/SIGA-AB4G-LF BASE, SIGA2-COS w/SIGA-AB4GT BASE, SIGA2-COS w/SIGA-IB BASE, SIGA2-COS w/SIGA-RB BASE, SIGA2-COS w/SIGA-SB BASE, S
8e939559-5ec6-48a1-949f-1032e01fd0a8 | NFPA 170 UNINTERRUPTIBLE POWER SUPPLY |  |  | North | Block Definition Only |  | Miscellaneous |  |  |  | Module | TRUE | NFPA 170 UNINTERRUPTIBLE POWER SUPPLY |  | NFPA 170 UNINTERRUPTIBLE POWER SUPPLY | 1 | [12 empty] | #FFFF0000 | FA-NFPA 170 UNINTERRUPTIBLE POWER SUPPLY | 1 | FALSE | FALSE | FALSE | [20 empty] | AULAPTOP-PC\Aulaptop | 2020-03-26 07:41 | THOR\acont | 2024-09-08 17:27
1767b92d-b13c-4f98-ac39-10363381e27d | NFPA 170 FIRE ALARM CONTROL UNIT | RISER FACP |  | North | NAPCO |  | Fire Alarm Control Unit |  |  |  | Assembly | TRUE | FL-FACP-LTEAI | ++ | Firewolf 8 Zone 24V Conventional Commercial Fire Alarm Control Panel with onboard StarLink Fire® Dual Path, IP / AT&T LTE Cellular Alarm Communicator and integral menu-Driven LCD annunciator | 1 | [6 empty] | TRUE |  |  |  | 16”x 14.25” x 5.2” |  | #FFFF0000 | FA-NFPA 170 FIRE ALARM CONTROL UNIT | 1 | FALSE | FALSE | FALSE | 202 | [8 empty] | 7,12,16 | 2 | 16 |  |  | TRUE | [5 empty] | DESKTOP-7EIEB7A\acont | 2023-05-24 20:59 | THOR\acont | 2024-09-08 17:27 | Cloned from NAPCO FL-FACP-LTEVS CLONED
1ad64f4f-1112-48e0-8b82-1039089f51c1 |  |  |  | North | Edwards |  | Cards & Components |  |  |  | Card | TRUE | RLED-CF Mainboard |  | Mainboard for RLED-CF assembly | 1 | 0.028 | 0.062 |  |  |  |  | TRUE | [5 empty] | #FFFFFFFF |  |  | FALSE | FALSE | FALSE | [14 empty] | FALSE | [7 empty] | THOR\acont | 2024-10-09 10:48 |  | [Edwards, Kidde] [RS-485] GCI (C), GCIX (C), K-RLCD-C, K-RLCD-CR, K-RLCD-R, RLCD, RLCD-C, RLCD-CF, RLCD-C-PG, RLCD-CR, RLCD-C-SP, RLCD-F, RLCD-PG, RLCD-SP, RLED24 Mainboard, RLED24R Mainboard, RLED-C Mainboard, RLED-CF Mainboard, RLED-CR Mainboard [Edwards] [AUX POWER] RLED-C Mainboard, RLED-CF Mainboard, RLED-CR Mainboard
42d63063-333b-49ca-ab4f-1039d29ee8a0 | KEY SWITCH |  |  | North | Siemens |  | Switch |  |  |  | Module | TRUE | CPY-MRS | 500-697964BG++ | Main Reserve Selector Switch | 1 | [12 empty] | #FFFF0000 | FA-KEY SWITCH | 1 | FALSE | FALSE | FALSE | [20 empty] | THOR\acont | 2024-06-07 06:24 | THOR\acont | 2024-09-08 17:27 | Cloned from Siemens AW-1 | [Siemens] [IDC] 01 AW-1, CPYEC-2-24, CPY-MRS, CPY-MTS, MH-501, MSM-EXP, MSM-GR, MSM-INST, MSM-K, MSM-K-15, MSM-KD, MSM-KD-30, MSM-KD-WP, MSM-K-WP, SXL-EX Main Board, SZE-4X, XMH-501
b73f7226-7abf-4158-8c47-103ef1b197a1 |  |  |  | North | Notifier |  | Cards & Components |  |  |  | Card | TRUE | ANN-SEC CARD |  | Optional Fire Alarm Control Panel Card, Provides ANN-BUS port | 1 | 0.003 | 0.003 |  |  |  |  | TRUE | [5 empty] | #FFFFFFFF |  |  | FALSE | FALSE | FALSE | [14 empty] | FALSE | [7 empty] | THOR\acont | 2024-10-09 10:48 |  | [Firelite, Notifier] [RS-485] [DATA] ADM-24, ANN-SEC CARD, FDU-80 CARD, LCD2-80 MAIN CARD, LDM, LDM-32, LDM-32F, N-ANN-100, N-ANN-80, N-ANN-80C, N-ANN-80-W, N-ANN-I/O, N-ANN-LED, N-ANN-LED-R, N-ANN-RLED, N-ANN-RLED-R, N-ANN-RLY, N-ANN-S/PG, RLD
64012f39-a9b8-49a5-9958-1041d78e5c93 | NFPA 170 HORN STROBE |  |  | North | System Sensor |  | Horn/Strobe |  |  |  | Module | TRUE | P2WLED | ++ | 2-Wire, Horn Strobe, White | 1 | 0 | 0.119 |  |  |  |  | FALSE | [5 empty] | #FF0070C0 | FA-NFPA 170 HORN STROBE | 1 | FALSE | FALSE | FALSE | 2012 | [13 empty] | FALSE | [5 empty] | DESKTOP-QGO6JOK\acont | 2023-10-18 21:13 | THOR\acont | 2024-09-08 17:27 | Cloned from System Sensor P2WL | [System Sensor] [NAC] [24VDC, TEMPORAL LOW] P2GRLED, P2GWLED, P2RLED, P2RLED w/WAV-RL, P2RLED-P, P2RLED-SP, P2WLED, P2WLED w/ WAV-WL, P2WLED-P, P2WLED-SP [System Sensor] [NAC] [24VDC, TEMPORAL HIGH] P2GRLED, P2GWLED, P2RLED, P2RLED w/WAV-RL, P2RLED-P, P2RLED-SP, P2WLED, P2WLED w/ WAV-WL, P2WLED-P, P2WLED-SP
09c04251-a27b-41ba-87ad-10422bb28d28 | NFPA 170 SPEAKER STROBE |  |  | North | Kidde |  | Speaker/Strobe |  |  |  | Module | TRUE | G4LFRF-HVM | + | Low Frequency(520hz), Red, 15,30,75,110 cd, FIRE | 1 | 0 | 0.176 |  |  |  |  | FALSE | [5 empty] | #FF0070C0 | FA-NFPA 170 SPEAKER STROBE | 1 | FALSE | FALSE | FALSE | 2019 | [13 empty] | FALSE |  |  | LF |  |  | DESKTOP-7EIEB7A\acont | 2021-11-15 14:36 | THOR\acont | 2024-09-08 17:27 | Cloned from Edwards G4LFRF-HVM | [Edwards, Kidde] [NAC] [16 VDC, CONTINUOUS] G4LFRF-HVM, G4LFRN-HVM, G4LFWF-HVM, G4LFWN-HVM [Edwards, Kidde] [NAC] [16 VFWR, TEMPORAL] G4LFRF-HVM, G4LFRN-HVM, G4LFWF-HVM, G4LFWN-HVM [Edwards, Kidde] [NAC] [16 VDC, TEMPORAL] G4LFRF-HVM, G4LFRN-HVM, G4LFWF-HVM, G4LFWN-HVM [Edwards, Kidde] [NAC] [24 VDC, CONTINUOUS] G4LFRF-HVM, G4LFRN-HVM, G4LFWF-HVM, G4LFWN-HVM [Edwards, Kidde] [NAC] [24 VDC, TEMPORAL] G4LFRF-HVM, G4LFRN-HVM, G4LFWF-HVM, G4LFWN-HVM [Edwards, Kidde] [NAC] [16 VFWR, CONTINUOUS] G4LFRF-HVM, G4LFRN-HVM, G4LFWF-HVM, G4LFWN-HVM [Edwards, Kidde] [NAC] [24 VFWR, TEMPORAL] G4LFRF-HVM, G4LFRN-HVM, G4LFWF-HVM, G4LFWN-HVM [Edwards, Kidde] [NAC] [24 VFWR, CONTINUOUS] G4LFRF-HVM, G4LFRN-HVM, G4LFWF-HVM, G4LFWN-HVM
ce16c993-d698-4789-aa21-1045e4e28e5c |  |  |  | North | Bosch | [5 empty] | Module | TRUE | B4512-CP | * | KIT B4512, B10, CX4010, B430 0000068488 | 1 | [12 empty] | #FFFFFFFF |  |  | FALSE | FALSE | FALSE | [20 empty] | DESKTOP-7EIEB7A\acont | 2021-08-13 06:25 | THOR\acont | 2024-10-09 10:48
214df236-998d-44c3-bff7-104b442dcbc4 | NFPA 170 AMPLIFIER RACK | RISER AMP |  | North | Evax |  | Amplifier |  |  |  | Assembly | TRUE | HMX-DP50 (70V) | + | Distributed Panel, Dual Channel, 50W | 1 | [6 empty] | FALSE | [5 empty] | #FFFF0000 | FA-NFPA 170 AMPLIFIER RACK | 1 | FALSE | FALSE | FALSE | 300 | [8 empty] | 7,12,18 |  |  |  | 50 | TRUE | [5 empty] | DESKTOP-7SAL8M7\acont | 2020-07-16 11:07 | THOR\acont | 2024-09-08 17:27 | Cloned from Hochiki FNVDP50 (70V)
d7df2dd1-6c15-41e5-962f-10510c925ecb | NFPA 170 STROBE WALL |  |  | North | Siemens |  | Strobe |  |  |  | Module | TRUE | SL2SWW-NA | S54329-F212-A1++ | Strobe, Wall, Amber, White, No Lettering | 1 | [12 empty] | #FF0070C0 | FA-NFPA 170 STROBE WALL | 1 | FALSE | FALSE | FALSE | 2023 | [19 empty] | DESKTOP-7EIEB7A\acont | 2023-08-02 11:46 | THOR\acont | 2024-09-08 17:27 | Cloned from Siemens SL2SWW-ALA | [Siemens] [NAC] [16.0 – 33.0 VDC] SL2SPSWR-AL, SL2SPSWR-ALA, SL2SPSWR-F, SL2SPSWR-FB, SL2SPSWR-M, SL2SPSWR-N, SL2SPSWR-NA, SL2SPSWW-AL, SL2SPSWW-ALA, SL2SPSWW-F, SL2SPSWW-FB, SL2SPSWW-M, SL2SPSWW-N, SL2SPSWW-NA, SL2SWR-A, SL2SWR-AL, SL2SWR-ALA, SL2SWR-AL
ce47902e-7c75-4a21-bc49-105e1345174a | NFPA 170 NOTIFICATION CIRCUIT EXTENDER PANEL | RISER NAC |  | North | Autocall |  | Notification Circuit Extender Panel |  |  |  | Assembly | TRUE | A009-9701 | ++ | 4009 Extender Plus with cabinet; includes four 4x5 PDI block space for select option cards, up to 2 A auxiliary power/simple NAC, and battery charger. 120/240VAC 50/60 Hz input, and auto select. Red | 1 | [6 empty] | FALSE | [5 empty] | #FFFF0000 | FA-NFPA 170 NOTIFICATION CIRCUIT EXTENDER PANEL | 1 | FALSE | FALSE | FALSE | 212 | [8 empty] | 6.2,10,12.7,18,25,33,50,110 |  | 18 |  |  | TRUE | [5 empty] | DESKTOP-QGO6JOK\acont | 2024-07-16 08:51 | THOR\acont | 2024-09-08 17:27 | Cloned from Autocall A009-9602
c1d1f107-3ce7-4b3d-b9fa-105fd812f714 |  |  |  | North | Simplex |  | Cards & Components |  |  |  | Card | TRUE | 4010-9402 Main Board | ++ | Main Board | 1 | 0.316 | 0.43 |  |  |  |  | TRUE | [5 empty] | #FFFFFFFF |  |  | FALSE | FALSE | FALSE | [14 empty] | FALSE | [7 empty] | THOR\acont | 2024-10-09 10:48 |  |  | [Autocall, Simplex] 4010-9401 Main Board, 4010-9402 Main Board, 4100-9111 (4100U) Main Board, 4100-9111 Main Board, A010-9401 Main Board, A010-9402 Main Board, A100-9111 Main Board [Simplex] 4100-3102 [Simplex] 4010-9402 Main Board [Simplex] 4010-9402 Main Board
cb38a8e2-79cc-4641-86eb-1063c77a612a | NFPA 170 HORN STROBE |  |  | North | Edwards |  | Horn/Strobe |  |  |  | Module | TRUE | G4AVRF-FR |  | Wall horn-strobe, red, FEU | 1 | [6 empty] | FALSE |  | GRSW-10 |  |  |  | #FF0070C0 | FA-NFPA 170 HORN STROBE | 1 | FALSE | FALSE | FALSE | 2012 | [13 empty] | FALSE | [5 empty] | DESKTOP-7SAL8M7\acont | 2019-08-29 12:20 | THOR\acont | 2024-09-08 17:27 |  | [Edwards, Kidde] [NAC] [VFWR, HIGH DB] EG4AVRF, EG4AVRF-FR, EG4AVRF-SP, EG4AVRN, EG4AVWF, EG4AVWF-FR, EG4AVWF-SP, EG4AVWN, G4AVRF, G4AVRF-FR, G4AVRF-SP, G4AVRN, G4AVWF, G4AVWF w/STI, G4AVWF-FR, G4AVWF-SP, G4AVWN [Edwards, Kidde] [NAC] [VFWR, LOW DB] EG4AVRF, EG4AVRF-FR, EG4AVRF-SP, EG4AVRN, EG4AVWF, EG4AVWF-FR, EG4AVWF-SP, EG4AVWN, G4AVRF, G4AVRF-FR, G4AVRF-SP, G4AVRN, G4AVWF, G4AVWF w/STI, G4AVWF-FR, G4AVWF-SP, G4AVWN [Edwards, Kidde] [NAC] [VDC, HIGH DB] EG4AVRF, EG4AVRF-FR, EG4AVRF-SP, EG4AVRN, EG4AVWF, EG4AVWF-FR, EG4AVWF-SP, EG4AVWN, G4AVRF, G4AVRF-FR, G4AVRF-SP, G4AVRN, G4AVWF, G4AVWF w/STI, G4AVWF-FR, G4AVWF-SP, G4AVWN [Edwards, Kidde] [NAC] [VDC, LOW DB] EG4AVRF, EG4AVRF-FR, EG4AVRF-SP, EG4AVRN, EG4AVWF, EG4AVWF-FR, EG4AVWF-SP, EG4AVWN, G4AVRF, G4AVRF-FR, G4AVRF-SP, G4AVRN, G4AVWF, G4AVWF w/STI, G4AVWF-FR, G4AVWF-SP, G4AVWN
1aab86c6-08b9-432c-9c0b-10698148759c | NFPA 170 ADDRESSABLE INPUT MONITOR MODULE |  |  | North | Simplex |  | Addressable Module |  |  |  | Module | TRUE | 4090-9116 | + | Addressable IDNet Communications Isolator | 1 | 0.0008 | 0.001 |  |  |  |  | TRUE | [5 empty] | #FFFF0000 | FA-NFPA 170 ADDRESSABLE INPUT MONITOR MODULE | 1 | FALSE | FALSE | FALSE | 1000 | [19 empty] | DESKTOP-7EIEB7A\acont | 2022-02-21 13:21 | THOR\acont | 2024-09-08 17:27 | Cloned from Autocall A4090-9116 | [Autocall, Simplex] [IDNet] [MODULES ++] 2080-9056, 2080-9057, 2080-9067, 2080-9068, 2080-9069, 2080-9070, 4009-9201 Main Board, 4009-9401 Main Board, 4010-9901, 4090-5261, 4090-9001, 4090-9002, 4090-9005, 4090-9006, 4090-9008, 4090-9116, 4098-9019 (Cont | [Autocall, Simplex] 4090-9001, 4090-9116, A4090-9001, A4090-9051, A4090-9116, A4090-9117
c2c9abb0-85fa-40f9-ab23-1069838630b4 | NFPA 170 MULTI DETECTOR |  |  | North | Apollo |  | Multi Criteria Detector |  |  |  | Module | TRUE | SA5050-350 w/SA5000-210 | XXX | XP95A Multi-Criteria Detector W/ Soteria UL Base - 4” | 1 | 0.00034 | 0.004 |  |  |  |  | TRUE | [5 empty] | #FFFF0000 | FA-NFPA 170 MULTI DETECTOR | 1 | FALSE | FALSE | [21 empty] | XPS-17-9710\August | 2024-12-14 08:47 | XPS-17-9710\August | 2024-12-14 10:30 |  | [Apollo] [SLC APOLLO MODULES SENSORS] [#1 SHARED ADDR ¦ ALL] SA5150-650ADV w/SA5000-230ADV (C), SA5150-750ADV w/SA5000-210ADV (C), SA5050- 350 w/SA5300-802 , SA5050-250 w/SA5000-210, SA5050-250 w/SA5000-230 , SA5050-250 w/SA5300-800 , SA5050-250 w/
f1ed925d-99ff-47c2-9305-106a9c9c2777 | NFPA 170 SPEAKER STROBE CEILING |  |  | North | Eaton Wheelock |  | Speaker/Strobe |  |  |  | Module | TRUE | ELSPSTRC-AL | + | CEILING SPEAKER STROBE, RED, ALERT | 1 | [6 empty] | TRUE | TRUE |  |  |  |  | #FF0070C0 | FA-NFPA 170 SPEAKER STROBE CEILING | 1 | FALSE | FALSE | FALSE | 2020 | [19 empty] | DESKTOP-7EIEB7A\acont | 2021-04-29 07:58 | THOR\acont | 2024-09-08 17:27 | Cloned from Eaton Wheelock ELSPSTRC | [Concealite, Eaton Wheelock] [AUDIO 25v] [25V AUDIO] ELSPKR, ELSPKR-AL, ELSPKRC (C), ELSPKRC-AL (C), ELSPKRC-N (C), ELSPKR-N, ELSPKW, ELSPKW-AL, ELSPKWC (C), ELSPKWC-AL (C), ELSPKWC-N (C), ELSPKW-N, ELSPSTR, ELSPSTR-AL, ELSPSTRC (C), ELSPSTRC-AL (C), ELS [Eaton Wheelock] [NAC] [24VDC] ELSPSTRC (C), ELSPSTRC-AL (C), ELSPSTWC (C), ELSPSTWC-AL (C) [Eaton Wheelock] [NAC] [24VFWR] ELSPSTRC (C), ELSPSTRC-AL (C), ELSPSTWC (C), ELSPSTWC-AL (C) [Concealite, Eaton Wheelock] [AUDIO 70.7v] [70V AUDIO] ELSPKR, ELSPKR-AL, ELSPKRC (C), ELSPKRC-AL (C), ELSPKRC-N (C), ELSPKR-N, ELSPKW, ELSPKW-AL, ELSPKWC (C), ELSPKWC-AL (C), ELSPKWC-N (C), ELSPKW-N, ELSPSTR, ELSPSTR-AL, ELSPSTRC (C), ELSPSTRC-AL (C), E
5eeeaf4c-e5b1-4408-92bd-106cacb6d85c | NFPA 170 SPEAKER WALL |  |  | North | Edwards |  | Speaker |  |  |  | Module | TRUE | G4RF-S7 |  | 70V Speaker, Red, no markings | 1 | [6 empty] | FALSE | [5 empty] | #FF0070C0 | FA-NFPA 170 SPEAKER WALL | 1 | FALSE | FALSE | FALSE | 2021 | [13 empty] | FALSE | [7 empty] | THOR\acont | 2024-09-08 17:27 |  | [Edwards, Kidde] [AUDIO 70.7v] [70V AUDIO] G4F-S7, G4F-S7V1575, G4F-S7VM, G4HFRF-S7, G4HFRF-S7VMC, G4HFRN-S7, G4HFRN-S7VMC, G4HFWA-S7, G4HFWA-S7VMA, G4HFWA-S7VMC, G4HFWF-S7, G4HFWF-S7VMC, G4HFWN-S7, G4HFWN-S7VMA, G4HFWN-S7VMB, G4HFWN-S7VMC, G4RF-S7, G4RF
1924c77b-b012-43e5-ba6b-106db947373c | NFPA 170 ABORT SWITCH |  |  | North | Autocall |  | Switch |  |  |  | Module | TRUE | A2080-9059 | ++ | Flush mount maintenance switch with Disconnect Indicator Lamp | 1 | [6 empty] | TRUE | [5 empty] | #FFFF0000 | FA-NFPA 170 ABORT SWITCH | 1 | FALSE | FALSE | FALSE | [20 empty] | THOR\acont | 2024-02-20 16:40 | THOR\acont | 2024-09-08 17:27 | Cloned from Autocall A2080-9069 | [Autocall, Simplex] [NAC] [NAC] 2080-9059, 2080-9060, A2080-9059, A2080-9060 [Autocall, Simplex] [AUX POWER] [LAMP] 2080-9059, 2080-9060, A2080-9059, A2080-9060
cba21578-f32b-474d-8ea1-106ebd8a5c2d |  |  |  | North | Bosch | [5 empty] | Module | TRUE | NIN-70122-F0A-TM | * | ***(Tuesday Morning) Flexidome Ip 12Mp , 360 Lens, Edge & Client Dewarping, Intelligent Analytics | 1 | [12 empty] | #FFFFFFFF |  |  | FALSE | FALSE | FALSE | [20 empty] | DESKTOP-7EIEB7A\acont | 2021-08-13 06:25 | THOR\acont | 2024-10-09 10:48
5a998f0d-fa60-4e33-adc0-1070f733779b | NFPA 170 STROBE CEILING |  |  | North | FCI |  | Strobe |  |  |  | Module | TRUE | SC241575/W | ++ | Ceiling mt. Strobe, 15/75 cd | 1 | 0 | 0.347 |  |  |  |  | FALSE | TRUE |  |  |  |  | #FF0070C0 | FA-NFPA 170 STROBE CEILING | 1 | FALSE | FALSE | FALSE | 2022 | [13 empty] | FALSE | [5 empty] | THOR\acont | 2025-02-25 16:15 | THOR\acont | 2025-02-25 16:20 | Cloned from Eaton Wheelock RS-241575W-FR | [Eaton Wheelock, FCI] [NAC] [DC MAX] RS-2415W-FR, SC241575/W (C)
c0fb7bef-53e1-4194-8f7a-10754f718d6b | NFPA 170 CATHODE RAY TUBE |  |  | North | Block Definition Only |  | Miscellaneous |  |  |  | Module | TRUE | NFPA 170 CATHODE RAY TUBE |  | NFPA 170 CATHODE RAY TUBE | 1 | [12 empty] | #FFFF0000 | FA-NFPA 170 CATHODE RAY TUBE | 1 | FALSE | FALSE | FALSE | 2001 | [19 empty] | AULAPTOP-PC\Aulaptop | 2020-03-26 07:41 | THOR\acont | 2024-09-08 17:27
7736da5d-5bcf-456b-a408-10848208e352 | NFPA 170 STROBE WALL |  |  | North | Edwards |  | Strobe |  |  |  | Module | TRUE | WGVRF-FR | ++ | Outdoor rated strobe, red, fire feu | 1 | [6 empty] | FALSE | [5 empty] | #FF0070C0 | FA-NFPA 170 STROBE WALL | 1 | FALSE | FALSE | FALSE | 2023 | [13 empty] | FALSE |  |  | WP |  |  | THOR\acont | 2024-04-09 07:42 | THOR\acont | 2024-09-08 17:27 | Cloned from Edwards WGVRA CLONED CLONED CLONED CLONED | [Edwards, Kidde] [NAC] [VDC] WGSVRA, WGSVRF, WGSVRF-FR, WGSVRF-SP, WGSVRN, WGSVWA, WGSVWF, WGSVWF-FR, WGSVWF-SP, WGSVWN, WGVRA, WGVRF, WGVRF-FR, WGVRF-SP, WGVRN, WGVWA, WGVWF, WGVWF-FR, WGVWF-SP, WGVWN
2bb59ed4-9632-403e-8d27-1086ec0c08bb | NFPA 170 FIRE ALARM CONTROL UNIT | RISER FACP |  | North | Farenhyt |  | Fire Alarm Control Unit |  |  |  | Assembly | TRUE | RFP-2100 SD protocol |  | Remote Fire Alarm Panel without built in display. Red | 1 | [6 empty] | FALSE | [5 empty] | #FFFF0000 | FA-NFPA 170 FIRE ALARM CONTROL UNIT | 1 | FALSE | FALSE | FALSE | 202 | [8 empty] | 7,12,18 |  |  |  |  | TRUE | [7 empty] | THOR\acont | 2024-09-08 17:27 | Assembly Created Need Circuits
9c6e93ac-616a-465c-8cff-108ad3eec980 | NFPA 170 HORN STROBE |  |  | North | Siemens |  | Horn/Strobe |  |  |  | Module | TRUE | ZH-HMC-R | 500-636163 | Z HORN HI MULTI CANDELA WALL RED | 1 | [12 empty] | #FF0070C0 | FA-NFPA 170 HORN STROBE | 1 | FALSE | FALSE | FALSE | 2012 | [19 empty] | DESKTOP-7SAL8M7\acont | 2019-08-13 09:04 | THOR\acont | 2024-09-08 17:27 | B,T | [Siemens] [NAC] [DC HIGH DB] ZH-HMC-R, ZH-HMC-W
60272568-8c22-4ab5-aee1-108b9962b370 | NFPA 170 HORN STROBE |  |  | North | Siemens |  | Horn/Strobe |  |  |  | Module | TRUE | SL24XHS-FR | S54329-F261-A1++ | Weatherproof Horn-Strobe, Wall, Clear, Red, Fire | 1 | [12 empty] | #FF0070C0 | FA-NFPA 170 HORN STROBE | 1 | FALSE | FALSE | FALSE | 2023 | [16 empty] | WP |  |  | THOR\acont | 2025-02-25 14:06 |  |  | Cloned from Siemens SL2HSWR-F | [Siemens] [NAC] [24 VDC, HORN HIGH] SL24XHS-FR [Siemens] [NAC] [24 VFWR, HORN HIGH] SL24XHS-FR
6fbfe21f-26c5-4b42-833c-108d91567bff |  |  |  | North | Edwards |  | Hardware |  |  |  | Hardware | TRUE | 3-CABEQ |  | Seismic battery hold-down for 11 to 18 AH in a CAB 7, 14, 21 | 1 | [12 empty] | #FFFFFFFF |  |  | FALSE | FALSE | FALSE | [22 empty] | THOR\acont | 2024-10-09 10:48
5c71648d-ae07-4afe-83ce-10918629e7de |  |  |  | North | Gamewell FCI |  | Hardware |  |  |  | Hardware | TRUE | 1100-0450 | ++ | Command Center,blank plate,single size | 1 | [6 empty] | TRUE | [5 empty] | #FFFFFFFF |  |  | FALSE | FALSE | FALSE | [20 empty] | DESKTOP-7EIEB7A\acont | 2022-08-29 12:39 | THOR\acont | 2024-10-09 10:48 | Cloned from Gamewell FCI AM-50 Plate
48ae44c9-b532-4a9a-88d2-10937b489e98 | NFPA 170 SPEAKER STROBE CEILING |  |  | North | Kidde |  | Speaker/Strobe |  |  |  | Module | TRUE | EGCSVHWF-FR |  | Speaker/Strobe, Ceiling, White, FEU/FIRE, High CD | 1 | [6 empty] | FALSE | TRUE |  |  |  |  | #FF0070C0 | FA-NFPA 170 SPEAKER STROBE CEILING | 1 | FALSE | FALSE | FALSE | 2020 | [13 empty] | FALSE |  |  | C |  |  | XPS-17-9710\August | 2024-10-18 14:34 |  |  | Cloned from Edwards GCSVHWF-FR | [Edwards, Kidde] [AUDIO 25v] [25V AUDIO] EGCSRF (C), EGCSRN (C), EGCSVHRF (C), EGCSVHRF-FR (C), EGCSVHRF-SP (C), EGCSVHRN (C), EGCSVHWA (C), EGCSVHWF (C), EGCSVHWF-FR (C), EGCSVHWF-SP (C), EGCSVHWN (C), EGCSVRF (C), EGCSVRN (C), EGCSVWA (C), EGC [Edwards, Kidde] [NAC] [24 FWR] EGCSVHRF (C), EGCSVHRF-FR (C), EGCSVHRF-SP (C), EGCSVHRN (C), EGCSVHWA (C), EGCSVHWF (C), EGCSVHWF-FR (C), EGCSVHWF-SP (C), EGCSVHWN (C), EGCVHRF (C), EGCVHRF-FR (C), EGCVHRF-SP (C), EGCVHRN (C), EGCVHWA (C), [Edwards, Kidde] [AUDIO 70.7v] [70V AUDIO] EGCSRF (C), EGCSRN (C), EGCSVHRF (C), EGCSVHRF-FR (C), EGCSVHRF-SP (C), EGCSVHRN (C), EGCSVHWA (C), EGCSVHWF (C), EGCSVHWF-FR (C), EGCSVHWF-SP (C), EGCSVHWN (C), EGCSVRF (C), EGCSVRN (C), EGCSVWA (C), E [Edwards, Kidde] [NAC] [24 VDC] EGCSVHRF (C), EGCSVHRF-FR (C), EGCSVHRF-SP (C), EGCSVHRN (C), EGCSVHWA (C), EGCSVHWF (C), EGCSVHWF-FR (C), EGCSVHWF-SP (C), EGCSVHWN (C), EGCVHRF (C), EGCVHRF-FR (C), EGCVHRF-SP (C), EGCVHRN (C), EGCVHWA (C),
ba25a7fe-33cf-4691-b033-1095fcec871e |  |  |  | North | Edwards |  | Hardware |  |  |  | Hardware | TRUE | FW-PCWD6 |  | FireWorks FW-UL6W or FW-UL6S replacement watchdog card | 1 | [6 empty] | FALSE | [5 empty] | #FFFFFFFF |  |  | FALSE | FALSE | FALSE | [14 empty] | FALSE | [7 empty] | THOR\acont | 2024-10-09 10:48
d4278b24-971c-4b21-b23f-109f86533aa4 | NFPA 170 ADDRESSABLE INPUT MONITOR MODULE |  |  | North | Potter |  | Addressable Module |  |  |  | Module | TRUE | MCM | + | Miniature Contact Module | 1 | 0.000325 | 0.000325 |  |  |  |  | FALSE | [5 empty] | #FFFF0000 | FA-NFPA 170 ADDRESSABLE INPUT MONITOR MODULE | 1 | FALSE | FALSE | FALSE | 1000 | [13 empty] | FALSE | [7 empty] | THOR\acont | 2024-09-08 17:27 |  | [Potter] [SLC NOHMI] [*] [#1 SHARED ADDR ¦ MODULES] APS-DA, APS-SA, CIZM-4, DCM-4, MCM, MOM-4, SCM-4, TRM-4 | [Potter] CIZM-4, MCM, SCM-4
9388a94a-906e-4b40-abd9-10a2d400a734 |  |  |  | North | Edwards |  | Cards & Components |  |  |  | Card | TRUE | SIN-16 |  | Sixteen Non-Supervised Input Circuit Module /w cov | 1 | [6 empty] | TRUE | [5 empty] | #FFFFFFFF |  |  | FALSE | FALSE | FALSE | [14 empty] | FALSE | [7 empty] | THOR\acont | 2024-10-09 10:48
375ca190-24de-416c-a9c9-10a5f06165f2 | NFPA 170 NON ADDRESSABLE RELAY |  |  | North | Potter |  | Non-Addressable Relay |  |  |  | Module | TRUE | PAM-4 |  | Polarized Relay Module | 1 | [6 empty] | FALSE | [5 empty] | #FFFF0000 | FA-NFPA 170 NON ADDRESSABLE RELAY | 1 | FALSE | FALSE | FALSE | 1300 | [13 empty] | FALSE | [7 empty] | THOR\acont | 2024-09-08 17:27 |  |  | [Edwards, Firelite, Functional Devices, Notifier, Potter, Space Age Electronics] PAM1, PAM-1, PAM-4, RIB21CDC, RIBU1C, SSU-PAM-1, SSU-PAM-2, SSU-PAM-4, SSU-PAM-SD [Edwards, Firelite, Functional Devices, Notifier, Potter, Space Age Electronics] PAM1, PAM-1, PAM-4, RIB21CDC, RIBU1C, SSU-PAM-1, SSU-PAM-2, SSU-PAM-4, SSU-PAM-SD
0110790d-8289-4de9-9606-10aa7a88d6d0 |  |  |  | North | Potter |  | Cards & Components |  |  |  | Card | TRUE | FIB-1000 | + | Fiber Interface Bridge | 1 | 0.03 | 0.03 |  |  |  |  | TRUE | [5 empty] | #FFFFFFFF |  |  | FALSE | FALSE | FALSE | [14 empty] | FALSE | [7 empty] | THOR\acont | 2024-10-09 10:48 |  | [Potter] [P-LINK] [*] FIB-1000 [Potter] [Fiber Optic] [ALL DEVICES ++] FIB-1000 [Potter] [Fiber Optic] [#2] FIB-1000 | [Potter] FIB-1000
9f244dba-db2f-4ced-b625-10b399f44631 |  |  |  | North | Edwards |  | Hardware |  |  |  | Hardware | TRUE | QSC-12-G-2-SP |  | OBSOLETE - FAP w/ 12 Option Card Spaces, Gray, Spanish, 230V | 1 | [6 empty] | FALSE | [5 empty] | #FFFFFFFF |  |  | FALSE | FALSE | FALSE | [14 empty] | FALSE | [7 empty] | THOR\acont | 2024-10-09 10:48
50cd94aa-f6b1-4549-9f5c-10b3a3441f31 |  |  |  | North | Edwards |  | Hardware |  |  |  | Hardware | TRUE | 6260A-CU |  | Duct Smoke Detector Housing | 1 | [6 empty] | FALSE | [5 empty] | #FFFFFFFF |  |  | FALSE | FALSE | FALSE | [14 empty] | FALSE | [7 empty] | THOR\acont | 2024-10-09 10:48
8037f4b7-d052-481f-bd9a-10b517c09e55 | NFPA 170 HORN STROBE |  |  | North | Eaton Wheelock |  | Horn/Strobe |  |  |  | Module | TRUE | ELHSR | + | WALL HORN STROBE, RED, FIRE | 1 | [6 empty] | TRUE | [5 empty] | #FF0070C0 | FA-NFPA 170 HORN STROBE | 1 | FALSE | FALSE | FALSE | 2020 | [19 empty] | DESKTOP-7EIEB7A\acont | 2021-04-29 09:33 | THOR\acont | 2024-09-08 17:27 | Cloned from Eaton Wheelock ELHSR | [Eaton Wheelock] [NAC] [24VDC, HIGH CONT.] ELHSR, ELHSR-A, ELHSR-N, ELHSW, ELHSW-A, ELHSW-AL, ELHSW-EV, ELHSW-N [Eaton Wheelock] [NAC] [24VDC, LOW CONT.] ELHSR, ELHSR-A, ELHSR-N, ELHSW, ELHSW-A, ELHSW-AL, ELHSW-EV, ELHSW-N
837b4e42-f6a1-47c2-a004-10b992a1efce | NFPA 170 ADDRESSABLE INPUT MONITOR MODULE |  |  | North | Advanced |  | Addressable Module |  |  |  | Module | FALSE | 55000-805ADV | + | Switch Monitor | 1 | 0.0006 | 0.0006 |  |  |  |  | FALSE | [5 empty] | #FFFF0000 | FA-NFPA 170 ADDRESSABLE INPUT MONITOR MODULE | 1 | FALSE | FALSE | FALSE | 1000 | [13 empty] | FALSE | [5 empty] | DESKTOP-7EIEB7A\acont | 2022-02-28 16:03 | THOR\acont | 2024-09-08 17:27 | Cloned from Apollo 55000-805ADV | [Advanced, Apollo] [SLC APOLLO MODULES SENSORS] [*] [#1 SHARED ADDR ¦ MODULES] 45681-800 (C), 45681-805 (C), 55000-001 (C), 55000-002 (C), 55000-005 (C), 55000-006 (C), 55000-009 (C), 55000-010 (C), 55000-765 (C), 55000-790ADV, 55000-805ADV, 55000-806ADV [Advanced] [SLC APOLLO MODULES/SENSORS] [*] [#1] 55000-805ADV, 55000-806ADV, 55000-820ADV (C), 55000-830ADV, 55000-831ADV, 55000-863ADV, 58000-450ADV (C), 58000-650ADV (C), AX-SL-DAA-P | [Advanced] 55000-805ADV, 55000-806ADV, 55000-820ADV, 55000-830ADV, 55000-831ADV
c97173e0-8e62-41c7-991c-10be466ff41e |  |  |  | North | Edwards |  | Cards & Components |  |  |  | Card | TRUE | 33-30802A |  | Remote Display Unit | 1 | [6 empty] | TRUE | [5 empty] | #FFFFFFFF |  |  | FALSE | FALSE | FALSE | [14 empty] | FALSE | [7 empty] | THOR\acont | 2024-10-09 10:48
7dd511de-41f2-4ce8-805c-10bf91fd1340 | NFPA 170 ADDRESSABLE INPUT MONITOR MODULE |  |  | North | Kidde |  | Addressable Module |  |  |  | Module | TRUE | GSA-MIO |  | Signature input/output module, UIO plug-in | 1 | 0.000223 | 0.0001 |  |  |  |  | FALSE | [5 empty] | #FFFF0000 | FA-NFPA 170 ADDRESSABLE INPUT MONITOR MODULE | 1 | FALSE | FALSE | FALSE | 1000 | [13 empty] | FALSE | [5 empty] | AULAPTOP-PC\Aulaptop | 2018-09-03 13:55 | THOR\acont | 2024-09-08 17:27 |  | [Kidde] [SLC EST MODULES] [*] [#3 TYPE ADDR ¦ MODULES] 76-330002-101, 84-330002-001, FX-270, FX-278, FX-2WIRE, FX-IDC1A, FX-IDC1B, FX-IDC2B, FX-IDCWS, FX-ISO, FX-NAC, FX-RLY, GSA-CC1, GSA-CC1S, GSA-CC2, GSA-CR, GSA-CRH, GSA-CRR, GSA-CT1, GSA-CT2, GSA-IO, [Edwards, Kidde] [SLC EST MODULES/SENSORS] 02 [*] [iO64] 70-417008-001, FX-2WIRE, FX-IDC1A, FX-IDC1B, FX-IDC2B, FX-IDCWS, FX-NAC, GSA-CC1, GSA-CC1S, GSA-CC2, GSA-CT1, GSA-CT2, GSA-IO, GSA-MAB, GSA-MCC1, GSA-MCC1S, GSA-MCC2, GSA-MCT2, GSA-MIO, GSA-MM1, GS [Kidde] [SLC EST MODULES SENSORS] [*] [#1 SHARED ADDR ¦ MODULES] 76-330002-101, 84-330002-001, FX-270, FX-278, FX-2WIRE, FX-IDC1A, FX-IDC1B, FX-IDC2B, FX-IDCWS, FX-ISO, FX-NAC, FX-RLY, GSA-CC1, GSA-CC1S, GSA-CC2, GSA-CR, GSA-CRH, GSA-CRR, GSA-CT1, GSA-CT [Edwards, Kidde] [SLC EST MODULES] 01 [*] [EST3, iO1000 ] FX-2WIRE, FX-IDC1A, FX-IDC1B, FX-IDC2B, FX-IDCWS, FX-ISO, FX-NAC, GSA-CC1, GSA-CC1S, GSA-CC2, GSA-CT1, GSA-CT2, GSA-IO, GSA-MAB, GSA-MCC1, GSA-MCC1S, GSA-MCC2, GSA-MCT2, GSA-MIO, GSA-MM1, GSA-MRM1
49052dcd-7255-44f4-a4d3-10c069ab4b44 |  |  |  | North | Edwards |  | Cards & Components |  |  |  | Card | TRUE | MN-HSMP300DF1 |  | 300 Watt Indoor-only Omni-directional loudspeaker assembly. Eyebolt mount. | 1 | [6 empty] | TRUE | [5 empty] | #FFFFFFFF |  |  | FALSE | FALSE | FALSE | [14 empty] | FALSE | [7 empty] | THOR\acont | 2024-10-09 10:48
aede6093-1029-4db3-960f-10c09a36f06b |  |  |  | North | Siemens | [5 empty] | Module | TRUE | PAD3-BATT-BRKT | S54430-B3-A1 | BRACKET TO HOLD DOWN BT-33 BATTERIES IN EN-PAD ENCLOSURE | 1 | [12 empty] | #FFFFFFFF |  |  | FALSE | FALSE | FALSE | [20 empty] | DESKTOP-7SAL8M7\acont | 2019-08-13 09:04 | THOR\acont | 2024-10-09 10:48
6da5c7ff-7b2c-48fb-bd58-10c58f551261 | NFPA 170 SMOKE DETECTOR |  |  | North | Apollo |  | Smoke Detector |  |  |  | Module | FALSE | D900-ION w/D900-BASE4 |  | IONIZATION SMOKE DETECTOR W/ 4" BASE | 1 | [6 empty] | FALSE | TRUE |  |  |  |  | #FFFF0000 | FA-NFPA 170 SMOKE DETECTOR | 1 | FALSE | FALSE | FALSE | 1408 | [13 empty] | FALSE | [7 empty] | THOR\acont | 2024-09-08 17:27 | 20191121 AC Detector with base
25d710c3-45e8-442e-9dcf-10cad3f14c79 | NFPA 170 SMOKE HEAT DETECTOR |  |  | North | Potter |  | Smoke/Heat Detector |  |  |  | Module | TRUE | PAD300-PHD w/PAD300-4DB (Split) | ++ | Photoelectric Smoke/Heat Detector with 4" Standard Base | 1 | 0.0003 | 0.0003 |  |  |  |  | FALSE | TRUE |  |  |  |  | #FFFF0000 | FA-NFPA 170 SMOKE HEAT DETECTOR | 1 | FALSE | FALSE | FALSE | 1411 | [13 empty] | FALSE |  |  | 4DB |  |  | THOR\acont | 2025-02-13 10:25 |  |  | Cloned from Potter PAD300-PHD w/PAD300-4DB | [Potter] [SLC PAD] [*] [#2 SHARED ADDR ¦ SENSORS] PAD100-CD w/PAD100-4DB, PAD100-CD w/PAD100-6DB, PAD100-CD w/PAD100-IB, PAD100-CD w/PAD100-LFSB, PAD100-CD w/PAD100-RB, PAD100-CD w/PAD100-SB, PAD100-CD w/PAD100-SPKB, PAD100-DUCT (C), PAD100-DUCTR (C), PA
dceeafb4-6116-4f96-87b8-10ccd8ffccf1 |  |  |  | North | Silent Knight |  | Cards & Components |  |  |  | Card | TRUE | SKE-ZN4 |  | 4 ZONE AUDIO MODULE | 1 | 0.045 | 0.25 |  |  |  |  | TRUE | [5 empty] | #FFFFFFFF |  |  | FALSE | FALSE | FALSE | [14 empty] | FALSE | [7 empty] | THOR\acont | 2024-10-09 10:48 |  |  | [Silent Knight] SKE-ZN4
d032e5f0-0eb0-4fab-93ae-10cedea7532a | 170 BASIC SHAPE |  |  | North | Siemens |  | Hardware |  |  |  | Hardware | TRUE | FB-301S | 500-624388 | SURF BB FOR REMOTE TEL. STATION STATION FIELD MOUNTED | 1 | [12 empty] | #FFFF0000 | FA-170 BASIC SHAPE | 1 | FALSE | FALSE | FALSE | 5000 | [21 empty] | THOR\acont | 2024-09-08 17:27
f6cc02f6-e8e1-4cc0-aca5-10d3837ecdd2 |  |  |  | North | MIRCOM | [5 empty] | Module | TRUE | ARW-VESP211-KIT | new | 1-port Ethernet Serial Server Kit | 1 | [12 empty] | #FFFFFFFF |  |  | FALSE | FALSE | FALSE | [20 empty] | THOR\acont | 2024-02-24 16:13 | THOR\acont | 2024-10-09 10:48
8abd6229-b4f5-48f2-b202-10d941ca67c3 |  |  |  | North | Bosch |  | Hardware |  |  |  | Hardware | TRUE | FRAY5000-CMOUNT | + | Ceiling mount | 1 | [12 empty] | #FFFFFFFF |  |  | FALSE | FALSE | FALSE | [20 empty] | DESKTOP-7EIEB7A\acont | 2022-06-28 13:12 | THOR\acont | 2024-10-09 10:48 | Cloned from Bosch FRAY5000-BR CLONED CLONED CLONED CLONED
5b837db8-e255-4a0b-8ba9-10d973677608 | NFPA 170 SPEAKER WALL |  |  | North | Kidde |  | Speaker |  |  |  | Module | TRUE | WGSWN | ++ | Outdoor rated speaker, wall, white, none | 1 | [6 empty] | FALSE | FALSE |  |  |  |  | #FF0070C0 | FA-NFPA 170 SPEAKER WALL | 1 | FALSE | FALSE | FALSE | 2021 | [13 empty] | FALSE |  |  | WP |  |  | THOR\acont | 2024-12-19 13:51 | THOR\acont | 2024-12-19 13:57 | Cloned from Edwards WGSWN | [Edwards, Hochiki, Kidde] [AUDIO 70.7v] [70V AUDIO] EG4SRF, EG4SRN, EG4SVRF, EG4SVRN, EG4SVWA, EG4SVWF, EG4SVWN, EG4SWA, EG4SWF, EG4SWN, G4SRF, G4SRN, G4SVRF, G4SVRN, G4SVWA, G4SVWF, G4SVWN, G4SWA, G4SWF, G4SWN, WGSRA, WGSRF, WGSRF-FR, WGSRF-SP, WGSRN, W [Edwards, Hochiki, Kidde] [AUDIO 25v] [25V AUDIO] EG4SRF, EG4SRN, EG4SVRF, EG4SVRN, EG4SVWA, EG4SVWF, EG4SVWN, EG4SWA, EG4SWF, EG4SWN, G4SRF, G4SRN, G4SVRF, G4SVRN, G4SVWA, G4SVWF, G4SVWN, G4SWA, G4SWF, G4SWN, WGSRA, WGSRF, WGSRF-FR, WGSRF-SP, WGSRN, WGS
1ba44d30-9e5b-4229-b8a0-10ef61415b24 | NFPA 170 MANUAL PULL |  |  | North | Farenhyt |  | Manual Station |  |  |  | Module | TRUE | PS-DALOB |  | Dual action model with screw terminal connections and a key lock reset. Includes SB-I/O backbox with sealing gasket. Weatherproof | 1 | [6 empty] | FALSE | [5 empty] | #FFFF0000 | FA-NFPA 170 MANUAL PULL | 1 | FALSE | FALSE | FALSE | 957 | [13 empty] | FALSE |  |  | WP |  |  | DESKTOP-7SAL8M7\acont | 2020-09-14 08:07 | THOR\acont | 2024-09-08 17:27 | Cloned from Silent Knight PS-DATK
99f0c328-49af-4672-86a5-10f08bd4ad7b |  |  |  | North | Potter | [5 empty] | Module | TRUE | CRTK |  | Coupon Replacement and Test Kit | 1 | [6 empty] | FALSE | [5 empty] | #FFFFFFFF |  |  | FALSE | FALSE | FALSE | [14 empty] | FALSE | [7 empty] | THOR\acont | 2024-10-09 10:48
f881e6e1-72f4-4b08-ac7f-10f42be62d8a |  |  |  | North | Honeywell |  | Cards & Components |  |  |  | Card | TRUE | HPF24S8 Main Board | + | Fire Alarm Power Supply Main Board | 1 | 0.091 | 0.145 |  |  |  |  | TRUE | FALSE |  |  |  |  | #FFFFFFFF |  |  | FALSE | FALSE | FALSE | [14 empty] | FALSE | [5 empty] | AULAPTOP-PC\Aulaptop | 2018-11-18 09:10 | THOR\acont | 2024-10-09 10:48 | Cloned from Firelite FCPS-24S8 Main Board | [Altronix, Gamewell FCI, Honeywell] [NAC Trigger] AL1002ULADA Main Board, AL602ULADA Main Board, AL802ULADA Main Board, HPF24S6 Main Board, HPF24S8 Main Board | [Gamewell FCI, Honeywell] HPF24S6 Main Board, HPF24S8 Main Board
ba54fc0e-9548-4a34-b3ea-10fb6f6309de |  |  |  | North | Bosch | [5 empty] | Module | TRUE | FMM-100DATK | * | MAN DBL ACT TERM KEY RED 0000066486 | 1 | [12 empty] | #FFFFFFFF |  |  | FALSE | FALSE | FALSE | [20 empty] | DESKTOP-7EIEB7A\acont | 2021-08-13 06:25 | THOR\acont | 2024-10-09 10:48
57862744-48ef-42f4-bae6-10ff28d1c16f |  |  |  | North | Edwards |  | Hardware |  |  |  | Hardware | TRUE | MN-FNSST2STCON1 |  | Duplex ST to ST barrel connector | 1 | [6 empty] | FALSE | [5 empty] | #FFFFFFFF |  |  | FALSE | FALSE | FALSE | [14 empty] | FALSE | [7 empty] | THOR\acont | 2024-10-09 10:48
f1deef63-a2de-4c56-8266-110031d4087f | NFPA 170 SPEAKER STROBE CEILING |  |  | North | Edwards |  | Speaker/Strobe |  |  |  | Module | TRUE | GCF-S7VM |  | 70V Speaker/Strobe, white, FIRE, 15, 30, 75, 95 cd, clear | 1 | 0 | 0.168 |  |  |  |  | FALSE | TRUE |  |  |  |  | #FF0070C0 | FA-NFPA 170 SPEAKER STROBE CEILING | 1 | FALSE | FALSE | FALSE | 2020 | [13 empty] | FALSE |  |  | C |  |  |  |  | THOR\acont | 2024-09-08 17:27 |  | [Edwards, Kidde] [AUDIO 70.7v] [70V AUDIO] G4F-S7, G4F-S7V1575, G4F-S7VM, G4HFRF-S7, G4HFRF-S7VMC, G4HFRN-S7, G4HFRN-S7VMC, G4HFWA-S7, G4HFWA-S7VMA, G4HFWA-S7VMC, G4HFWF-S7, G4HFWF-S7VMC, G4HFWN-S7, G4HFWN-S7VMA, G4HFWN-S7VMB, G4HFWN-S7VMC, G4RF-S7, G4RF [Edwards, Kidde] [NAC] [24 VDC] EGCFR-VM (C), EGCF-VM (C), GCFR-S7VM (C), GCFR-VM (C), GCF-S2VM (C), GCF-S7VM (C), GCF-VM (C), GCHFRF-S2VMC (C), GCHFRF-S7VMC (C), GCHFRN-S2VMC (C), GCHFRN-S7VMC (C), GCHFWA-S2VMA (C), GCHFWA-S2VMC (C), GCHFWA-S7VMA (C), G [Edwards, Kidde] [NAC] [16 VDC] EGCFR-VM (C), EGCF-VM (C), GCFR-S7VM (C), GCFR-VM (C), GCF-S2VM (C), GCF-S7VM (C), GCF-VM (C), GCHFRF-S2VMC (C), GCHFRF-S7VMC (C), GCHFRN-S2VMC (C), GCHFRN-S7VMC (C), GCHFWA-S2VMA (C), GCHFWA-S2VMC (C), GCHFWA-S7VMA (C), G
da60d5de-1186-4aee-ae2b-1107e1c626ce |  |  |  | North | Autocall |  | Cards & Components |  |  |  | Card | TRUE | A007-6302 |  | Right port, single-mode 4120 duplex fiber media card | 1 | 0.055 | 0.055 |  |  |  |  | TRUE | [5 empty] | #FFFFFFFF |  |  | FALSE | FALSE | FALSE | [20 empty] | DESKTOP-7SAL8M7\acont | 2020-05-11 19:57 | THOR\acont | 2024-10-09 10:48 | Cloned from AutoCall A007-9813
bcbd3793-ef92-4657-84db-111150e0de60 | NFPA 170 ADDRESSABLE OUTPUT MODULE |  |  | North | Autocall |  | Addressable Control/Relay |  |  |  | Module | TRUE | A4090-9010 |  | Addressable 8 Amp Relay IAM | 1 | 0.0008 | 0.001 |  |  |  |  | TRUE | [5 empty] | #FFFF0000 | FA-NFPA 170 ADDRESSABLE OUTPUT MODULE | 1 | FALSE | FALSE | FALSE | 1100 | [16 empty] | 8A |  |  |  |  | THOR\acont | 2024-09-08 17:27 | Cloned from AutoCall A4090-9002
66d88450-ac38-4fc2-80f4-11119c25886c | NFPA 170 HORN STROBE |  |  | North | Hochiki |  | Horn/Strobe |  |  |  | Module | TRUE | MTWP-2475W-FW |  | NOTIFICATION, MULTI-TONE HORNSTROBE, RED, WALL, 15CD, WP | 1 | 0 | 0.168 |  |  |  |  | FALSE | FALSE |  |  |  |  | #FF0070C0 | FA-NFPA 170 HORN STROBE | 1 | FALSE | FALSE | FALSE | 2012 | [13 empty] | FALSE |  |  | WP |  |  | DESKTOP-7SAL8M7\acont | 2020-11-17 09:33 | THOR\acont | 2024-09-08 17:27 | Cloned from Hochiki ASWP-2475W-FW | [Eaton Wheelock, Hochiki] [NAC] [24VDC, Code 3 Horn, HI] MT-12/24-R, MT-12/24-W, MTWP-2475C-FR (C), MTWP-2475C-FW (C), MTWP-2475W-FR, MTWP-2475W-FW, MTWP-24MCCH-FR (C), MTWP-24MCCH-FW (C) [Eaton Wheelock, Hochiki] [NAC] [24VDC, Code 3 Horn, STD] MT-12/24-R, MT-12/24-W, MTWP-2475C-FR (C), MTWP-2475C-FW (C), MTWP-2475W-FR, MTWP-2475W-FW, MTWP-24MCCH-FR (C), MTWP-24MCCH-FW (C)
5efeb19e-14a4-4dc8-a40c-1119afa465ff | NFPA 170 ISOLATION MODULE |  |  | North | Janus |  | Isolator Module |  |  |  | Module | TRUE | PAD100-IM | + | Isolator Module | 1 | 0.0001 | 0.00275 |  |  |  |  | FALSE | [5 empty] | #FFFF0000 | FA-NFPA 170 ISOLATION MODULE | 1 | FALSE | FALSE | FALSE | 1200 | [13 empty] | FALSE | [5 empty] | DESKTOP-7EIEB7A\acont | 2021-03-09 12:40 | THOR\acont | 2024-09-08 17:27 | Cloned from Potter PAD100-IM | [Janus] [ISO] 01 [*] [ISO ++] PAD100-IM
5b41ad9e-91da-460c-823d-111a93de669d |  |  |  | North | NAPCO |  | Cards & Components |  |  |  | Card | TRUE | GEMC-BSLC | + | Addressable SLC Burg Module | 1 | 0.055 | 0.59 |  |  |  |  | TRUE | [5 empty] | #FFFFFFFF |  |  | FALSE | FALSE | FALSE | [20 empty] | DESKTOP-7SAL8M7\acont | 2020-01-21 11:59 | THOR\acont | 2024-10-09 10:48 |  |  | [NAPCO] GEMC-BSLC
16ec6676-a6db-4df8-9432-111c6a46e80c |  |  |  | North | Edwards |  | Hardware |  |  |  | Hardware | TRUE | CRB4U-1 |  | 4" Relay Base for EC Detectors | 1 | [6 empty] | FALSE | [5 empty] | #FFFFFFFF |  |  | FALSE | FALSE | FALSE | [14 empty] | FALSE | [7 empty] | THOR\acont | 2024-10-09 10:48
b355fda7-901e-42ab-9346-112aa109ce72 | CADGEN KEYPAD | CADGEN KEYPAD |  | North | DMP | Security/Access Control | Keypad Interface |  |  |  | Module | TRUE | 7063-W | ++ | Thinline LCD Keypad with Prox Reader | 1 | 0.085 | 0.1 |  |  | 12 |  | FALSE | [5 empty] | #FFFF0000 | FA-CADGEN KEYPAD | 1 | FALSE | FALSE | FALSE | 255 | [13 empty] | FALSE | [5 empty] | DESKTOP-7EIEB7A\acont | 2023-02-06 09:24 | THOR\acont | 2024-09-08 17:27 | Cloned from DMP 7060-W CLONED | [DMP, Honeywell] [DMP LX BUS] [*] [LX BUS] 630F, 6460W-2, 7060N-W, 7060-W, 7063N-W, 7063-W, 7070N-W, 7070-W, 7073N-W, 7073-W, 7463-W, 7830F, 7872, 7873
40739877-44c2-4a74-aaf3-112f4d9b89b6 |  |  |  | North | Edwards |  | Hardware |  |  |  | Hardware | TRUE | MP-RF-1 |  | RF Filter Board Mouting Plate for QS2-EN | 1 | [6 empty] | FALSE | [5 empty] | #FFFFFFFF |  |  | FALSE | FALSE | FALSE | [14 empty] | FALSE | [7 empty] | THOR\acont | 2024-10-09 10:48
3e45f756-bff5-45cc-a34c-11302915d181 | NFPA 170 CELL COMM | NFPA 170 CELL COMM PS |  | North | NAPCO |  | Cellular Communicator |  |  |  | Assembly | TRUE | SLE-LTEVI-CFB-PS | ++ | Commercial Fire Dual Path Mercantile model in red metal housing, LTE, Verizon LTE Network. Direct 120VAC Powered | 1 | 0.071 | 0.2 |  |  |  |  | TRUE | [5 empty] | #FFFF0000 | FA-NFPA 170 CELL COMM | 1 | FALSE | FALSE | FALSE | 250 | [8 empty] | 7 | 1 | 7 |  |  | TRUE | [5 empty] | DESKTOP-7EIEB7A\acont | 2023-02-12 14:49 | THOR\acont | 2024-09-08 17:27 | Cloned from NAPCO SLE-LTEVI-CFB-PS Main Card
5d8a088f-ae26-4a68-a911-113b1609ac46 |  |  |  | North | GRI PRODUCTS | Security/Access Control |  |  |  |  | Module | TRUE | 8989-T |  |  | 1 | [12 empty] | #FFFFFFFF |  |  | FALSE | FALSE | FALSE | [20 empty] | THOR\acont | 2024-03-12 21:43 | THOR\acont | 2024-10-09 10:48
91f0268b-7ee4-46c5-9559-113b3b3e64a2 | NFPA 170 SMOKE DETECTOR |  |  | North | Simplex |  | Smoke Detector |  |  |  | Module | TRUE | 4098-9778 w/4098-9775 | + | TrueAlarm Photoelectric Smoke Detector w/TrueAlarm Sensor Base w/LED or Relay Connections - Black | 1 | 0.0008 | 0.001 |  |  |  |  | TRUE | TRUE |  |  |  |  | #FFFF0000 | FA-NFPA 170 SMOKE DETECTOR | 1 | FALSE | FALSE | FALSE | 1408 | [16 empty] | P |  |  | DESKTOP-7EIEB7A\acont | 2022-02-15 11:20 | THOR\acont | 2024-09-08 17:27 | Cloned from Autocall A4098-9778 w/A4098-9775 | [Autocall, Simplex] [IDNet] [SENSORS ++] 4098-9714 (C), 4098-9714 w/4098-9770 (C), 4098-9714 w/4098-9771 (C), 4098-9714 w/4098-9772 (C), 4098-9714 w/4098-9773 (C), 4098-9714 w/4098-9780 (C), 4098-9714 w/4098-9789 (C), 4098-9714 w/4098-9791 (C), 4098-9714
c4550b21-ee43-407d-b697-113e06651c65 | NFPA 170 SPEAKER CEILING |  |  | North | Eaton Wheelock |  | Speaker |  |  |  | Module | TRUE | SA-S90-W | + | Speaker, High Efficiency 1 watt, Ceiling mount white | 1 | [6 empty] | FALSE | TRUE |  |  |  |  | #FF0070C0 | FA-NFPA 170 SPEAKER CEILING | 1 | FALSE | FALSE | FALSE | 2019 | [13 empty] | FALSE |  |  | C |  |  |  |  | THOR\acont | 2024-09-08 17:27 |  | [Eaton Wheelock] [AUDIO 25v] [1, 2, 3, 4, 5, 6] SA-S70-24MCW-ALW, SA-S70-24MCW-FR, SA-S70-24MCW-FW, SA-S70-R, SA-S70-W, SA-S90-24MCC-ALW, SA-S90-24MCC-FR, SA-S90-24MCC-FW, SA-S90-R (C), SA-S90-W (C) [Eaton Wheelock] [AUX POWER] [24VDC] SA-S70-24MCW-ALW, SA-S70-24MCW-FR, SA-S70-24MCW-FW, SA-S70-R, SA-S70-W, SA-S90-24MCC-ALW, SA-S90-24MCC-FR, SA-S90-24MCC-FW, SA-S90-R (C), SA-S90-W (C) [Eaton Wheelock] [AUDIO LOW] [1, 2, 3, 4, 5, 6] SA-S70-24MCW-ALW, SA-S70-24MCW-FR, SA-S70-24MCW-FW, SA-S70-R, SA-S70-W, SA-S90-24MCC-ALW, SA-S90-24MCC-FR, SA-S90-24MCC-FW, SA-S90-R (C), SA-S90-W (C)
ac6cc412-6bc7-4ca0-9d7d-11427c60d593 | NFPA 170 BELL |  |  | North | Potter |  | Bell |  |  |  | Module | TRUE | PDC-6-12 | ++ | 6" Bell | 1 | 0 | 0.02 |  |  | 12 |  | FALSE | [5 empty] | #FFFF0000 | FA-NFPA 170 BELL | 1 | FALSE | FALSE | FALSE | 2000 | [13 empty] | FALSE | [5 empty] | DESKTOP-7EIEB7A\acont | 2023-04-13 14:15 | THOR\acont | 2024-09-08 17:27 | Cloned from Potter PDC-6-24 | [Potter] [NAC] [*] [24 VDC] MBA-6-24, PAC12010, PDC-10-12, PDC-10-24, PDC-6-12, PDC-6-24, PDC-8-12, PDC-8-24
ff621f34-1381-4351-91c0-11431e27ed08 |  |  |  | North | Notifier |  | Hardware |  |  |  | Hardware | TRUE | BEAMLRK | ++ | Long-range kit for BEAM1224 and BEAM200 | 1 | [6 empty] | FALSE | FALSE |  |  |  |  | #FFFFFFFF |  |  | FALSE | FALSE | FALSE | [14 empty] | FALSE | [7 empty] | THOR\acont | 2024-10-09 10:48
7001cbfb-b410-4019-bf19-114a85bd5d94 | NFPA 170 DGP |  |  | North | Notifier |  | Hardware |  |  |  | Hardware | TRUE | CHS-BH1 |  | Chassis | 1 | [6 empty] | FALSE | [5 empty] | #FFFF0000 | FA-NFPA 170 DGP | 1 | FALSE | FALSE | FALSE | [9 empty] | 7,12,18 |  |  |  |  | TRUE | [5 empty] | DESKTOP-7EIEB7A\acont | 2021-04-01 15:49 | THOR\acont | 2024-09-08 17:27 | Cloned from Notifier EQBB-B4
4e4c34d1-ab70-4735-a3bb-114c57693c23 | CADGEN AUX POWER SUPPLY |  |  | North | Altronix |  | Auxilliary Power Supply |  |  |  | Assembly | TRUE | AL1024ULM |  | Access Power Distribution Module w/ Power Supply/Charger, 5 PTC Class 2 Outputs, 24VDC @ 10A, FAI, 115VAC, BC400 Enclosure | 1 | [6 empty] | TRUE | [5 empty] | #FFFF0000 | FA-CADGEN AUX POWER SUPPLY | 1 | FALSE | FALSE | FALSE | [20 empty] | AUGUSTXPS17-EUP\aucon | 2022-12-22 09:19 | THOR\acont | 2024-09-08 17:27
d75deff1-b158-4e39-80d7-114dcd8bdedb | NFPA 170 SPEAKER STROBE |  |  | North | Potter |  | Speaker/Strobe |  |  |  | Module | TRUE | SPKSTR-24WLPR-WP | + | Speaker/Strobe Red Fire Label | 1 | [6 empty] | FALSE | FALSE |  |  |  |  | #FF0070C0 | FA-NFPA 170 SPEAKER STROBE | 1 | FALSE | FALSE | FALSE | 2019 | [13 empty] | FALSE |  |  | WP |  |  | DESKTOP-7EIEB7A\acont | 2021-09-23 12:37 | THOR\acont | 2024-09-08 17:27 | Cloned from Potter FASPK-WPW | [Potter] [NAC] [UL MAX] SPKSTR-15/75-AL-WP, SPKSTR-24WLPPR-WP, SPKSTR-24WLPPW-WP, SPKSTR-24WLPR-WP, SPKSTR-24WLPW-WP [Gentex, Hochiki, Potter] [AUDIO 25v] [25V AUDIO] CSPKSTR-24AR (C), CSPKSTR-24AW (C), CSPKSTR-24BR (C), CSPKSTR-24BW (C), CSPKSTR-24GR (C), CSPKSTR-24GW (C), CSPKSTR-24RR (C), CSPKSTR-24RW (C), FASPKR-R (C), FASPKR-W (C), FASPKR-WR, FASPKR-WW, FASPK-WPR, [Gentex, Hochiki, Potter] [AUDIO 70.7v] [70V AUDIO] CSPKSTR-24AR (C), CSPKSTR-24AW (C), CSPKSTR-24BR (C), CSPKSTR-24BW (C), CSPKSTR-24GR (C), CSPKSTR-24GW (C), CSPKSTR-24RR (C), CSPKSTR-24RW (C), FASPKR-R (C), FASPKR-W (C), FASPKR-WR, FASPKR-WW, FASPK-WP [Potter] [NAC] [24 VDC] SPKSTR-15/75-AL-WP, SPKSTR-24WLPPR-WP, SPKSTR-24WLPPW-WP, SPKSTR-24WLPR-WP, SPKSTR-24WLPW-WP
dc085384-72c7-4fe2-9861-1150753e9812 |  |  |  | North | Edwards |  | Cards & Components |  |  |  | Card | TRUE | MN-HS16T5P |  | 1600 Watt Omni-directional HPSA Assembly (5 of 5 Active Panels) with lockable NEMA 4 amplifier, 110V/60 Hz inverter/battery charger and electronics enclosure, lockable NEMA 4 battery enclosure (w/o batteries). Enclosures equipped with tamper switches. AC powered amplifier with DC backup. Edwards hard-wire interface included. Batteries and accessories are ordered separately. Tan colored speaker head. | 1 | [6 empty] | TRUE | [5 empty] | #FFFFFFFF |  |  | FALSE | FALSE | FALSE | [14 empty] | FALSE | [7 empty] | THOR\acont | 2024-10-09 10:48
6525eb42-a39b-4085-96ba-11560a9270f4 |  |  |  | North | Edwards |  | Cards & Components |  |  |  | Card | TRUE | 3-LCDXL1 | + | Liquid Crystal Display Module - Expanded Version | 1 | 0.048 | 0.05 |  |  |  |  | TRUE | [5 empty] | #FFFFFFFF |  |  | FALSE | FALSE | FALSE | [14 empty] | FALSE | [7 empty] | THOR\acont | 2024-10-09 10:48
a9d0f3c5-b99e-441b-a7bc-11562d785150 | NFPA 170 SMOKE DETECTOR |  |  | North | Gentex |  | Smoke Detector |  |  |  | Module | TRUE | 9120H |  | 917-0003-002 120VAC Smoke Detector, 9VDC Battery Backup, Tandem 12 Units, Isolated 135 Degree Thermal, Continuous Sounder | 1 | [6 empty] | TRUE | TRUE |  |  |  |  | #FFFF0000 | FA-NFPA 170 SMOKE DETECTOR | 1 | FALSE | FALSE | FALSE | 1408 | [16 empty] | 120v |  |  | DESKTOP-7SAL8M7\acont | 2019-02-11 12:57 | THOR\acont | 2024-09-08 17:27 | 20191121 AC Detector without base | [First Alert, Generic, Gentex, Kidde, N/A] [VAC ] 120VAC SMOKE DETECTOR (C), 7020BSL (C), 7139CS-C (C), 7139CS-W (C), 9120 (C), 9120F (C), 9120H (C), 9120HF (C), 9120T (C), 9120TF (C), 9123 (C), 9123F (C), 9123H (C), 9123HF (C), 9123T (C), 9123TF (C), FU [First Alert, Generic, Gentex, Kidde, N/A] [IDC] 01 120VAC SMOKE DETECTOR (C), 7020BSL (C), 7139CS-C (C), 7139CS-W (C), 9120 (C), 9120F (C), 9120H (C), 9120HF (C), 9120T (C), 9120TF (C), 9123 (C), 9123F (C), 9123H (C), 9123HF (C), 9123T (C), 9123TF (C), [Generic, Gentex, Kidde, N/A] [SMOKE ALARM TANDEM] [TANDEM] 10 Amp Circuit Breaker, 120VAC SMOKE DETECTOR (C), 15 Amp Circuit Breaker, 20 Amp Circuit Breaker, 9120 (C), 9120F (C), 9120H (C), 9120HF (C), 9120T (C), 9120TF (C), 9123 (C), 9123F (C), 9123H ( | [BRK, First Alert, Generic, Gentex, Kidde, N/A] 120VAC SMOKE DETECTOR, 21006378, 21007624, 7020BSL, 7030BSL, 900-CUAR, 9120, 9120B, 9120F, 9120H, 9120HF, 9120T, 9120TF, 9123, 9123F, 9123H, 9123HF, 9123T, 9123TF, 917-0070-002, 917-0071-002, 917-0072-002, 9
7b50cdf9-9068-4219-a08e-11584239f0ca |  |  |  | North | Firelite |  | Cards & Components |  |  |  | Card | TRUE | ECC-CE6 (70V) | + | Speaker Circuit/Zone Expander Module | 1 | 0.02 | 0.189 |  |  |  |  | TRUE | FALSE |  |  |  |  | #FFFFFFFF |  |  | FALSE | FALSE | FALSE | [14 empty] | FALSE | [5 empty] | DESKTOP-7SAL8M7\acont | 2019-02-22 07:53 | THOR\acont | 2024-10-09 10:48 | Cloned from Firelite ECC-CE6 (25V) |  | [Farenhyt, Firelite] ECC-CE6 (70V), ECS-CE6 (70V)
1f0ff1fd-7da8-4cbc-8a18-115f17d5b49b | NFPA 170 STROBE WALL |  |  | North | Kidde |  | Strobe |  |  |  | Module | TRUE | WGVWA | ++ | Outdoor rated strobe, white, alert | 1 | [6 empty] | FALSE | [5 empty] | #FF0070C0 | FA-NFPA 170 STROBE WALL | 1 | FALSE | FALSE | FALSE | 2023 | [13 empty] | FALSE |  |  | WP |  |  | THOR\acont | 2024-12-19 13:51 | THOR\acont | 2024-12-19 13:57 | Cloned from Edwards WGVWA | [Edwards, Kidde] [NAC] [VDC] WGSVRA, WGSVRF, WGSVRF-FR, WGSVRF-SP, WGSVRN, WGSVWA, WGSVWF, WGSVWF-FR, WGSVWF-SP, WGSVWN, WGVRA, WGVRF, WGVRF-FR, WGVRF-SP, WGVRN, WGVWA, WGVWF, WGVWF-FR, WGVWF-SP, WGVWN
e91ec127-ba2d-403d-9fc8-1167f3324830 | NFPA 170 FIRE ALARM CONTROL UNIT | RISER FACP |  | North | Edwards |  | Fire Alarm Control Unit |  |  |  | Assembly | TRUE | FSP1004R |  | FACP - 10 Cl 'B' IDCs, 4 Cl 'B' NACs, 120V, Red | 1 | [6 empty] | FALSE | [5 empty] | #FFFF0000 | FA-NFPA 170 FIRE ALARM CONTROL UNIT | 1 | FALSE | FALSE | FALSE | 202 | [8 empty] | 7,12,18 |  |  |  |  | TRUE | [7 empty] | THOR\acont | 2024-09-08 17:27
85b4fc22-2f9c-443a-85cd-1168b76b849e | NFPA 170 HORN STROBE |  |  | North | Gentex |  | Horn/Strobe |  |  |  | Module | TRUE | GECB24PWW | + | GEC3 Colored Lens Horn/Strobe, Selectable Candela Low Profile, Wall, White, Plain, Blue Lens | 1 | 0 | 0.31 |  |  |  |  | FALSE | FALSE |  |  |  |  | #FF0070C0 | FA-NFPA 170 HORN STROBE | 1 | FALSE | FALSE | FALSE | 2023 | [13 empty] | FALSE | [5 empty] | DESKTOP-7EIEB7A\acont | 2021-11-04 10:40 | THOR\acont | 2024-09-08 17:27 | Cloned from Gentex GESB24PWW | [Gentex] [NAC] [UL MAX, Temp 3 2400Hz, High] GECB24PWR, GECB24PWW, GECG24PWR, GECG24PWW, GECR24PWR, GECR24PWW
48e53b65-b303-427f-8f4d-1173ee7f300d | NFPA 170 ADDRESSABLE INPUT MONITOR MODULE |  |  | North | DMP |  | Addressable Module |  |  |  | Module | TRUE | 1103 | ++ | Wireless Universal Transmitter | 1 | [6 empty] | TRUE | [5 empty] | #FFFF0000 | FA-NFPA 170 ADDRESSABLE INPUT MONITOR MODULE | 1 | FALSE | FALSE | FALSE | 1000 | [19 empty] | AULAPTOP-PC\Aulaptop | 2019-05-12 12:10 | THOR\acont | 2024-09-08 17:27 | Cloned from Generic New Part | [BluePoint, DMP] [DMP WIRELESS] [WIRELESS] 1103, 1126R, 1135, 1164 (C), 1164NS (C), 1165H (C), 1168 (C), 1181-R, 1182, 1183-135F, 1183-135R, 1184-W (C), BP01-303, BP02-203M, BP02-203P, BP02-A203M, BP02-A203P, BP02-A203PH, BP03-303, BP03-A103M, BP03-A103P | [DMP] 1103 [DMP] 711, 711S
408d6e56-d126-4068-9925-1176e023dcd2 | NFPA 170 STROBE WALL |  |  | North | Federal Signal |  | Strobe |  |  |  | Module | TRUE | 141ST-024G |  | Electraflash Strobe Light, Green | 1 | 0 | 0.38 |  |  |  |  | FALSE | [5 empty] | #FF0070C0 | FA-NFPA 170 STROBE WALL | 1 | FALSE | FALSE | FALSE | 2023 | [13 empty] | FALSE |  |  | WP |  |  | THOR\acont | 2024-07-11 13:24 | THOR\acont | 2024-09-08 17:27 | Cloned from Federal Signal 141ST-024A | [Federal Signal] [NAC] [24 VDC] 141ST-024A, 141ST-024B, 141ST-024G, 141ST-024R
f556b289-07df-4f87-a6b8-11802b347d1b | NFPA 170 SMOKE HEAT DETECTOR |  |  | North | Apollo |  | Smoke/Heat Detector |  |  |  | Module | FALSE | D900-MSENSOR w/D900-BASE6 |  | MULTISENSOR DETECTOR W/ 6" BASE | 1 | 0.0005 | 0.0005 |  |  |  |  | FALSE | TRUE |  |  |  |  | #FFFF0000 | FA-NFPA 170 SMOKE HEAT DETECTOR | 1 | FALSE | FALSE | FALSE | 1411 | [13 empty] | FALSE | [7 empty] | THOR\acont | 2024-09-08 17:27 | 20191121 AC Detector with base | [Advanced, Apollo] [SLC APOLLO MODULES SENSORS] [*] [#2 SHARED ADDR ¦ SENSORS] SA5150-650ADV w/SA5000-230ADV (C), SA5150-750ADV w/SA5000-210ADV (C), 45681-800 (C), 45681-805 (C), 55000-450 w/45681-210UL (C), 55000-450 w/45681-225APO (C), 55000-450 w/ [Apollo] [SLC APOLLO MODULES/SENSORS] [#10] D900-MSENSOR w/D900-BASE4 (C), D900-MSENSOR w/D900-BASE6 (C)
17057848-4872-450e-8522-11802cea82cd | NFPA 170 HORN |  |  | North | Eaton Wheelock |  | Horn |  |  |  | Module | TRUE | ELFHNR-AL | + | WALL SOUNDER, RED, ALERT, LOW FREQ | 1 | [6 empty] | TRUE | [5 empty] | #FF0070C0 | FA-NFPA 170 HORN | 1 | FALSE | FALSE | FALSE | 2020 | [16 empty] | LF |  |  | DESKTOP-7EIEB7A\acont | 2021-05-13 08:00 | THOR\acont | 2024-09-08 17:27 | Cloned from Eaton Wheelock ELFHSR-AL | [Eaton Wheelock] [NAC] [24VDC, MAX] ELFHNR, ELFHNR-AL, ELFHNRC (C), ELFHNRC-AL (C), ELFHNRC-CO (C), ELFHNRC-N (C), ELFHNR-CO, ELFHNR-N, ELFHNW, ELFHNW-AL, ELFHNWC (C), ELFHNWC-AL (C), ELFHNWC-CO (C), ELFHNWC-N (C), ELFHNW-CO, ELFHNW-N
131bd3d6-5041-4a7a-8a17-11805713686d |  |  |  | North | Firelite |  | Cards & Components |  |  |  | Card | TRUE | AEM-32AF | + | Annunciator Expander Module, 32 Alarm LED's | 1 | 0.002 | 0.018 |  |  |  |  | TRUE | FALSE |  |  |  |  | #FFFFFFFF |  |  | FALSE | FALSE | FALSE | [14 empty] | FALSE | [5 empty] | DESKTOP-7SAL8M7\acont | 2019-02-18 15:48 | THOR\acont | 2024-10-09 10:48 | Cloned from Firelite AEM-16ATF | [ADT Unimode, Eaton Wheelock, Farenhyt, Firelite, Gamewell FCI, Monaco Enterprises, Notifier, Potter, Secutron, Silent Knight] [AUX POWER] [*] 790-012-00, ACM-16ATF, ACM-30, ACM-32AF, ACM-48A, ACM-8RF, ADT-LCD-80, AEM-16ATF, AEM-32AF, AFM-16AF, AFM-16ATF [Firelite, Notifier] [RS-485] ACM-16ATF, ACM-30, ACM-32AF, ACM-48A, ACM-8RF, AEM-16ATF, AEM-32AF, AFM-16AF, AFM-16ATF, AFM-32AF, LCD-80F
a3b7b394-9f7f-400f-a788-1181c08cf1e5 |  |  |  | North | Edwards |  | Cards & Components |  |  |  | Card | TRUE | MN-HSMP650P5GAC |  | 650 Watt Omni-directional HPSA Assembly (5 of 5 Active Panels) with lockable NEMA 4 amplifier and electronics enclosure. 110V/60Hz operation only. Enclosure equipped with tamper switch. Edwards hard-wire interface included. Accessories are ordered separately. Gray colored speaker head. Eyebolt or 2" OD mast mount. | 1 | [6 empty] | TRUE | [5 empty] | #FFFFFFFF |  |  | FALSE | FALSE | FALSE | [14 empty] | FALSE | [7 empty] | THOR\acont | 2024-10-09 10:48
fcdfe8d1-a59f-46db-b367-119eaef68c60 | NFPA 170 SPEAKER STROBE |  |  | North | Kidde |  | Speaker/Strobe |  |  |  | Module | TRUE | INT-3A-RS70W |  | 30cdW, 15cdC Strobe, Re-Ent Speaker, 70V 2, 4, 8, 15w | 1 | [6 empty] | FALSE | [5 empty] | #FF0070C0 | FA-NFPA 170 SPEAKER STROBE | 1 | FALSE | FALSE | FALSE | 2019 | [13 empty] | FALSE | [5 empty] | AUGUSTALIEN\aucon | 2024-05-21 15:58 | THOR\acont | 2024-10-09 10:48 | Cloned from Edwards 757-3A-RS70W | [Edwards, Kidde] [AUDIO 70.7v] [70V AUDIO] 757-1A-R70, 757-1A-R70W, 757-3A-RS70, 757-3A-RS70W, 757-7A-RS70, 757-7A-RS70W, 757-7A-RS70WA, 757-7A-SS70, 757-7A-SS70W, 757-8A-RS70, 757-8A-RS70W, 757-8A-RS70WA, INT-3A-RS70, INT-3A-RS70W, INT-7A-RS70, INT-7A-R
a2fd2837-e823-4998-b8cf-119ec50acf79 | NFPA 170 MANUAL PULL |  |  | North | Edwards |  | Manual Station |  |  |  | Module | TRUE | 276A-REL |  | Single Action Manual Release Station | 1 | [6 empty] | FALSE | [5 empty] | #FFFF0000 | FA-NFPA 170 MANUAL PULL | 1 | FALSE | FALSE | FALSE | 957 | [13 empty] | FALSE | [7 empty] | THOR\acont | 2024-09-08 17:27 |  | [Edwards, Kidde, Monaco Enterprises] [IDC] 01 1534-1, 200-GAOF, 270A-DPO, 270A-SPO, 270-DOC, 270-DOC-B, 270-DOC-F, 270-DPO, 270-GAO, 270-GAOB, 270-GAO-DOC, 270-GAO-DOCF, 270P-DPO, 270P-SPO, 270-SPO, 270-SPOW, 270-SPOWB, 270-SPOWF, 271-KR1/SR/GS, 276A-REL
8284d9d0-9094-4095-b00b-11a8dcaded70 |  |  |  | North | Firelite |  | Cards & Components |  |  |  | Card | TRUE | ECC-50W-70V (Backup Only) | + | 70V, 50 Watt Audio Amplifier Module | 1 | 0.1 | 0 |  |  |  |  | TRUE | FALSE |  |  |  |  | #FFFFFFFF |  |  | FALSE | FALSE | FALSE | [14 empty] | FALSE | [5 empty] | DESKTOP-7SAL8M7\acont | 2019-02-27 08:11 | THOR\acont | 2024-10-09 10:48 | Cloned from Firelite ECC-50W-70V
a209210d-5c1c-46db-acf4-11ade23bb94e | NFPA 170 ADDRESSABLE INPUT MONITOR MODULE |  |  | North | Simplex |  | Addressable Module |  |  |  | Module | TRUE | 4090-5261 | + | IDNet Dual Addressable Supervised Module IAM | 1 | 0.0008 | 0.001 |  |  |  |  | TRUE | [5 empty] | #FFFF0000 | FA-NFPA 170 ADDRESSABLE INPUT MONITOR MODULE | 1 | FALSE | FALSE | FALSE | 1000 | [16 empty] | DUAL |  |  | XPS-17-9710\August | 2024-06-26 17:29 | THOR\acont | 2024-09-08 17:27 | Cloned from Simplex 4090-9001 | [Simplex] [IDNet] [MODULES ++] 4090-5261 [Autocall, Simplex] [IDNet] [MODULES ++] 2080-9056, 2080-9057, 2080-9067, 2080-9068, 2080-9069, 2080-9070, 4009-9201 Main Board, 4009-9401 Main Board, 4010-9901, 4090-5261, 4090-9001, 4090-9002, 4090-9005, 4090-9006, 4090-9008, 4090-9116, 4098-9019 (Cont | [Simplex] 4090-5261
a9fb0480-8d41-4e1f-aa73-11af6daf73f0 | NFPA 170 SPEAKER CEILING |  |  | North | Edwards |  | Speaker |  |  |  | Module | TRUE | GCHFWN-S7 |  | 70V Speaker, White, | 1 | [6 empty] | FALSE | TRUE |  |  |  |  | #FF0070C0 | FA-NFPA 170 SPEAKER CEILING | 1 | FALSE | FALSE | FALSE | 2019 | [13 empty] | FALSE |  |  | C |  |  |  |  | THOR\acont | 2024-09-08 17:27 |  | [Edwards, Kidde] [AUDIO 70.7v] [70V AUDIO] G4F-S7, G4F-S7V1575, G4F-S7VM, G4HFRF-S7, G4HFRF-S7VMC, G4HFRN-S7, G4HFRN-S7VMC, G4HFWA-S7, G4HFWA-S7VMA, G4HFWA-S7VMC, G4HFWF-S7, G4HFWF-S7VMC, G4HFWN-S7, G4HFWN-S7VMA, G4HFWN-S7VMB, G4HFWN-S7VMC, G4RF-S7, G4RF
89e26878-0a2a-4241-a3a9-11b13893ef83 | NFPA 170 NON ADDRESSABLE RELAY |  |  | North | Edwards |  | Non-Addressable Relay |  |  |  | Module | TRUE | MR601/T |  | SPDT Relay /w LED, Switch, & Track Mtg H'ware | 1 | 0.015 | 0.015 |  |  |  |  | FALSE | [5 empty] | #FFFF0000 | FA-NFPA 170 NON ADDRESSABLE RELAY | 1 | FALSE | FALSE | FALSE | 1300 | [13 empty] | FALSE | [7 empty] | THOR\acont | 2024-09-08 17:27 |  | [Altronix, Edwards, Silent Knight, System Sensor] [AUX POWER] A77-716B, EOL-1224RLY, EOL-R24VDC, MR101/C, MR101/T, MR601/S, MR601/T, MR801/S, MR801/T, PAM1, RB1224, RELA-EOL
a47327f2-14e3-4e91-84dc-11b29c8f6e56 | NFPA 170 CELL COMM | RISER CELL COMM |  | North | Telguard |  | Cellular Communicator |  |  |  | Module | TRUE | TG-7FS LTE + TG-PEM | + | Cellular Alarm Communicator, LTE (Commercial Fire) and power & expansion module | 1 | [6 empty] | FALSE | [5 empty] | #FFFF0000 | FA-NFPA 170 CELL COMM | 1 | FALSE | FALSE | FALSE | 250 | [13 empty] | FALSE | [5 empty] | DESKTOP-7EIEB7A\acont | 2022-02-28 10:22 | THOR\acont | 2024-09-08 17:27 | Cloned from Telguard TG-7FS w/(2) TG-PEM | [Telguard] [AUX POWER] [12VDC AUX INPUT] TG-7A w/(2) TG-PEM, TG-7FS LTE + TG-PEM, TG-7FS w/(2) TG-PEM, TG-PEM [Telguard] [DACT] [#1 DACT] TG-7A, TG-7A w/(2) TG-PEM, TG-7FE, TG-7FP, TG-7FS, TG-7FS LTE + TG-PEM, TG-7FS w/(2) TG-PEM [Telguard] [IDC] [#2 SUPERVISORY INPUT] TG-7A, TG-7A w/(2) TG-PEM, TG-7FE, TG-7FP, TG-7FS, TG-7FS LTE + TG-PEM, TG-7FS w/(2) TG-PEM [Telguard] [AUX POWER] [24VDC AUX INPUT] TG-7A w/(2) TG-PEM, TG-7FS LTE + TG-PEM, TG-7FS w/(2) TG-PEM, TG-PEM [Telguard] [IDC] [#1 SUPERVISORY INPUT] TG-7A, TG-7A w/(2) TG-PEM, TG-7FE, TG-7FP, TG-7FS, TG-7FS LTE + TG-PEM, TG-7FS w/(2) TG-PEM | [Telguard] TG-7FS LTE + TG-PEM, TG-PEM
fa7199ef-310a-4443-8ec3-11b62a495531 |  |  |  | North | System Sensor |  | Cards & Components |  |  |  | Card | TRUE | B501 | ++ | Detector Base flangeless mouting | 1 | 0.00015 | 0.006 |  |  |  |  | TRUE | FALSE |  |  |  |  | #FFFFFFFF |  |  | FALSE | FALSE | FALSE | [14 empty] | FALSE | [7 empty] | THOR\acont | 2024-10-09 10:48
295fea3e-06ea-4e54-a804-11b77ead0b67 | NFPA 170 NOTIFICATION CIRCUIT EXTENDER PANEL | RISER NAC |  | North | Hochiki |  | Cards & Components |  |  |  | Card | TRUE | PE-10SN Main Board | PE-10SN POWER EXTENDER | PE-10SN POWER EXTENDER | 1 | 0.075 | 0.075 |  |  |  |  | TRUE | [5 empty] | #FFFF0000 | FA-NFPA 170 NOTIFICATION CIRCUIT EXTENDER PANEL | 1 | FALSE | FALSE | FALSE | 212 | [19 empty] | DESKTOP-7EIEB7A\acont | 2021-10-14 09:18 | THOR\acont | 2024-09-08 17:27 | Cloned from Hochiki PE-10SN | [Hochiki] [NAC Trigger] PE-10SN Main Board, PE-6SN Main Board | [Hochiki] PE-10SN Main Board, PE-6SN Main Board [Hochiki] PE-10SN Main Board
6f59b4b2-f6f2-4de2-9adf-11b7e08f62fb | NFPA 170 MANUAL PULL |  |  | North | Silent Knight |  | Manual Station |  |  |  | Module | TRUE | SD500-PS | ++ | Single action pull station | 1 | 0.00055 | 0.00055 |  |  |  |  | FALSE |  |  |  | 3" W x 5 1/16" H x 2.5" D |  | #FFFF0000 | FA-NFPA 170 MANUAL PULL | 1 | FALSE | FALSE | FALSE | 957 | [13 empty] | FALSE | [7 empty] | THOR\acont | 2024-09-08 17:27 |  | [Silent Knight] [SLC HOCHIKI] [*] [#1 SHARED ADDR ¦ ALL] Hood System w/SD500-MIM, PS-DA w/SD500-MIM, PS-SA w/SD500-MIM, SD500-AIM, SD500-ANM, SD500-ARM, SD500-LED, SD500-MIM, SD500-PS, SD500-PSDA, SD500-SDM, SD505-AHS w/SD505-6AB, SD505-APS w/SD505-6AB (
295e6b00-cc24-48b2-b8a7-11b83a0f2cb5 | NFPA 170 REMOTE ANNUNCIATOR | RISER ANNUNCIATOR |  | North | Autocall |  | Remote Annunciator |  |  |  | Module | TRUE | A4603-9101 | + | Remote LCD Annunciator with beige trim | 1 | 0.11 | 0.14 |  |  |  |  | TRUE | [5 empty] | #FFFF0000 | FA-NFPA 170 REMOTE ANNUNCIATOR | 1 | FALSE | FALSE | FALSE | 255 | [19 empty] | DESKTOP-0D6CQVA\lousc | 2019-08-16 16:11 | THOR\acont | 2024-09-08 17:27 | Cloned from AutoCall A4606-9101 | [Autocall, Simplex, Space Age Electronics] [RUI] [DATA] 4603-9101, 4606-9101, 4606-9102, A4603-9101, A4606-9102, A4606-9111, A4606-9205, YM0164 [Autocall, Simplex, Space Age Electronics] [AUX POWER] [*] [AUX INPUT] 4603-9101, 4606-9101, 4606-9102, A4603-9101, A4606-9102, A4606-9111, A4606-9205, YM0164
a9881e84-f68b-45c4-9e15-11be975c210f | NFPA 170 SMOKE DETECTOR |  |  | North | MIRCOM |  | Smoke Detector |  |  |  | Module | TRUE | MIX-2251BR | + | Intelligent Photoelectric Detector. Remote test capable. For use with DNR(W) duct detectors. | 1 | 0.0003 | 0.0065 |  |  |  |  | FALSE | TRUE |  |  |  |  | #FFFF0000 | FA-NFPA 170 SMOKE DETECTOR | 1 | FALSE | FALSE | FALSE | 1408 | [13 empty] | FALSE |  |  | P |  |  | DESKTOP-7SAL8M7\acont | 2019-04-12 12:56 | THOR\acont | 2024-09-08 17:27 | 20191121 AC Detector without base | [MIRCOM] [SLC SENSORS] [*] [#4 TYPE ADDR ¦ SENSORS] DNR w/MIX-2251BR (C), DNR w/MIX-2351RAP (C), MIX-1251AP w/B200SR-LF-WH (C), MIX-1251AP w/B200SR-WH (C), MIX-1251AP w/B210LP (C), MIX-1251AP w/B224RB-WH (C), MIX-1251AP w/B501 (C), MIX-1251B w/B200SR-LF- [MIRCOM] [SLC MODULES SENSORS] [*] [#2 SHARED ADDR ¦ SENSORS] DNR w/MIX-2251BR (C), DNR w/MIX-2351RAP (C), MIX-1251AP w/B200SR-LF-WH (C), MIX-1251AP w/B200SR-WH (C), MIX-1251AP w/B210LP (C), MIX-1251AP w/B224RB-WH (C), MIX-1251AP w/B501 (C), MIX-1251B w/
acebb593-bad3-4157-9e7f-11bf85ee450b | NFPA 170 SMOKE HEAT CO DETECTOR |  |  | North | Edwards |  | Smoke/Heat/CO Detector |  |  |  | Module | TRUE | SIGA-PHCD w/SIGA-RB BASE | ++ | Photoelectric, heat detector and carbon monoxide life safety detector | 1 | 5.1e-05 | 6.8e-05 |  |  |  |  | FALSE | TRUE |  |  |  |  | #FFFF0000 | FA-NFPA 170 SMOKE HEAT CO DETECTOR | 1 | FALSE | FALSE | FALSE | 1408 | [13 empty] | FALSE | [7 empty] | THOR\acont | 2024-10-08 16:50 | 20191121 AC Detector with base | [Edwards, Kidde] [SLC EST MODULES/SENSORS] 01 [*] [iO64] DS-HFS (C), DS-PS (C), FX-HD w/IB4U BASE, FX-HD w/RB4U BASE, FX-HD w/SB4U BASE, FX-HD w/SB4U-LF BASE, FX-HD wB4U BASE, FX-PD w/B4U BASE (C), FX-PD w/IB4U BASE (C), FX-PD w/SB4U BASE (C), FX-PD w/SB [Edwards, Kidde] [SLC EST SENSORS] [*] [#4 TYPE ADDR ¦ SENSORS] KI-DDOS (C), SIGA2-COS w/SIGA-AB4G BASE, SIGA2-COS w/SIGA-AB4G-LF BASE, SIGA2-COS w/SIGA-AB4GT BASE, SIGA2-COS w/SIGA-IB BASE, SIGA2-COS w/SIGA-RB BASE, SIGA2-COS w/SIGA-SB BASE, SIGA2-HCOS [Edwards, Kidde] [SLC EST SENSORS] 01 [*] [EST3, iO1000] DS-HFS (C), DS-PS (C), FX-HD w/IB4U BASE, FX-HD w/RB4U BASE, FX-HD w/SB4U BASE, FX-HD w/SB4U-LF BASE, FX-HD wB4U BASE, FX-PD w/B4U BASE (C), FX-PD w/IB4U BASE (C), FX-PD w/SB4U BASE (C), FX-PD w/SB [Edwards, Kidde] [SLC EST MODULES SENSORS] [*] [#2 SHARED ADDR ¦ SENSORS] KI-DDOS (C), SIGA2-COS w/SIGA-AB4G BASE, SIGA2-COS w/SIGA-AB4G-LF BASE, SIGA2-COS w/SIGA-AB4GT BASE, SIGA2-COS w/SIGA-IB BASE, SIGA2-COS w/SIGA-RB BASE, SIGA2-COS w/SIGA-SB BASE, S
053a24b3-319c-4943-9fa7-11c629d9e6d4 | NFPA 170 SPEAKER WALL |  |  | North | Edwards |  | Speaker |  |  |  | Module | TRUE | 90243A-804-06-L | UL1480 HyperSpike LineWave Loudspeaker Array 16 White | HyperSpike UL LineWave line array loudspeaker 16 White | 1 | [12 empty] | #FF0070C0 | FA-NFPA 170 SPEAKER WALL | 1 | FALSE | FALSE | FALSE | 2021 | [16 empty] | X16 |  |  | HOMEAUGUSTXPS-1\aucon | 2021-01-25 12:46 | THOR\acont | 2024-09-08 17:27 | August Added Hyperspike | [Edwards] [AUDIO 70.7v] 90243A-804-01-L, 90243A-804-05-L, 90243A-804-06-L, 90243A-804-07-L [Edwards] [AUDIO 25v] 90243A-804-01-L, 90243A-804-05-L, 90243A-804-06-L, 90243A-804-07-L
ab7cb1ed-9f48-474a-95ce-11ca14f8ed32 | NFPA 170 FIRE ALARM CONTROL UNIT | RISER FATC |  | North | Autocall |  | Fire Alarm Control Unit |  |  |  | Assembly | TRUE | A2975-9449 | + | 4100ES Red 2 Bay Box with Solid Door - Add Master Controller, Power Supply and other componen | 1 | [12 empty] | #FFFF0000 | FA-NFPA 170 FIRE ALARM CONTROL UNIT | 1 | FALSE | FALSE | FALSE | [20 empty] | DESKTOP-EUPOT3B\aucon | 2021-12-14 05:21 | THOR\acont | 2024-09-08 17:27 | Cloned from Autocall A2975-9449
eba93890-f1a9-4bd0-959a-11cc683ebdcb | NFPA 170 SMOKE DETECTOR |  |  | North | Simplex |  | Smoke Detector |  |  |  | Module | TRUE | 4098-9601 w/4098-9788 | + | TrueAlarm Photoelectric Smoke Detector w/TrueAlarm Sensor 2-Wire Base | 1 | 0.0001 | 0.024 |  |  |  |  | TRUE | TRUE |  |  |  |  | #FFFF0000 | FA-NFPA 170 SMOKE DETECTOR | 1 | FALSE | FALSE | FALSE | 1408 | [19 empty] | DESKTOP-7EIEB7A\acont | 2022-02-15 10:49 | THOR\acont | 2024-09-08 17:27 | Cloned from Autocall A4098-9601 w/A4098-9788 | [Autocall, Simplex] [IDC] 01 2098-9201 (C), 2098-9202 (C), 2098-9203 (C), 2098-9208 (C), 2098-9576 (C), 2099-9101 (C), 2099-9102 (C), 2099-9103 (C), 2099-9104 (C), 2099-9105 (C), 2099-9107 (C), 2099-9108 (C), 2099-9754 (C), 2099-9755 (C), 2099-9756 (C),
d24235b3-39aa-4ce1-99ff-11d104ea65b2 | NFPA 170 SMOKE DETECTOR |  |  | North | Secutron |  | Smoke Detector |  |  |  | Module | TRUE | MRI-2351TAP w/300-6 | ++ | Intelligent Photoelectric smoke detector with Thermal - UL, White, Standard Base | 1 | 0.0002 | 0.0045 |  |  |  |  | FALSE | TRUE |  |  | 2 inches H x 6.2 inches D |  | #FFFF0000 | FA-NFPA 170 SMOKE DETECTOR | 1 | FALSE | FALSE | FALSE | 1408 | [13 empty] | FALSE | [5 empty] | DESKTOP-7EIEB7A\acont | 2023-06-24 19:33 | THOR\acont | 2024-09-08 17:27 | Cloned from Secutron MRI-2351AP w/300-6 | [Secutron] [SLC MODULES SENSORS] [*] [#2 SHARED ADDR ¦ SENSORS] 7251 (C), MRI-2251B w/B210LP (C), MRI-2251BR (C), MRI-2251TB w/B210LP (C), MRI-2251TMB w/B210LP (C), MRI-2351AP w/300-6 (C), MRI-2351RAP (C), MRI-2351TAP w/300-6 (C), MRI-5251B w/B210LP (C), [Secutron] [SLC SENSORS] [*] [#4 TYPE ADDR ¦ SENSORS] 7251 (C), MRI-2251B w/B210LP (C), MRI-2251BR (C), MRI-2251TB w/B210LP (C), MRI-2251TMB w/B210LP (C), MRI-2351AP w/300-6 (C), MRI-2351RAP (C), MRI-2351TAP w/300-6 (C), MRI-5251B w/B210LP (C), MRI-5251H
9a4cfe6e-a205-4cff-ae71-11d27fd7c51d |  |  |  | North | Edwards |  | Cards & Components |  |  |  | Card | TRUE | ANSMIKE |  | Microphone | 1 | [6 empty] | TRUE | [5 empty] | #FFFFFFFF |  |  | FALSE | FALSE | FALSE | [14 empty] | FALSE | [7 empty] | THOR\acont | 2024-10-09 10:48
ad734109-0d8f-47e0-855c-11d644dfaaa6 | NFPA 170 HORN STROBE CEILING |  |  | North | FCI |  | Strobe |  |  |  | Module | TRUE | PC2475W | ++ | Horn, electronic, white, w/75 cd strobe | 1 | 0 | 0.347 |  |  |  |  | FALSE | TRUE |  |  |  |  | #FF0070C0 | FA-NFPA 170 HORN STROBE CEILING | 1 | FALSE | FALSE | FALSE | 2022 | [13 empty] | FALSE |  |  | C |  |  | THOR\acont | 2025-02-25 16:23 | THOR\acont | 2025-02-25 16:25 | Cloned from FCI PC2415W CLONED CLONED | [Eaton Wheelock, FCI] [NAC] [DC MAX] PC2475 (C), PC2475W (C), RS-2415W-FR
6a23306b-05df-4e73-9d01-11de0c62505b | NFPA 170 HORN STROBE |  |  | North | Siemens |  | Horn/Strobe |  |  |  | Module | TRUE | ZH-MC-W | 500-636162 | Z HORN MULTI CANDELA WALL WHITE | 1 | [12 empty] | #FF0070C0 | FA-NFPA 170 HORN STROBE | 1 | FALSE | FALSE | FALSE | 2012 | [19 empty] | DESKTOP-7SAL8M7\acont | 2019-08-13 09:04 | THOR\acont | 2024-09-08 17:27 | B,T | [Siemens] [NAC] [DC HIGH DB] ZH-MC-R, ZH-MC-W
894ad9e0-4438-4eab-97fe-11dec49ebd62 | CADGEN AUX POWER SUPPLY |  |  | North | Alpha Communications |  | Auxilliary Power Supply |  |  |  | Assembly | TRUE | PWR2410A | + | 24VDC Power Supply (AlphaRefuge™ 2100 Series) | 1 | [6 empty] | FALSE | [5 empty] | #FFFF0000 | FA-CADGEN AUX POWER SUPPLY | 1 | FALSE | FALSE | FALSE | [14 empty] | FALSE | [5 empty] | DESKTOP-7EIEB7A\acont | 2022-02-10 10:05 | THOR\acont | 2024-09-08 17:27 | Cloned from Rath Area of Refuge 2500-PWR24U
f3ba939b-945c-4333-809b-11e2fb365f24 | NFPA 170 HEAT DETECTOR |  |  | North | Fenwal |  | Heat Detector |  |  |  | Module | TRUE | 27020-1 140°F |  | Horizontal, Surface Mount 140°F | 1 | [6 empty] | FALSE | TRUE |  |  |  |  | #FFFF0000 | FA-NFPA 170 HEAT DETECTOR | 1 | FALSE | FALSE | FALSE | 1403 | [13 empty] | FALSE |  |  | 140° |  |  | DESKTOP-7SAL8M7\acont | 2020-11-17 10:15 | THOR\acont | 2024-09-08 17:27 | Cloned from Fenwal 27020-0 | [Fenwal] [IDC] 01 12-E27121-000-04-0T (C), 12-F27121-000-06-0T (C), 12-X27020-000 (C), 12-X27020-001 (C), 12-X27021-000 (C), 12-X27021-001 (C), 12-X27121-000-600 (C), 12-X27121-001-600 (C), 27020-0 140°F (C), 27020-0 190°F (C), 27020-1 140°F (C), 27021-0
80e7f998-be58-4ce3-8220-11e34fefb434 |  |  |  | North | Edwards |  | Hardware |  |  |  | Hardware | TRUE | 271-KG1 |  | Replacement Breakglass Pack - English | 1 | [6 empty] | FALSE | [5 empty] | #FFFFFFFF |  |  | FALSE | FALSE | FALSE | [14 empty] | FALSE | [7 empty] | THOR\acont | 2024-10-09 10:48
b77f1ac7-313d-4e7b-962b-11e3e3241449 | NFPA 170 ADDRESSABLE OUTPUT MODULE |  |  | North | DMP |  | Addressable Control/Relay |  |  |  | Module | TRUE | 716 |  | 4 Zone Output Module | 1 | 0.044 | 0.044 |  |  |  |  | FALSE | [5 empty] | #FFFF0000 | FA-NFPA 170 ADDRESSABLE OUTPUT MODULE | 1 | FALSE | FALSE | FALSE | 1100 | [13 empty] | FALSE | [7 empty] | THOR\acont | 2024-09-08 17:27 |  | [DMP] [DMP LX BUS] [*] [LX BUS] 716
c5b12935-ab9e-4429-ad78-11e950e361a6 |  |  |  | North | GRI PRODUCTS | Security/Access Control |  |  |  |  | Module | TRUE | 8080-TWG |  |  | 1 | [12 empty] | #FFFFFFFF |  |  | FALSE | FALSE | FALSE | [20 empty] | THOR\acont | 2024-03-12 21:43 | THOR\acont | 2024-10-09 10:48
2a3d03b2-de2d-4788-8968-11ea168a22f8 |  |  |  | North | Siemens | [5 empty] | Module | TRUE | XLS-MME3-ADPT | S54430-C8-A1 | MME-3 AND MBR-2 BLACK ENCLOSURE ADAPTER FOR FIREFINDER XLS | 1 | [12 empty] | #FFFFFFFF |  |  | FALSE | FALSE | FALSE | [20 empty] | DESKTOP-7SAL8M7\acont | 2019-08-13 09:04 | THOR\acont | 2024-10-09 10:48
4902b41e-a6f9-4553-a279-11eb8341c202 | NFPA 170 END OF LINE DEVICE |  |  | North | Edwards |  | End-of-Line Device |  |  |  | Module | TRUE | EOL-15 |  | 15K EOL Assembly, UL Approved | 1 | [6 empty] | FALSE | [5 empty] | #FFFF0000 | FA-NFPA 170 END OF LINE DEVICE | 1 | FALSE | FALSE | FALSE | 5050 | [13 empty] | FALSE | [7 empty] | THOR\acont | 2024-09-08 17:27
6bc2ee37-6391-4e97-a9b9-11ef89635185 | NFPA 170 GRAPHIC ANNUNCIATOR PANEL | RISER ANNUNCIATOR |  | North | Edwards |  | Graphic Annunciator |  |  |  | Module | TRUE | EV4 |  | Graphic Annunciator 30"w x 40"h view area, 216 LEDs typical | 1 | [6 empty] | FALSE | [5 empty] | #FFFF0000 | FA-NFPA 170 GRAPHIC ANNUNCIATOR PANEL | 1 | FALSE | FALSE | FALSE | 256 | [13 empty] | FALSE | [7 empty] | THOR\acont | 2024-09-08 17:27
52d5aba0-ef28-45b5-9ed6-11f0e22a3964 | NFPA 170 HEAT DETECTOR |  |  | North | Kidde |  | Heat Detector |  |  |  | Module | TRUE | KI-HCD w/KI-ABST BASE | ++ | Multisensor Heat, and CO Detector | 1 | 3.2e-05 | 3.2e-05 |  |  |  |  | FALSE | [5 empty] | #FFFF0000 | FA-NFPA 170 HEAT DETECTOR | 1 | FALSE | FALSE | FALSE | 1403 | [13 empty] | FALSE | [5 empty] | DESKTOP-7SAL8M7\acont | 2020-01-02 08:32 | THOR\acont | 2024-10-08 16:26 | Cloned from Edwards SIGA-HCD w/SIGA-AB4G BASE | [Edwards, Kidde] [AUX POWER] FX-HD w/SB4U BASE, FX-PD w/SB4U BASE (C), FX-PHD w/SB4U BASE (C), KI-COD w/KI-ABST BASE (C), KI-HCD w/KI-ABST BASE, KI-HRD w/KI-ABST BASE, KI-PCD w/KI-ABST BASE (C), KI-PD w/KI-ABST BASE (C), KI-PHCD w/KI-ABST BASE (C), KI-PH [Edwards, Kidde] [SLC EST MODULES/SENSORS] 01 [*] [iO64] DS-HFS (C), DS-PS (C), FX-HD w/IB4U BASE, FX-HD w/RB4U BASE, FX-HD w/SB4U BASE, FX-HD w/SB4U-LF BASE, FX-HD wB4U BASE, FX-PD w/B4U BASE (C), FX-PD w/IB4U BASE (C), FX-PD w/SB4U BASE (C), FX-PD w/SB [Edwards, Kidde] [SLC EST SENSORS] 01 [*] [EST3, iO1000] DS-HFS (C), DS-PS (C), FX-HD w/IB4U BASE, FX-HD w/RB4U BASE, FX-HD w/SB4U BASE, FX-HD w/SB4U-LF BASE, FX-HD wB4U BASE, FX-PD w/B4U BASE (C), FX-PD w/IB4U BASE (C), FX-PD w/SB4U BASE (C), FX-PD w/SB [Kidde] [SLC EST SENSORS] [*] [#4 TYPE ADDR ¦ SENSORS] DS-HFS (C), DS-PS (C), FX-HD w/IB4U BASE, FX-HD w/RB4U BASE, FX-HD w/SB4U BASE, FX-HD w/SB4U-LF BASE, FX-HD wB4U BASE, FX-PD w/B4U BASE (C), FX-PD w/IB4U BASE (C), FX-PD w/SB4U BASE (C), FX-PD w/SB4U [Kidde] [SLC EST MODULES SENSORS] [*] [#2 SHARED ADDR ¦ SENSORS] DS-HFS (C), DS-PS (C), FX-HD w/IB4U BASE, FX-HD w/RB4U BASE, FX-HD w/SB4U BASE, FX-HD w/SB4U-LF BASE, FX-HD wB4U BASE, FX-PD w/B4U BASE (C), FX-PD w/IB4U BASE (C), FX-PD w/SB4U BASE (C), FX
0ec33d92-a1bb-4766-a3ac-11f1e4957831 |  |  |  | North | Bosch | [5 empty] | Module | TRUE | DIP-5244IG-4HD | * | DIVAR IP AIO 5000 VIDEO MANAGEMENT APPLIANCE, DESKTOP CUBE, RAID-1 16TB (4x4TB) | 1 | [12 empty] | #FFFFFFFF |  |  | FALSE | FALSE | FALSE | [20 empty] | DESKTOP-7EIEB7A\acont | 2021-08-13 06:25 | THOR\acont | 2024-10-09 10:48
d0e8a8da-3494-4e21-b128-11f8dc4d7b5c | NFPA 170 HEAT DETECTOR |  |  | North | Edwards |  | Heat Detector |  |  |  | Module | TRUE | SIGA2-HFS w/SIGA-SB4 BASE | ++ | Heat Detector, 135F Fixed Temperature | 1 | 4.5e-05 | 4.5e-05 |  |  |  |  | FALSE | [5 empty] | #FFFF0000 | FA-NFPA 170 HEAT DETECTOR | 1 | FALSE | FALSE | FALSE | 1403 | [13 empty] | FALSE | [5 empty] | DESKTOP-7SAL8M7\acont | 2020-11-24 07:40 | THOR\acont | 2024-10-08 16:33 | Cloned from Edwards SIGA2-HFS w/SIGA-SB BASE | [Edwards, Kidde] [SLC EST MODULES/SENSORS] 01 [*] [iO64] DS-HFS (C), DS-PS (C), FX-HD w/IB4U BASE, FX-HD w/RB4U BASE, FX-HD w/SB4U BASE, FX-HD w/SB4U-LF BASE, FX-HD wB4U BASE, FX-PD w/B4U BASE (C), FX-PD w/IB4U BASE (C), FX-PD w/SB4U BASE (C), FX-PD w/SB [Edwards, Kidde] [SLC EST MODULES SENSORS] [*] [#2 SHARED ADDR ¦ SENSORS] KI-DDOS (C), SIGA2-COS w/SIGA-AB4G BASE, SIGA2-COS w/SIGA-AB4G-LF BASE, SIGA2-COS w/SIGA-AB4GT BASE, SIGA2-COS w/SIGA-IB BASE, SIGA2-COS w/SIGA-RB BASE, SIGA2-COS w/SIGA-SB BASE, S [Edwards, Kidde] [SLC EST SENSORS] [*] [#4 TYPE ADDR ¦ SENSORS] KI-DDOS (C), SIGA2-COS w/SIGA-AB4G BASE, SIGA2-COS w/SIGA-AB4G-LF BASE, SIGA2-COS w/SIGA-AB4GT BASE, SIGA2-COS w/SIGA-IB BASE, SIGA2-COS w/SIGA-RB BASE, SIGA2-COS w/SIGA-SB BASE, SIGA2-HCOS [Edwards, Kidde] [SLC EST SENSORS] 01 [*] [EST3, iO1000] DS-HFS (C), DS-PS (C), FX-HD w/IB4U BASE, FX-HD w/RB4U BASE, FX-HD w/SB4U BASE, FX-HD w/SB4U-LF BASE, FX-HD wB4U BASE, FX-PD w/B4U BASE (C), FX-PD w/IB4U BASE (C), FX-PD w/SB4U BASE (C), FX-PD w/SB
a7d29d91-3b48-409d-80fa-11f9b633d7dc |  |  |  | North | Siemens |  | Hardware |  |  |  | Hardware | TRUE | MT-SUR-BOX-W | 500-636118 | WEATHERPROOF SURFACE MOUNT BACK BOX WHITE | 1 | [12 empty] | #FFFFFFFF |  |  | FALSE | FALSE | FALSE | [20 empty] | DESKTOP-7SAL8M7\acont | 2019-08-13 09:04 | THOR\acont | 2024-10-09 10:48
d1fe2efb-d5e3-4c78-adc4-11fac2320fb9 | NFPA 170 HORN |  |  | North | Autocall |  | Horn |  |  |  | Module | TRUE | A4901-9858 | + | Mini-Horn, Red | 1 | 0 | 0.019 |  |  |  |  | FALSE | FALSE |  |  |  |  | #FF0070C0 | FA-NFPA 170 HORN | 1 | FALSE | FALSE | FALSE | 2010 | [13 empty] | FALSE | [5 empty] | OFFICE-ALIENWIN\AugWin7 | 2021-10-13 15:39 | THOR\acont | 2024-09-08 17:27 | Cloned from AutoCall A4901-9859 | [Autocall, System Sensor] [NAC] [VFWR, TEMPORAL HIGH] A4901-9858, A4901-9859, MHR, MHW [Autocall] [NAC] [*] [VDC] A4901-9858, A4901-9859
2a622405-0148-4e17-a1d4-11fbadfda6e8 |  |  |  | North | Potter |  | Cards & Components |  |  |  | Card | TRUE | PVC-FPO | + | Fire Phone Output Card | 1 | [6 empty] | TRUE | [5 empty] | #FFFFFFFF |  |  | FALSE | FALSE | FALSE | [20 empty] | DESKTOP-7SAL8M7\acont | 2020-11-03 16:06 | THOR\acont | 2024-10-09 10:48 | Cloned from Hochiki FNV-FPO
8c87ae2f-dd53-4bea-b62a-11fc8920db98 |  |  |  | North | Siemens |  | Hardware |  |  |  | Hardware | TRUE | FCA2034-U1 | S54400-P155-A1 | License Key | 1 | [12 empty] | #FFFFFFFF |  |  | FALSE | FALSE | FALSE | [20 empty] | AULAPTOP-PC\Aulaptop | 2019-04-20 11:42 | THOR\acont | 2024-10-09 10:48
a5f7b9cf-4d34-46a0-9c30-1202e6e7a32c | NFPA 170 VOICE EVACUATION CONTROL UNIT |  |  | North | Evax |  | Voice Evac Control Unit |  |  |  | Assembly | TRUE | EVAX-100/4Z | + | EVAX 100 Watt Voice Evacuation System | 1 | [6 empty] | FALSE | [5 empty] | #FFFF0000 | FA-NFPA 170 VOICE EVACUATION CONTROL UNIT | 1 | FALSE | FALSE | FALSE | 211 | [8 empty] | 7,12,18 |  |  |  | 100 | TRUE | [5 empty] | DESKTOP-7SAL8M7\acont | 2020-11-19 08:11 | THOR\acont | 2024-09-08 17:27 | Cloned from Evax EVAX-100 |  | [Evax] EVAX-100, EVAX-100/4Z, EVAX-100/8Z, EVAX-100E, EVAX-150, EVAX-200, EVAX-25, EVAX-25/4Z, EVAX-50, EVAX-50/4Z
c4f74a33-227a-4a15-8de4-1203e276231c | NFPA 170 FIRE PHONE |  |  | North | Autocall |  | Fire Phone |  |  |  | Module | TRUE | A2084-9006 | ++ | Firefighter Telephone Assembly with 2975-9053 backbox | 1 | [6 empty] | FALSE | [5 empty] | #FFFF0000 | FA-NFPA 170 FIRE PHONE | 1 | FALSE | FALSE | FALSE | [14 empty] | FALSE | [5 empty] | THOR\acont | 2025-02-04 12:25 | THOR\acont | 2025-02-04 12:31 | Cloned from Autocall A2084-9002 CLONED | [Autocall, Potter, Simplex] [FFT] [FFT] 2084-9001, 2084-9002, 2084-9003, 2084-9006, 2084-9007, 2084-9014, 2084-9018, 2084-9023, 2084-9024, A2084-9001, A2084-9002, A2084-9003, A2084-9006, A2084-9007, A2084-9014, A2084-9018, A2084-9023, A2084-9024, FFT-FPJ
ea1629a1-e2a7-47bd-800f-1205b4c5e7fc |  |  |  | North | Siemens |  | Hardware |  |  |  | Hardware | TRUE | FHD2007-R3 | S54400-B113-A2 | Outer door (3HU, 3 win, red) 3 height unit red outer door used for fire/voice systems. This works in conjunction with a 3HU backbox, FHB2005 | 1 | [6 empty] | FALSE | [5 empty] | #FFFFFFFF |  |  | FALSE | FALSE | FALSE | [14 empty] | FALSE | [5 empty] | AULAPTOP-PC\Aulaptop | 2019-04-20 14:32 | THOR\acont | 2024-10-09 10:48 | Cloned from Siemens FHD2007-U3
a37db7f1-9dbf-4765-b475-120b0270ec20 |  |  |  | North | Edwards |  | Hardware |  |  |  | Hardware | TRUE | 2-DFKR |  | OBSOLETE - Red Semi-Flush Trim Kit for 2-WB7R | 1 | [6 empty] | FALSE | [5 empty] | #FFFFFFFF |  |  | FALSE | FALSE | FALSE | [14 empty] | FALSE | [7 empty] | THOR\acont | 2024-10-09 10:48
36de1d13-9db0-40af-9c59-120c308ed9f5 | NFPA 170 AMPLIFIER RACK | ENCOMPASS90250A RISER |  | North | Gamewell FCI |  | Amplifier |  |  |  | Assembly | TRUE | 90250A-802 | ++ | Encompass LT 600W Cabinet | 1 | [6 empty] | TRUE | [5 empty] | #FFFF0000 | FA-NFPA 170 AMPLIFIER RACK | 1 | FALSE | FALSE | FALSE | [17 empty] | 10 AMP REQ'D |  |  | THOR\acont | 2025-02-12 11:07 |  |  | Cloned from Ultra Electronics 90250A-802
4bfab40d-2219-46b7-b2ca-1212af9ad8c6 |  |  |  | North | Edwards |  | Hardware |  |  |  | Hardware | TRUE | BP2 |  | Blank Plate, 2 EIA Space | 1 | [6 empty] | FALSE | [5 empty] | #FFFFFFFF |  |  | FALSE | FALSE | FALSE | [14 empty] | FALSE | [7 empty] | THOR\acont | 2024-10-09 10:48
8b06316f-ad73-4d49-9b2b-1212cc8b1e8c | NFPA 170 HEAT DETECTOR |  |  | North | Thermotech |  | Heat Detector |  |  |  | Module | TRUE | 302-135 | ++ | Heat Detector, 135°F (57°C) | 1 | [6 empty] | FALSE | TRUE |  |  |  |  | #FFFF0000 | FA-NFPA 170 HEAT DETECTOR | 1 | FALSE | FALSE | FALSE | 1403 |  |  | 7270-0021:0001 | [10 empty] | FALSE | [5 empty] | ALIENWIN10\AugWin7 | 2018-12-19 16:08 | THOR\acont | 2024-09-08 17:27 | 20191121 AC Detector without base | [Edwards, Potter, Thermotech] [IDC] 01 284B-PL (C), 302-135 (C), 302-194 (C), 302-AW-194, 302-EPM-135 (C), 302-EPM-194 (C), 302-ET-135 (C), 302-ET-194 (C)
337d9470-73de-4863-a0b8-12137b073cf0 | NFPA 170 SMOKE DETECTOR |  |  | North | Fike |  | Smoke Detector |  |  |  | Module | TRUE | 63-1053 |  | Photo/Heat Combination Sensor Non-Isolator Version w/63-1054 6” Sensor Base Non-Isolator Version | 1 | [6 empty] | FALSE | TRUE |  |  |  |  | #FFFF0000 | FA-NFPA 170 SMOKE DETECTOR | 1 | FALSE | FALSE | FALSE | 1408 | [13 empty] | FALSE | [7 empty] | THOR\acont | 2024-09-08 17:27 | 20191121 AC Detector without base | [Fike] [SLC FIKE] [*] [#1 SHARED ADDR ¦ ALL] 20-1063, 20-1064, 20-1343, 55-019/020 (C), 55-021 (C), 55-023 (C), 55-041, 55-042, 55-043, 55-045, 55-046, 55-047, 55-048, 55-050, 55-052, 55-055, 55-056, 55-060, 55-061, 60-1028 (C), 60-1039 (C), 60-1040 (C), [Fike] [AUX POWER] 20-1063, 20-1064, 20-1343, 55-019/020 (C), 55-021 (C), 55-023 (C), 55-043, 55-047, 55-048, 55-050, 55-055, 55-056, 55-060, 55-061, 60-1028 (C), 60-1039 (C), 60-1040 (C), 63-028/029 (C), 63-1021 (C), 63-1052 (C), 63-1053 (C), 63-1056 (C
16e55971-462f-4a66-9220-121f88d671c2 | NFPA 170 HORN STROBE |  |  | North | Harrington |  | Horn/Strobe |  |  |  | Module | TRUE | HSG3-24WR |  | Selectable Candela, Low Profile Evacuation Horn Strobe, Red | 1 | 0 | 0.28 |  |  |  |  | FALSE | [5 empty] | #FF0070C0 | FA-NFPA 170 HORN STROBE | 1 | FALSE | FALSE | FALSE | 2012 | [13 empty] | FALSE | [7 empty] | THOR\acont | 2024-09-08 17:27 |  | [Harrington] [NAC] [UL MAX] HSG3-24WR, HSG3-24WW
d05fdb97-cb06-4afc-9c60-12230c5b9299 | NFPA 170 NON ADDRESSABLE RELAY |  |  | North | Altronix |  | Non-Addressable Relay |  |  |  | Module | TRUE | RB1224 |  | SPDT Relay /w LED & Metal Enclosure | 1 | 0.015 | 0.015 |  |  |  |  | FALSE | [5 empty] | #FFFF0000 | FA-NFPA 170 NON ADDRESSABLE RELAY | 1 | FALSE | FALSE | FALSE | 1300 | [13 empty] | FALSE | [5 empty] | DESKTOP-7SAL8M7\acont | 2019-12-13 09:36 | THOR\acont | 2024-09-08 17:27 | Cloned from Edwards MR101/C | [Altronix, Edwards, Silent Knight, System Sensor] [AUX POWER] A77-716B, EOL-1224RLY, EOL-R24VDC, MR101/C, MR101/T, MR601/S, MR601/T, MR801/S, MR801/T, PAM1, RB1224, RELA-EOL
c5aed396-5ebe-4512-852f-1229330225a4 |  |  |  | North | Notifier |  | Cards & Components |  |  |  | Card | TRUE | SFP-2404 MAIN BOARD |  | Fire Alarm Control Panel Main Board | 1 | 0.085 | 0.175 |  |  |  |  | TRUE | FALSE |  |  |  |  | #FFFFFFFF |  |  | FALSE | FALSE | FALSE | [14 empty] | FALSE | [7 empty] | THOR\acont | 2024-10-09 10:48 |  | [Notifier] [VAC ] 411UDAC Main Board, AFP-100 Main Board, AFP-200 Main Board, FCPS-24S6 MAIN BOARD, FCPS-24S8 MAIN BOARD, HPFF12 Main Board, HPFF8 Main Board, NFC-125DA (25V) Main Board, NFC-50/100 Main Board (100W, 25V), NFC-50/100 Main Board (100W, 70V | [Notifier, Silent Knight] SFP-2402 MAIN BOARD, SFP-2404 MAIN BOARD, SK-FFT [Gamewell FCI, Notifier] 7100 Main Board, SFP-2402 MAIN BOARD, SFP-2404 MAIN BOARD [Notifier] SFP-2402 MAIN BOARD, SFP-2404 MAIN BOARD
bd6ad01a-0751-43b1-a50b-1234e81ddf09 |  |  |  | North | Bosch | [5 empty] | Module | TRUE | MIC-7504-Z12BR-RO | * | ***(Ross)MIC IP ultra 7100i PTZ 8MP BLACK | 1 | [12 empty] | #FFFFFFFF |  |  | FALSE | FALSE | FALSE | [20 empty] | DESKTOP-7EIEB7A\acont | 2021-08-13 06:25 | THOR\acont | 2024-10-09 10:48
f0fe9f62-40e1-4f17-9eac-12363ca9a3b3 | NFPA 170 HEAT DETECTOR |  |  | North | Hochiki |  | Heat Detector |  |  |  | Module | TRUE | DFE-135 w/HSC-224L LATCHING LED BASE | DFE-135 w/HSC-224L LATCHING LED BASE | HEAT DETECTOR w/ LATCHING LED BASE | 1 |  | 0.188 |  |  |  |  | TRUE | TRUE |  | *Refer to Install Sheet |  |  | #FFFF0000 | FA-NFPA 170 HEAT DETECTOR | 1 | FALSE | FALSE | FALSE | 1403 | [16 empty] | L |  |  | DESKTOP-0D6CQVA\lousc | 2019-10-12 07:53 | THOR\acont | 2024-09-08 17:27 | Cloned from Hochiki DCD-135 w/HSC-224L LATCHING LED BASE | [Hochiki] [IDC] 01 [IDC] DCD-135 w/HSC-220L LATCHING LED BASE (C), DCD-135 w/HSC-220R - 2 WIRE RELAY BASE (C), DCD-135 w/HSC-221L LATCHING LED BASE (C), DCD-135 w/HSC-221R - 2 WIRE RELAY BASE (C), DCD-135 w/HSC-224L LATCHING LED BASE (C), DCD-135 w
73833743-76c7-4497-b76d-12410cbf6049 | NFPA 170 SYNC MODULE |  |  | North | Simplex |  | Sync Module |  |  |  | Module | TRUE | 4905-9938 |  | SmartSync Control Module with Class B or Class A output | 1 | 0 | 0.03 |  |  |  |  | TRUE | [5 empty] | #FFFF0000 | FA-NFPA 170 SYNC MODULE | 1 | FALSE | FALSE | FALSE | 1300 | [19 empty] | DESKTOP-7SAL8M7\acont | 2020-05-11 16:52 | THOR\acont | 2024-12-06 06:52 | Cloned from AutoCall A4905-9938 | [Autocall, Simplex] [NAC] 4905-9914, 4905-9938, A4905-9914, A4905-9922, A4905-9938
1dae1cf7-1cf4-49b7-80eb-1243871bb33e |  |  |  | North | System Sensor |  | Cards & Components |  |  |  | Card | TRUE | B401R | ++ | Detector Base, Conventional 2-wire use with 1451E and 2451E | 1 | [6 empty] | TRUE | FALSE |  |  |  |  | #FFFFFFFF |  |  | FALSE | FALSE | FALSE | [14 empty] | FALSE | [7 empty] | THOR\acont | 2024-10-09 10:48
fa068ad7-220e-4d44-a264-12459c3f941e | NFPA 170 STROBE WALL |  |  | North | Federal Signal |  | Strobe |  |  |  | Module | TRUE | FB24ST-024G |  | Fireball Supervised Strobe Light, Green | 1 | [6 empty] | FALSE |  | 1/2" NPT Pipe/Surface |  |  |  | #FF0070C0 | FA-NFPA 170 STROBE WALL | 1 | FALSE | FALSE | FALSE | 2023 | [13 empty] | FALSE |  |  | WP |  |  | THOR\acont | 2024-10-25 10:34 | THOR\acont | 2024-10-25 10:35 | Cloned from Federal Signal FB24ST-024A CLONED CLONED | [Federal Signal] [AUX POWER, NAC] [24 VDC] FB24ST-024A, FB24ST-024B, FB24ST-024C, FB24ST-024G, FB24ST-024R, FB2PST-012-024A, FB2PST-012-024B, FB2PST-012-024C, FB2PST-012-024G, FB2PST-012-024R, FB2PST-I-024A, FB2PST-I-024B, FB2PST-I-024C, FB2PST-I-024G, F
5d20213b-2fe9-4fd7-ae27-1246f161a636 |  |  |  | North | Bosch | [5 empty] | Module | TRUE | LVF-8008C-P0413 | * | Varifocal lens 4-13mm 12MP CS mount | 1 | [12 empty] | #FFFFFFFF |  |  | FALSE | FALSE | FALSE | [20 empty] | DESKTOP-7EIEB7A\acont | 2021-08-13 06:25 | THOR\acont | 2024-10-09 10:48
9f5819f1-d642-4379-9663-1247568939ae | NFPA 170 HORN STROBE |  |  | North | Generic |  | Horn/Strobe |  |  |  | Module | TRUE | Existing NAC Load (.03A) |  |  | 1 |  | 0.03 |  |  |  |  | TRUE | [5 empty] | #FF0070C0 | FA-NFPA 170 HORN STROBE | 1 | FALSE | FALSE | FALSE | 2012 | [16 empty] | EXP |  |  | DESKTOP-7SAL8M7\acont | 2020-11-20 07:26 | THOR\acont | 2024-09-08 17:27 | Cloned from Existing NAC Load (.02A) | [Generic] [NAC] [*] Existing NAC Load (.01A), Existing NAC Load (.02A), Existing NAC Load (.03A), Existing NAC Load (.04A), Existing NAC Load (.05A), Existing NAC Load (.06A), Existing NAC Load (.07A), Existing NAC Load (.08A), Existing NAC Load (.09A),
4f020e57-f902-4f71-8ee0-1247723f7007 |  |  |  | North | Bosch | [5 empty] | Module | TRUE | NDA-U-PSMB | * | Pendant wall/ceiling mount SMB 0000184482 | 1 | [12 empty] | #FFFFFFFF |  |  | FALSE | FALSE | FALSE | [20 empty] | DESKTOP-7EIEB7A\acont | 2021-08-13 06:25 | THOR\acont | 2024-10-09 10:48
396b1d04-0b92-477b-9b35-1247d779604a | NFPA 170 SMOKE HEAT DETECTOR |  |  | North | Potter |  | Smoke/Heat Detector |  |  |  | Module | TRUE | PAD100-PHD w/PAD100-SB | + | Photoelectric Smoke/Heat Detector with 6" Base with One Form-C Relay Contact | 1 | 0.0005 | 0.0005 |  |  |  |  | FALSE | TRUE |  |  |  |  | #FFFF0000 | FA-NFPA 170 SMOKE HEAT DETECTOR | 1 | FALSE | FALSE | FALSE | 1411 | [13 empty] | FALSE |  |  | SB |  |  |  |  | THOR\acont | 2024-09-08 17:27 | 20191121 AC Detector with base | [Potter] [AUX POWER] PAD100-CD w/PAD100-SB, PAD100-HD w/PAD100-SB, PAD100-PD w/PAD100-SB (C), PAD100-PHD w/PAD100-SB (C), PAD100-PHD w/PAD100-SB (Split) (C), PAD200-PCD (C), PAD200-PCD (Split) (C), PAD200-PCD w/PAD100-SB (C), PAD200-PCD w/PAD100-SB (Spli [Potter] [SLC PAD] [*] [#2 SHARED ADDR ¦ SENSORS] PAD100-CD w/PAD100-4DB, PAD100-CD w/PAD100-6DB, PAD100-CD w/PAD100-IB, PAD100-CD w/PAD100-LFSB, PAD100-CD w/PAD100-RB, PAD100-CD w/PAD100-SB, PAD100-CD w/PAD100-SPKB, PAD100-DUCT (C), PAD100-DUCTR (C), PA
ca821a53-172d-41d7-b059-124e67c367a0 | NFPA 170 GAS DETECTOR |  |  | North | Kidde |  | Gas Detection |  |  |  | Module | TRUE | KI-COD w/KI-ABDT BASE | ++ | Intelligent Carbon Monoxide Detector | 1 | 3.2e-05 | 3.2e-05 |  |  |  |  | FALSE | TRUE |  |  |  |  | #FFFF0000 | FA-NFPA 170 GAS DETECTOR | 1 | FALSE | FALSE | FALSE | 1408 | [13 empty] | FALSE | [5 empty] | DESKTOP-7SAL8M7\acont | 2020-01-02 08:26 | THOR\acont | 2024-10-08 16:26 | Cloned from Edwards SIGA-COD w/SIGA-AB4GT BASE | [Edwards, Kidde] [AUX POWER] KI-COD w/KI-ABDT BASE (C), KI-HCD w/KI-ABDT BASE, KI-HRD w/KI-ABDT BASE, KI-PCD w/KI-ABDT BASE (C), KI-PD w/KI-ABDT BASE (C), KI-PHCD w/KI-ABDT BASE (C), KI-PHD w/KI-ABDT BASE (C), KIR-COD w/KI-ABDT BASE (C), KIR-HCD w/KI-ABD [Kidde] [SLC EST MODULES SENSORS] [*] [#2 SHARED ADDR ¦ SENSORS] DS-HFS (C), DS-PS (C), FX-HD w/IB4U BASE, FX-HD w/RB4U BASE, FX-HD w/SB4U BASE, FX-HD w/SB4U-LF BASE, FX-HD wB4U BASE, FX-PD w/B4U BASE (C), FX-PD w/IB4U BASE (C), FX-PD w/SB4U BASE (C), FX [Edwards, Kidde] [SLC EST SENSORS] 01 [*] [EST3, iO1000] DS-HFS (C), DS-PS (C), FX-HD w/IB4U BASE, FX-HD w/RB4U BASE, FX-HD w/SB4U BASE, FX-HD w/SB4U-LF BASE, FX-HD wB4U BASE, FX-PD w/B4U BASE (C), FX-PD w/IB4U BASE (C), FX-PD w/SB4U BASE (C), FX-PD w/SB [Edwards, Kidde] [SLC EST MODULES/SENSORS] 01 [*] [iO64] DS-HFS (C), DS-PS (C), FX-HD w/IB4U BASE, FX-HD w/RB4U BASE, FX-HD w/SB4U BASE, FX-HD w/SB4U-LF BASE, FX-HD wB4U BASE, FX-PD w/B4U BASE (C), FX-PD w/IB4U BASE (C), FX-PD w/SB4U BASE (C), FX-PD w/SB [Kidde] [SLC EST SENSORS] [*] [#4 TYPE ADDR ¦ SENSORS] DS-HFS (C), DS-PS (C), FX-HD w/IB4U BASE, FX-HD w/RB4U BASE, FX-HD w/SB4U BASE, FX-HD w/SB4U-LF BASE, FX-HD wB4U BASE, FX-PD w/B4U BASE (C), FX-PD w/IB4U BASE (C), FX-PD w/SB4U BASE (C), FX-PD w/SB4U
b729a367-9b83-4632-8830-1255e3395481 | CADGEN AUX POWER SUPPLY |  |  | North | Xtralis |  | Auxilliary Power Supply |  |  |  | Assembly | TRUE | VPS-VEA115UL | ++ |  | 1 | [6 empty] | TRUE |  |  |  | 438 mm x 330 mm x 142 mm (17.25 in. x 13 in. x 5.6 in.) |  | #FFFF0000 | FA-CADGEN AUX POWER SUPPLY | 1 | FALSE | FALSE | FALSE | [9 empty] | 7,12,18,26,33,36,55,100 |  | 36 |  |  | TRUE | [5 empty] | THOR\acont | 2024-02-05 09:28 | THOR\acont | 2024-09-08 17:27 | Cloned from Xtralis VPS-100US-120 | [Xtralis] [IDC] 06 [ALERT] VPS-100US-120, VPS-220-STX, VPS-220-STX-SLV, VPS-250-STX, VPS-250-STX-SLV, VPS-300US-120, VPS-VEA115UL | [Xtralis] VPS-100US-120, VPS-300US-120, VPS-VEA115UL
b3f71e2f-a3f9-4773-896f-1256e0fc5367 | NFPA 170 DUCT SMOKE DETECTOR |  |  | North | Notifier |  | Duct Smoke Detector |  |  |  | Module | TRUE | DNR w/FSP-951R-IV | ++ | Intelligent Non-Relay Photoelectric Duct Detector/ FSP-951R-IV. Ivory, FlashScan and CLIP mode. | 1 | 0.0002 | 0.0045 |  |  |  |  | FALSE | TRUE | FLUSH |  | N/A | N/A | #FFFF0000 | FA-NFPA 170 DUCT SMOKE DETECTOR | 1 | FALSE | FALSE | FALSE | 1400 |  |  | 3242-1653:0209 | [10 empty] | FALSE | [5 empty] | DESKTOP-7EIEB7A\acont | 2022-05-26 06:49 | THOR\acont | 2024-09-08 17:27 | Cloned from Notifier DNR w/FSP-951R | [Honeywell, Notifier, System Sensor] [SLC SENSORS] [*] [#4 TYPE ADDR ¦ SENSORS] 2251B (C), 2251-COPTIR (C), 2251-COPTIR w/B200S-WH (C), 2251TB (C), 2251TMB (C), 5251B (C), 5251B-WP (C), 5251H (C), 5251RB (C), 5251RB-WP (C), 7251 (C), 7251DH (C), DH200LP [Honeywell, Notifier, System Sensor] [SLC MODULES SENSORS] [*] [#2 SHARED ADDR ¦ SENSORS] 2251B (C), 2251-COPTIR (C), 2251-COPTIR w/B200S-WH (C), 2251TB (C), 2251TMB (C), 5251B (C), 5251B-WP (C), 5251H (C), 5251RB (C), 5251RB-WP (C), 7251 (C), 7251DH (C) | [Fike, Firelite, Monaco Enterprises, Notifier, Space Age Electronics] 723-370-00, 723-371-00, D365PL, D4120, D4120W, DNR, DNR w/FIK‐2351R, DNR w/FSP-851R, DNR w/FSP-951R, DNR w/FSP-951R-IV, DNR w/NP-100R, DNR w/NP-200R, DNR w/SD365R, DNRW, DNRW w/FSP-951R
03d89ffd-f34e-43a7-9832-12572d3199be | NFPA 170 SPEAKER CEILING |  |  | North | Eaton Wheelock |  | Speaker |  |  |  | Module | TRUE | ELSPKWC-AL | + | CEILING SPEAKER, WHITE, ALERT | 1 | [6 empty] | TRUE | TRUE |  |  |  |  | #FF0070C0 | FA-NFPA 170 SPEAKER CEILING | 1 | FALSE | FALSE | FALSE | 2020 | [19 empty] | DESKTOP-7EIEB7A\acont | 2021-04-29 08:03 | THOR\acont | 2024-09-08 17:27 | Cloned from Eaton Wheelock ELSPKW-AL | [Concealite, Eaton Wheelock] [AUDIO 70.7v] [70V AUDIO] ELSPKR, ELSPKR-AL, ELSPKRC (C), ELSPKRC-AL (C), ELSPKRC-N (C), ELSPKR-N, ELSPKW, ELSPKW-AL, ELSPKWC (C), ELSPKWC-AL (C), ELSPKWC-N (C), ELSPKW-N, ELSPSTR, ELSPSTR-AL, ELSPSTRC (C), ELSPSTRC-AL (C), E [Concealite, Eaton Wheelock] [AUDIO 25v] [25V AUDIO] ELSPKR, ELSPKR-AL, ELSPKRC (C), ELSPKRC-AL (C), ELSPKRC-N (C), ELSPKR-N, ELSPKW, ELSPKW-AL, ELSPKWC (C), ELSPKWC-AL (C), ELSPKWC-N (C), ELSPKW-N, ELSPSTR, ELSPSTR-AL, ELSPSTRC (C), ELSPSTRC-AL (C), ELS
0394b2d8-f311-4584-a1c3-12630be461e3 | NFPA 170 STROBE CEILING |  |  | North | Autocall |  | Strobe |  |  |  | Module | TRUE | A4906-9204 | + | Multi-Candela Addressable Strobe; Ceiling Mount, White | 1 | 0 | 0 |  |  |  |  | TRUE | TRUE |  |  |  |  | #FF0070C0 | FA-NFPA 170 STROBE CEILING | 1 | FALSE | FALSE | FALSE | 2022 | [16 empty] | C |  |  | DESKTOP-0D6CQVA\lousc | 2019-07-05 10:19 | THOR\acont | 2024-09-08 17:27 | Cloned from AutoCall A4906-9202 | [Autocall, Simplex] [IDNac] [23 VDC RMS] 4906-9202 (C), 4906-9204 (C), A4906-9202 (C), A4906-9204 (C)
031a4a41-06bb-42fc-a8b8-12632df472e2 | NFPA 170 SMOKE HEAT DETECTOR |  |  | North | Potter |  | Smoke/Heat Detector |  |  |  | Module | TRUE | PAD100-PHD w/PAD100-SPKB | + | Photoelectric Smoke/Heat Detector with Speaker Base with One Form-C Relay Contact | 1 | 0.00045 | 0.00045 |  |  |  |  | FALSE | TRUE |  |  |  |  | #FFFF0000 | FA-NFPA 170 SMOKE HEAT DETECTOR | 1 | FALSE | FALSE | FALSE | 1411 | [13 empty] | FALSE |  |  | SB |  |  | DESKTOP-7SAL8M7\acont | 2020-02-21 07:06 | THOR\acont | 2024-09-08 17:27 | Cloned from Potter PAD100-PHD w/PAD100-SB | [Potter] [AUDIO 70.7v] [70V AUDIO] PAD100-CD w/PAD100-SPKB, PAD100-HD w/PAD100-SPKB, PAD100-PD w/PAD100-SPKB (C), PAD100-PHD w/PAD100-SPKB (C), PAD100-PHD w/PAD100-SPKB (Split) (C), PAD100-SPKB, PAD200-PCD w/PAD100-SPKB (C), PAD200-PCD w/PAD100-SPKB (Spl [Potter] [SLC PAD] [*] [#2 SHARED ADDR ¦ SENSORS] PAD100-CD w/PAD100-4DB, PAD100-CD w/PAD100-6DB, PAD100-CD w/PAD100-IB, PAD100-CD w/PAD100-LFSB, PAD100-CD w/PAD100-RB, PAD100-CD w/PAD100-SB, PAD100-CD w/PAD100-SPKB, PAD100-DUCT (C), PAD100-DUCTR (C), PA [Potter] [AUDIO 25v] [25V AUDIO] PAD100-CD w/PAD100-SPKB, PAD100-HD w/PAD100-SPKB, PAD100-PD w/PAD100-SPKB (C), PAD100-PHD w/PAD100-SPKB (C), PAD100-PHD w/PAD100-SPKB (Split) (C), PAD100-SPKB, PAD200-PCD w/PAD100-SPKB (C), PAD200-PCD w/PAD100-SPKB (Split
3b45eede-a12d-4481-be75-1264f1e1a66f |  |  |  | North | Edwards |  | Hardware |  |  |  | Hardware | TRUE | CM10922 |  | End-of-line Sampling Point Adaptor- ABS, 3/4" to 3/8” quick connect | 1 | [6 empty] | FALSE | [5 empty] | #FFFFFFFF |  |  | FALSE | FALSE | FALSE | [14 empty] | FALSE | [7 empty] | THOR\acont | 2024-10-09 10:48
17ce6377-658d-4c16-bd74-12660a5e6440 |  |  |  | North | Siemens | [5 empty] | Module | TRUE | BB-55 | 500-693298 | BATTERY BOX FOR 55 AH BATTERIES | 1 | [12 empty] | #FFFFFFFF |  |  | FALSE | FALSE | FALSE | [20 empty] | DESKTOP-7SAL8M7\acont | 2019-08-13 09:04 | THOR\acont | 2024-10-09 10:48
a6774248-85cd-4f46-b9f2-1268df0f7191 |  |  |  | North | Edwards |  | Hardware |  |  |  | Hardware | TRUE | EV1B |  | Wall Box, Textured Black, 24"w x 18"h x 3 1/2" D - black | 1 | [6 empty] | FALSE | [5 empty] | #FFFFFFFF |  |  | FALSE | FALSE | FALSE | [14 empty] | FALSE | [7 empty] | THOR\acont | 2024-10-09 10:48
236c8fef-ec53-4d13-a207-1269e9b4626c | NFPA 170 SMOKE DETECTOR |  |  | North | Autocall |  | Smoke Detector |  |  |  | Module | TRUE | A4098-9019 (Prism) | + | Fireray 5000 Beam Detector Prism | 1 | [6 empty] | FALSE | TRUE |  |  |  |  | #FFFF0000 | FA-NFPA 170 SMOKE DETECTOR | 1 | FALSE | FALSE | FALSE | 1408 | [13 empty] | FALSE |  |  | SBP |  |  | DESKTOP-7EIEB7A\acont | 2022-04-18 16:21 | THOR\acont | 2024-09-08 17:27 | Cloned from Simplex 4098-9019 (Prism)
2ce4bf1c-6ed7-488f-a6c6-126c50c56776 |  |  |  | North | Edwards |  | Hardware |  |  |  | Hardware | TRUE | 454726ARE |  | 14/2 Solid Twisted,OS, Red-Jacket FPLR | 1 | [6 empty] | FALSE | [5 empty] | #FFFFFFFF |  |  | FALSE | FALSE | FALSE | [14 empty] | FALSE | [7 empty] | THOR\acont | 2024-10-09 10:48
033d8f6e-dd3f-4286-aa12-1270f28c3fc4 |  |  |  | North | ELK |  | Hardware |  |  |  | Hardware | TRUE | ELK-1280 | + | (1) 12V 8 AH BATTERY | 1 | [6 empty] | FALSE | [5 empty] | #FFFFFFFF |  |  | FALSE | FALSE | FALSE | [14 empty] | FALSE | [5 empty] | DESKTOP-7EIEB7A\acont | 2023-03-15 10:59 | THOR\acont | 2024-10-09 10:48 | Cloned from Power Sonic PS-1270
89847f3a-7274-47ef-9fa7-1271f1e5ca4b | NFPA 170 REMOTE TEST SWITCH |  |  | North | System Sensor |  | REMOTE TEST SWITCH |  |  |  | Module | TRUE | RTS151 | ++ | Remote Test Station W/ Switch, Alarm & Power LEDs | 1 | 0 | 0.012 |  |  |  |  | FALSE | [5 empty] | #FFFF0000 | FA-NFPA 170 REMOTE TEST SWITCH | 1 | FALSE | FALSE | FALSE | 914 | [13 empty] | FALSE | [7 empty] | THOR\acont | 2024-09-08 17:27 |  | [System Sensor] [RTS] [*] APA451, RTS151, RTS151KEY, RTS2, RTS2 w/STROBE
c467d355-c9f5-4b3a-9e5c-1272b55c9dcf | NFPA 170 STROBE WALL |  |  | North | System Sensor |  | Strobe |  |  |  | Module | TRUE | SW | + | Strobe, White | 1 | 0 | 0.043 |  |  |  |  | FALSE | [5 empty] | #FF0070C0 | FA-NFPA 170 STROBE WALL | 1 | FALSE | FALSE | FALSE | 2023 | [13 empty] | FALSE | [5 empty] | DESKTOP-QGO6JOK\acont | 2021-08-04 10:24 | THOR\acont | 2024-09-08 17:27 | Cloned from System Sensor SWL | [System Sensor] [NAC] [VDC] SPSR, SPSW, SR, SW [System Sensor] [NAC] [VFWR] SPSR, SPSW, SR, SW
e852ba48-0e4f-43af-8cbb-127b0df71279 | NFPA 170 HEAT DETECTOR |  |  | North | Hochiki |  | Heat Detector |  |  |  | Module | TRUE | DCD-135 w/HSC-224R - 2 WIRE RELAY BASE | DCD-135 w/HSC-224R - 2 WIRE RELAY BASE | HEAT DETECTOR w/ 2 WIRE RELAY BASE | 1 |  | 0.193 |  |  |  |  | TRUE | TRUE |  | *Refer to Install Sheet |  |  | #FFFF0000 | FA-NFPA 170 HEAT DETECTOR | 1 | FALSE | FALSE | FALSE | 1403 | [16 empty] | R |  |  | DESKTOP-0D6CQVA\lousc | 2019-10-12 07:39 | THOR\acont | 2024-09-08 17:27 | from Hochiki DCD-135 w/HSC-224R - 2 WIRE RELAY BASE | [Hochiki] [IDC] 01 [IDC] DCD-135 w/HSC-220L LATCHING LED BASE (C), DCD-135 w/HSC-220R - 2 WIRE RELAY BASE (C), DCD-135 w/HSC-221L LATCHING LED BASE (C), DCD-135 w/HSC-221R - 2 WIRE RELAY BASE (C), DCD-135 w/HSC-224L LATCHING LED BASE (C), DCD-135 w
8dbc9a8c-7116-49ca-95e9-127b6302257c | NFPA 170 REMOTE ANNUNCIATOR | RISER ANNUNCIATOR |  | North | Notifier |  | Remote Annunciator |  |  |  | Module | TRUE | N-ANN-RLED-R | ++ | Annunciator module with alarm (red) indicators for up to 30 input zones or addressable points, includes red enclosure. | 1 | 0.028 | 0.068 |  |  |  |  | FALSE | [5 empty] | #FFFF0000 | FA-NFPA 170 REMOTE ANNUNCIATOR | 1 | FALSE | FALSE | FALSE | 255 | [8 empty] | 7,12,18 |  |  |  |  | TRUE | [7 empty] | THOR\acont | 2024-09-08 17:27 |  | [Firelite, Notifier] [RS-485] [DATA] ADM-24, ANN-SEC CARD, FDU-80 CARD, LCD2-80 MAIN CARD, LDM, LDM-32, LDM-32F, N-ANN-100, N-ANN-80, N-ANN-80C, N-ANN-80-W, N-ANN-I/O, N-ANN-LED, N-ANN-LED-R, N-ANN-RLED, N-ANN-RLED-R, N-ANN-RLY, N-ANN-S/PG, RLD [Firelite, Notifier] [AUX POWER] [*] ADM-24, LDM, LDM-32, LDM-32F, N-ANN-100, N-ANN-80, N-ANN-80C, N-ANN-80-W, N-ANN-I/O, N-ANN-LED, N-ANN-LED-R, N-ANN-RLED, N-ANN-RLED-R, N-ANN-RLY, N-ANN-S/PG, RLD, RZA-5F
cf9f4dee-a7b8-4ad6-86cc-127cba3e0df0 | NFPA 170 HORN STROBE |  |  | North | Edwards |  | Horn/Strobe |  |  |  | Module | TRUE | WGAVRN | ++ | Outdoor rated horn-strobe, red, none | 1 | [6 empty] | FALSE | [5 empty] | #FF0070C0 | FA-NFPA 170 HORN STROBE | 1 | FALSE | FALSE | FALSE | 2012 | [13 empty] | FALSE |  |  | WP |  |  | THOR\acont | 2024-04-09 07:58 | THOR\acont | 2024-09-08 17:27 | Cloned from Edwards WGAVRA CLONED | [Edwards, Kidde] [NAC] [VDC, TEMPORAL] WGAVRA, WGAVRF, WGAVRF-FR, WGAVRF-SP, WGAVRN, WGAVWA, WGAVWF, WGAVWF-FR, WGAVWF-SP, WGAVWN
5d4b4f55-7d19-4b92-9768-127e2f2d1c2d |  |  |  | North | Edwards |  | Cards & Components |  |  |  | Card | TRUE | ANSREMSUP |  | Remote Mic Supervisory Card, one per system, up to 5 mics | 1 | 0.03 | 0.05 |  |  |  |  | TRUE | [5 empty] | #FFFFFFFF |  |  | FALSE | FALSE | FALSE | [14 empty] | FALSE | [7 empty] | THOR\acont | 2024-10-09 10:48 |  |  | [Edwards] ANSREMSUP
96ad68ff-ad09-4c99-b0ee-1280fcfb9250 | NFPA 170 HORN STROBE |  |  | North | Gentex |  | Horn/Strobe |  |  |  | Module | TRUE | WGEC24-75PWRLP |  | 24 Volt Low Profile Evacuation Outdoor Horn/Strobe, Weather Proof, Wall, Red, Plain, Low Profile | 1 | 0 | 0.198 |  |  |  |  | FALSE | [5 empty] | #FF0070C0 | FA-NFPA 170 HORN STROBE | 1 | FALSE | FALSE | FALSE | 2012 | [13 empty] | FALSE | [7 empty] | THOR\acont | 2024-09-08 17:27 |  | [Bosch, Gentex, Hochiki, VES] [NAC] [UL MAX] VF4007-X0, WGEC24-75PWR, WGEC24-75PWRLP, WGEC24-75PWW, WGEC24-75PWWLP, WGEC24-75WR, WGEC24-75WRLP, WGEC24-75WW, WGEC24-75WWLP, WHEC24-75WR, WHEC24-75WW
faa9b210-16ec-4431-b7be-12868217fc57 |  |  |  | North | Bosch | [5 empty] | Module | TRUE | VG4-A-TSKIRT | * | Trim skirt for AUTODOME power supply box | 1 | [12 empty] | #FFFFFFFF |  |  | FALSE | FALSE | FALSE | [20 empty] | DESKTOP-7EIEB7A\acont | 2021-08-13 06:25 | THOR\acont | 2024-10-09 10:48
aad22b7e-01cc-4aeb-b198-128ce275cac1 | NFPA 170 STROBE WALL |  |  | North | Edwards |  | Strobe |  |  |  | Module | TRUE | G1F-V1575 |  | Strobe, running man, white, FIRE, 15/75 cd, clear lens | 1 | 0 | 0.255 |  |  |  |  | FALSE | [5 empty] | #FF0070C0 | FA-NFPA 170 STROBE WALL | 1 | FALSE | FALSE | FALSE | 2023 | [13 empty] | FALSE | [7 empty] | THOR\acont | 2024-09-08 17:27 |  | [EDCO, Edwards, Kidde] [NAC] [16 VDC] EG1F-V1575, EG1F-VM, G1F-V1575, G1F-VM, G1RF-V1575, G1RF-VM, G1R-VM, G1-VM, G1WA-VMA, G1WA-VMC, G1WN-VMA, G1WN-VMC, PN101 (C) [Edwards, Kidde] [NAC] [24 VDC] EG1F-V1575, EG1F-VM, G1F-V1575, G1F-VM, G1RF-V1575, G1RF-VM, G1R-VM, G1-VM, G1WA-VMA, G1WA-VMC, G1WN-VMA, G1WN-VMC
8880e80e-6d20-49f0-8ab7-129399a6b2ef |  |  |  | North | MIRCOM |  | Cards & Components |  |  |  | Card | TRUE | RAM-208R/RAM-216R Main Board |  | Remote LED Annunciators | 1 | [6 empty] | TRUE | [5 empty] | #FFFFFFFF |  |  | FALSE | FALSE | FALSE | [14 empty] | FALSE | [5 empty] | AULAPTOP-PC\Aulaptop | 2018-10-13 07:25 | THOR\acont | 2024-10-09 10:48 | Cloned from MIRCOM RAM-208R/RAM-216R
7e7932af-8b16-454d-bf1b-129929cddd6b |  |  |  | North | System Sensor |  | Cards & Components |  |  |  | Card | TRUE | BEAMHK | ++ | Heating Kit for Beam Smoke Detectors | 1 | 0.092 | 0.092 |  |  |  |  | FALSE | FALSE |  |  |  |  | #FFFFFFFF |  |  | FALSE | FALSE | FALSE | [14 empty] | FALSE | [7 empty] | THOR\acont | 2024-10-09 10:48
bed11bab-bcc5-48ea-a5ef-129bd5ac7b12 |  |  |  | North | Hochiki |  | Cards & Components |  |  |  | Card | TRUE | FN-4127US0ERS-220 Main Board |  | Main Board | 1 | 0.35 | 0.62 |  |  |  |  | TRUE | [5 empty] | #FFFFFFFF |  |  | FALSE | FALSE | FALSE | [20 empty] | DESKTOP-GHR3H5U\Anthony | 2019-11-26 15:53 | THOR\acont | 2024-10-09 10:48
2b877470-23bd-4971-8cbd-12a49f41f774 | NFPA 170 DGP |  |  | North | Notifier |  | Hardware |  |  |  | Hardware | TRUE | SBB-AA4R |  | Backbox assembly, one tier (no battery compartment), RED, 16.65 lbs. | 1 | [6 empty] | FALSE | [5 empty] | #FFFF0000 | FA-NFPA 170 DGP | 1 | FALSE | FALSE | FALSE | [9 empty] | 7,12,18 |  |  |  |  | TRUE | [5 empty] | DESKTOP-7EIEB7A\acont | 2021-04-01 14:48 | THOR\acont | 2024-09-08 17:27 | Cloned from Notifier DR-AA4B
ae2374cf-2a99-4c28-8b7f-12aaa30bcdfd | NFPA 170 FIRE ALARM CONTROL UNIT | RISER FACP |  | North | Kidde |  | Fire Alarm Control Unit |  |  |  | Assembly | TRUE | VS4-GD |  | FACP, 1-4 Loop, 1000pt max, 4 Cl B NACs, gray, w/dialer, 120v | 1 | [6 empty] | FALSE | [5 empty] | #FFFF0000 | FA-NFPA 170 FIRE ALARM CONTROL UNIT | 1 | FALSE | FALSE | FALSE | 202 | [8 empty] | 7,12,18 |  |  |  |  | TRUE | [7 empty] | THOR\acont | 2024-09-08 17:27
911f1537-d998-43a5-b45f-12ad3dae2437 | NFPA 170 SPEAKER WALL |  |  | North | Ultra Electronics |  | Speaker |  |  |  | Module | TRUE | 90215A-801-05-L | HyperSpike | UL 1480 listed C1D2 certifed TCPA-10 Distributed Audio Speaker with 5 selectable power taps that run off of 25V, 70V and 100 VRMS audio systems. Red | 1 | [8 empty] | 72377B-801 |  | 10.1” H X 10.1” W X 11.3” L |  | #FF0070C0 | FA-NFPA 170 SPEAKER WALL | 1 | FALSE | FALSE | FALSE | 2021 | [19 empty] | DESKTOP-7EIEB7A\acont | 2022-07-29 12:12 | THOR\acont | 2024-09-08 17:27 | Cloned from Edwards 90215A-801-05-L | [Ultra Electronics] [AUDIO 70.7v] [70V AUDIO] 90215A-801-01-L, 90215A-801-04-L, 90215A-801-05-L, 90215A-801-06-L, 90219A-801-01-L, 90219A-801-04-L, 90219A-801-05-L, 90219A-801-06-L, 90219A-802-01-L, 90219A-802-04-L, 90219A-802-05-L, 90219A-802-06-L [Ultra Electronics] [AUDIO 25v] [25V AUDIO] 90215A-801-01-L, 90215A-801-04-L, 90215A-801-05-L, 90215A-801-06-L, 90219A-801-01-L, 90219A-801-04-L, 90219A-801-05-L, 90219A-801-06-L, 90219A-802-01-L, 90219A-802-04-L, 90219A-802-05-L, 90219A-802-06-L
7b81d74e-d1cc-4298-90ad-12b0dac87a3e |  |  |  | North | Edwards |  | Hardware |  |  |  | Hardware | TRUE | MN-HSSPKR1 |  | Replacement individual loudspeaker | 1 | [6 empty] | FALSE | [5 empty] | #FFFFFFFF |  |  | FALSE | FALSE | FALSE | [14 empty] | FALSE | [7 empty] | THOR\acont | 2024-10-09 10:48
7ee266ae-7d0d-4666-8a0f-12b56455653d | NFPA 170 FIRE ALARM CONTROL UNIT | RISER FACP |  | North | Silent Knight |  | Fire Alarm Control Unit |  |  |  | Assembly | TRUE | SK-2 | ++ | 120 VAC 2 Zone Conventional FACP | 1 | [6 empty] | FALSE |  |  |  | 14.5" W x 15" H x 3" D (36.83 W x 38.10 H x 7.62 D cm) |  | #FFFF0000 | FA-NFPA 170 FIRE ALARM CONTROL UNIT | 1 | FALSE | FALSE | FALSE | 202 | [8 empty] | 7,12,18 |  | 7 |  |  | TRUE | [7 empty] | THOR\acont | 2024-09-08 17:27 |  |  | [Fike, First Alert, Honeywell, Siemens, Silent Knight] 10-2542, 10-2622, 5110XM Main Board, FA1600C Main Board, FA1600C-24 Main Board, FA1600CA Main Board, FA1600CB Main Board, FC924-US Main Board, SK-2, SK-4, VISTA-128FBPT Main Board, VISTA-20P Main Boar
feb2d12f-e79a-426f-b1f2-12b972a2be88 | NFPA 170 HORN CEILING |  |  | North | Edwards |  | Horn |  |  |  | Module | TRUE | GCARF |  | Horn, running man, red, fire, 15, 30, 75. 95 CD | 1 | [6 empty] | FALSE | TRUE |  |  |  |  | #FF0070C0 | FA-NFPA 170 HORN CEILING | 1 | FALSE | FALSE | FALSE | 2011 | [13 empty] | FALSE | [5 empty] | DESKTOP-7SAL8M7\acont | 2019-11-07 12:41 | THOR\acont | 2024-09-08 17:27 | Cloned from Kidde EGCARF | [Edwards, Kidde] [NAC] [24 VFWR, HIGH DB] EGCARF (C), EGCAWF (C), GCARF (C), GCARN (C), GCAWF (C), GCAWN (C) [Edwards, Kidde] [NAC] [24 VDC, HIGH DB] EGCARF (C), EGCAWF (C), GCARF (C), GCARN (C), GCAWF (C), GCAWN (C)
31f22c3c-6173-49d3-837e-12bc30031a20 |  |  |  | North | Siemens | [5 empty] | Module | TRUE | SEF-HMC-R | 500-636039 | E SPEAKER FLUSH HI MULTI CANDELA RED | 1 | [12 empty] | #FFFFFFFF |  |  | FALSE | FALSE | FALSE | [20 empty] | DESKTOP-7SAL8M7\acont | 2019-08-13 09:04 | THOR\acont | 2024-10-09 10:48
ef096ff6-553e-48a9-98aa-12bc5979b783 | NFPA 170 STROBE WALL |  |  | North | Edwards |  | Strobe |  |  |  | Module | TRUE | G4SEWN-A |  | White Strobe Expander, White, No Marking, Amber Lens | 1 | [6 empty] | TRUE | [5 empty] | #FF0070C0 | FA-NFPA 170 STROBE WALL | 1 | FALSE | FALSE | FALSE | [20 empty] | AUGUSTXPS17-EUP\aucon | 2022-08-27 12:20 | THOR\acont | 2024-09-08 17:27 | Cloned from Edwards G4SEWN-B CLONED CLONED CLONED CLONED | [Edwards] [NAC] [24 FWR] G4SERA-A, G4SEWA-A, G4SEWN-A [Edwards] [NAC] [24 VDC] G4SERA-A, G4SEWA-A, G4SEWN-A
1793e4fa-2085-4daa-9a0e-12c6ff725c2b |  |  |  | North | Notifier |  | Cards & Components |  |  |  | Card | TRUE | CAP-GW |  | Common Alerting Protocol Gateway. | 1 | [6 empty] | TRUE | FALSE |  |  |  |  | #FFFFFFFF |  |  | FALSE | FALSE | FALSE | [14 empty] | FALSE | [7 empty] | THOR\acont | 2024-10-09 10:48
ce475b57-ff59-4f83-80da-12c7075ecb57 | NFPA 170 MINI HORN |  |  | North | Gentex |  | Horn |  |  |  | Module | TRUE | GX93-R |  | Low Current Mini-sounder, 24 VDC, Continuous, Red | 1 | 0 | 0.018 |  |  |  |  | FALSE | FALSE |  |  |  |  | #FF0070C0 | FA-NFPA 170 MINI HORN | 1 | FALSE | FALSE | FALSE | 2014 | [13 empty] | FALSE | [7 empty] | THOR\acont | 2024-09-08 17:27 |  | [Gentex] [NAC] [UL MAX] GX93-PR, GX93-PW, GX93-R, GX93-W
317a66e7-0dc4-46f0-917a-12c713612185 | NFPA 170 HEAT DETECTOR |  |  | North | Hochiki |  | Heat Detector |  |  |  | Module | TRUE | DCD-135 w/HSC-221L LATCHING LED BASE | DCD-135 w/HSC-221L LATCHING LED BASE | HEAT DETECTOR w/ LATCHING LED BASE | 1 |  | 0.191 |  |  |  |  | TRUE | TRUE |  | *Refer to Install Sheet |  |  | #FFFF0000 | FA-NFPA 170 HEAT DETECTOR | 1 | FALSE | FALSE | FALSE | 1403 | [16 empty] | L |  |  | DESKTOP-0D6CQVA\lousc | 2019-10-12 07:39 | THOR\acont | 2024-09-08 17:27 | from Hochiki DCD-135 w/HSC-221L LATCHING LED BASE | [Hochiki] [IDC] 01 [IDC] DCD-135 w/HSC-220L LATCHING LED BASE (C), DCD-135 w/HSC-220R - 2 WIRE RELAY BASE (C), DCD-135 w/HSC-221L LATCHING LED BASE (C), DCD-135 w/HSC-221R - 2 WIRE RELAY BASE (C), DCD-135 w/HSC-224L LATCHING LED BASE (C), DCD-135 w
4d3f3f3a-c7f5-4614-be54-12c802c1cc50 | NFPA 170 GAS DETECTOR |  |  | North | Gentex |  | Smoke/CO Detector |  |  |  | Module | FALSE | 918-0033-002 | SCRR | 120V Smoke CO Sensor w/Relays | 1 | [6 empty] | FALSE | TRUE |  |  |  |  | #FFFF0000 | FA-NFPA 170 GAS DETECTOR | 1 | FALSE | FALSE | FALSE | 1408 | [13 empty] | FALSE |  |  | 120V |  |  | THOR\acont | 2024-12-23 15:41 |  |  | Cloned from Gentex 918-0032-002 | [BRK, First Alert, Gentex, Kidde] [SMOKE ALARM TANDEM] 21006378 (C), 21007624 (C), 7020BSL (C), 7030BSL (C), 900-CUAR (C), 9120 (C), 9120B (C), 917-0070-002 (C), 917-0071-002 (C), 917-0072-002 (C), 917-0073-002 (C), 917-0079-002 (C), 918-0030-002 (C), 91 [BRK, Gentex, Kidde] [VAC ] [*] 21006378 (C), 21007624 (C), 7020BSL (C), 7030BSL (C), 900-CUAR (C), 9120 (C), 9120B (C), 917-0070-002 (C), 917-0071-002 (C), 917-0072-002 (C), 917-0073-002 (C), 917-0079-002 (C), 918-0030-002 (C), 918-0031-002 (C), 918-003 | [BRK, First Alert, Generic, Gentex, Kidde, N/A] 120VAC SMOKE DETECTOR, 21006378, 21007624, 7020BSL, 7030BSL, 900-CUAR, 9120, 9120B, 9120F, 9120H, 9120HF, 9120T, 9120TF, 9123, 9123F, 9123H, 9123HF, 9123T, 9123TF, 917-0070-002, 917-0071-002, 917-0072-002, 9
7d5bd5c9-e62f-4828-8096-12ca2b691ad9 | NFPA 170 AMPLIFIER RACK | RISER AMP |  | North | Firelite |  | Amplifier |  |  |  | Assembly | TRUE | ECC-50/100 (50W, 25V) | + | (Primary Operating Console) 50 Watt, 25VRMS single speaker zone emergency voice evacuation system, integral microphone, built in tone generator and 14 recordable messages. | 1 | [6 empty] | FALSE | [5 empty] | #FFFF0000 | FA-NFPA 170 AMPLIFIER RACK | 1 | FALSE | FALSE | FALSE | 300 | [8 empty] | 7,12,18,26 |  |  | 7.5 | 50 | TRUE | [7 empty] | THOR\acont | 2024-09-08 17:27
38451aff-c3ec-47e9-9299-12cf49c67ec9 | NFPA 170 SMOKE HEAT DETECTOR |  |  | North | Notifier |  | Smoke/Heat Detector |  |  |  | Module | TRUE | FPTI-951 w/B224BI-IV | + | Intelligent addressable multi-criteria photoelectric, thermal and infrared smoke detector, white w/ Intelligent isolator base, ivory, UL listed | 1 | 0.0002 | 0.0045 |  |  |  |  | FALSE | TRUE | FLUSH |  | 4" SQ. DEEP | 3 "O" PLASTER RING | #FFFF0000 | FA-NFPA 170 SMOKE HEAT DETECTOR | 1 | FALSE | FALSE | FALSE | 1402 | [13 empty] | FALSE |  |  | I |  |  | DESKTOP-7EIEB7A\acont | 2021-01-13 08:04 | THOR\acont | 2024-09-08 17:27 | Cloned from Notifier FSCO-951 w/B224BI-IV | [Honeywell, Notifier, System Sensor] [SLC MODULES SENSORS] [*] [#2 SHARED ADDR ¦ SENSORS] 2251B (C), 2251-COPTIR (C), 2251-COPTIR w/B200S-WH (C), 2251TB (C), 2251TMB (C), 5251B (C), 5251B-WP (C), 5251H (C), 5251RB (C), 5251RB-WP (C), 7251 (C), 7251DH (C) [Honeywell, Notifier, System Sensor] [SLC SENSORS] [*] [#4 TYPE ADDR ¦ SENSORS] 2251B (C), 2251-COPTIR (C), 2251-COPTIR w/B200S-WH (C), 2251TB (C), 2251TMB (C), 5251B (C), 5251B-WP (C), 5251H (C), 5251RB (C), 5251RB-WP (C), 7251 (C), 7251DH (C), DH200LP
78c2945c-565d-4f8f-ad09-12d2a08f4d17 |  |  |  | North | Brivo | Security/Access Control |  |  |  |  | Module | TRUE | IPDC |  |  | 1 | [12 empty] | #FFFFFFFF |  |  | FALSE | FALSE | FALSE | [20 empty] | THOR\acont | 2024-03-12 21:20 | THOR\acont | 2024-10-09 10:48
dcc61c3d-036a-4850-97b9-12d6a6ec19ac | NFPA 170 SMOKE HEAT CO DETECTOR |  |  | North | Gamewell FCI |  | Smoke/Heat/CO Detector |  |  |  | Module | TRUE | MCS-COF3 w/B300-6 | + | Addressable, low-profile device that provides fire, heat, and carbon monoxide (CO) detection, Standard Base | 1 | 0.0002 | 0.0045 |  |  |  |  | FALSE | TRUE | FLUSH |  | 4" SQ. DEEP | 3 "O" PLASTER RING | #FFFF0000 | FA-NFPA 170 SMOKE HEAT CO DETECTOR | 1 | FALSE | FALSE | FALSE | 1408 |  |  | 7272-0028:0206 | [10 empty] | FALSE | [5 empty] | DESKTOP-7EIEB7A\acont | 2021-07-26 12:03 | THOR\acont | 2024-09-08 17:27 | Cloned from Notifier FCO-951 w/B300-6 | [Gamewell FCI] [SLC SENSORS] [*] [#4 TYPE ADDR ¦ SENSORS] ADPF (C), ASD-PL2F w/B200S-LF-WH (C), ASD-PL2F w/B210LP (C), ASD-PL2FR (C), ASD-PL3 w/B200S-LF-WH (C), ASD-PL3 w/B200SR-LF-WH (C), ASD-PL3 w/B200SR-WH (C), ASD-PL3 w/B224BI-WH (C), ASD-PL3 w/B224R [Gamewell FCI] [SLC MODULES SENSORS] [*] [#2 SHARED ADDR ¦ SENSORS] ADPF (C), ASD-PL2F w/B200S-LF-WH (C), ASD-PL2F w/B210LP (C), ASD-PL2FR (C), ASD-PL3 w/B200S-LF-WH (C), ASD-PL3 w/B200SR-LF-WH (C), ASD-PL3 w/B200SR-WH (C), ASD-PL3 w/B224BI-WH (C), ASD-P
923dcda7-a0a4-4278-b087-12da51c20876 | NFPA 170 HORN STROBE |  |  | North | Gentex |  | Horn/Strobe |  |  |  | Module | TRUE | SSPK-WW |  | Speaker/Strobe, 24 VDC, wall mount, white | 1 | 0 | 0.245 |  |  |  |  | FALSE | FALSE |  |  |  |  | #FF0070C0 | FA-NFPA 170 HORN STROBE | 1 | FALSE | FALSE | FALSE | 2012 | [13 empty] | FALSE | [7 empty] | THOR\acont | 2024-09-08 17:27 |  | [Gentex] [NAC] [UL MAX] SSPK-/WR, SSPK-/WW, SSPK-60WR, SSPK-60WW, SSPK-WR, SSPK-WW
72dafc71-693c-476f-82d4-12e13d9063f7 | NFPA 170 HEAT DETECTOR |  |  | North | Gamewell FCI |  | Heat Detector |  |  |  | Module | TRUE | ATD-RL2F w/B210LP |  | Intelligent Addressable 135°F (57°C)/RofR Thermal Detector w/ Flashscan, Plug-in Detector Base | 1 | 0.0003 | 0.0003 |  |  |  |  | FALSE | TRUE | FLUSH |  | 4" SQ. DEEP | 3 "O" PLASTER RING | #FFFF0000 | FA-NFPA 170 HEAT DETECTOR | 1 | FALSE | FALSE | FALSE | 1403 |  |  | 7270-0028:0196 | [10 empty] | FALSE | [7 empty] | THOR\acont | 2024-09-08 17:27 | 20191121 AC Detector with base | [Gamewell FCI] [SLC SENSORS] [*] [#4 TYPE ADDR ¦ SENSORS] ADPF (C), ASD-PL2F w/B200S-LF-WH (C), ASD-PL2F w/B210LP (C), ASD-PL2FR (C), ASD-PL3 w/B200S-LF-WH (C), ASD-PL3 w/B200SR-LF-WH (C), ASD-PL3 w/B200SR-WH (C), ASD-PL3 w/B224BI-WH (C), ASD-PL3 w/B224R [Gamewell FCI] [SLC MODULES SENSORS] [*] [#2 SHARED ADDR ¦ SENSORS] ADPF (C), ASD-PL2F w/B200S-LF-WH (C), ASD-PL2F w/B210LP (C), ASD-PL2FR (C), ASD-PL3 w/B200S-LF-WH (C), ASD-PL3 w/B200SR-LF-WH (C), ASD-PL3 w/B200SR-WH (C), ASD-PL3 w/B224BI-WH (C), ASD-P
9f13ca08-96ad-463c-8172-12e6b0351d23 |  |  |  | North | Siemens |  | Cards & Components |  |  |  | Card | TRUE | FCM2019-U3 | S54400-C41-A2++ | Enhanced Operating Unit (with LEDs) | 1 | 0.13 | 0.17 |  |  |  |  | TRUE | [5 empty] | #FFFFFFFF |  |  | FALSE | FALSE | FALSE | [20 empty] | AULAPTOP-PC\Aulaptop | 2019-04-08 04:18 | THOR\acont | 2024-10-09 10:48 | 125 mA (standby), 166 mA (alarm) per module |  | [Siemens] FCM2019-U3, FCM2041-U2
ff958213-d0e9-4457-80d4-12e86c57c270 | NFPA 170 HEAT DETECTOR |  |  | North | System Sensor |  | Heat Detector |  |  |  | Module | TRUE | 5601P | ++ | 135 °F (57° C) fixed and rate-of-rise. (Plain) | 1 | [6 empty] | FALSE | TRUE |  |  |  |  | #FFFF0000 | FA-NFPA 170 HEAT DETECTOR | 1 | FALSE | FALSE | FALSE | 1403 | [13 empty] | FALSE | [5 empty] | DESKTOP-7SAL8M7\acont | 2018-11-09 10:05 | THOR\acont | 2024-09-08 17:27 | 20191121 AC Detector without base | [Chemtronics, Firelite, MIRCOM, Notifier, System Sensor] [IDC] 01 [*] [IDC 2-WIRE ++] 1151 (C), 1151EIS (C), 1400 (C), 1451 (C), 1451DH (C), 1451DHHT (C), 2100AT (C), 2100S (C), 2100TR (C), 2100TS (C), 2151 w/B110LP (C), 2151 w/B116LP (C), 2151 w/B401 (C
ccfbaebb-26ed-4d86-a01a-12e95cfc32ff | NFPA 170 FIRE ALARM CONTROL UNIT | RISER FACP |  | North | Monaco Enterprises |  | Fire Alarm Control Unit |  |  |  | Assembly | TRUE | 227-855-MN |  | MAAP(+) Point Reporting MNS, 28-inch-high × 18-inch-wide × 3.6-inch-deep NEMA 1 surface mount enclosure, no radio, with interface to BT-XM2 | 1 | [12 empty] | #FFFF0000 | FA-NFPA 170 FIRE ALARM CONTROL UNIT | 1 | FALSE | FALSE | FALSE | 202 | [13 empty] | TRUE | [5 empty] | AULAPTOP-PC\Aulaptop | 2019-04-20 02:23 | THOR\acont | 2024-09-08 17:27
a551d914-5903-4d0a-82cc-12f044254bcf | NFPA 170 HEAT DETECTOR |  |  | North | Hochiki |  | Heat Detector |  |  |  | Module | TRUE | DCD-190 w/NS6-100 STANDARD BASE | DCD-190 w/NS6-100 STANDARD BASE | HEAT DETECTOR w/ STANDARD BASE | 1 |  | 0.3 |  |  |  |  | TRUE | TRUE |  | *Refer to Install Sheet |  |  | #FFFF0000 | FA-NFPA 170 HEAT DETECTOR | 1 | FALSE | FALSE | FALSE | 1403 | [19 empty] | DESKTOP-0D6CQVA\lousc | 2019-10-12 07:53 | THOR\acont | 2024-09-08 17:27 | Cloned from Hochiki DCD-135 w/NS6-100 STANDARD BASE | [Hochiki] [IDC] 01 [IDC] DCD-135 w/HSC-220L LATCHING LED BASE (C), DCD-135 w/HSC-220R - 2 WIRE RELAY BASE (C), DCD-135 w/HSC-221L LATCHING LED BASE (C), DCD-135 w/HSC-221R - 2 WIRE RELAY BASE (C), DCD-135 w/HSC-224L LATCHING LED BASE (C), DCD-135 w
756614bd-427a-4a1e-9988-12f37d51b567 |  |  |  | North | Bosch | [5 empty] | Module | TRUE | NDS-6004-F360E | * | Camera 360 Degree Camera | 1 | [12 empty] | #FFFFFFFF |  |  | FALSE | FALSE | FALSE | [20 empty] | DESKTOP-7EIEB7A\acont | 2021-08-13 06:25 | THOR\acont | 2024-10-09 10:48
80bc7396-ada3-4f69-bbd2-12f4b3278664 | NFPA 170 STROBE CEILING |  |  | North | BluePoint |  | Strobe |  |  |  | Assembly | TRUE | BP04-A501P | + | ICS ASSEMBLY | 1 | 0 | 0.111 |  |  |  |  | FALSE | TRUE |  |  |  |  | #FF0070C0 | FA-NFPA 170 STROBE CEILING | 1 | FALSE | FALSE | FALSE | 2022 | [13 empty] | FALSE |  |  | C |  |  | THOR\acont | 2024-04-12 13:17 | THOR\acont | 2024-09-08 17:27 | Cloned from BluePoint BP04-501P | [BluePoint, System Sensor] [NAC] [24VDC] BP04-501P (C), BP04-A501P (C), SCRL (C), SCWL (C), SCWL-CLR-ALERT (C) [BluePoint, System Sensor] [NAC] [12VDC] BP04-501P (C), BP04-A501P (C), SCRL (C), SCWL (C), SCWL-CLR-ALERT (C) [BluePoint, System Sensor] [NAC] [24VFWR] BP04-501P (C), BP04-A501P (C), SCRL (C), SCWL (C), SCWL-CLR-ALERT (C)
c4e11053-5f5d-4252-a5f4-1300a822e2b4 | NFPA 170 ADDRESSABLE OUTPUT MODULE |  |  | North | Hochiki |  | Addressable Control/Relay |  |  |  | Module | TRUE | R2M DUAL RELAY MODULE | DUAL RELAY MODULE | DUAL RELAY MODULE | 1 | 0.00015 | 0.00015 |  |  |  |  | TRUE |  |  | *Refer to Install Sheet |  |  | #FFFF0000 | FA-NFPA 170 ADDRESSABLE OUTPUT MODULE | 1 | FALSE | FALSE | FALSE | 1100 | [16 empty] | 2 |  |  | DESKTOP-0D6CQVA\lousc | 2019-10-12 09:22 | THOR\acont | 2024-09-08 17:27 | Cloned from Hochiki DCP-R2MH DUAL RELAY MODULE | [Hochiki, VES] [SLC HOCHIKI] 03 [*] [SLC] DIMM - DUAL INPUT MONITOR MODULE, DIMM - DUAL INPUT MONITOR MODULE COPY, R2M DUAL RELAY MODULE, R2MH DUAL RELAY MODULE, R2MH/-I DUAL RELAY MODULE, R2ML DUAL RELAY MODULE, R2ML/-I DUAL RELAY MODULE, VF6052-00 [Hochiki, VES] [SLC HOCHIKI] 02 [*] [SLC] CZM CONVENTIONAL ZONE MODULE, DCP-AMS Single Action Hex Key Lock, DCP-AMS-KL Single Action Key Lock, DCP-AMS-KL-LP Dual Action Key Lock, DCP-AMS-LP Dual Action Hex Key Lock, DIMM - DUAL INPUT MONITOR MODULE, DIMM
991fd778-938e-4078-acf3-1300bce13692 |  |  |  | North | Gamewell FCI |  | Hardware |  |  |  | Hardware | TRUE | E3-INX-CPLATE | ++ | Transponder module mounting plate, “C” Size | 1 | [6 empty] | TRUE | [5 empty] | #FFFFFFFF |  |  | FALSE | FALSE | FALSE | [20 empty] | DESKTOP-7EIEB7A\acont | 2022-08-29 12:27 | THOR\acont | 2024-10-09 10:48 | Cloned from Gamewell FCI E3ID2-C
5621e371-1284-450a-8d04-13025909073d | NFPA 170 FIRE ALARM CONTROL UNIT | RISER FACP |  | North | Siemens |  | Fire Alarm Control Unit |  |  |  | Assembly | TRUE | FV920-EK | S54400-C167-A1 | Cerberus PRO Voice Electronics Kit Consists of: One VCC2001-A1 Voice CPU Card, one VCC2002-A1 Voice I/O Card, one VCI2001-U1 50W Voice Amplifier Card, one VCA2002-A1 Voice Card Cage, one FCA2031-A1 Connection Module (MoNet), one VTO2001-U3 Option Module (24 switches), one VTO2004-U3 Option Module (Microphone) | 1 | [6 empty] | FALSE | [5 empty] | #FFFF0000 | FA-NFPA 170 FIRE ALARM CONTROL UNIT | 1 | FALSE | FALSE | FALSE | 202 | [8 empty] | 7,12,18 |  |  |  |  | TRUE | [5 empty] | DESKTOP-7SAL8M7\acont | 2018-09-07 11:26 | THOR\acont | 2024-09-08 17:27
c961b0fc-8ad9-401e-ad0c-1302bb964e9d | NFPA 170 FIRE ALARM CONTROL UNIT | RISER FACP |  | North | Kidde |  | Fire Alarm Control Unit |  |  |  | Assembly | TRUE | VS1-GL |  | FACP, 1 Loop, 64pt, 2 Cl B NACs, gray, 120v, w/ 16 RY LED, Cdn | 1 | [6 empty] | FALSE | [5 empty] | #FFFF0000 | FA-NFPA 170 FIRE ALARM CONTROL UNIT | 1 | FALSE | FALSE | FALSE | 202 | [8 empty] | 7,12,18 |  |  |  |  | TRUE | [7 empty] | THOR\acont | 2024-09-08 17:27
ed4a0d85-2d96-4f82-946e-1304dc042f7c | NFPA 170 HORN STROBE |  |  | North | Macurco |  | Horn/Strobe |  |  |  | Module | TRUE | HS-C |  | 2-Wire Horn/Strobe Clear Lens | 1 | 0 | 0 |  |  |  |  | FALSE | FALSE |  |  |  |  | #FF0070C0 | FA-NFPA 170 HORN STROBE | 1 | FALSE | FALSE | FALSE | 2012 | [13 empty] | FALSE |  |  | C |  |  | DESKTOP-7SAL8M7\acont | 2020-07-14 16:04 | THOR\acont | 2024-09-08 17:27 | Cloned from Macurco HS-R | [Macurco] [NAC] [FWR High Continuous] HS-A, HS-B, HS-C, HS-G, HS-R [Macurco] [NAC] [DC High Continuous] HS-A, HS-B, HS-C, HS-G, HS-R
6a94bf2a-98d3-44a2-bb2a-1309c02a0d5a |  |  |  | North | Edwards |  | Hardware |  |  |  | Hardware | TRUE | EVSC3R-33 |  | In-graphic 3-pos Rotary Switch, ON-AUTO-OFF wired, 3 points | 1 | [6 empty] | FALSE | [5 empty] | #FFFFFFFF |  |  | FALSE | FALSE | FALSE | [14 empty] | FALSE | [7 empty] | THOR\acont | 2024-10-09 10:48
0c2e0a33-93ca-4fbf-9e03-131771017f71 | NFPA 170 HEAT DETECTOR |  |  | North | Firelite |  | Heat Detector |  |  |  | Module | TRUE | H355HT w/B224RB | + | White, Low-profile 190°F fixed thermal sensor, Relay Base | 1 | 0.0003 | 0.0065 |  |  |  |  | FALSE | TRUE |  |  |  |  | #FFFF0000 | FA-NFPA 170 HEAT DETECTOR | 1 | FALSE | FALSE | FALSE | 1403 | [13 empty] | FALSE |  |  | 190° |  |  | DESKTOP-7SAL8M7\acont | 2019-03-28 06:30 | THOR\acont | 2024-09-08 17:27 | 20191121 AC Detector with base | [Firelite, System Sensor] [SLC MODULES SENSORS] [*] [#2 SHARED ADDR ¦ SENSORS] AD355 w/B200SR-LF-WH (C), AD355 w/B200SR-WH (C), AD355 w/B210LP (C), AD355 w/B224BI-WH (C), AD355 w/B224RB-WH (C), AD355 w/B501 (C), BEAM355 (C), BEAM355S (C), CP355 w/B200SR- [Firelite, System Sensor] [SLC SENSORS] [*] [#4 TYPE ADDR ¦ SENSORS] AD355 w/B200SR-LF-WH (C), AD355 w/B200SR-WH (C), AD355 w/B210LP (C), AD355 w/B224BI-WH (C), AD355 w/B224RB-WH (C), AD355 w/B501 (C), BEAM355 (C), BEAM355S (C), CP355 w/B200SR-WH (C), CP
b0deec8d-e353-4ab1-8af0-131c97e99c90 | NFPA 170 HORN STROBE CEILING |  |  | North | Siemens |  | Horn/Strobe |  |  |  | Module | TRUE | SL2MTSCW-NA | S54329-F250-A1++ | Multi-Tone Strobe, Ceiling, Amber, White, No Lettering | 1 | [12 empty] | #FF0070C0 | FA-NFPA 170 HORN STROBE CEILING | 1 | FALSE | FALSE | FALSE | 2023 | [19 empty] | DESKTOP-7EIEB7A\acont | 2023-08-03 09:20 | THOR\acont | 2024-09-08 17:27 | Cloned from Siemens SL2MTSWW-NA | [Siemens] [NAC] [24 VDC, HORN STD] SL2MTSCR-F, SL2MTSCR-FB, SL2MTSCW-F, SL2MTSCW-NA, SL2MTSCW-NB, SL2MTSCW-NG, SL2MTSCW-NR
90088b34-2df2-4c1b-8166-13230ac49854 | NFPA 170 DUCT SMOKE DETECTOR |  |  | North | Hochiki |  | Duct Smoke Detector |  |  |  | Module | TRUE | DH-100-P | + | 4-Wire Conventional Duct Smoke Detector | 1 | 0.02 | 0.078 |  |  |  |  | FALSE | TRUE |  |  |  |  | #FFFF0000 | FA-NFPA 170 DUCT SMOKE DETECTOR | 1 | FALSE | FALSE | FALSE | 1400 | [13 empty] | FALSE | [5 empty] | DESKTOP-7EIEB7A\acont | 2021-08-31 08:37 | THOR\acont | 2024-09-08 17:27 | Cloned from System Sensor D4120 | [Hochiki] [IDC] [#1 ALARM] DH-100-P (C) [Hochiki] [AUX POWER] [*] DH-100-P (C), DH-98-P (C), SLR-835 w/HSC-4R (C), SLR-835H w/HSC-4R (C) [Autocall, Hochiki] [IDC] [#2 TROUBLE] A100-2135, DH-100-P (C) | [Hochiki] DH-100-P
4d7ba602-5239-4cb7-ab7c-1326e959e04a | NFPA 170 SMOKE HEAT DETECTOR |  |  | North | Potter |  | Smoke/Heat Detector |  |  |  | Module | TRUE | PAD200-PHD w/PAD100-4DB (Split) | + | Photoelectric Smoke/Heat Detector with 4" Standard Base | 1 | 0.0003 | 0.0003 |  |  |  |  | FALSE | TRUE |  |  |  |  | #FFFF0000 | FA-NFPA 170 SMOKE HEAT DETECTOR | 1 | FALSE | FALSE | FALSE | 1411 | [13 empty] | FALSE |  |  | 4DB |  |  | THOR\acont | 2025-02-13 08:09 |  |  | Cloned from Potter PAD200-PHD w/PAD100-4DB | [Potter] [SLC PAD] [*] [#2 SHARED ADDR ¦ SENSORS] PAD100-CD w/PAD100-4DB, PAD100-CD w/PAD100-6DB, PAD100-CD w/PAD100-IB, PAD100-CD w/PAD100-LFSB, PAD100-CD w/PAD100-RB, PAD100-CD w/PAD100-SB, PAD100-CD w/PAD100-SPKB, PAD100-DUCT (C), PAD100-DUCTR (C), PA
9c19c260-7c8b-4396-b25d-132b11842dc5 | NFPA 170 MANUAL PULL |  |  | North | Gamewell FCI |  | Manual Station |  |  |  | Module | TRUE | MS95-SL | ++ | XP-95 pull station, single with key | 1 | 0.0005 | 0.0015 |  |  |  |  | TRUE | [5 empty] | #FFFF0000 | FA-NFPA 170 MANUAL PULL | 1 | FALSE | FALSE | FALSE | 957 | [19 empty] | DESKTOP-7EIEB7A\acont | 2022-10-07 07:05 | THOR\acont | 2024-09-08 17:27 | Cloned from Gamewell FCI MS-7ASF | [Gamewell FCI] [SLC APOLLO MODULES SENSORS] [*] [#1 SHARED ADDR ¦ ALL] MS95-DL, MS95-SL, PID-95, PID-95P, XP95-P w/XP95-B4 (C), XP95-P w/XP95-B6EZ (C), XP95-T w/XP95-B4 (C), XP95-T w/XP95-B6EZ (C) [Gamewell FCI] [SLC MODULES] [*] [#3 TYPE ADDR ¦ MODULES] AMM-2F, AMM-2IF, AMM-2RF, AMM-2RIF, AMM-4F, AMM-4SF, AOM-2RF, AOM-2SF, AOM-TELF, MMI-10F, MMI-6SF, MMO-6RF, MMO-6SF, MS-7AF, MS-7ASF, MS-7S w/AMM-2F, MS-WS w/AMM-2F, TC81021000, VW-GATE, WAM-MM, W [Gamewell FCI] [SLC MODULES SENSORS] [*] [#1 SHARED ADDR ¦ MODULES] AMM-2F, AMM-2IF, AMM-2RF, AMM-2RIF, AMM-4F, AMM-4SF, AOM-2RF, AOM-2SF, AOM-TELF, MMI-10F, MMI-6SF, MMO-6RF, MMO-6SF, MS-7AF, MS-7ASF, MS-7S w/AMM-2F, MS-WS w/AMM-2F, TC81021000, VW-DIS-D
df056dd3-9781-4372-8670-132f6a75c9a5 |  |  |  | North | Autocall |  | Cards & Components |  |  |  | Card | TRUE | A100-0621 |  | Dual Channel Analog Audio Riser Module | 1 | 0 | 0.015 |  |  |  |  | TRUE | [5 empty] | #FFFFFFFF |  |  | FALSE | FALSE | FALSE | [20 empty] | DESKTOP-0D6CQVA\lousc | 2019-07-07 14:51 | THOR\acont | 2024-10-09 10:48 | Cloned from AutoCall A100-0623 | [Autocall] [AUDIO LOW] [Low Audio Riser] A100-0621
90dfeb2d-bf3e-47a2-8cce-13343bead5f8 | NFPA 170 HORN STROBE CEILING |  |  | North | System Sensor |  | Horn/Strobe |  |  |  | Module | TRUE | PC2RKLED-P | ++ | 2-Wire, Horn Strobe, Ceiling, Red, Plain, Outdoor | 1 | 0 | 0.071 |  |  |  |  | FALSE | TRUE |  |  |  |  | #FF0070C0 | FA-NFPA 170 HORN STROBE CEILING | 1 | FALSE | FALSE | FALSE | 2013 | [13 empty] | FALSE |  |  | C, WP |  |  | DESKTOP-QGO6JOK\acont | 2024-07-15 13:35 | THOR\acont | 2024-09-08 17:27 | Cloned from System Sensor PC2RKLED | [System Sensor] [NAC] [24VDC, TEMPORAL LOW] PC2RKLED (C), PC2RKLED-B (C), PC2RKLED-P (C), PC2RLED (C), PC2RLED-B (C), PC2WKLED (C), PC2WKLED-B (C), PC2WKLED-P (C), PC2WLED (C), PC2WLED-B (C) [System Sensor] [NAC] [24VDC, TEMPORAL HIGH] PC2RKLED (C), PC2RKLED-B (C), PC2RKLED-P (C), PC2RLED (C), PC2RLED-B (C), PC2WKLED (C), PC2WKLED-B (C), PC2WKLED-P (C), PC2WLED (C), PC2WLED-B (C)
6eaeb36b-4379-4578-8ec2-13382dd1cebf | NFPA 170 HORN STROBE |  |  | North | System Sensor |  | Horn/Strobe |  |  |  | Module | TRUE | P2WLED-P | ++ | 2-Wire, Horn Strobe, White, Plain | 1 | 0 | 0.119 |  |  |  |  | FALSE | [5 empty] | #FF0070C0 | FA-NFPA 170 HORN STROBE | 1 | FALSE | FALSE | FALSE | 2012 | [13 empty] | FALSE | [5 empty] | DESKTOP-QGO6JOK\acont | 2023-10-18 21:13 | THOR\acont | 2024-09-08 17:27 | Cloned from System Sensor P2WL-P | [System Sensor] [NAC] [24VDC, TEMPORAL HIGH] P2GRLED, P2GWLED, P2RLED, P2RLED w/WAV-RL, P2RLED-P, P2RLED-SP, P2WLED, P2WLED w/ WAV-WL, P2WLED-P, P2WLED-SP [System Sensor] [NAC] [24VDC, TEMPORAL LOW] P2GRLED, P2GWLED, P2RLED, P2RLED w/WAV-RL, P2RLED-P, P2RLED-SP, P2WLED, P2WLED w/ WAV-WL, P2WLED-P, P2WLED-SP
74e95631-83a2-494e-b28e-133b587f8c98 | NFPA 170 SMOKE DETECTOR |  |  | North | Gentex |  | Smoke Detector |  |  |  | Module | TRUE | GN-503 |  | 918-0005-002 120VAC Smoke/CO Alarm, 9VDC Battery Backup | 1 | [6 empty] | TRUE | TRUE |  |  |  |  | #FFFF0000 | FA-NFPA 170 SMOKE DETECTOR | 1 | FALSE | FALSE | FALSE | 1408 | [16 empty] | CO |  |  | DESKTOP-7SAL8M7\acont | 2019-02-11 12:37 | THOR\acont | 2024-09-08 17:27 | 20191121 AC Detector without base
2b4d79f2-d639-4be5-b0ee-133bd82ec90f | NFPA 170 SPEAKER WALL |  |  | North | Atlas |  | Speaker |  |  |  | Module | TRUE | AP-15TUC |  | UL Listed 15 Watt Omni-Purpose® Voice Control Loudspeaker, Grey Baked Epoxy | 1 | [6 empty] | FALSE | [5 empty] | #FF0070C0 | FA-NFPA 170 SPEAKER WALL | 1 | FALSE | FALSE | FALSE | 2021 | [13 empty] | FALSE | [5 empty] | DESKTOP-7EIEB7A\acont | 2022-03-04 10:59 | THOR\acont | 2024-09-08 17:27 | Cloned from Atlas VT(F)-152UC | [Atlas] [AUDIO 70.7v] [70V AUDIO] AP-15TU, AP-15TUC, AP-15TUC(R) [Atlas] [AUDIO 25v] [25V AUDIO] AP-15TU, AP-15TUC, AP-15TUC(R)
6987f0f4-30b1-4bea-9326-133ef87682ba | NFPA 170 FIRE ALARM CONTROL UNIT | RISER FACP |  | North | Autocall |  | Fire Alarm Control Unit |  |  |  | Assembly | TRUE | A010-9426 |  | Basic control unit with InfoAlarm Operator Interface and (1) Two-loop Isolated IDNet2 Communications Channel, (1) Four-loop Isolated IDNet 2+2 Communications Channel Module, Class A or Class B operation, with support for up to 500 addressable IDNet points, Platinum | 1 | 0 | 0 |  |  |  |  | TRUE | [5 empty] | #FFFF0000 | FA-NFPA 170 FIRE ALARM CONTROL UNIT | 1 | FALSE | FALSE | FALSE | 202 | [8 empty] | 7,12,18,33,50 |  |  |  |  | TRUE | [5 empty] | DESKTOP-7SAL8M7\acont | 2020-03-10 06:40 | THOR\acont | 2024-09-08 17:27 | Cloned from AutoCall A010-9421
e602d3b8-1de9-4209-9b25-134153f99f5a |  |  |  | North | Monaco Enterprises |  | Cards & Components |  |  |  | Card | TRUE | 227-966-xx MAIN BOARD | ++ |  | 1 | [6 empty] | TRUE | [5 empty] | #FFFFFFFF |  |  | FALSE | FALSE | FALSE | [20 empty] | AULAPTOP-PC\Aulaptop | 2019-04-20 03:50 | THOR\acont | 2024-10-09 10:48 |  |  | [Monaco Enterprises] 227-966-xx MAIN BOARD
9cf52d79-cdc4-4637-accc-1343ab8065d4 | CADGEN STI STOPPER |  |  | North | STI |  | Accessories |  |  |  | Module | TRUE | STI-1210D |  | Horn/Strobe Damage Stopper - Cover and open back box, conduit knockout | 1 | [6 empty] | FALSE | [5 empty] | #FFFF0000 | FA-CADGEN STI STOPPER | 1 | FALSE | FALSE | FALSE | [14 empty] | FALSE | [5 empty] | DESKTOP-7EIEB7A\acont | 2022-08-01 08:09 | THOR\acont | 2024-09-08 17:27 | Cloned from Edwards STI-1210B CLONED
4c5848d7-6e47-4a6f-b49c-1353bc18e998 |  |  |  | North | NAPCO |  | Cards & Components |  |  |  | Card | TRUE | 4 Zones Used | ++ | Current added for 4 zones | 1 | 0.012 | 0.096 |  |  | 24 |  | TRUE | [5 empty] | #FFFFFFFF |  |  | FALSE | FALSE | FALSE | [20 empty] | THOR\acont | 2023-11-16 12:48 | THOR\acont | 2024-10-09 10:48 | Cloned from NAPCO 1 Zones Used CLONED
ce9efecc-18e1-4545-bb82-1359a51864bc | NFPA 170 STROBE WALL |  |  | North | Eaton Wheelock |  | Strobe |  |  |  | Module | TRUE | STW | ++ | Strobe, White | 1 | [6 empty] | TRUE | [5 empty] | #FF0070C0 | FA-NFPA 170 STROBE WALL | 1 | FALSE | FALSE | FALSE | 2020 | [19 empty] | DESKTOP-7EIEB7A\acont | 2023-07-10 11:31 | THOR\acont | 2024-09-08 17:27 | Cloned from Eaton Wheelock ELSTW | [Eaton Wheelock] [NAC] [24VDC] ELSTR, ELSTR-A, ELSTR-AL, ELSTR-ALA, ELSTR-N, ELSTR-NA, ELSTW, ELSTW-A, ELSTW-AL, ELSTW-ALA, ELSTW-EV, ELSTW-N, ELSTW-NA, STR, STW
e6cfc034-3a70-45cb-b351-135f98a19925 | NFPA 170 STROBE CEILING |  |  | North | Edwards |  | Strobe |  |  |  | Module | TRUE | GCVHWF |  | Strobe, running man, white, FIRE, high cd | 1 | [6 empty] | FALSE | TRUE |  |  |  |  | #FF0070C0 | FA-NFPA 170 STROBE CEILING | 1 | FALSE | FALSE | FALSE | 2022 | [13 empty] | FALSE |  |  | C |  |  | THOR\acont | 2024-09-17 12:33 | THOR\acont | 2024-10-09 10:48 | Cloned from Edwards GCVHRF CLONED CLONED CLONED | [Edwards, Kidde] [NAC] [24 VDC] EGCSVHRF (C), EGCSVHRF-FR (C), EGCSVHRF-SP (C), EGCSVHRN (C), EGCSVHWA (C), EGCSVHWF (C), EGCSVHWF-FR (C), EGCSVHWF-SP (C), EGCSVHWN (C), EGCVHRF (C), EGCVHRF-FR (C), EGCVHRF-SP (C), EGCVHRN (C), EGCVHWA (C), [Edwards, Kidde] [NAC] [24 FWR] EGCSVHRF (C), EGCSVHRF-FR (C), EGCSVHRF-SP (C), EGCSVHRN (C), EGCSVHWA (C), EGCSVHWF (C), EGCSVHWF-FR (C), EGCSVHWF-SP (C), EGCSVHWN (C), EGCVHRF (C), EGCVHRF-FR (C), EGCVHRF-SP (C), EGCVHRN (C), EGCVHWA (C),
8b547ed4-5e1d-418d-b5e3-1363637dde05 | NFPA 170 JUNCTION BOX | RISER JUNCTION BOX |  | North | Generic |  | Junction Box |  |  |  | Module | TRUE | JUNCTION BOX |  |  | 1 | [6 empty] | FALSE |  | PROVIDED BY ELECTRICAL CONTRACTOR |  | PROVIDED BY OTHERS |  | #FF00B050 | FA-NFPA 170 JUNCTION BOX | 1 | TRUE | FALSE | FALSE | 6000 | [13 empty] | FALSE | [7 empty] | THOR\acont | 2024-09-08 17:27 |  | [Generic, N/A] [JUNCTION PASSTHROUGH] [#19] CLASS A RETURN, END OF LINE DEVICE, END OF LINE RESISTOR, FIBER PATCH PANEL, FIRE ALARM TERMINAL CABINET, FURNISHED BY OTHERS, FURNISHED BY OTHERS, JUNCTION BOX, JUNCTION BOX CEILING, LINE BREAK (DOUBLE), LINE [Generic, N/A] [JUNCTION PASSTHROUGH] [#17] CLASS A RETURN, END OF LINE DEVICE, END OF LINE RESISTOR, FIBER PATCH PANEL, FIRE ALARM TERMINAL CABINET, FURNISHED BY OTHERS, FURNISHED BY OTHERS, JUNCTION BOX, JUNCTION BOX CEILING, LINE BREAK (DOUBLE), LINE [Generic, N/A] [JUNCTION PASSTHROUGH] [#23] CLASS A RETURN, END OF LINE DEVICE, END OF LINE RESISTOR, FIBER PATCH PANEL, FIRE ALARM TERMINAL CABINET, FURNISHED BY OTHERS, FURNISHED BY OTHERS, JUNCTION BOX, JUNCTION BOX CEILING, LINE BREAK (DOUBLE), LINE [Generic, N/A, Space Age Electronics] [JUNCTION PASSTHROUGH] 02 [ALL DEVICES ++] CLASS A RETURN, END OF LINE DEVICE, END OF LINE RESISTOR, FIBER PATCH PANEL, FIRE ALARM TERMINAL CABINET, FURNISHED BY OTHERS, FURNISHED BY OTHERS, JUNCTION BOX, JUNCTION BO [Generic, N/A, Space Age Electronics] [JUNCTION PASSTHROUGH] [#3] CLASS A RETURN, END OF LINE DEVICE, END OF LINE RESISTOR, FIBER PATCH PANEL, FIRE ALARM TERMINAL CABINET, FURNISHED BY OTHERS, FURNISHED BY OTHERS, JUNCTION BOX, JUNCTION BOX CEILING, LINE [Generic, N/A] [JUNCTION PASSTHROUGH] [#11] CLASS A RETURN, END OF LINE DEVICE, END OF LINE RESISTOR, FIBER PATCH PANEL, FIRE ALARM TERMINAL CABINET, FURNISHED BY OTHERS, FURNISHED BY OTHERS, JUNCTION BOX, JUNCTION BOX CEILING, LINE BREAK (DOUBLE), LINE [Generic, N/A] [JUNCTION PASSTHROUGH] [#25] CLASS A RETURN, END OF LINE DEVICE, END OF LINE RESISTOR, FIBER PATCH PANEL, FIRE ALARM TERMINAL CABINET, FURNISHED BY OTHERS, FURNISHED BY OTHERS, JUNCTION BOX, JUNCTION BOX CEILING, LINE BREAK (DOUBLE), LINE [Generic, N/A] [JUNCTION PASSTHROUGH] [#41] CLASS A RETURN, END OF LINE DEVICE, END OF LINE RESISTOR, FIBER PATCH PANEL, FIRE ALARM TERMINAL CABINET, FURNISHED BY OTHERS, FURNISHED BY OTHERS, JUNCTION BOX, JUNCTION BOX CEILING, LINE BREAK (DOUBLE), LINE [Generic, N/A] [JUNCTION PASSTHROUGH] [#16] CLASS A RETURN, END OF LINE DEVICE, END OF LINE RESISTOR, FIBER PATCH PANEL, FIRE ALARM TERMINAL CABINET, FURNISHED BY OTHERS, FURNISHED BY OTHERS, JUNCTION BOX, JUNCTION BOX CEILING, LINE BREAK (DOUBLE), LINE [Generic, N/A] [JUNCTION PASSTHROUGH] [#18] CLASS A RETURN, END OF LINE DEVICE, END OF LINE RESISTOR, FIBER PATCH PANEL, FIRE ALARM TERMINAL CABINET, FURNISHED BY OTHERS, FURNISHED BY OTHERS, JUNCTION BOX, JUNCTION BOX CEILING, LINE BREAK (DOUBLE), LINE [Generic, N/A] [JUNCTION PASSTHROUGH] [#32] CLASS A RETURN, END OF LINE DEVICE, END OF LINE RESISTOR, FIBER PATCH PANEL, FIRE ALARM TERMINAL CABINET, FURNISHED BY OTHERS, FURNISHED BY OTHERS, JUNCTION BOX, JUNCTION BOX CEILING, LINE BREAK (DOUBLE), LINE [Generic, N/A, Space Age Electronics] [JUNCTION PASSTHROUGH] [#2] CLASS A RETURN, END OF LINE DEVICE, END OF LINE RESISTOR, FIBER PATCH PANEL, FIRE ALARM TERMINAL CABINET, FURNISHED BY OTHERS, FURNISHED BY OTHERS, JUNCTION BOX, JUNCTION BOX CEILING, LINE [Generic, N/A] [JUNCTION PASSTHROUGH] [#39] CLASS A RETURN, END OF LINE DEVICE, END OF LINE RESISTOR, FIBER PATCH PANEL, FIRE ALARM TERMINAL CABINET, FURNISHED BY OTHERS, FURNISHED BY OTHERS, JUNCTION BOX, JUNCTION BOX CEILING, LINE BREAK (DOUBLE), LINE [Generic, N/A] [JUNCTION PASSTHROUGH] [#24] CLASS A RETURN, END OF LINE DEVICE, END OF LINE RESISTOR, FIBER PATCH PANEL, FIRE ALARM TERMINAL CABINET, FURNISHED BY OTHERS, FURNISHED BY OTHERS, JUNCTION BOX, JUNCTION BOX CEILING, LINE BREAK (DOUBLE), LINE [Generic, N/A] [JUNCTION PASSTHROUGH] [#33] CLASS A RETURN, END OF LINE DEVICE, END OF LINE RESISTOR, FIBER PATCH PANEL, FIRE ALARM TERMINAL CABINET, FURNISHED BY OTHERS, FURNISHED BY OTHERS, JUNCTION BOX, JUNCTION BOX CEILING, LINE BREAK (DOUBLE), LINE [Generic, N/A] [JUNCTION PASSTHROUGH] [#10] CLASS A RETURN, END OF LINE DEVICE, END OF LINE RESISTOR, FIBER PATCH PANEL, FIRE ALARM TERMINAL CABINET, FURNISHED BY OTHERS, FURNISHED BY OTHERS, JUNCTION BOX, JUNCTION BOX CEILING, LINE BREAK (DOUBLE), LINE [Generic, N/A] [JUNCTION PASSTHROUGH] [#28] CLASS A RETURN, END OF LINE DEVICE, END OF LINE RESISTOR, FIBER PATCH PANEL, FIRE ALARM TERMINAL CABINET, FURNISHED BY OTHERS, FURNISHED BY OTHERS, JUNCTION BOX, JUNCTION BOX CEILING, LINE BREAK (DOUBLE), LINE [Generic, N/A, Space Age Electronics] [JUNCTION PASSTHROUGH] [#4] CLASS A RETURN, END OF LINE DEVICE, END OF LINE RESISTOR, FIBER PATCH PANEL, FIRE ALARM TERMINAL CABINET, FURNISHED BY OTHERS, FURNISHED BY OTHERS, JUNCTION BOX, JUNCTION BOX CEILING, LINE [Generic, N/A, Space Age Electronics] [JUNCTION PASSTHROUGH] [#5] CLASS A RETURN, END OF LINE DEVICE, END OF LINE RESISTOR, FIBER PATCH PANEL, FIRE ALARM TERMINAL CABINET, FURNISHED BY OTHERS, FURNISHED BY OTHERS, JUNCTION BOX, JUNCTION BOX CEILING, LINE [Generic, N/A] [JUNCTION PASSTHROUGH] [#9] CLASS A RETURN, END OF LINE DEVICE, END OF LINE RESISTOR, FIBER PATCH PANEL, FIRE ALARM TERMINAL CABINET, FURNISHED BY OTHERS, FURNISHED BY OTHERS, JUNCTION BOX, JUNCTION BOX CEILING, LINE BREAK (DOUBLE), LINE B [Generic, N/A] [JUNCTION PASSTHROUGH] [#26] CLASS A RETURN, END OF LINE DEVICE, END OF LINE RESISTOR, FIBER PATCH PANEL, FIRE ALARM TERMINAL CABINET, FURNISHED BY OTHERS, FURNISHED BY OTHERS, JUNCTION BOX, JUNCTION BOX CEILING, LINE BREAK (DOUBLE), LINE [Generic, N/A, Space Age Electronics] [JUNCTION PASSTHROUGH] [#8] CLASS A RETURN, END OF LINE DEVICE, END OF LINE RESISTOR, FIBER PATCH PANEL, FIRE ALARM TERMINAL CABINET, FURNISHED BY OTHERS, FURNISHED BY OTHERS, JUNCTION BOX, JUNCTION BOX CEILING, LINE [Generic, N/A] [JUNCTION PASSTHROUGH] [#14] CLASS A RETURN, END OF LINE DEVICE, END OF LINE RESISTOR, FIBER PATCH PANEL, FIRE ALARM TERMINAL CABINET, FURNISHED BY OTHERS, FURNISHED BY OTHERS, JUNCTION BOX, JUNCTION BOX CEILING, LINE BREAK (DOUBLE), LINE [Generic, N/A] [JUNCTION PASSTHROUGH] [#29] CLASS A RETURN, END OF LINE DEVICE, END OF LINE RESISTOR, FIBER PATCH PANEL, FIRE ALARM TERMINAL CABINET, FURNISHED BY OTHERS, FURNISHED BY OTHERS, JUNCTION BOX, JUNCTION BOX CEILING, LINE BREAK (DOUBLE), LINE [Generic, N/A] [JUNCTION PASSTHROUGH] [#12] CLASS A RETURN, END OF LINE DEVICE, END OF LINE RESISTOR, FIBER PATCH PANEL, FIRE ALARM TERMINAL CABINET, FURNISHED BY OTHERS, FURNISHED BY OTHERS, JUNCTION BOX, JUNCTION BOX CEILING, LINE BREAK (DOUBLE), LINE [Generic, N/A] [JUNCTION PASSTHROUGH] [#21] CLASS A RETURN, END OF LINE DEVICE, END OF LINE RESISTOR, FIBER PATCH PANEL, FIRE ALARM TERMINAL CABINET, FURNISHED BY OTHERS, FURNISHED BY OTHERS, JUNCTION BOX, JUNCTION BOX CEILING, LINE BREAK (DOUBLE), LINE [Generic, N/A] [JUNCTION PASSTHROUGH] [#37] CLASS A RETURN, END OF LINE DEVICE, END OF LINE RESISTOR, FIBER PATCH PANEL, FIRE ALARM TERMINAL CABINET, FURNISHED BY OTHERS, FURNISHED BY OTHERS, JUNCTION BOX, JUNCTION BOX CEILING, LINE BREAK (DOUBLE), LINE [Generic, N/A, Space Age Electronics] [JUNCTION PASSTHROUGH] [#6] CLASS A RETURN, END OF LINE DEVICE, END OF LINE RESISTOR, FIBER PATCH PANEL, FIRE ALARM TERMINAL CABINET, FURNISHED BY OTHERS, FURNISHED BY OTHERS, JUNCTION BOX, JUNCTION BOX CEILING, LINE [Generic, N/A, Space Age Electronics] [JUNCTION PASSTHROUGH] [#7] CLASS A RETURN, END OF LINE DEVICE, END OF LINE RESISTOR, FIBER PATCH PANEL, FIRE ALARM TERMINAL CABINET, FURNISHED BY OTHERS, FURNISHED BY OTHERS, JUNCTION BOX, JUNCTION BOX CEILING, LINE [Generic, N/A] [JUNCTION PASSTHROUGH] [#20] CLASS A RETURN, END OF LINE DEVICE, END OF LINE RESISTOR, FIBER PATCH PANEL, FIRE ALARM TERMINAL CABINET, FURNISHED BY OTHERS, FURNISHED BY OTHERS, JUNCTION BOX, JUNCTION BOX CEILING, LINE BREAK (DOUBLE), LINE [Generic, N/A] [JUNCTION PASSTHROUGH] [#30] CLASS A RETURN, END OF LINE DEVICE, END OF LINE RESISTOR, FIBER PATCH PANEL, FIRE ALARM TERMINAL CABINET, FURNISHED BY OTHERS, FURNISHED BY OTHERS, JUNCTION BOX, JUNCTION BOX CEILING, LINE BREAK (DOUBLE), LINE [Generic, N/A] [JUNCTION PASSTHROUGH] [#31] CLASS A RETURN, END OF LINE DEVICE, END OF LINE RESISTOR, FIBER PATCH PANEL, FIRE ALARM TERMINAL CABINET, FURNISHED BY OTHERS, FURNISHED BY OTHERS, JUNCTION BOX, JUNCTION BOX CEILING, LINE BREAK (DOUBLE), LINE [Generic, N/A] [JUNCTION PASSTHROUGH] [#35] CLASS A RETURN, END OF LINE DEVICE, END OF LINE RESISTOR, FIBER PATCH PANEL, FIRE ALARM TERMINAL CABINET, FURNISHED BY OTHERS, FURNISHED BY OTHERS, JUNCTION BOX, JUNCTION BOX CEILING, LINE BREAK (DOUBLE), LINE [Generic, N/A] [JUNCTION PASSTHROUGH] [#40] CLASS A RETURN, END OF LINE DEVICE, END OF LINE RESISTOR, FIBER PATCH PANEL, FIRE ALARM TERMINAL CABINET, FURNISHED BY OTHERS, FURNISHED BY OTHERS, JUNCTION BOX, JUNCTION BOX CEILING, LINE BREAK (DOUBLE), LINE [Generic, N/A] [JUNCTION PASSTHROUGH] [#38] CLASS A RETURN, END OF LINE DEVICE, END OF LINE RESISTOR, FIBER PATCH PANEL, FIRE ALARM TERMINAL CABINET, FURNISHED BY OTHERS, FURNISHED BY OTHERS, JUNCTION BOX, JUNCTION BOX CEILING, LINE BREAK (DOUBLE), LINE [Generic, N/A] [JUNCTION PASSTHROUGH] [#27] CLASS A RETURN, END OF LINE DEVICE, END OF LINE RESISTOR, FIBER PATCH PANEL, FIRE ALARM TERMINAL CABINET, FURNISHED BY OTHERS, FURNISHED BY OTHERS, JUNCTION BOX, JUNCTION BOX CEILING, LINE BREAK (DOUBLE), LINE [Generic, N/A] [JUNCTION PASSTHROUGH] [#22] CLASS A RETURN, END OF LINE DEVICE, END OF LINE RESISTOR, FIBER PATCH PANEL, FIRE ALARM TERMINAL CABINET, FURNISHED BY OTHERS, FURNISHED BY OTHERS, JUNCTION BOX, JUNCTION BOX CEILING, LINE BREAK (DOUBLE), LINE [Generic, N/A] [JUNCTION PASSTHROUGH] [#13] CLASS A RETURN, END OF LINE DEVICE, END OF LINE RESISTOR, FIBER PATCH PANEL, FIRE ALARM TERMINAL CABINET, FURNISHED BY OTHERS, FURNISHED BY OTHERS, JUNCTION BOX, JUNCTION BOX CEILING, LINE BREAK (DOUBLE), LINE [Generic, N/A] [JUNCTION PASSTHROUGH] [#42] CLASS A RETURN, END OF LINE DEVICE, END OF LINE RESISTOR, FIBER PATCH PANEL, FIRE ALARM TERMINAL CABINET, FURNISHED BY OTHERS, FURNISHED BY OTHERS, JUNCTION BOX, JUNCTION BOX CEILING, LINE BREAK (DOUBLE), LINE [Generic, N/A] [JUNCTION PASSTHROUGH] [#34] CLASS A RETURN, END OF LINE DEVICE, END OF LINE RESISTOR, FIBER PATCH PANEL, FIRE ALARM TERMINAL CABINET, FURNISHED BY OTHERS, FURNISHED BY OTHERS, JUNCTION BOX, JUNCTION BOX CEILING, LINE BREAK (DOUBLE), LINE [Generic, N/A] [JUNCTION PASSTHROUGH] [#36] CLASS A RETURN, END OF LINE DEVICE, END OF LINE RESISTOR, FIBER PATCH PANEL, FIRE ALARM TERMINAL CABINET, FURNISHED BY OTHERS, FURNISHED BY OTHERS, JUNCTION BOX, JUNCTION BOX CEILING, LINE BREAK (DOUBLE), LINE [Generic, N/A] [JUNCTION PASSTHROUGH] [#15] CLASS A RETURN, END OF LINE DEVICE, END OF LINE RESISTOR, FIBER PATCH PANEL, FIRE ALARM TERMINAL CABINET, FURNISHED BY OTHERS, FURNISHED BY OTHERS, JUNCTION BOX, JUNCTION BOX CEILING, LINE BREAK (DOUBLE), LINE
b2cd9f89-6598-4445-83c0-1363f9a47f85 |  |  |  | North | Notifier |  | Cards & Components |  |  |  | Card | TRUE | NWS-3: NOTI•FIRE•NET |  | Web Server | 1 | [6 empty] | TRUE | FALSE |  |  |  |  | #FFFFFFFF |  |  | FALSE | FALSE | FALSE | [14 empty] | FALSE | [7 empty] | THOR\acont | 2024-10-09 10:48
dcb2e755-65ab-406a-8500-13648f5094ca | NFPA 170 STROBE CEILING |  |  | North | Autocall |  | Strobe |  |  |  | Module | TRUE | A4906-9207 | + | Multi-Candela Addressable Ceiling Mount Strobe, white with red "ALERT" lettering with amber lens; | 1 | 0 | 0 |  |  |  |  | TRUE | TRUE |  |  |  |  | #FF0070C0 | FA-NFPA 170 STROBE CEILING | 1 | FALSE | FALSE | FALSE | 2022 | [16 empty] | C |  |  | DESKTOP-7EIEB7A\acont | 2022-03-07 09:25 | THOR\acont | 2024-09-08 17:27 | Cloned from Autocall A4906-9202 | [Autocall, Simplex] [IDNac] [23 VDC RMS] 4906-9207 (C), A4906-9207 (C)
27030f96-508b-4ce4-9ac9-136c69145b5c | NFPA 170 SPEAKER WALL |  |  | North | Eaton Wheelock |  | Speaker |  |  |  | Module | TRUE | ET-1010-R w/WBB-R | + | Speaker, 25 or 70.7 Vrms, 1/8 to 8 watts w/Backbox WP | 1 | [6 empty] | FALSE | FALSE |  |  |  |  | #FF0070C0 | FA-NFPA 170 SPEAKER WALL | 1 | FALSE | FALSE | FALSE | 2021 | [13 empty] | FALSE |  |  | WP |  |  |  |  | THOR\acont | 2024-09-08 17:27 |  | [Eaton Wheelock] [AUDIO 25v] [25V AUDIO] ET-1010-R, ET-1010-R w/ WFP-R, ET-1010-R w/ WFP-R (C), ET-1010-R w/WBB-R, ET-1010-W, ET-1010-W w/ WBB-R, ET-1010-W w/ WFP-W, ET-1010-W w/ WFP-W (C), ET-1010-W w/WBB-W [Eaton Wheelock] [AUDIO 70.7v] [70V AUDIO] ET-1010-R, ET-1010-R w/ WFP-R, ET-1010-R w/ WFP-R (C), ET-1010-R w/WBB-R, ET-1010-W, ET-1010-W w/ WBB-R, ET-1010-W w/ WFP-W, ET-1010-W w/ WFP-W (C), ET-1010-W w/WBB-W
852c6819-aeba-4e11-93bb-1370255290d2 |  |  |  | North | Altronix |  | Cards & Components |  |  |  | Card | TRUE | AL600ULXR Main Board | + | Fire Alarm Power Supply Main Board | 1 | [6 empty] | TRUE | FALSE |  |  |  |  | #FFFFFFFF |  |  | FALSE | FALSE | FALSE | [14 empty] | FALSE | [5 empty] | DESKTOP-7SAL8M7\acont | 2020-09-28 07:47 | THOR\acont | 2024-10-09 10:48 | Cloned from Altronix AL300ULX Main Board | [Altronix, LifeSafety Power] [IDC] 01 [BATTERY] AL1024ULM MAIN CARD, AL1024ULX Main Board, AL300ULX Main Board, AL400ULX Main Board, AL400ULXJ Main Board (24VDC), AL600ULXR Main Board, eFlow104N Main Board, eFlow104N16 Main Board, eFlow104N8 Main Board, [Altronix, Hochiki, LifeSafety Power] [NAC Trigger] AL1024ULM MAIN CARD, AL1024ULX Main Board, AL125UL Main Board, AL300ULX Main Board, AL400ULX Main Board, AL400ULXJ Main Board (24VDC), AL600ULACM Main Board, AL600ULXR Main Board, eFlow104N Main Board, [Altronix, LifeSafety Power] [IDC] 02 [AC FAIL] AL1024ULX Main Board, AL300ULX Main Board, AL400ULX Main Board, AL400ULXJ Main Board (24VDC), AL600ULXR Main Board, eFlow104N Main Board, eFlow104N16 Main Board, eFlow104N8 Main Board, FPO150/250-2C82D8PE4M | [Altronix] AL600ULXR Main Board
e91a9da3-c7fe-43ee-ae73-1370b1433611 |  |  |  | North | Edwards |  | Hardware |  |  |  | Hardware | TRUE | 4-CAB24D |  | Door Assembly for 3-CAB14 | 1 | [12 empty] | #FFFFFFFF |  |  | FALSE | FALSE | FALSE | [20 empty] | DESKTOP-7SAL8M7\acont | 2019-12-13 12:52 | THOR\acont | 2024-10-09 10:48
79e09f30-70a7-4839-9ed2-1372c775b15e | CADGEN MOTION DETECTOR WALL |  |  | North | Bosch |  | Motion Detector |  |  |  | Module | TRUE | RFPR-C12 | ++ | Wireless curtain detector, 40ft (12m) | 1 |  |  |  |  | 3 | [7 empty] | #FFFF0000 | FA-CADGEN MOTION DETECTOR WALL | 1 | FALSE | FALSE | FALSE | [17 empty] | RPT |  |  | DESKTOP-7EIEB7A\acont | 2022-07-26 16:43 | THOR\acont | 2024-09-08 17:27 | Cloned from Bosch RFPR-C12-A | [BluePoint, Bosch] [BOSCH WIRELESS] [ALL DEVICES ++] BP01-302, BP02-202M, BP02-202P, BP02-A202M, BP02-A202P, BP02-A202PH, BP03-302, BP03-A102M, BP03-A102P, RFBT-A, RFDL-11, RFDL-11-A, RFDL-11-CHI, RFDW-RM, RFDW-RM-A, RFDW-RM-CHI, RFDW-SM, RFDW-SM-A, RFDW
98987374-a632-4924-9c08-1375525cf57a | NFPA 170 HEAT DETECTOR |  |  | North | Simplex |  | Heat Detector |  |  |  | Module | TRUE | 4098-9733 w/4098-9792 | + | TrueAlarm Heat Detector w/TrueAlarm Sensor Standard Base | 1 | 0.0008 | 0.001 |  |  |  |  | TRUE | TRUE |  |  |  |  | #FFFF0000 | FA-NFPA 170 HEAT DETECTOR | 1 | FALSE | FALSE | FALSE | 1403 | [19 empty] | DESKTOP-7EIEB7A\acont | 2022-02-15 11:20 | THOR\acont | 2024-09-08 17:27 | Cloned from Autocall A4098-9733 w/A4098-9792 | [Autocall, Simplex] [IDNet] [SENSORS ++] 4098-9714 (C), 4098-9714 w/4098-9770 (C), 4098-9714 w/4098-9771 (C), 4098-9714 w/4098-9772 (C), 4098-9714 w/4098-9773 (C), 4098-9714 w/4098-9780 (C), 4098-9714 w/4098-9789 (C), 4098-9714 w/4098-9791 (C), 4098-9714
acb0ad32-d18f-4362-8e6a-1376c09247b1 |  |  |  | North | Firelite |  | Cards & Components |  |  |  | Card | TRUE | FCPS-24FS8 Main Board | + | 8.0 A, 120 VAC remote charger power supply Main Board | 1 | 0.091 | 0.145 |  |  |  |  | TRUE | FALSE |  |  |  |  | #FFFFFFFF |  |  | FALSE | FALSE | FALSE | [14 empty] | FALSE | [7 empty] | THOR\acont | 2024-10-09 10:48 |  | [Ditek, Monaco Enterprises, Spectronix, WBOX] [VAC ] [VAC] 0E-SPROACHW, 210-524-00, DTK-120HW, DTK-120HWLOK, DTK-120HW-SS, DTK-1F, DTK-1FF, SA400 Main Board [Firelite, Notifier] [NAC Trigger] APS-26R, APS-6R, FCPS-24FS6 Main Board, FCPS-24FS8 Main Board [ADT Unimode, AES, Firelite, NAPCO, Notifier] [VAC ] [VAC] 1640, 200UDLS Main Board, 411UDAC Main Board, ACC-25/50 Main Board, BE-500 CPU, CPU-N16LD, CPU-N16LND, ECC-125DA (25V) Main Board, ECC-50/100 Main Board (100W, 25V), ECC-50/100 Main Board (100W, | [Firelite] FCPS-24FS6 Main Board, FCPS-24FS8 Main Board
b780bd28-4840-4151-8e13-1383a0b0d5e2 |  |  |  | North | Edwards |  | Hardware |  |  |  | Hardware | TRUE | 3-FTEQ |  | Seismic hardening kit for 3-ASU/FT or 3-FTCU handset | 1 | [12 empty] | #FFFFFFFF |  |  | FALSE | FALSE | FALSE | [22 empty] | THOR\acont | 2024-10-09 10:48
f3e6a205-cdd2-46ec-9847-138460d3dc84 | NFPA 170 HORN STROBE |  |  | North | Eaton Wheelock |  | Horn/Strobe |  |  |  | Module | TRUE | HS24-60WR |  | Horn Strobe, 24 VDC, | 1 | 0 | 0.301 |  |  |  |  | FALSE | FALSE |  |  |  |  | #FF0070C0 | FA-NFPA 170 HORN STROBE | 1 | FALSE | FALSE | FALSE | 2012 | [13 empty] | FALSE | [7 empty] | THOR\acont | 2024-09-08 17:27 |  | [Eaton Wheelock] [NAC] HS24-/WR, HS24-/WW, HS24-60WR, HS24-60WW, HS24-WR, HS24-WW
40db4c6d-97c6-45cd-a5aa-1386933dcf3a | NFPA 170 FIRE ALARM CONTROL UNIT | RISER FACP |  | North | Autocall |  | Fire Alarm Control Unit |  |  |  | Assembly | TRUE | A010-9633 | ++ | Basic control unit with ES Touch Screen Operator Interface, 6 A ESS/battery charger, (1) Two-loop Isolated IDNet 2 Communications Channel and (1) Fourloop Isolated IDNet 2+2 Communications Module, Class A or Class B, with support for up to 500 addressable IDNet points; and (2) 3 A, Class B, IDNAC SLCs with support for up to 254 addressable notification appliances, Red | 1 | [6 empty] | TRUE | [5 empty] | #FFFF0000 | FA-NFPA 170 FIRE ALARM CONTROL UNIT | 1 | FALSE | FALSE | FALSE | 202 | [8 empty] | 7,12,18,26,33,55,65,110 |  | 50 |  |  | TRUE | [5 empty] | THOR\acont | 2024-11-06 11:43 |  |  | Cloned from Autocall A010-9622
9c5ab61d-50b5-4d17-a590-13878f5949f3 | NFPA 170 SPEAKER WALL |  |  | North | Eaton Wheelock |  | Speaker |  |  |  | Module | TRUE | E60-R |  | Speaker, 25 or 70 Vrms, 1/8 to 2 watts | 1 | [6 empty] | FALSE | FALSE |  |  |  |  | #FF0070C0 | FA-NFPA 170 SPEAKER WALL | 1 | FALSE | FALSE | FALSE | 2021 | [13 empty] | FALSE | [7 empty] | THOR\acont | 2024-09-08 17:27 |  | [Eaton Wheelock, Hochiki] [AUDIO 25v] [25V AUDIO] E60-24MCC-FR (C), E60-24MCC-FW (C), E60-24MCCH-FR (C), E60-24MCCH-FW (C), E60-24MCW-FR, E60-24MCW-FW, E60-24MCWH-FR, E60-24MCWH-FW, E60-R, E60-W [Eaton Wheelock, Hochiki] [AUDIO 70.7v] [70V AUDIO] E60-24MCC-FR (C), E60-24MCC-FW (C), E60-24MCCH-FR (C), E60-24MCCH-FW (C), E60-24MCW-FR, E60-24MCW-FW, E60-24MCWH-FR, E60-24MCWH-FW, E60-R, E60-W
a725d5af-46d7-4980-ac70-139720a8d07d | NFPA 170 SMOKE DETECTOR |  |  | North | Honeywell |  | Smoke Detector |  |  |  | Module | TRUE | OSI-10 | + | Imager - 7º coverage | 1 | 0.008 | 0.008 | [5 empty] | TRUE |  |  |  |  | #FFFF0000 | FA-NFPA 170 SMOKE DETECTOR | 1 | FALSE | FALSE | FALSE | 1408 | [19 empty] | XPS-17-9710\August | 2024-07-19 09:22 | THOR\acont | 2024-09-08 17:27 | Cloned from Xtralis OSI-10 | [Honeywell, Xtralis] [IDC] [#2 TROUBLE] OSI-10 (C), OSI-90 (C), OSI-R (C) [Honeywell, Xtralis] [IDC] [#1 ALARM] OSI-10 (C), OSI-90 (C), OSI-R (C) [Honeywell, Xtralis] [AUX POWER] [*] OSE-HPW, OSE-SPW, OSI-10 (C), OSI-90 (C), OSI-R (C)
05046440-7459-44f7-b6cb-13985d511c00 | CADGEN REQUEST TO EXIT |  |  | North | Bosch |  | Request To Exit |  |  |  | Module | TRUE | DS150I | ++ | Request-to-exit sensor | 1 | 0.026 | 0.026 |  |  | 12 | [7 empty] | #FFFF0000 | FA-CADGEN REQUEST TO EXIT | 1 | FALSE | FALSE | FALSE | [20 empty] | DESKTOP-7EIEB7A\acont | 2022-08-25 08:49 | THOR\acont | 2024-09-08 17:27 | Cloned from Bosch DS161 | [Bosch] [ACCESS CONTROL INPUT] [*] [ALL DEVICES ++] DS150I, DS151I, DS160, DS161 [Bosch] [IDC] 02 [ALL DEVICES ++] DS150I, DS151I, DS160, DS161
c774ac45-79c4-4d46-b3d7-139f8ea5606a | NFPA 170 STROBE WALL |  |  | North | Gentex |  | Strobe |  |  |  | Module | TRUE | GES24-177WR |  | 177 Candela, Low Profile Evacuation Strobe, Red | 1 | 0 | 0.213 |  |  |  |  | FALSE | [5 empty] | #FF0070C0 | FA-NFPA 170 STROBE WALL | 1 | FALSE | FALSE | FALSE | 2023 | [13 empty] | FALSE | [7 empty] | THOR\acont | 2024-09-08 17:27 |  | [Gentex, Hochiki] [NAC] [UL MAX, HIGH DB, WHOOP] GES24-177WR, GES24-177WW, HES24-177WR, HES24-177WW [Gentex, Hochiki] [NAC] [UL MAX, HIGH DB, CONTINUOUS 2400 Hz] GES24-177WR, GES24-177WW, HES24-177WR, HES24-177WW [Gentex, Hochiki] [NAC] [UL MAX, HIGH DB, TEMPORAL 3 2400 Hz] GES24-177WR, GES24-177WW, HES24-177WR, HES24-177WW
1bd31d17-c835-453b-a84e-13a09b6d4637 | NFPA 170 HORN STROBE |  |  | North | Eaton Wheelock |  | Horn/Strobe |  |  |  | Module | TRUE | LFHSKR3-CO | + | Horn/Strobe Exceder Series, Red, CO, LED, LF, 110cd | 1 | [6 empty] | FALSE | FALSE |  |  |  |  | #FF0070C0 | FA-NFPA 170 HORN STROBE | 1 | FALSE | FALSE | FALSE | 2012 | [13 empty] | FALSE | [5 empty] | DESKTOP-7SAL8M7\acont | 2019-02-11 17:06 | THOR\acont | 2024-09-08 17:27 | Cloned from Wheelock LFHSKR3-AL | [Eaton Wheelock] [NAC] LFHSKR3, LFHSKR3-AL, LFHSKR3-CO, LFHSKR3-N, LFHSKW3, LFHSKW3-AL, LFHSKW3-CO, LFHSKW3-N
535a4f01-3283-464c-b96e-13a66c08da2c |  |  |  | North | Bosch | [5 empty] | Module | TRUE | NIN-63023-A3 | * | Flexidome IP Starlight 6000 Dome 2MP HDR 3-9mm | 1 | [12 empty] | #FFFFFFFF |  |  | FALSE | FALSE | FALSE | [20 empty] | DESKTOP-7EIEB7A\acont | 2021-08-13 06:25 | THOR\acont | 2024-10-09 10:48
64f3f55e-d641-45c4-a904-13a91b54c4d2 |  |  |  | North | Edwards |  | Hardware |  |  |  | Hardware | TRUE | MN-HS16SPKHRG3P |  | 960 Watt HPSA (3 of 5 Active Panels) replacement speaker head - complete | 1 | [6 empty] | FALSE | [5 empty] | #FFFFFFFF |  |  | FALSE | FALSE | FALSE | [14 empty] | FALSE | [7 empty] | THOR\acont | 2024-10-09 10:48
90eca88d-98a9-40a4-93f9-13a9aacfaa66 | NFPA 170 END OF LINE DEVICE |  |  | North | Protectowire |  | End-of-Line Device |  |  |  | Module | TRUE | ELR-HD-4-QC | + | End-of-line Resistor Box w/ Test Switch | 1 | [6 empty] | TRUE | [5 empty] | #FFFF0000 | FA-NFPA 170 END OF LINE DEVICE | 1 | FALSE | FALSE | FALSE | [20 empty] | DESKTOP-7EIEB7A\acont | 2020-12-11 10:39 | THOR\acont | 2024-09-08 17:27 |  | [Protectowire, SAFE Fire Detection] [Linear Heat] ELR-HD-4-QC, RG5223, SPLICE BOX
91fd14b8-a620-423b-8ddf-13ab7ca4f2f1 | NFPA 170 HORN |  |  | North | Siemens |  | Horn |  |  |  | Module | TRUE | SL2FSWW-CO | S54329-F122-A1++ | Sounder, Wall, Clear, White, CO | 1 | [12 empty] | #FF0070C0 | FA-NFPA 170 HORN | 1 | FALSE | FALSE | FALSE | 2023 | [16 empty] | LF |  |  | DESKTOP-7EIEB7A\acont | 2023-08-03 12:10 | THOR\acont | 2024-09-08 17:27 | Cloned from Siemens SL2FSSWW-CO | [Siemens] [NAC] [24 VDC, HORN TEMPORAL] SL2FSCR-AL (C), SL2FSCR-CO (C), SL2FSCR-F (C), SL2FSCR-N (C), SL2FSCW-AL (C), SL2FSCW-CO (C), SL2FSCW-F (C), SL2FSCW-N (C), SL2FSWR-AL, SL2FSWR-CO, SL2FSWR-F, SL2FSWR-N, SL2FSWW-AL, SL2FSWW-CO, SL2FSWW-F, SL2FSWW-N
81e2ed1f-f004-48e2-a191-13b371005dec | NFPA 170 REMOTE ANNUNCIATOR | RISER ANNUNCIATOR |  | North | Potter |  | Remote Annunciator |  |  |  | Module | TRUE | RA-6500 | ++ | 160 Character LCD Annunciator | 1 | 0.02 | 0.025 |  |  |  |  | TRUE | [5 empty] | #FFFF0000 | FA-NFPA 170 REMOTE ANNUNCIATOR | 1 | FALSE | FALSE | FALSE | 255 | [13 empty] | FALSE | [7 empty] | THOR\acont | 2024-09-08 17:27 |  | [Potter] [P-LINK] [*] RA-6006, RA-6075, RA-6075R, RA-6500, RA-6500F, RA-6500R, RA-7630, RA-7692
fcaed501-10f8-41f1-9883-13b3b63ad3ba |  |  |  | North | Edwards |  | Hardware |  |  |  | Hardware | TRUE | LSRA-232 |  | Printer/Programming Port for LSRA Series | 1 | [6 empty] | FALSE | [5 empty] | #FFFFFFFF |  |  | FALSE | FALSE | FALSE | [14 empty] | FALSE | [7 empty] | THOR\acont | 2024-10-09 10:48
85f9ba64-713b-491d-88ca-13b652dee6a4 | NFPA 170 STROBE WALL |  |  | North | Siemens |  | Strobe |  |  |  | Module | TRUE | SL2SWW-ALA | S54329-F211-A1++ | Strobe, Wall, Amber, White, Alert | 1 | [12 empty] | #FF0070C0 | FA-NFPA 170 STROBE WALL | 1 | FALSE | FALSE | FALSE | 2023 | [19 empty] | DESKTOP-7EIEB7A\acont | 2023-08-02 11:44 | THOR\acont | 2024-09-08 17:27 | Cloned from Siemens SL2SWR-ALA | [Siemens] [NAC] [16.0 – 33.0 VDC] SL2SPSWR-AL, SL2SPSWR-ALA, SL2SPSWR-F, SL2SPSWR-FB, SL2SPSWR-M, SL2SPSWR-N, SL2SPSWR-NA, SL2SPSWW-AL, SL2SPSWW-ALA, SL2SPSWW-F, SL2SPSWW-FB, SL2SPSWW-M, SL2SPSWW-N, SL2SPSWW-NA, SL2SWR-A, SL2SWR-AL, SL2SWR-ALA, SL2SWR-AL
166b5aae-2354-4a91-8e10-13bd609f35e1 | NFPA 170 SPEAKER STROBE CEILING |  |  | North | Edwards |  | Speaker/Strobe |  |  |  | Module | TRUE | GC-S2VM |  | 25V Speaker/Strobe, white, 15, 30, 75, 95 cd, clear | 1 | 0 | 0.318 |  |  |  |  | FALSE | TRUE |  |  |  |  | #FF0070C0 | FA-NFPA 170 SPEAKER STROBE CEILING | 1 | FALSE | FALSE | FALSE | 2020 | [13 empty] | FALSE |  |  | C |  |  |  |  | THOR\acont | 2024-09-08 17:27 |  | [Edwards, Kidde] [NAC] [16 VDC] EGCFR-VM (C), EGCF-VM (C), GCFR-S7VM (C), GCFR-VM (C), GCF-S2VM (C), GCF-S7VM (C), GCF-VM (C), GCHFRF-S2VMC (C), GCHFRF-S7VMC (C), GCHFRN-S2VMC (C), GCHFRN-S7VMC (C), GCHFWA-S2VMA (C), GCHFWA-S2VMC (C), GCHFWA-S7VMA (C), G [Edwards, Kidde] [NAC] [24 VDC] EGCFR-VM (C), EGCF-VM (C), GCFR-S7VM (C), GCFR-VM (C), GCF-S2VM (C), GCF-S7VM (C), GCF-VM (C), GCHFRF-S2VMC (C), GCHFRF-S7VMC (C), GCHFRN-S2VMC (C), GCHFRN-S7VMC (C), GCHFWA-S2VMA (C), GCHFWA-S2VMC (C), GCHFWA-S7VMA (C), G [Edwards, Kidde] [AUDIO 25v] [25V AUDIO] EGCF-S2VMH (C), G4F-S2, G4F-S2V1575, G4F-S2VM, G4HFRF-S2, G4HFRF-S2VMC, G4HFRN-S2, G4HFRN-S2VMC, G4HFWA-S2, G4HFWA-S2VMA, G4HFWA-S2VMC, G4HFWF-S2, G4HFWF-S2VMC, G4HFWN-S2, G4HFWN-S2VMA, G4HFWN-S2VMC, G4RF-S2, G4RF
f2e22659-c21e-4dff-a016-13be739c9ca3 |  |  |  | North | Autocall |  | Hardware |  |  |  | Hardware | TRUE | 4098-9857 | + | Sampling Tube 46" to 71" (1168 mm to 1803 mm) | 1 | 0 | 0 |  |  |  |  | TRUE | [5 empty] | #FFFFFFFF |  |  | FALSE | FALSE | FALSE | [20 empty] | DESKTOP-0D6CQVA\lousc | 2019-06-16 09:58 | THOR\acont | 2024-10-09 10:48 | Cloned from AutoCall 4098-9856
bc19f4ca-ead5-44bf-b55d-13bec7c41e66 | CADGEN MAGLOCK |  |  | North | ASSA ABLOY |  | Magnetic Lock |  |  |  | Module | TRUE | 600D | ++ | Magnetic Lock | 1 | 0.4 | 0.4 |  |  | 12 |  | TRUE | [5 empty] | #FFFF0000 | FA-CADGEN MAGLOCK | 1 | FALSE | FALSE | FALSE | [20 empty] | DESKTOP-7EIEB7A\acont | 2023-01-30 07:36 | THOR\acont | 2024-09-08 17:27 | Cloned from ASSA ABLOY 600S | [Alarm Controls, ALARM CONTROLS CORPORATION, ASSA ABLOY, Generic, HES, RCI, Von Duprin] [ACCESS CONTROL OUTPUT] [*] 1200L, 1200LB, 1200S, 1500, 1600, 4200, 5100, 600D, 600L, 600S, 6210, 6211, 6211AL, 6211WF, 6212, 6212WF, 6213, 6214, 6215, 6216, 6221, 62
d38175a8-f12f-406f-9a09-13c36a17c37c | NFPA 170 STROBE CEILING |  |  | North | Potter |  | Strobe |  |  |  | Module | TRUE | CS-24PW |  | Strobe, Ceiling, Plain White | 1 | 0 | 0.22 |  |  |  |  | FALSE | TRUE |  |  |  |  | #FF0070C0 | FA-NFPA 170 STROBE CEILING | 1 | FALSE | FALSE | FALSE | 2022 |  |  | 7135-0328:0209 | [10 empty] | FALSE |  |  | C |  |  |  |  | THOR\acont | 2024-09-08 17:27 |  | [Potter] [NAC] [UL MAX] CS-24PR (C), CS-24PW (C), CS-24R (C), CS-24W (C) [Potter] [NAC] [24 VDC] CS-24PR (C), CS-24PW (C), CS-24R (C), CS-24W (C)
6c1f82f8-afdc-4ebd-9ca1-13c37fe7a7d4 | NFPA 170 NOTIFICATION CIRCUIT EXTENDER PANEL | RISER NAC |  | North | Kidde |  | Notification Circuit Extender Panel |  |  |  | Assembly | TRUE | MIRBPS10A |  | Remote Booster Power Supply, 10A, 120Vac, red | 1 | [6 empty] | FALSE | [5 empty] | #FFFF0000 | FA-NFPA 170 NOTIFICATION CIRCUIT EXTENDER PANEL | 1 | FALSE | FALSE | FALSE | 212 | [8 empty] | 7,12,18,65 |  |  |  |  | TRUE | [5 empty] | DESKTOP-7SAL8M7\acont | 2020-01-02 08:45 | THOR\acont | 2024-09-08 17:27 | Cloned from Edwards BPS10A
ca416b22-7c36-483d-8c6f-13c5d0c264de | NFPA 170 STROBE WALL |  |  | North | Potter |  | Strobe |  |  |  | Module | TRUE | CS-24WRW |  | Strobe, Wall, White, Red | 1 | 0 | 0.203 |  |  |  |  | FALSE | FALSE |  |  |  |  | #FF0070C0 | FA-NFPA 170 STROBE WALL | 1 | FALSE | FALSE | FALSE | 2023 |  |  | 7135-0328:0209 | [10 empty] | FALSE | [7 empty] | THOR\acont | 2024-09-08 17:27 |  | [Potter] [NAC] [UL MAX] CS-24WBR, CS-24WBW, CS-24WGR, CS-24WGW, CS-24WRR, CS-24WRW
1c74cf46-b66c-4779-b12a-13c93d1991e2 | NFPA 170 SMOKE DETECTOR |  |  | North | Fike |  | Smoke Detector |  |  |  | Module | TRUE | FIK-2351 w/B200S-LF-WH | ++ | White, low‐profile intelligent photoelectric sensor, Low Frequency Sounder Base | 1 | 0.0002 | 0.0045 |  |  |  |  | FALSE | TRUE |  |  |  |  | #FFFF0000 | FA-NFPA 170 SMOKE DETECTOR | 1 | FALSE | FALSE | FALSE | 1408 | [13 empty] | FALSE |  |  | LF |  |  | DESKTOP-7EIEB7A\acont | 2023-01-02 16:02 | THOR\acont | 2024-09-08 17:27 | Cloned from Firelite SD365 w/B200S-LF-WH | [Fike] [AUX POWER] [16VDC, HIGH VOLUME ++] FIK-2351 w/B200S-LF-WH (C), FIK-2351T w/B200S-LF-WH (C), FIK-2351TIR w/B200S-LF-WH (C), FIK-5351 w/B200S-LF-WH (C), FIK-5351H w/B200S-LF-WH (C), FIK-5351R w/B200S-LF-WH (C), FIK-FC351 w/B200S-LF-WH (C), FIK-PC35 [Fike] [SLC IDP SENSORS] [*] [#4 TYPE ADDR ¦ SENSORS] DNR w/FIK‐2351R (C), FIK-2351 w/B200S-LF-WH (C), FIK-2351 w/B200S-WH (C), FIK-2351 w/B224RB-WH (C), FIK-2351 w/B300-6 (C), FIK-2351T w/B200S-LF-WH (C), FIK-2351T w/B200S-WH (C), FIK-2351T w/B224RB-WH [Fike] [AUX POWER] [24VDC, HIGH VOLUME ++] FIK-2351 w/B200S-LF-WH (C), FIK-2351T w/B200S-LF-WH (C), FIK-2351TIR w/B200S-LF-WH (C), FIK-5351 w/B200S-LF-WH (C), FIK-5351H w/B200S-LF-WH (C), FIK-5351R w/B200S-LF-WH (C), FIK-FC351 w/B200S-LF-WH (C), FIK-PC35
7664b397-7732-46f2-b282-13ca0aad2a53 |  |  |  | North | Gamewell FCI |  | Cards & Components |  |  |  | Card | TRUE | HPF-PS10 MAIN BOARD | + | Fire Alarm Power Supply Main Board | 1 | 0.156 | 0.185 |  |  |  |  | TRUE | FALSE | SURFACE |  | PROVIDED | N/A | #FFFFFFFF |  |  | FALSE | FALSE | FALSE |  |  |  | 7315-0028:0225 | [10 empty] | FALSE | [5 empty] | DESKTOP-7EIEB7A\acont | 2021-04-21 08:31 | THOR\acont | 2024-10-09 10:48 | Cloned from Notifier PSE-10 MAIN BOARD | [Gamewell FCI, Honeywell] [VAC ] [120VAC] 7100 Main Board, FireVac IV (50W, 25V) Main Board, FireVac IV (50W, 70V) Main Board, FLEX 410 Main Board, GF505 Main Board, GF506R Main Board, GF510 Main Board, GFPS-6 Main Board, GFPS-9 Main Board, GWF402 Main B [Gamewell FCI, Honeywell] [VAC ] 7100 Main Board, FireVac IV (50W, 25V) Main Board, FireVac IV (50W, 70V) Main Board, FLEX 410 Main Board, GF505 Main Board, GF506R Main Board, GF510 Main Board, GFPS-6 Main Board, GFPS-9 Main Board, GWF402 Main Board, GWF [Gamewell FCI, Honeywell] [NAC Trigger] [ALL DEVICES ++] HPF-PS10 MAIN BOARD, HPF-PS6 MAIN BOARD [Gamewell FCI, Honeywell] [NAC Trigger] [#2] HPF-PS10 MAIN BOARD, HPF-PS6 MAIN BOARD | [Gamewell FCI, Honeywell] HPF-PS10 MAIN BOARD [Gamewell FCI, Honeywell] HPF-PS10 MAIN BOARD
ecb2a25d-1904-47a0-a7f5-13cb75449795 | NFPA 170 GAS DETECTOR |  |  | North | Macurco |  | Gas Detection |  |  |  | Module | TRUE | CM-15 |  | Carbon Monoxide (CO) Detector | 1 | 0.031 | 0.045 |  |  |  |  | FALSE | [5 empty] | #FFFF0000 | FA-NFPA 170 GAS DETECTOR | 1 | FALSE | FALSE | FALSE | 1402 | [13 empty] | FALSE |  |  | CO |  |  | DESKTOP-7EIEB7A\acont | 2021-11-04 10:24 | THOR\acont | 2024-09-08 17:27 | Cloned from Macurco CM-6 | [Honeywell, Macurco] [RS-485] [DATA INPUT] 8100 EC, C7233A, C7263A, CD-6G, CD-6H, CD-6MC, CM-15, CM-15A, CM-6, CM-E1, CM-E1-FTG, CM-E1-RF, CM-E1-RS, CM-S1, CX-6, EX-CO-1000P-O, GD-2B, XNX-UTAV-RNCB1 [Honeywell, Macurco] [IDC] [#1 ALARM] 8100 EC, C7233A, C7263A, CD-6G, CD-6H, CD-6MC, CM-15, CM-15A, CM-6, CM-E1, CM-E1-FTG, CM-E1-RF, CM-E1-RS, CM-S1, CX-6, EX-CO-1000P-O, GD-2B, TXP-T40, XNX-UTAV-RNCB1 [Honeywell, Macurco] [AUX POWER] [*] [24VDC] 8100 EC, C7233A, C7263A, CD-6G, CD-6H, CD-6MC, CM-15, CM-15A, CM-6, CM-E1, CM-E1-FTG, CM-E1-RF, CM-E1-RS, CM-S1, CX-6, EX-CO-1000P-O, GD-2B, TXP-T40, XNX-UTAV-RNCB1
55587f60-56ba-4082-9af1-13cccc5ab33c |  |  |  | North | Potter | [5 empty] | Module | TRUE | BT Series |  | Batteries | 1 | [6 empty] | FALSE | [5 empty] | #FFFFFFFF |  |  | FALSE | FALSE | FALSE | [14 empty] | FALSE | [7 empty] | THOR\acont | 2024-10-09 10:48
de8b25ba-ecce-44da-ae1b-13d03c16e6f1 | NFPA 170 MANUAL PULL |  |  | North | ADT Unimode |  | Manual Station |  |  |  | Module | TRUE | TIS-BG-12LX | F | Manual Pull Station, Addressable | 1 | 0.0003 | 0.0003 |  |  |  |  | FALSE | FALSE |  |  |  |  | #FFFF0000 | FA-NFPA 170 MANUAL PULL | 1 | FALSE | FALSE | FALSE | 957 | [13 empty] | FALSE | [7 empty] | THOR\acont | 2024-09-08 17:27 |  | [ADT Unimode] [SLC MODULES] 01 [*] TIS-BG-12LX [ADT Unimode] [SLC BOSCH MODULES SENSORS] 01 [*] TIS-BG-12LX
d4c14c63-5658-4e29-b192-13d43e05ae36 | NFPA 170 AMPLIFIER RACK | RISER AMP |  | North | Evax |  | Amplifier |  |  |  | Assembly | TRUE | HMX-DPS100 (25V) | + | Distributed Panel, Single Channel, 100W | 1 | [6 empty] | FALSE | [5 empty] | #FFFF0000 | FA-NFPA 170 AMPLIFIER RACK | 1 | FALSE | FALSE | FALSE | 300 | [8 empty] | 7,12,18 |  |  |  | 100 | TRUE | [5 empty] | DESKTOP-7SAL8M7\acont | 2020-07-16 11:07 | THOR\acont | 2024-09-08 17:27 | Cloned from Hochiki FNVDPS100 (25V)
40998529-0542-4fe4-96c9-13e24ac22ca8 |  |  |  | North | Bosch | [5 empty] | Module | TRUE | TRAINING COMM | * | Bosch Onsite Programming, Commissioning, Training | 1 | [12 empty] | #FFFFFFFF |  |  | FALSE | FALSE | FALSE | [20 empty] | DESKTOP-7EIEB7A\acont | 2021-08-13 06:25 | THOR\acont | 2024-10-09 10:48
c367edd2-7de1-4a51-a942-13e286bf8c4f | NFPA 170 CELL COMM | RISER CELL COMM |  | North | Honeywell |  | Cards & Components |  |  |  | Card | TRUE | HON-CGW-MBB | ++ | CLSS Gateway only | 1 | 0.14 | 0.14 |  |  | 24 | 18 | TRUE | [5 empty] | #FFFF0000 | FA-NFPA 170 CELL COMM | 1 | FALSE | FALSE | FALSE | 250 | [13 empty] | FALSE | [5 empty] | DESKTOP-7EIEB7A\acont | 2022-07-20 07:28 | THOR\acont | 2024-09-08 17:27 | Cloned from Honeywell CCM-VZ-HON | [DSC, Firelite, Honeywell, Rath Area of Refuge] [AUX POWER] [*] [AUX INPUT] 2100-LTEVER4-2, 3G4010, CLSS Pathway Pro, HON-CGW-MBB, HW-AV-LTE-M, HW-TG7FE-A, HW-TG7FE-V, HW-TG7FS-A, HW-TG7FS-V, LE4010, LTE-CFA, LTE-CFV [Firelite, Honeywell, Notifier] [RS-485] [NETWORK] BACNET-GW-3, CLSS Pathway Pro, HON-CGW-MBB, HS-NCM-W, NCM-W [Firelite, Honeywell] [ETHERNET] [ETHERNET] CLSS Pathway Pro, HON-CGW-MBB
4b0f6670-23c0-45d7-a5ae-13e295cbc6f0 |  |  |  | North | MIRCOM | [5 empty] | Module | TRUE | DOX-5008MB/R | new | Door for BB-5008 - “B” for Black and “R” for Red | 1 | [12 empty] | #FFFFFFFF |  |  | FALSE | FALSE | FALSE | [20 empty] | THOR\acont | 2024-02-24 16:13 | THOR\acont | 2024-10-09 10:48
6ff96e66-2e2f-4627-a890-13eaafae0070 | NFPA 170 CELL COMM | RISER CELL COMM |  | North | Honeywell |  | Cellular Communicator |  |  |  | Assembly | TRUE | HON-CGW-MBB (ATT) | ++ | CLSS Gateway with the enclosure | 1 |  |  |  |  | 24 | 18 | TRUE | [5 empty] | #FFFF0000 | FA-NFPA 170 CELL COMM | 1 | FALSE | FALSE | FALSE | 250 | [13 empty] | FALSE | [5 empty] | DESKTOP-7EIEB7A\acont | 2022-07-20 07:23 | THOR\acont | 2024-09-08 17:27 | Cloned from Honeywell CCM-ATT-HON
ff7491da-a34c-41f1-96bf-13f29ced4725 |  |  |  | North | Kidde |  | Hardware |  |  |  | Hardware | TRUE | MIRBPS6A/230-6 |  | 6 Pack, Remote Booster Power Supply, 220Vac Input, Red | 1 | [6 empty] | FALSE | [5 empty] | #FFFFFFFF |  |  | FALSE | FALSE | FALSE | [14 empty] | FALSE | [5 empty] | DESKTOP-7SAL8M7\acont | 2020-01-02 08:46 | THOR\acont | 2024-10-09 10:48 | Cloned from Edwards BPS6A/230-6
4417c155-05b7-4611-94b1-13f30ccd844a | NFPA 170 SPEAKER STROBE CEILING |  |  | North | Edwards |  | Speaker/Strobe |  |  |  | Module | TRUE | GCWA-S2VMG |  | 25V Speaker/Strobe white, ALERT, Standard cd, green | 1 | 0 | 0.318 |  |  |  |  | FALSE | TRUE |  |  |  |  | #FF0070C0 | FA-NFPA 170 SPEAKER STROBE CEILING | 1 | FALSE | FALSE | FALSE | 2020 | [13 empty] | FALSE |  |  | C |  |  |  |  | THOR\acont | 2024-09-08 17:27 |  | [Edwards, Kidde] [AUDIO 25v] [25V AUDIO] EGCF-S2VMH (C), G4F-S2, G4F-S2V1575, G4F-S2VM, G4HFRF-S2, G4HFRF-S2VMC, G4HFRN-S2, G4HFRN-S2VMC, G4HFWA-S2, G4HFWA-S2VMA, G4HFWA-S2VMC, G4HFWF-S2, G4HFWF-S2VMC, G4HFWN-S2, G4HFWN-S2VMA, G4HFWN-S2VMC, G4RF-S2, G4RF [Edwards, Kidde] [NAC] [16 VDC] EGCFR-VM (C), EGCF-VM (C), GCFR-S7VM (C), GCFR-VM (C), GCF-S2VM (C), GCF-S7VM (C), GCF-VM (C), GCHFRF-S2VMC (C), GCHFRF-S7VMC (C), GCHFRN-S2VMC (C), GCHFRN-S7VMC (C), GCHFWA-S2VMA (C), GCHFWA-S2VMC (C), GCHFWA-S7VMA (C), G [Edwards, Kidde] [NAC] [24 VDC] EGCFR-VM (C), EGCF-VM (C), GCFR-S7VM (C), GCFR-VM (C), GCF-S2VM (C), GCF-S7VM (C), GCF-VM (C), GCHFRF-S2VMC (C), GCHFRF-S7VMC (C), GCHFRN-S2VMC (C), GCHFRN-S7VMC (C), GCHFWA-S2VMA (C), GCHFWA-S2VMC (C), GCHFWA-S7VMA (C), G
6e63decf-d47b-4599-aaf5-13f679724ee7 | NFPA 170 STROBE WALL |  |  | North | Federal Signal |  | Strobe |  |  |  | Module | TRUE | FB24ST-024A |  | Fireball Supervised Strobe Light, Amber | 1 | [6 empty] | FALSE |  | 1/2" NPT Pipe/Surface |  |  |  | #FF0070C0 | FA-NFPA 170 STROBE WALL | 1 | FALSE | FALSE | FALSE | 2023 | [13 empty] | FALSE |  |  | WP |  |  | THOR\acont | 2024-10-25 10:32 | THOR\acont | 2024-10-25 10:35 | Cloned from Federal Signal 141ST-024A | [Federal Signal] [AUX POWER, NAC] [24 VDC] FB24ST-024A, FB24ST-024B, FB24ST-024C, FB24ST-024G, FB24ST-024R, FB2PST-012-024A, FB2PST-012-024B, FB2PST-012-024C, FB2PST-012-024G, FB2PST-012-024R, FB2PST-I-024A, FB2PST-I-024B, FB2PST-I-024C, FB2PST-I-024G, F
ebfcc73f-9faf-4e6a-b5ca-13f8623fa0be |  |  |  | North | Siemens |  | Hardware |  |  |  | Hardware | TRUE | BTX-2 | 175-083898 | BATTERY SET 12V 55AH MOUNTS IN CAB-BATT | 1 | [12 empty] | #FFFFFFFF |  |  | FALSE | FALSE | FALSE | [20 empty] | DESKTOP-7SAL8M7\acont | 2019-08-13 09:04 | THOR\acont | 2024-10-09 10:48
1cb14ab8-fa07-4e12-af98-13fbc9b8bb87 |  |  |  | North | System Sensor |  | Hardware |  |  |  | Hardware | TRUE | XR2 |  | TOOL:DETECTOR INSTALLATION/REMOVAL TOOL FOR USE WITH SYSTEM SENSOR PLUG-IN | 1 | [6 empty] | TRUE | [5 empty] | #FFFFFFFF |  |  | FALSE | FALSE | FALSE | [20 empty] | DESKTOP-7SAL8M7\acont | 2020-02-20 16:33 | THOR\acont | 2024-10-09 10:48
d54ebd80-ff3b-42a1-88e3-140055925cd3 | CADGEN STI STOPPER |  |  | North | STI |  | Accessories |  |  |  | Module | TRUE | STI-1130 | + | With horn and spacer | 1 | [6 empty] | FALSE | [5 empty] | #FFFF0000 | FA-CADGEN STI STOPPER | 1 | FALSE | FALSE | FALSE | [14 empty] | FALSE | [7 empty] | THOR\acont | 2024-09-08 17:27
59c3487f-f0b0-42aa-9d65-1400785803ce |  |  |  | North | Notifier |  | Cards & Components |  |  |  | Card | TRUE | NFW-100X Main Board with PWRMOD24 | ++ | Fire Alarm Control Panel Main Board with PWRMOD24 | 1 | 0.141 | 0.257 | 6 |  |  |  | TRUE | FALSE |  |  |  |  | #FFFFFFFF |  |  | FALSE | FALSE | FALSE | [9 empty] | 7,12,18 |  |  |  |  | FALSE | [7 empty] | XPS-17-9710\August | 2025-01-31 02:24 | 20180513 Added By AUC | [Notifier] [VAC ] 411UDAC Main Board, AFP-100 Main Board, AFP-200 Main Board, FCPS-24S6 MAIN BOARD, FCPS-24S8 MAIN BOARD, HPFF12 Main Board, HPFF8 Main Board, NFC-125DA (25V) Main Board, NFC-50/100 Main Board (100W, 25V), NFC-50/100 Main Board (100W, 70V [Honeywell, Notifier] [IDC] [#1 ALARM] AFP-100 Main Board, AFP-200 Main Board, BE-500 CPU, CPU-2020, CPU2-3030, CPU2-3030D, CPU2-640, CPU-320, CPU-320SYS, CPU-N16LD, CPU-N16LND, NCA-2, NCD, NFW-100X Main Board with PWRMOD24, NFW2-100 Main Board, NFW-50 M [Honeywell, Notifier] [IDC] [#3 SUPERVISORY] AFP-100 Main Board, AFP-200 Main Board, CPU-2020, CPU2-3030, CPU2-3030D, CPU2-640, CPU-320, CPU-320SYS, CPU-N16LD, CPU-N16LND, NCA-2, NCD, NFW-100X Main Board with PWRMOD24, NFW2-100 Main Board, NFW-50 Main Bo [Honeywell, Notifier] [IDC] [#2 TROUBLE] AA-30, AFP-100 Main Board, AFP-200 Main Board, BE-500 CPU, CPU-2020, CPU2-3030, CPU2-3030D, CPU2-640, CPU-320, CPU-320SYS, CPU-N16LD, CPU-N16LND, NCA-2, NCD, NFW-100X Main Board with PWRMOD24, NFW2-100 Main Board, | [Notifier] NFW-100X Main Board with PWRMOD24
a642065f-b0c4-4040-9d43-140845b50720 | NFPA 170 SMOKE HEAT DETECTOR |  |  | North | Potter |  | Smoke/Heat Detector |  |  |  | Module | TRUE | PAD200-PHD w/PAD100-4DB | + | Photoelectric Smoke/Heat Detector with 4" Standard Base | 1 | 0.0003 | 0.0003 |  |  |  |  | FALSE | TRUE |  |  |  |  | #FFFF0000 | FA-NFPA 170 SMOKE HEAT DETECTOR | 1 | FALSE | FALSE | FALSE | 1411 | [13 empty] | FALSE |  |  | 4DB |  |  | DESKTOP-7EIEB7A\acont | 2021-09-10 06:20 | THOR\acont | 2024-09-08 17:27 | Cloned from Potter PAD100-PHD w/PAD100-4DB | [Potter] [SLC PAD] [*] [#2 SHARED ADDR ¦ SENSORS] PAD100-CD w/PAD100-4DB, PAD100-CD w/PAD100-6DB, PAD100-CD w/PAD100-IB, PAD100-CD w/PAD100-LFSB, PAD100-CD w/PAD100-RB, PAD100-CD w/PAD100-SB, PAD100-CD w/PAD100-SPKB, PAD100-DUCT (C), PAD100-DUCTR (C), PA
b505b7dc-3f20-45d5-9259-14097b5f5e90 |  |  |  | North | Edwards |  | Hardware |  |  |  | Hardware | TRUE | 75162SPN |  | 16/2 Solid,OS Red With colored tracer FPLP (Plenum) | 1 | [6 empty] | FALSE | [5 empty] | #FFFFFFFF |  |  | FALSE | FALSE | FALSE | [14 empty] | FALSE | [7 empty] | THOR\acont | 2024-10-09 10:48
4b7958e5-fe55-4032-80da-140dd401a0a6 | CADGEN AUX POWER SUPPLY |  |  | North | Functional Devices |  | Auxilliary Power Supply |  |  |  | Module | TRUE | TR40VA002 | ++ | Transformer 40 VA, 120 to 24 Vac, Foot and Dual Threaded Hub Mount | 1 | [10 empty] | 2.634˝ x 2.177˝ x 2.886˝ (w/ .500˝ NPT Hubs) |  | #FFFF0000 | FA-CADGEN AUX POWER SUPPLY | 1 | FALSE | FALSE | FALSE | [20 empty] | THOR\acont | 2023-11-15 16:30 | THOR\acont | 2024-09-08 17:27 | Cloned from Bosch TR1815 | [Functional Devices] [VAC ] [120VAC] TR40VA002 | [Functional Devices] TR40VA002
21d67e56-39cf-4d8c-89a7-140f6ea65043 |  |  |  | North | Edwards |  | Cards & Components |  |  |  | Card | TRUE | iO1000 Mainboard |  | Main Board | 1 | 0.172 | 0.267 | 6 |  |  |  | TRUE | [5 empty] | #FFFFFFFF |  |  | FALSE | FALSE | FALSE | [12 empty] | 6 |  | FALSE | [7 empty] | THOR\acont | 2024-10-09 10:48 |  | [Edwards, Kidde, Macurco] [IDC] [#1 ALARM] 2IDC, 76-600000-001 Main Board, 76-800xxx-xxx Main Board, 77-600000-901 Main Board, 84-732001-901 Main Board, DVP-120 Mainboard, EST1-2Z Mainboard, FSP1004G Mainboard, FSP1004G-2 Mainboard, FSP1004GD Mainboard, [Edwards, Kidde, Macurco] [IDC] [#3 SUPERVISORY] 2IDC, 76-600000-001 Main Board, 76-800xxx-xxx Main Board, 77-600000-901 Main Board, 84-732001-901 Main Board, DVP-120 Mainboard, EST1-2Z Mainboard, FSP1004G Mainboard, FSP1004G-2 Mainboard, FSP1004GD Mainb [Edwards, Kidde, Macurco] [IDC] [#2 TROUBLE] 2IDC, 76-600000-001 Main Board, 76-800xxx-xxx Main Board, 77-600000-901 Main Board, 84-732001-901 Main Board, DVP-120 Mainboard, EST1-2Z Mainboard, FSP1004G Mainboard, FSP1004G-2 Mainboard, FSP1004GD Mainboard [Edwards, Kidde] [VAC ] 2IDC, 76-600000-001 Main Board, 76-800xxx-xxx Main Board, 77-600000-901 Main Board, 84-732001-901 Main Board, APS10A Mainboard, APS6A Mainboard, BPS10A Mainboard, BPS10A/230 Mainboard, BPS6A Mainboard, BPS6A/230 Mainboard, EST1-2Z | [Edwards, Kidde] FX-1000 Mainboard, FX-1000D Mainboard, iO1000G Mainboard, iO1000G-2 Mainboard, iO1000G-2-PG Mainboard, iO1000G-2-SP Mainboard, iO1000GC Mainboard, iO1000GD Mainboard, iO1000G-F Mainboard, iO1000G-PG Mainboard, iO1000G-SP Mainboard, iO1000 [Edwards] IO-SDC2 [Edwards, Kidde] FSP1004GD Mainboard, FSP1004RD Mainboard, FSP302GD Mainboard, FSP302RD Mainboard, FSP502GD Mainboard, FSP502RD Mainboard, FX-1000D Mainboard, FX-64RD Mainboard, iO1000GD Mainboard, iO1000RD Mainboard, iO64GD Mainboard, iO64RD Mainboard, V [Edwards, Kidde] FX-1000 Mainboard, FX-1000D Mainboard, FX-64RD Mainboard, iO1000G Mainboard, iO1000G-2 Mainboard, iO1000G-2-PG Mainboard, iO1000G-2-SP Mainboard, iO1000GC Mainboard, iO1000GD Mainboard, iO1000G-F Mainboard, iO1000G-PG Mainboard, iO1000G-S [Edwards] iO1000 Mainboard [Edwards, Kidde] FX-1000 Mainboard, FX-1000D Mainboard, FX-64RD Mainboard, iO1000G Mainboard, iO1000G-2 Mainboard, iO1000G-2-PG Mainboard, iO1000G-2-SP Mainboard, iO1000GC Mainboard, iO1000GD Mainboard, iO1000G-F Mainboard, iO1000G-PG Mainboard, iO1000G-S
b94259f2-bae3-43cd-9a5c-1410ecd69828 | NFPA 170 FIRE PHONE |  |  | North | MIRCOM |  | Fire Phone |  |  |  | Module | TRUE | FT-300A | F | Telephone Chassis with Armored Coil Cord/BB-330 Box/TC-330 Door | 1 | 0 | 0.02 |  |  |  |  | FALSE | [5 empty] | #FFFF0000 | FA-NFPA 170 FIRE PHONE | 1 | FALSE | FALSE | FALSE | 208 | [13 empty] | FALSE | [7 empty] | THOR\acont | 2024-09-08 17:27 |  | [Edwards, Gamewell FCI, MIRCOM, Silent Knight] [FFT] [FFT] 6700-0061, 6830-3, 6830-4, 6830-5A-4, 6830-6A-4, 6830-NY-F4, 6830-NY-S4, 6833-4, FFT-FPJ, FPJ, FT-300A
f1b0f09a-2ed0-43a4-b2b8-141497118f6b | NFPA 170 ABORT SWITCH |  |  | North | Autocall |  | Switch |  |  |  | Module | TRUE | A2080-9070 | ++ | Surface mount maintenance switch without Disconnect Indicator Lamp | 1 | [6 empty] | TRUE | [5 empty] | #FFFF0000 | FA-NFPA 170 ABORT SWITCH | 1 | FALSE | FALSE | FALSE | [20 empty] | THOR\acont | 2024-02-20 16:33 | THOR\acont | 2024-09-08 17:27 | Cloned from Autocall A2080-9068 | [Autocall, Simplex] [IDNet] [MODULES ++] 2080-9056, 2080-9057, 2080-9067, 2080-9068, 2080-9069, 2080-9070, 4009-9201 Main Board, 4009-9401 Main Board, 4010-9901, 4090-5261, 4090-9001, 4090-9002, 4090-9005, 4090-9006, 4090-9008, 4090-9116, 4098-9019 (Cont [Autocall, Simplex] [IDC] 03 [ACTIVATION] 2080-9056, 2080-9057, 2080-9067, 2080-9068, 2080-9069, 2080-9070, A2080-9056, A2080-9057, A2080-9067, A2080-9068, A2080-9069, A2080-9070
9ed76cc4-96c2-48f3-8d16-1415baf8b91c | NFPA 170 HORN STROBE CEILING |  |  | North | Autocall |  | Horn/Strobe |  |  |  | Module | TRUE | A4906-9130 | + | Horn with Multi-Candela Strobe; Ceiling Mount, White | 1 | 0 | 0 |  |  |  |  | TRUE | TRUE |  |  |  |  | #FF0070C0 | FA-NFPA 170 HORN STROBE CEILING | 1 | FALSE | FALSE | FALSE | 2013 | [16 empty] | C |  |  | DESKTOP-0D6CQVA\lousc | 2019-07-05 10:36 | THOR\acont | 2024-09-08 17:27 | Cloned from AutoCall A4906-9128 | [Autocall, Simplex] [NAC] [24VDC STEADY] 4906-9128 (C), 4906-9130 (C), 4906-9140 (C), 4906-9142 (C), A4906-9128 (C), A4906-9130 (C), A4906-9140 (C), A4906-9142 (C)
b33d1a09-b311-4a57-aec0-1416c2c9734a | NFPA 170 SMOKE CO DETECTOR |  |  | North | Notifier |  | Smoke/CO Detector |  |  |  | Module | TRUE | FPC-951 w/B501-IV | + | Intelligent multi-criteria photo/CO, bright white, Velociti w/ 4” Flangeless mounting base, ivory | 1 | 0.0002 | 0.0045 |  |  |  |  | FALSE | TRUE | FLUSH |  | 4" SQ. DEEP | 3 "O" PLASTER RING | #FFFF0000 | FA-NFPA 170 SMOKE CO DETECTOR | 1 | FALSE | FALSE | FALSE | 1407 | [13 empty] | FALSE | [5 empty] | DESKTOP-QGO6JOK\acont | 2021-08-06 10:21 | THOR\acont | 2024-09-08 17:27 | Cloned from Gamewell FCI MCS-COP3 w/B501-IV | [Honeywell, Notifier, System Sensor] [SLC SENSORS] [*] [#4 TYPE ADDR ¦ SENSORS] 2251B (C), 2251-COPTIR (C), 2251-COPTIR w/B200S-WH (C), 2251TB (C), 2251TMB (C), 5251B (C), 5251B-WP (C), 5251H (C), 5251RB (C), 5251RB-WP (C), 7251 (C), 7251DH (C), DH200LP [Honeywell, Notifier, System Sensor] [SLC MODULES SENSORS] [*] [#2 SHARED ADDR ¦ SENSORS] 2251B (C), 2251-COPTIR (C), 2251-COPTIR w/B200S-WH (C), 2251TB (C), 2251TMB (C), 5251B (C), 5251B-WP (C), 5251H (C), 5251RB (C), 5251RB-WP (C), 7251 (C), 7251DH (C)
63d18cab-ea9f-4365-bd2e-141a84b86162 | NFPA 170 SPEAKER STROBE |  |  | North | Gentex |  | Speaker/Strobe |  |  |  | Module | TRUE | SSPKB24-15/75PWR |  | Colored Lens Speaker/Strobe, Fixed 15/75 Candela, Wall, Red, Blue Lens | 1 | 0 | 0.148 |  |  |  |  | FALSE | [5 empty] | #FF0070C0 | FA-NFPA 170 SPEAKER STROBE | 1 | FALSE | FALSE | FALSE | 2019 |  |  | 7320-0569:0141 | [10 empty] | FALSE |  |  | WP |  |  |  |  | THOR\acont | 2024-09-08 17:27 |  | [Gentex, Hochiki, Potter] [AUDIO 25v] [25V AUDIO] CSPKSTR-24AR (C), CSPKSTR-24AW (C), CSPKSTR-24BR (C), CSPKSTR-24BW (C), CSPKSTR-24GR (C), CSPKSTR-24GW (C), CSPKSTR-24RR (C), CSPKSTR-24RW (C), FASPKR-R (C), FASPKR-W (C), FASPKR-WR, FASPKR-WW, FASPK-WPR, [Gentex, Hochiki, Potter] [AUDIO 70.7v] [70V AUDIO] CSPKSTR-24AR (C), CSPKSTR-24AW (C), CSPKSTR-24BR (C), CSPKSTR-24BW (C), CSPKSTR-24GR (C), CSPKSTR-24GW (C), CSPKSTR-24RR (C), CSPKSTR-24RW (C), FASPKR-R (C), FASPKR-W (C), FASPKR-WR, FASPKR-WW, FASPK-WP [Gentex] [NAC] [UL MAX] SSPKB24-15/75PWR, SSPKB24-15/75PWW
41f00cda-3a1f-4488-b122-141db8833a31 | NFPA 170 HEAT DETECTOR |  |  | North | Autocall |  | Heat Detector |  |  |  | Module | TRUE | A4098-9614E w/A4098-9682E | + | Electronic Heat Detector 4-Wire 200° F (57° C) with auxiliary alarm relay output, High Humidity | 1 | 0.0001 | 0.024 |  |  |  |  | TRUE | TRUE |  |  |  |  | #FFFF0000 | FA-NFPA 170 HEAT DETECTOR | 1 | FALSE | FALSE | FALSE | 1403 | [16 empty] | 200 |  |  | THOR\acont | 2024-02-20 17:06 | THOR\acont | 2024-09-08 17:27 | Cloned from Autocall A4098-9614 w/A4098-9682 | [Autocall, Simplex] [IDC] 01 2098-9201 (C), 2098-9202 (C), 2098-9203 (C), 2098-9208 (C), 2098-9576 (C), 2099-9101 (C), 2099-9102 (C), 2099-9103 (C), 2099-9104 (C), 2099-9105 (C), 2099-9107 (C), 2099-9108 (C), 2099-9754 (C), 2099-9755 (C), 2099-9756 (C), [Autocall, Simplex] [AUX POWER] [4-WIRE AUX POWER] 4098-9601 w/4098-9682 (C), 4098-9602 w/4098-9682 (C), 4098-9605 w/4098-9682 (C), 4098-9612 w/4098-9682 (C), 4098-9612E w/4098-9682E (C), 4098-9613 w/4098-9682 (C), 4098-9613E w/4098-9682E (C), 4098-9614 | [Autocall, Simplex] 4098-9612 w/4098-9682, 4098-9612E w/4098-9682E, 4098-9612E w/4098-9683E, 4098-9612E w/4098-9684E, 4098-9612E w/4098-9788E, 4098-9613 w/4098-9682, 4098-9613E w/4098-9682E, 4098-9613E w/4098-9683E, 4098-9613E w/4098-9684E, 4098-9613E w/4
39c8a96b-7946-47f3-b529-1429664d2af3 | NFPA 170 STROBE CEILING |  |  | North | Siemens |  | Strobe |  |  |  | Module | TRUE | SL2SCW-ALB | S54329-F193-A1++ | Strobe, Ceiling, Blue, White, Alert | 1 | [7 empty] | TRUE |  |  |  |  | #FF0070C0 | FA-NFPA 170 STROBE CEILING | 1 | FALSE | FALSE | FALSE | 2023 | [19 empty] | DESKTOP-7EIEB7A\acont | 2023-08-03 09:40 | THOR\acont | 2024-09-08 17:27 | Cloned from Siemens SL2SWW-ALB | [Siemens] [NAC] [16.0 – 33.0 VDC] SL2SCR-A (C), SL2SCR-AL (C), SL2SCR-ALA (C), SL2SCR-ALB (C), SL2SCR-F (C), SL2SCR-FB (C), SL2SCR-N (C), SL2SCR-NA (C), SL2SCR-NB (C), SL2SCW-A (C), SL2SCW-AL (C), SL2SCW-ALA (C), SL2SCW-ALB (C), SL2SCW-EV (C), SL2SCW-F (
68e67f36-16a9-48c3-99e4-142fb21256c2 |  |  |  | North | Edwards |  | Cards & Components |  |  |  | Card | TRUE | 4-AUDTELS | n | Audio IO and Telephone Riser Source Module | 1 | 0.085 | 0.101 |  |  |  |  | TRUE | [5 empty] | #FFFFFFFF |  |  | FALSE | FALSE | FALSE | [20 empty] | DESKTOP-7SAL8M7\acont | 2019-12-13 12:52 | THOR\acont | 2024-10-09 10:48 |  |  | [Edwards] 4-AUDTELS
dee8982c-b501-4507-b533-1433975d21a8 | NFPA 170 SMOKE DETECTOR |  |  | North | Gamewell FCI |  | Smoke Detector |  |  |  | Module | TRUE | XP95-P w/XP95-B6EZ | ++ | Photoelectric sensor, analog addressable w/6" Base | 1 | 0.00034 | 0.00434 |  |  |  |  | FALSE | TRUE | FLUSH |  | 4" SQ. DEEP | 3 "O" PLASTER RING | #FFFF0000 | FA-NFPA 170 SMOKE DETECTOR | 1 | FALSE | FALSE | FALSE | 1408 | [13 empty] | FALSE | [5 empty] | DESKTOP-7EIEB7A\acont | 2022-10-07 07:02 | THOR\acont | 2024-09-08 17:27 | Cloned from Gamewell FCI XP95-T w/XP95-B6EZ | [Gamewell FCI] [SLC APOLLO MODULES SENSORS] [*] [#1 SHARED ADDR ¦ ALL] MS95-DL, MS95-SL, PID-95, PID-95P, XP95-P w/XP95-B4 (C), XP95-P w/XP95-B6EZ (C), XP95-T w/XP95-B4 (C), XP95-T w/XP95-B6EZ (C) [Gamewell FCI] [SLC MODULES SENSORS] [*] [#2 SHARED ADDR ¦ SENSORS] ADPF (C), ASD-PL2F w/B200S-LF-WH (C), ASD-PL2F w/B210LP (C), ASD-PL2FR (C), ASD-PL3 w/B200S-LF-WH (C), ASD-PL3 w/B200SR-LF-WH (C), ASD-PL3 w/B200SR-WH (C), ASD-PL3 w/B224BI-WH (C), ASD-P [Gamewell FCI] [SLC SENSORS] [*] [#4 TYPE ADDR ¦ SENSORS] ADPF (C), ASD-PL2F w/B200S-LF-WH (C), ASD-PL2F w/B210LP (C), ASD-PL2FR (C), ASD-PL3 w/B200S-LF-WH (C), ASD-PL3 w/B200SR-LF-WH (C), ASD-PL3 w/B200SR-WH (C), ASD-PL3 w/B224BI-WH (C), ASD-PL3 w/B224R
2cd4ee82-ac11-4464-82f9-14380a467a7a | NFPA 170 HORN STROBE |  |  | North | Potter |  | Horn/Strobe |  |  |  | Module | TRUE | HSLP-24WR |  | Outdoor Horn Strobe, Fixed 75 Candela, Low Profile Enclosure, Red | 1 | 0 | 0.168 |  |  |  |  | FALSE | [5 empty] | #FF0070C0 | FA-NFPA 170 HORN STROBE | 1 | FALSE | FALSE | FALSE | 2012 | [13 empty] | FALSE |  |  | WP |  |  |  |  | THOR\acont | 2024-09-08 17:27 |  | [Potter] [NAC] [24 VDC] HS-24PWR-WP, HS-24PWW-WP, HS-24WR-WP, HS-24WW-WP, HSLP-24PWR, HSLP-24PWW, HSLP-24WR, HSLP-24WW [Potter] [NAC] [UL MAX] HS-24PWR-WP, HS-24PWW-WP, HS-24WR-WP, HS-24WW-WP, HSLP-24PWR, HSLP-24PWW, HSLP-24WR, HSLP-24WW
c18fc026-2b34-45b9-8705-1438df6d585e | NFPA 170 REMOTE ANNUNCIATOR | RISER ANNUNCIATOR |  | North | Notifier |  | Remote Annunciator |  |  |  | Assembly | TRUE | NCA-2 Assembly | + | Network Control Annunciator-2, 640 Characters, NCM-W, External Power Reqd. | 1 | [6 empty] | TRUE | [5 empty] | #FFFF0000 | FA-NFPA 170 REMOTE ANNUNCIATOR | 1 | FALSE | FALSE | FALSE | 255 | [13 empty] | FALSE | [7 empty] | THOR\acont | 2024-09-08 17:27
74cf0377-b13d-4589-8b9f-143e8c9c5f70 | NFPA 170 HEAT DETECTOR BEACON VOICE |  |  | North | Siemens |  | Heat Detector |  |  |  | Module | TRUE | HI722//FDSB227-WW/FDB228 | ++ | Heat Detector (static+RoR) with Short Circuit Isolator (supplied with Voice Sounder VAD Base) 71…96 dB (A) High = O-4-15 Medium = C-3-12 Low = O-2.5-6.5 | 1 | 0.0002 | 0.0002 | [10 empty] | #FFFF0000 | FA-NFPA 170 HEAT DETECTOR BEACON VOICE | 1 | FALSE | FALSE | FALSE | [17 empty] | FT |  |  | DESKTOP-7EIEB7A\acont | 2021-11-19 10:16 | THOR\acont | 2024-09-08 17:27 |  | [Siemens] [C-NET] [#2 TONE/VOICE] FDSB226-WW/FDB228/FDBZ298, FDSB227-WW/FDB228/FDBZ298, HI720/FDSB226-WW/FDB228, HI720/FDSB227-WW/FDB228, HI722//FDSB227-WW/FDB228, HI722/FDSB226-WW/FDB228, OH720/FDSB226-WW/FDB228, OH720/FDSB227-WW/FDB228, OOH740/FDSB226- [Siemens] [C-NET] [#2 BEACON/VOICE WHITE HIGH, #2 BEACON/VOICE WHITE INDICATOR, #2 BEACON/VOICE WHITE LOW, #2 BEACON/VOICE WHITE MED] FDSB227-WW/FDB228/FDBZ298, HI720/FDSB227-WW/FDB228, HI722//FDSB227-WW/FDB228, OH720/FDSB227-WW/FDB228, OOH740/FDSB227-WW [Siemens] [C-NET] [*] [#1 DETECTOR] FDBZ290/OOH740/DB721/FDBZ290-AA, FDL241-9/FDLB291/DLR1191, HI720/DB721, HI720/DBS720, HI720/FDSB226-WW/FDB228, HI720/FDSB227-WW/FDB228, HI722//FDSB227-WW/FDB228, HI722/DB721, HI722/DBS720, HI722/FDSB226-WW/FDB228, OH72 [Siemens] [C-NET] [#2 BEACON WHITE HIGH, #2 BEACON WHITE INDICATOR, #2 BEACON WHITE LOW, #2 BEACON WHITE MED] FDSB226-WW/FDB228/FDBZ298, FDSB227-WW/FDB228/FDBZ298, HI720/FDSB226-WW/FDB228, HI720/FDSB227-WW/FDB228, HI722//FDSB227-WW/FDB228, HI722/FDSB226-
05bf15c6-f9f1-41d1-bd13-14428c80f8ce |  |  |  | North | GRI PRODUCTS | Security/Access Control |  |  |  |  | Module | TRUE | 184-12WG |  |  | 1 | [12 empty] | #FFFFFFFF |  |  | FALSE | FALSE | FALSE | [20 empty] | THOR\acont | 2024-03-12 21:43 | THOR\acont | 2024-10-09 10:48
c6e70cf1-3f4d-4a0a-889f-145821816db1 | NFPA 170 MINI HORN |  |  | North | Edwards |  | Horn |  |  |  | Module | TRUE | HPS-24W |  | Potter Mini-Horn with Silence Feature, white | 1 | [6 empty] | FALSE | [5 empty] | #FF0070C0 | FA-NFPA 170 MINI HORN | 1 | FALSE | FALSE | FALSE | 2014 | [13 empty] | FALSE | [7 empty] | THOR\acont | 2024-09-08 17:27
0c05829b-d708-4e85-acb9-145a219299b2 | NFPA 170 NOTIFICATION CIRCUIT EXTENDER PANEL | RISER NAC |  | North | Advanced |  | Notification Circuit Extender Panel |  |  |  | Assembly | TRUE | AX-PSN108 |  | 10 Amp 8B/4A NAC Power Extender | 1 | [6 empty] | TRUE | [5 empty] | #FFFF0000 | FA-NFPA 170 NOTIFICATION CIRCUIT EXTENDER PANEL | 1 | FALSE | FALSE | FALSE | 212 | [8 empty] | 7,12,18,55 |  |  |  |  | TRUE | [5 empty] | AULAPTOP-PC\Aulaptop | 2019-05-12 11:51 | THOR\acont | 2024-09-08 17:27 | Cloned from Advanced New Part
b7147640-30bb-4cc1-beff-146003253ac5 | NFPA 170 SPEAKER WALL |  |  | North | Eaton Wheelock |  | Speaker |  |  |  | Module | TRUE | ET-1010-W w/ WFP-W | + | Speaker, 25 or 70.7 Vrms, 1/8 to 8 watts, WP, white weatherproof w/flush plate | 1 | [6 empty] | FALSE | FALSE |  |  |  |  | #FF0070C0 | FA-NFPA 170 SPEAKER WALL | 1 | FALSE | FALSE | FALSE | 2021 | [13 empty] | FALSE |  |  | WP |  |  | DESKTOP-7EIEB7A\acont | 2022-05-03 16:53 | THOR\acont | 2024-09-08 17:27 | Cloned from Eaton Wheelock ET-1010-W w/ WBB-R | [Eaton Wheelock] [AUDIO 70.7v] [70V AUDIO] ET-1010-R, ET-1010-R w/ WFP-R, ET-1010-R w/ WFP-R (C), ET-1010-R w/WBB-R, ET-1010-W, ET-1010-W w/ WBB-R, ET-1010-W w/ WFP-W, ET-1010-W w/ WFP-W (C), ET-1010-W w/WBB-W [Eaton Wheelock] [AUDIO 25v] [25V AUDIO] ET-1010-R, ET-1010-R w/ WFP-R, ET-1010-R w/ WFP-R (C), ET-1010-R w/WBB-R, ET-1010-W, ET-1010-W w/ WBB-R, ET-1010-W w/ WFP-W, ET-1010-W w/ WFP-W (C), ET-1010-W w/WBB-W
a0fed169-c8c1-4ecf-a529-14605145ded1 | NFPA 170 SMOKE HEAT CO DETECTOR |  |  | North | Potter |  | Smoke/Heat/CO Detector |  |  |  | Module | TRUE | PAD200-PHCD w/PAD100-IB (Split) | + | Photoelectric Smoke/Hea/CO Detector with Isolator Module Included | 1 | 0.00045 | 0.00045 |  |  |  |  | FALSE | TRUE |  |  |  |  | #FFFF0000 | FA-NFPA 170 SMOKE HEAT CO DETECTOR | 1 | FALSE | FALSE | FALSE | 1411 | [13 empty] | FALSE |  |  | IB |  |  | THOR\acont | 2025-02-13 11:50 |  |  | Cloned from Potter PAD200-PHCD w/PAD100-IB | [Potter] [SLC PAD] [*] [#2 SHARED ADDR ¦ SENSORS] PAD100-CD w/PAD100-4DB, PAD100-CD w/PAD100-6DB, PAD100-CD w/PAD100-IB, PAD100-CD w/PAD100-LFSB, PAD100-CD w/PAD100-RB, PAD100-CD w/PAD100-SB, PAD100-CD w/PAD100-SPKB, PAD100-DUCT (C), PAD100-DUCTR (C), PA
41ed984c-9ec3-49ab-a7a9-1471d2c4f834 | NFPA 170 SMOKE DETECTOR |  |  | North | Kidde |  | Smoke Detector |  |  |  | Module | TRUE | KC2-OS-CD wKC2-SB | ++ | Two-Wire Conventional Optical Smoke Detector w/Standard Base | 1 | 0.000145 | 0.06 |  |  |  |  | FALSE | TRUE |  |  |  |  | #FFFF0000 | FA-NFPA 170 SMOKE DETECTOR | 1 | FALSE | FALSE | FALSE | 1408 | [13 empty] | FALSE | [5 empty] | DESKTOP-7EIEB7A\acont | 2023-05-17 09:26 | THOR\acont | 2025-02-07 08:30 | Cloned from Kidde KI-OSCD w/KI-SB BASE | [Kidde] [IDC] 03 [*] DC-PS w/DC-SB6 (C), KC2-OS-CD wKC2-SB (C)
1ea07b96-8d9d-4456-99b3-147af4284201 |  |  |  | North | Autocall |  | Cards & Components |  |  |  | Card | TRUE | A100-3110 | ++ | Addressable Interface ModulesIDNet 2+2 Module 250 point capacity | 1 | 0.05 | 0.06 |  |  |  |  | TRUE | [5 empty] | #FFFFFFFF |  |  | FALSE | FALSE | FALSE | [20 empty] | DESKTOP-0D6CQVA\lousc | 2019-07-06 15:03 | THOR\acont | 2024-10-09 10:48 | Cloned from AutoCall A100-3109 |  | [Autocall, Simplex] 4100-5311, A100-3110, A100-5111, A100-5311
bf8ff854-980f-44c8-a58a-147fc0350a1a |  |  |  | North | Edwards |  | Hardware |  |  |  | Hardware | TRUE | FW-RS50FP |  | License set - Redundant service server . (50 Clients) Auto Added | 1 | [6 empty] | FALSE | [5 empty] | #FFFFFFFF |  |  | FALSE | FALSE | FALSE | [14 empty] | FALSE | [7 empty] | THOR\acont | 2024-10-09 10:48
fed616a0-2fe8-4b01-bc16-14821ce1aca1 | NFPA 170 AMPLIFIER RACK | RISER AMP |  | North | Farenhyt |  | Amplifier |  |  |  | Assembly | TRUE | ECS-DUAL50W (50W, 70V) | + | Distributed (Remote) Dual Audio Amplifier, 50 watts a | 1 | [6 empty] | FALSE | [5 empty] | #FFFF0000 | FA-NFPA 170 AMPLIFIER RACK | 1 | FALSE | FALSE | FALSE | 300 | [8 empty] | 7,12,18,26,33 |  |  |  | 50 | TRUE | [5 empty] | DESKTOP-7EIEB7A\acont | 2021-12-08 14:03 | THOR\acont | 2024-09-08 17:27 | Cloned from Firelite ECC-50BDA (100W, 70V)
d0f99237-e938-4583-a12f-14865aaf8389 |  |  |  | North | System Sensor |  | Hardware |  |  |  | Hardware | TRUE | WTP |  | Watertight Plate | 1 | [6 empty] | FALSE |  | FLUSH |  | 4" SQ. DEEP | 2-GANG | #FFFFFFFF |  |  | FALSE | FALSE | FALSE |  |  |  | 7125-1653:0186 | [10 empty] | FALSE | [7 empty] | THOR\acont | 2024-10-09 10:48
1cdcbad5-bea3-41ed-a82f-148c455451eb |  |  |  | North | Siemens | [5 empty] | Module | TRUE | OSE-HPW | S54333-F26-A1 | High-powered, wired emitter that sends infrared, ultraviolet coded light signals to the imager | 1 | [12 empty] | #FFFFFFFF |  |  | FALSE | FALSE | FALSE | [22 empty] | THOR\acont | 2024-10-09 10:48 |  | [Siemens, UPG] [AUX POWER] OSE-HPW
5d9dee15-f170-4017-b21a-14915f4fafbc | NFPA 170 HEAT DETECTOR |  |  | North | System Sensor |  | Heat Detector |  |  |  | Module | TRUE | 5621 |  | 135 °F (57° C) fixed and rate-of-rise, dual circuit. | 1 | [6 empty] | FALSE | TRUE |  |  |  |  | #FFFF0000 | FA-NFPA 170 HEAT DETECTOR | 1 | FALSE | FALSE | FALSE | 1403 | [13 empty] | FALSE | [5 empty] | AULAPTOP-PC\Aulaptop | 2019-11-25 12:42 | THOR\acont | 2024-09-08 17:27 | Cloned from Notifier 5621 | [System Sensor] [IDC] 01 5621 (C), 5622 (C), 5623 (C), 5624 (C), OSI-RA-SS (C), OSI-R-SS (C)
10fba9cb-7625-4857-8f15-14974d200f82 |  |  |  | North | Edwards |  | Hardware |  |  |  | Hardware | TRUE | MN-HSMP200DEMO1 |  | Medium Power 200 Watt Indoor/Outdoor directional (60x30 degree) loudspeaker demonstration kit. Comes with HS Series 200 Watt Directional (60x30 degree) loudspeaker, Amplifier, MP3 player, Speaker cable, Line-in cable, and Transit case. This product is to be used for demonstration purposes only and is not available for resale. | 1 | [6 empty] | FALSE | [5 empty] | #FFFFFFFF |  |  | FALSE | FALSE | FALSE | [14 empty] | FALSE | [7 empty] | THOR\acont | 2024-10-09 10:48
4124c773-963c-4425-8e01-1498258abc65 |  |  |  | North | Edwards |  | Cards & Components |  |  |  | Card | TRUE | MN-FNS8C18F2 |  | Rack-mount, 8 Fast Ethernet (RJ45), 16 FE SFP, 2 GB Combo SFP/RJ45 | 1 | 0.439 | 0.439 |  |  |  |  | TRUE | [5 empty] | #FFFFFFFF |  |  | FALSE | FALSE | FALSE | [14 empty] | FALSE | [7 empty] | THOR\acont | 2024-10-09 10:48
5e343ad8-f7e0-4dba-822c-149b59072275 | NFPA 170 NOTIFICATION CIRCUIT EXTENDER PANEL | RISER NAC |  | North | Silent Knight |  | Notification Circuit Extender Panel |  |  |  | Assembly | TRUE | 5895XL | ++ | Intelligent Power Module | 1 | [6 empty] | FALSE |  |  |  | 14.5”W x 24.75”H x 3.9”D (36.8 cm W x 62.9 cm H x 9.8 cm D) |  | #FFFF0000 | FA-NFPA 170 NOTIFICATION CIRCUIT EXTENDER PANEL | 1 | FALSE | FALSE | FALSE | 212 | [8 empty] | 7,12,18,26,33 |  |  |  |  | TRUE | [7 empty] | THOR\acont | 2024-09-08 17:27
d3d733c9-ff5a-4f1a-a950-149d22b8b147 | NFPA 170 FIRE ALARM CONTROL UNIT | RISER FACP |  | North | Autocall |  | Fire Alarm Control Unit |  |  |  | Assembly | TRUE | A010-9604 |  | Basic 1-bay control unit with 2x40 LCD Operator Interface, 6 A ESS/battery charger, (1) Two-loop Isolated IDNet 2 Communications Channel, Class A or Class B, with support for up to 250 addressable devices; and two, 3 A IDNAC SLCs, Platinum | 1 | 0 | 0 |  |  |  |  | TRUE | [5 empty] | #FFFF0000 | FA-NFPA 170 FIRE ALARM CONTROL UNIT | 1 | FALSE | FALSE | FALSE | 202 | [8 empty] | 7,12,18,33,50 |  |  |  |  | TRUE | [5 empty] | DESKTOP-7SAL8M7\acont | 2020-03-10 07:21 | THOR\acont | 2024-09-08 17:27 | Cloned from AutoCall A010-9602
f9dc9940-b872-4d32-90ad-149dcc83f147 | NFPA 170 HORN |  |  | North | Eaton Wheelock |  | Horn |  |  |  | Module | TRUE | MT-12/24-W |  | Multi-Tone Horn, white | 1 | 0 | 0.092 |  |  |  |  | FALSE | FALSE |  |  |  |  | #FF0070C0 | FA-NFPA 170 HORN | 1 | FALSE | FALSE | FALSE | 2010 | [13 empty] | FALSE | [7 empty] | THOR\acont | 2024-09-08 17:27 |  | [Eaton Wheelock, Hochiki] [NAC] [24VDC, Code 3 Horn, STD] MT-12/24-R, MT-12/24-W, MTWP-2475C-FR (C), MTWP-2475C-FW (C), MTWP-2475W-FR, MTWP-2475W-FW, MTWP-24MCCH-FR (C), MTWP-24MCCH-FW (C) [Eaton Wheelock, Hochiki] [NAC] [24VDC, Code 3 Horn, HI] MT-12/24-R, MT-12/24-W, MTWP-2475C-FR (C), MTWP-2475C-FW (C), MTWP-2475W-FR, MTWP-2475W-FW, MTWP-24MCCH-FR (C), MTWP-24MCCH-FW (C)
bc1a78d6-4ba3-4172-b7f6-149f3d8f5b18 | NFPA 170 SPEAKER STROBE |  |  | North | Eaton Wheelock |  | Speaker/Strobe |  |  |  | Module | TRUE | LSPSTR3-NA |  | WALL SPEAKER STROBE, RED, NONE, AMBER | 1 | [6 empty] | TRUE | [5 empty] | #FF0070C0 | FA-NFPA 170 SPEAKER STROBE | 1 | FALSE | FALSE | FALSE | 2020 | [19 empty] | DESKTOP-7EIEB7A\acont | 2021-04-12 12:13 | THOR\acont | 2024-09-08 17:27 | Cloned from Eaton Wheelock LSPSTR3-ALA | [Eaton Wheelock] [AUDIO 70.7v] [70V AUDIO] LSPKC (C), LSPKRC (C), LSPKRC-AL (C), LSPKRC-N (C), LSPKWC (C), LSPKWC-AL (C), LSPKWC-N (C), LSPSTC3 (C), LSPSTR3, LSPSTR3-AL, LSPSTR3-ALA, LSPSTR3-N, LSPSTR3-NA, LSPSTRC3 (C), LSPSTRC3-AL (C), LSPSTW3, LSPSTW3- [Eaton Wheelock] [AUDIO 25v] [25V AUDIO] LSPKC (C), LSPKRC (C), LSPKRC-AL (C), LSPKRC-N (C), LSPKWC (C), LSPKWC-AL (C), LSPKWC-N (C), LSPSTC3 (C), LSPSTR3, LSPSTR3-AL, LSPSTR3-ALA, LSPSTR3-N, LSPSTR3-NA, LSPSTRC3 (C), LSPSTRC3-AL (C), LSPSTW3, LSPSTW3-AL [Eaton Wheelock] [NAC] LSPSTR3, LSPSTR3-AL, LSPSTR3-ALA, LSPSTR3-N, LSPSTR3-NA, LSPSTW3, LSPSTW3-AL, LSPSTW3-ALA, LSPSTW3-N, LSPSTW3-NA
2afee28b-4883-4417-8c27-14a32ce83178 | NFPA 170 STROBE WALL |  |  | North | Edwards |  | Strobe |  |  |  | Module | TRUE | G4VRF |  | Wall strobe, red, FIRE | 1 | [6 empty] | FALSE |  | GRSW-10 |  |  |  | #FF0070C0 | FA-NFPA 170 STROBE WALL | 1 | FALSE | FALSE | FALSE | 2023 | [13 empty] | FALSE | [5 empty] | DESKTOP-7SAL8M7\acont | 2019-08-29 12:20 | THOR\acont | 2024-09-08 17:27 |  | [Edwards, Kidde] [NAC] [VDC] EG4VRF, EG4VRF-FR, EG4VRF-SP, EG4VRN, EG4VWF, EG4VWF-FR, EG4VWF-SP, EG4VWN, G4VRF, G4VRF-FR, G4VRF-SP, G4VRN, G4VWF, G4VWF-FR, G4VWF-SP, G4VWN [Edwards, Kidde] [NAC] [VFWR] EG4VRF, EG4VRF-FR, EG4VRF-SP, EG4VRN, EG4VWF, EG4VWF-FR, EG4VWF-SP, EG4VWN, G4VRF, G4VRF-FR, G4VRF-SP, G4VRN, G4VWF, G4VWF-FR, G4VWF-SP, G4VWN
c85bd474-0e0d-40e9-833e-14a8be050c5a | NFPA 170 KNOX BOX |  |  | East | KNOX |  | Miscellaneous |  |  |  | Module | TRUE | 3261 |  | KNOX BOX 3261 | 1 | [6 empty] | FALSE | FALSE |  |  |  |  | #FFFF0000 | FA-NFPA 170 KNOX BOX | 1 | FALSE | FALSE | FALSE | [14 empty] | FALSE | [5 empty] | DESKTOP-7SAL8M7\acont | 2020-09-14 12:55 | THOR\acont | 2024-09-08 17:27 | Cloned from EAS 5000H | [EAS, Federal Signal, Kidde, KNOX] [IDC] 01 2HS, 2HSR, 3200, 3261, 3270, 3502, 4401, 4403, 4430, 4432, 4505, 4534, 5000H, 5000HR, MPEX [EAS, Firelite, Kidde, KNOX, Monaco Enterprises, Potter, System Sensor, Thermotech] [IDC] 01 2HS, 2HSR, 302-AW-135 (C), 3200, 3261, 3270, 3502, 4401, 4403, 4430, 4432, 4505, 4534, 5000H, 5000HR, 721-127-00 (C), 722-123-00 (C), 723-369-00 (C), BG-12LO, I3
3817dd1c-5081-4ba7-8baf-14a95bc1673c |  |  |  | North | Eaton Wheelock |  | Cards & Components |  |  |  | Card | TRUE | SP4-TZC | NEW |  | 1 | [6 empty] | TRUE | [5 empty] | #FFFFFFFF |  |  | FALSE | FALSE | FALSE | [14 empty] | FALSE | [5 empty] | AULAPTOP-PC\Aulaptop | 2019-01-05 09:19 | THOR\acont | 2024-10-09 10:48 | Cloned from Cooper Notification SP40S-MAIN CARD CLONED
1c638b80-4d78-4235-8140-14ab69d7dee1 | NFPA 170 MANUAL PULL |  |  | North | Sigcom |  | Manual Station |  |  |  | Module | TRUE | SG-42CXK1-GR | + | Dual Action Pull Station, DPDT, Green | 1 | [6 empty] | TRUE | [5 empty] | #FFFF0000 | FA-NFPA 170 MANUAL PULL | 1 | FALSE | FALSE | FALSE | 957 | [19 empty] | DESKTOP-7SAL8M7\acont | 2019-11-18 11:54 | THOR\acont | 2024-09-08 17:27 | Cloned from Sigcom SG-42CXK1-BL | [Sigcom] [IDC] 01 SG-42CXK1-BL, SG-42CXK1E-BL, SG-42CXK1E-GR, SG-42CXK1E-RD, SG-42CXK1E-YL, SG-42CXK1-GR, SG-42CXK1-RD, SG-42CXK1-YL, SG-42CXK2-BL, SG-42CXK2-GR, SG-42CXK2-RD, SG-42CXK2-YL, SG-42SK1, SG-42SK1-SC, SG-42SK2, SG-42SK2-SC, SGX-32SK1-SC
bbedcd30-8e8b-4ee1-a1f9-14aea7b528a8 | CADGEN CARD ACCESS CONTROL PANEL |  |  | North | ProdataKey, Inc. | Security/Access Control | Card Access Control Panel |  |  |  | Assembly | TRUE | RCNEW |  | High-Security Cloud Node - Ethernet + Wireless | 1 | [6 empty] | TRUE | [5 empty] | #FFFF0000 | FA-CADGEN CARD ACCESS CONTROL PANEL | 1 | FALSE | FALSE | FALSE | [20 empty] | DESKTOP-7EIEB7A\acont | 2022-02-12 08:15 | THOR\acont | 2024-09-08 17:27 | Cloned from ProdataKey, Inc. RCNE
43733b51-46d0-482a-89bc-14b0dece91a6 | NFPA 170 AMPLIFIER RACK | RISER AMP |  | North | Hochiki |  | Amplifier |  |  |  | Assembly | TRUE | FNVDPS25/P (70V) | + | Distributed Panel, Single Channel, 25W, Fire Phone | 1 | [6 empty] | FALSE |  |  | *Refer to Install Sheet |  |  | #FFFF0000 | FA-NFPA 170 AMPLIFIER RACK | 1 | FALSE | FALSE | FALSE | 300 | [8 empty] | 7,12,18 |  |  |  | 25 | TRUE | [5 empty] | DESKTOP-7SAL8M7\acont | 2019-11-04 16:25 | THOR\acont | 2024-09-08 17:27
d4bc92fd-70c0-4032-8663-14b4700ffba4 | KEY SWITCH |  |  | North | Edwards |  | Switch |  |  |  | Module | TRUE | LSRA-RK |  | Remote Enable/Disable Keyswitch | 1 | [6 empty] | FALSE | [5 empty] | #FFFF0000 | FA-KEY SWITCH | 1 | FALSE | FALSE | FALSE | 927 | [13 empty] | FALSE | [7 empty] | THOR\acont | 2024-09-08 17:27
61958f99-0974-4353-9fc1-14b8e3ad9d52 |  |  |  | North | Siemens |  | Hardware |  |  |  | Hardware | TRUE | FHA2013-A1 | ++ | Rear Mounting Plate for FT2010 Floor Repeater Terminals when cables are flushed | 1 | [12 empty] | #FFFFFFFF |  |  | FALSE | FALSE | FALSE | [20 empty] | DESKTOP-7EIEB7A\acont | 2021-11-19 10:16 | THOR\acont | 2024-10-09 10:48
d836e353-fb8f-4856-9f8c-14bce6ee0745 | NFPA 170 REMOTE ANNUNCIATOR | RISER ANNUNCIATOR |  | North | Fike |  | Remote Annunciator |  |  |  | Module | TRUE | FIK-RA-2000 | ++ | Remote annunciator, red | 1 | 0.025 | 0.05 |  |  | 24 |  | FALSE |  |  |  | Outside wall: 11.38” x 12.50” x 0.88” (31.1 cm x 29.2 cm x 2.2 cm) Inside wall: 9.25” x 8.25” x 2” (23.8 cm x 21.3 cm x 5.1 cm) |  | #FFFF0000 | FA-NFPA 170 REMOTE ANNUNCIATOR | 1 | FALSE | FALSE | FALSE | 255 | [13 empty] | FALSE | [5 empty] | DESKTOP-7EIEB7A\acont | 2023-01-04 10:39 | THOR\acont | 2024-09-08 17:27 | Cloned from Silent Knight RA-2000 | [Fike] [SBUS] [*] [SBUS ++] FIK-5824, FIK-5865-3, FIK-5865-4, FIK-5880, FIK-6815, FIK-RA-100, FIK-RA-1000R, FIK-RA-2000
c455049f-d8a1-4dfc-adaf-14beca411099 | NFPA 170 STROBE WALL |  |  | North | Edwards |  | Strobe |  |  |  | Module | TRUE | 203-8A |  | 120 VAC Non-Synchronized Wall/Ceiling Strobe | 1 | [6 empty] | TRUE | [5 empty] | #FF0070C0 | FA-NFPA 170 STROBE WALL | 1 | FALSE | FALSE | FALSE | [20 empty] | AUGUSTXPS17-EUP\aucon | 2023-03-31 04:39 | THOR\acont | 2024-09-08 17:27 |  | [Edwards] [NAC] [120VAC ] 203-8A
c4be6541-472f-464a-8b6f-14c2286f14b2 | NFPA 170 MANUAL PULL |  |  | North | MIRCOM |  | Manual Station |  |  |  | Module | TRUE | MS-710ADU | + | Intelligent Addressable Key Resettable Dual Action Manual Station | 1 | 0.0004 | 0.0006 |  |  |  |  | FALSE | [5 empty] | #FFFF0000 | FA-NFPA 170 MANUAL PULL | 1 | FALSE | FALSE | FALSE | 957 | [13 empty] | FALSE | [5 empty] | DESKTOP-7SAL8M7\acont | 2019-04-12 10:27 | THOR\acont | 2024-09-08 17:27 | Cloned from MIRCOM MS-710APU | [MIRCOM] [SLC MODULES] [*] [#3 TYPE ADDR ¦ MODULES] CR-6, CZ-6, IM-10, MIX-100P, MIX-100R, MIX-100S, MIX-101P, MIX-4040, MIX-4040M, MIX-4041, MIX-4045, MIX-4045-M, MIX-4046, MIX-M500DM, MIX-M500DMAP, MIX-M500FP, MIX-M500M, MIX-M500MAP, MIX-M500R, MIX-M50
6be21920-3a89-4e51-a603-14c5c34badc4 | NFPA 170 STROBE WALL |  |  | North | Siemens |  | Strobe |  |  |  | Module | TRUE | SLSWW-F | S54329-F25-A2 | SLSWW-F ST,WALL,WHT,FIRE | 1 | [6 empty] | FALSE | [5 empty] | #FF0070C0 | FA-NFPA 170 STROBE WALL | 1 | FALSE | FALSE | FALSE | 2023 | [13 empty] | FALSE | [5 empty] | DESKTOP-7SAL8M7\acont | 2018-09-19 06:51 | THOR\acont | 2024-09-08 17:27 |  | [Siemens] [NAC] [24 VDC] SLSPSWR-AL, SLSPSWR-ALA, SLSPSWR-F, SLSPSWR-M, SLSPSWR-N, SLSPSWR-NA, SLSPSWW-AL, SLSPSWW-ALA, SLSPSWW-F, SLSPSWW-M, SLSPSWW-N, SLSPSWW-NA, SLSWR-A, SLSWR-AL, SLSWR-ALA, SLSWR-F, SLSWR-FB, SLSWR-N, SLSWR-NA, SLSWW-AL, SLSWW-ALA, [Siemens] [NAC] [24 VDC] SLSWR-A, SLSWR-AL, SLSWR-ALA, SLSWR-F, SLSWR-FB, SLSWR-N, SLSWR-NA, SLSWW-AL, SLSWW-ALA, SLSWW-F, SLSWW-FB, SLSWW-N, SLSWW-NA [Siemens] [NAC] [16 VDC] SLSPSWR-AL, SLSPSWR-ALA, SLSPSWR-F, SLSPSWR-M, SLSPSWR-N, SLSPSWR-NA, SLSPSWW-AL, SLSPSWW-ALA, SLSPSWW-F, SLSPSWW-M, SLSPSWW-N, SLSPSWW-NA, SLSWR-A, SLSWR-AL, SLSWR-ALA, SLSWR-F, SLSWR-FB, SLSWR-N, SLSWR-NA, SLSWW-AL, SLSWW-ALA,
53462632-6b34-441e-b94e-14c97e37de9b | NFPA 170 SPEAKER STROBE CEILING |  |  | North | Autocall |  | Speaker/Strobe |  |  |  | Module | TRUE | 49SVH-APPLC-O-BA | + | Ceiling Mount Addressable Weatherproof S/V Appliance Only. Assembled in USA | 1 | 0 | 0 |  |  |  |  | TRUE | TRUE |  |  |  |  | #FF0070C0 | FA-NFPA 170 SPEAKER STROBE CEILING | 1 | FALSE | FALSE | FALSE | 2019 | [16 empty] | C, WP |  |  | DESKTOP-7EIEB7A\acont | 2022-02-21 15:05 | THOR\acont | 2024-09-08 17:27 | Cloned from Autocall 49SVH-APPLC-BA | [Autocall, Simplex] [IDNac] [23VDC] 49SVH-APPLC-O (C), 49SVH-APPLC-O-BA (C), 49VOH-APPLC-O (C), 49VOH-APPLC-O-BA (C), A49SVH-APPLC-O (C), A49SVH-APPLC-O-BA (C), A49VOH-APPLC-O (C), A49VOH-APPLC-O-BA (C) [Autocall, Simplex] [AUDIO 70.7v] [70V AUDIO] 49HF-APPLC (C), 49HF-APPLC-BA (C), 49HFV-APPLC (C), 49HFV-APPLC-BA (C), 49HFVH-APPLC (C), 49HFVH-APPLC-BA (C), 49SO-APPLC (C), 49SO-APPLC-BA (C), 49SO-APPLC-O (C), 49SO-APPLC-O-BA (C), 49SV-APPLC (C), 49SV-AP [Autocall, Simplex] [AUDIO 25v] [25V AUDIO] 49HF-APPLC (C), 49HF-APPLC-BA (C), 49HFV-APPLC (C), 49HFV-APPLC-BA (C), 49HFVH-APPLC (C), 49HFVH-APPLC-BA (C), 49SO-APPLC (C), 49SO-APPLC-BA (C), 49SO-APPLC-O (C), 49SO-APPLC-O-BA (C), 49SV-APPLC (C), 49SV-APPL
96014a38-e4c3-430d-a220-14cca9d785fc |  |  |  | North | Autocall |  | Cards & Components |  |  |  | Card | TRUE | A007-9808 | ++ | City Circuit Module without Disconnect Switch | 1 | 0.02 | 0.036 |  |  |  |  | TRUE | [5 empty] | #FFFFFFFF |  |  | FALSE | FALSE | FALSE | [20 empty] | DESKTOP-7SAL8M7\acont | 2020-05-11 17:11 | THOR\acont | 2024-10-09 10:48 | Cloned from AutoCall A007-9807
e798069d-948a-4f94-ae85-14ccd1dd2e90 | NFPA 170 HORN STROBE |  |  | North | Hochiki |  | Horn/Strobe |  |  |  | Module | TRUE | WHEC24-75WR |  | 24 Volt Low Profile Evacuation Outdoor Horn/Strobe, Weather Proof, Wall, Red | 1 | 0 | 0.198 |  |  |  |  | FALSE |  |  | *Refer to Install Sheet |  |  | #FF0070C0 | FA-NFPA 170 HORN STROBE | 1 | FALSE | FALSE | FALSE | 2012 | [13 empty] | FALSE |  |  | WP |  |  | DESKTOP-7SAL8M7\acont | 2019-12-02 11:19 | THOR\acont | 2024-09-08 17:27 | Cloned from Gentex WGEC24-75WR | [Bosch, Gentex, Hochiki, VES] [NAC] [UL MAX] VF4007-X0, WGEC24-75PWR, WGEC24-75PWRLP, WGEC24-75PWW, WGEC24-75PWWLP, WGEC24-75WR, WGEC24-75WRLP, WGEC24-75WW, WGEC24-75WWLP, WHEC24-75WR, WHEC24-75WW [Hochiki] [NAC] [24 VDC] WHEC24-75WR, WHEC24-75WW
bb924710-6baa-4e63-a195-14cd839bea03 |  |  |  | North | Edwards |  | Cards & Components |  |  |  | Card | TRUE | 4X-LCD | + | EST3X User Inteface Card | 1 | 0.066 | 0.066 |  |  |  |  | TRUE | [5 empty] | #FFFFFFFF |  |  | FALSE | FALSE | FALSE | [14 empty] | FALSE | [7 empty] | THOR\acont | 2024-10-09 10:48
ba07e7d1-384e-4d63-b73d-14cdab8e303f | NFPA 170 AMPLIFIER RACK | RISER AMP |  | North | Hochiki |  | Amplifier |  |  |  | Assembly | TRUE | FNVDPS100/P (25V) | + | Distributed Panel, Single Channel, 25W, Fire Phone | 1 | [6 empty] | FALSE |  |  | *Refer to Install Sheet |  |  | #FFFF0000 | FA-NFPA 170 AMPLIFIER RACK | 1 | FALSE | FALSE | FALSE | 300 | [8 empty] | 7,12,18 |  |  |  | 25 | TRUE | [5 empty] | DESKTOP-7SAL8M7\acont | 2019-11-05 11:20 | THOR\acont | 2024-09-08 17:27 | Cloned from Evax HMX-DPS100/P
860c372c-1f76-4813-82ee-14d725590ab8 | NFPA 170 FIRE ALARM CONTROL UNIT | RISER FACP |  | North | Edwards |  | Fire Alarm Control Unit |  |  |  | Assembly | TRUE | iO1000R-2 |  | FACP, 1-4 Loop, 1000pt max, 4 Cl B NACs, red, 230v | 1 | [6 empty] | FALSE | [5 empty] | #FFFF0000 | FA-NFPA 170 FIRE ALARM CONTROL UNIT | 1 | FALSE | FALSE | FALSE | 202 | [8 empty] | 7,12,18 |  |  |  |  | TRUE | [7 empty] | THOR\acont | 2024-09-08 17:27
8eaba739-648f-4f72-94d0-14f1d36cf038 |  |  |  | North | Monaco Enterprises |  | Cards & Components |  |  |  | Card | TRUE | 176-206-00 | + | Fire Zone Card | 1 | 0.003 | 0.003 |  |  |  |  | TRUE | [5 empty] | #FFFFFFFF |  |  | FALSE | FALSE | FALSE | [20 empty] | AULAPTOP-PC\Aulaptop | 2019-05-14 09:48 | THOR\acont | 2024-10-09 10:48 | Cloned from Monaco Enterprises New Part CLONED |  | [Monaco Enterprises] 176-206-00, 176-206-xx, 227-630-xx
74f8064d-0838-47f5-bdcd-14fe4594d407 | NFPA 170 REMOTE ANNUNCIATOR |  |  | North | Bosch |  | Remote Annunciator |  |  |  | Module | TRUE | B926F | ++ | Fire Keypad/Annunciator For B8512G And B9512G | 1 | 0.03 | 0.07 | [10 empty] | #FFFF0000 | FA-NFPA 170 REMOTE ANNUNCIATOR | 1 | FALSE | FALSE | FALSE | [17 empty] | B926F |  |  | DESKTOP-7SAL8M7\acont | 2019-07-08 19:26 | THOR\acont | 2024-09-08 17:27 |  | [BluePoint, Bosch] [SDI2 BOSCH] [*] [ALL DEVICES ++] B208, B299, B308, B426, B450, B450-CHI, B450-M, B810, B820, B901, B915, B915I, B920, B921C, B925F, B926F, B930, B940W, B942, B942W, BP-BHE-B208A, BP-BHE-B299
9b984f11-cf2a-45d0-bd02-150176d3b57d | NFPA 170 LOCAL OPERATOR CONSOLE | RISER LOC |  | North | Firelite |  | Local Operator Console |  |  |  | Module | TRUE | ECC-LOC | + | Local Operator Console (Complete user interface) | 1 | 0.085 | 0.1 |  |  |  |  | TRUE | FALSE |  |  |  |  | #FFFF0000 | FA-NFPA 170 LOCAL OPERATOR CONSOLE | 1 | FALSE | FALSE | FALSE | 211 | [13 empty] | FALSE |  |  | LOC |  |  |  |  | THOR\acont | 2024-09-08 17:27 |  | [ADT Unimode, Eaton Wheelock, Farenhyt, Firelite, Gamewell FCI, Monaco Enterprises, Notifier, Potter, Secutron, Silent Knight] [AUX POWER] [*] 790-012-00, ACM-16ATF, ACM-30, ACM-32AF, ACM-48A, ACM-8RF, ADT-LCD-80, AEM-16ATF, AEM-32AF, AFM-16AF, AFM-16ATF [Farenhyt, Firelite] [RS-485] ECC-125DA (25V) Main Board, ECC-50BDA Main Board (100W, 25V), ECC-50BDA Main Board (100W, 70V), ECC-50DA Main Board (50W, 25V), ECC-50DA Main Board (50W, 70V), ECC-LOC, ECC-RM, ECC-RPU, ECS-125DA (25V) Main Board, ECS-12 [Eaton Wheelock, Farenhyt, Firelite] [DIGITAL AUDIO LOOP] ECC-125DA (25V) Main Board, ECC-50BDA Main Board (100W, 25V), ECC-50BDA Main Board (100W, 70V), ECC-50DA Main Board (50W, 25V), ECC-50DA Main Board (50W, 70V), ECC-LOC, ECC-RM, ECC-RPU, ECS-12 [Farenhyt, Firelite] [RS-485] ECC-125DA (25V) Main Board, ECC-50BDA Main Board (100W, 25V), ECC-50BDA Main Board (100W, 70V), ECC-50DA Main Board (50W, 25V), ECC-50DA Main Board (50W, 70V), ECC-LOC, ECC-RM, ECC-RPU, ECS-125DA (25V) Main Board, ECS-12
82c56382-904f-4233-bf64-1505299bc2d3 | NFPA 170 FIRE ALARM CONTROL UNIT |  |  | North | Interlogix |  | Fire Alarm Control Unit |  |  |  | Assembly | TRUE | NX-8-CF | + | Interlogix NX-8-CF Security/Fire Panel | 1 | [6 empty] | FALSE | [5 empty] | #FFFF0000 | FA-NFPA 170 FIRE ALARM CONTROL UNIT | 1 | FALSE | FALSE | FALSE | 101 | [8 empty] | 7 |  |  |  |  | TRUE | [7 empty] | THOR\acont | 2024-09-08 17:27
e4c1abd8-2207-4089-b200-150632b91e07 | NFPA 170 SMOKE DETECTOR SINGLE STATION |  |  | North | Block Definition Only |  | Smoke Detector |  |  |  | Module | TRUE | NFPA 170 SMOKE DETECTOR SINGLE STATION |  | NFPA 170 SMOKE DETECTOR SINGLE STATION | 1 | [7 empty] | TRUE |  |  |  |  | #FFFF0000 | FA-NFPA 170 SMOKE DETECTOR SINGLE STATION | 1 | FALSE | FALSE | FALSE | 1409 | [19 empty] | AULAPTOP-PC\Aulaptop | 2020-03-26 07:41 | THOR\acont | 2024-09-08 17:27
6b4c8ed0-5f4c-451f-a893-1513688ebf0c |  |  |  | North | Firelite |  | Cards & Components |  |  |  | Card | TRUE | ECC-RTZM | + | Remote Telephone Zone Module | 1 | 0.055 | 0.06 |  |  |  |  | TRUE | FALSE |  |  |  |  | #FFFFFFFF |  |  | FALSE | FALSE | FALSE | [14 empty] | FALSE | [7 empty] | THOR\acont | 2024-10-09 10:48
c06261a4-2319-4aa8-bb2d-151d3263a971 |  |  |  | North | Advanced |  | Cards & Components |  |  |  | Card | TRUE | AX-CTL-2 Base Card |  | Main Board for AX-CTL-2 Series Control Panels | 1 | 0.11 | 0.195 |  |  |  |  | TRUE | [5 empty] | #FFFFFFFF |  |  | FALSE | FALSE | FALSE | [14 empty] | FALSE | [5 empty] | AULAPTOP-PC\Aulaptop | 2019-05-18 13:38 | AUGUSTALIEN\aucon | 2025-02-14 18:13 | Cloned from Advanced AX-CTL-1C Main Board |  | [Advanced] AX-CTL-2 Base Card
1e7721f5-b331-4a44-9eae-152102c11510 | NFPA 170 SMOKE DETECTOR |  |  | North | MIRCOM |  | Smoke Detector |  |  |  | Module | TRUE | MIX-1251B w/B210LP | + | Intelligent Ionization Smoke Sensor, Standard Base | 1 | 0.0003 | 0.0065 |  |  |  |  | FALSE | TRUE |  |  |  |  | #FFFF0000 | FA-NFPA 170 SMOKE DETECTOR | 1 | FALSE | FALSE | FALSE | 1408 | [13 empty] | FALSE |  |  | I |  |  | DESKTOP-7SAL8M7\acont | 2019-04-14 08:11 | THOR\acont | 2024-09-08 17:27 | 20191121 AC Detector with base | [MIRCOM] [SLC SENSORS] [*] [#4 TYPE ADDR ¦ SENSORS] DNR w/MIX-2251BR (C), DNR w/MIX-2351RAP (C), MIX-1251AP w/B200SR-LF-WH (C), MIX-1251AP w/B200SR-WH (C), MIX-1251AP w/B210LP (C), MIX-1251AP w/B224RB-WH (C), MIX-1251AP w/B501 (C), MIX-1251B w/B200SR-LF- [MIRCOM] [SLC MODULES SENSORS] [*] [#2 SHARED ADDR ¦ SENSORS] DNR w/MIX-2251BR (C), DNR w/MIX-2351RAP (C), MIX-1251AP w/B200SR-LF-WH (C), MIX-1251AP w/B200SR-WH (C), MIX-1251AP w/B210LP (C), MIX-1251AP w/B224RB-WH (C), MIX-1251AP w/B501 (C), MIX-1251B w/
f1d7c109-547b-4c6e-b5f4-152329d6b437 | NFPA 170 HEAT DETECTOR |  |  | North | Bosch |  | Heat Detector |  |  |  | Module | TRUE | D5601/D7044M | ++ | Addressable Heat Detector | 1 | 0.00055 | 0.00055 |  |  | 12 |  | FALSE | [5 empty] | #FFFF0000 | FA-NFPA 170 HEAT DETECTOR | 1 | FALSE | FALSE | FALSE | 1403 | [13 empty] | FALSE | [7 empty] | THOR\acont | 2024-09-08 17:27 | 20191121 AC Detector without base | [Bosch] [SLC MUX BOSCH] [*] [#1 ++] D341/D7044M, D5601/D7044M, D7044, D7044M, D7050, D7050 w/D7050-B6 BASE (C), D7050TH w/D7050-B6 BASE (C), D7052, D7053, DS7432, DS7457i, DS7457iF, DS7460I, DS7461I, DS7465I, FMM-7045, FMM-7045-D
57b0bddb-5e96-4fea-a101-152f6370e30c |  |  |  | North | MIRCOM | [5 empty] | Module | TRUE | OGN-UL-STD | new | Industrial Rack Appliance /w UL/ULC Certification | 1 | [12 empty] | #FFFFFFFF |  |  | FALSE | FALSE | FALSE | [20 empty] | THOR\acont | 2024-02-24 16:13 | THOR\acont | 2024-10-09 10:48
732deab1-4ccb-463a-8711-15359bbc611f |  |  |  | North | Edwards |  | Hardware |  |  |  | Hardware | TRUE | FW Labor Hours |  | Drawings, Programming, Software Installation | 1 | [6 empty] | FALSE | [5 empty] | #FFFFFFFF |  |  | FALSE | FALSE | FALSE | [14 empty] | FALSE | [7 empty] | THOR\acont | 2024-10-09 10:48
f33cd79b-0124-4526-af95-153a139a51ad | NFPA 170 FIRE ALARM COMMUNICATOR |  |  | North | Block Definition Only |  | Communicator |  |  |  | Module | TRUE | NFPA 170 FIRE ALARM COMMUNICATOR |  | NFPA 170 FIRE ALARM COMMUNICATOR | 1 | [12 empty] | #FFFF0000 | FA-NFPA 170 FIRE ALARM COMMUNICATOR | 1 | FALSE | FALSE | FALSE | 251 | [19 empty] | AULAPTOP-PC\Aulaptop | 2020-03-26 07:41 | THOR\acont | 2024-09-08 17:27
328220a0-e90f-45cf-ab6d-153b5df5864f | NFPA 170 REMOTE ANNUNCIATOR | RISER ANNUNCIATOR |  | North | Gamewell FCI |  | Remote Annunciator |  |  |  | Assembly | TRUE | LCD-7100 | + | Annunciator, Terminal and ACS mode. 160-character, backlit LCD display | 1 | [6 empty] | FALSE | [5 empty] | #FFFF0000 | FA-NFPA 170 REMOTE ANNUNCIATOR | 1 | FALSE | FALSE | FALSE | 255 | [8 empty] | 7,12,18 |  |  |  |  | TRUE | [7 empty] | THOR\acont | 2024-09-08 17:27
ccb73894-b544-4916-ac76-153e6dae5fe3 | NFPA 170 SMOKE DETECTOR |  |  | North | Potter |  | Smoke Detector |  |  |  | Module | TRUE | 1430185 (Detector) | ++ | Fireray Hub Systems Beam Detector Head | 1 | 0.0025 | 0.0025 |  |  |  |  | FALSE | TRUE |  |  |  |  | #FFFF0000 | FA-NFPA 170 SMOKE DETECTOR | 1 | FALSE | FALSE | FALSE | 1408 | [13 empty] | FALSE |  |  | SBD |  |  | THOR\acont | 2025-02-20 07:52 | THOR\acont | 2025-02-20 08:00 | Cloned from FFE 3000-103 (Detector) | [FFE, Potter] [BEAM DET] 1430185 (Detector) (C), 3000-103 (Detector) (C), 5000-031 (Detector) (C), 5000-103 (Detector) (C), 6030-300 (Detector) (C)
f3d92923-872a-43ce-8b62-1544cd001c43 | NFPA 170 NON ADDRESSABLE RELAY |  |  | North | Edwards |  | Non-Addressable Relay |  |  |  | Module | TRUE | MR201/C |  | DPDT Relay /w LED & Metal Enclosure | 1 | 0 | 0.035 |  |  |  |  | FALSE | [5 empty] | #FFFF0000 | FA-NFPA 170 NON ADDRESSABLE RELAY | 1 | FALSE | FALSE | FALSE | 1300 | [13 empty] | FALSE | [7 empty] | THOR\acont | 2024-09-08 17:27 |  | [Edwards] [AUX POWER] MR201/C, MR201/T
a79ad620-6c62-4350-8caf-15476d2e63bd | NFPA 170 SMOKE DETECTOR |  |  | North | Potter |  | Smoke Detector |  |  |  | Module | TRUE | PAD300-PD w/PAD300-SB | ++ | Photoelectric Smoke Detector with 6" Base with Sounder Module Included | 1 | 0.0006 | 0.0006 |  |  |  |  | FALSE | TRUE |  |  |  |  | #FFFF0000 | FA-NFPA 170 SMOKE DETECTOR | 1 | FALSE | FALSE | FALSE | 1408 | [13 empty] | FALSE |  |  | SB |  |  | DESKTOP-7EIEB7A\acont | 2023-01-20 06:48 | THOR\acont | 2024-09-08 17:27 | Cloned from Potter PAD200-PD w/PAD100-SB | [Potter] [SLC PAD] [*] [#2 SHARED ADDR ¦ SENSORS] PAD100-CD w/PAD100-4DB, PAD100-CD w/PAD100-6DB, PAD100-CD w/PAD100-IB, PAD100-CD w/PAD100-LFSB, PAD100-CD w/PAD100-RB, PAD100-CD w/PAD100-SB, PAD100-CD w/PAD100-SPKB, PAD100-DUCT (C), PAD100-DUCTR (C), PA [Potter] [AUX POWER] PAD300-CD w/PAD300-SB, PAD300-HD w/PAD300-SB, PAD300-PCD w/PAD300-SB (C), PAD300-PCD w/PAD300-SB (Split) (C), PAD300-PD w/PAD300-SB (C), PAD300-PHD w/PAD300-SB (C), PAD300-PHD w/PAD300-SB (Split) (C)
93b4c981-4ecc-4b83-bd6e-154ac1d41011 | NFPA 170 HORN |  |  | North | Faraday |  | Horn |  |  |  | Module | TRUE | 6123L-0-14-24-DC |  | Temporal Horn, 85 dbA Avg, Red | 1 | [6 empty] | FALSE | [5 empty] | #FF0070C0 | FA-NFPA 170 HORN | 1 | FALSE | FALSE | FALSE | 2010 | [13 empty] | FALSE | [5 empty] | THOR\acont | 2025-02-28 07:32 | THOR\acont | 2025-02-28 07:37 | Cloned from Edwards 757-1A-T | [Edwards, Faraday] [NAC] [24 VFWR, HIGH] 6123L-0-14-24-DC, 757-1A-T, 757-1A-TW [Edwards, Faraday] [NAC] [24 VDC, HIGH] 6123L-0-14-24-DC, 757-1A-T, 757-1A-TW
8c5333a0-e3a2-4bf7-ad05-1556db4844d2 | NFPA 170 SPEAKER CEILING |  |  | North | Siemens |  | Speaker |  |  |  | Module | TRUE | SL2SPCW-N | S54329-F147-A1++ | High-Fidelity Speaker, Ceiling, White, No Lettering | 1 | [7 empty] | TRUE |  |  |  |  | #FF0070C0 | FA-NFPA 170 SPEAKER CEILING | 1 | FALSE | FALSE | FALSE | [20 empty] | DESKTOP-7EIEB7A\acont | 2023-08-02 17:05 | THOR\acont | 2024-09-08 17:27 | Cloned from Siemens SL2SPCR-AL | [Siemens] [AUDIO 25v] [25V AUDIO] SL2SPCB-F (C), SL2SPCR-AL (C), SL2SPCR-F (C), SL2SPCR-N (C), SL2SPCW-A (C), SL2SPCW-AL (C), SL2SPCW-F (C), SL2SPCW-N (C), SL2SPWR-AL, SL2SPWR-F, SL2SPWR-N, SL2SPWW-AL, SL2SPWW-F, SL2SPWW-N [Siemens] [AUDIO 70.7v] [70V AUDIO] SL2SPCB-F (C), SL2SPCR-AL (C), SL2SPCR-F (C), SL2SPCR-N (C), SL2SPCW-A (C), SL2SPCW-AL (C), SL2SPCW-F (C), SL2SPCW-N (C), SL2SPWR-AL, SL2SPWR-F, SL2SPWR-N, SL2SPWW-AL, SL2SPWW-F, SL2SPWW-N
28b04ee3-5f62-47a9-a119-15592569de1d | FIRE ALARM PANEL |  |  | North | Consilium |  | Fire Alarm Panel |  |  |  | Assembly | TRUE | 5102002-01A | ++ | Salwico Workboat AI | 1 | [6 empty] | TRUE | [5 empty] | #FFFF0000 | FA-FIRE ALARM PANEL | 1 | FALSE | FALSE | FALSE | [9 empty] | 1.2 |  | 1.2 |  |  | TRUE | [5 empty] | DESKTOP-7EIEB7A\acont | 2022-07-28 16:36 | THOR\acont | 2024-09-08 17:27
78e0d21e-7a31-4652-8456-1559c3673ea8 | NFPA 170 SPEAKER STROBE |  |  | North | Edwards |  | Speaker/Strobe |  |  |  | Module | TRUE | G4LFWF-HVM | + | Low Frequency(520hz), White, 15,30,75,110 cd, FIRE | 1 | 0 | 0.176 |  |  |  |  | FALSE | [5 empty] | #FF0070C0 | FA-NFPA 170 SPEAKER STROBE | 1 | FALSE | FALSE | FALSE | 2019 | [13 empty] | FALSE |  |  | LF |  |  |  |  | THOR\acont | 2024-09-08 17:27 |  | [Edwards, Kidde] [NAC] [24 VFWR, TEMPORAL] G4LFRF-HVM, G4LFRN-HVM, G4LFWF-HVM, G4LFWN-HVM [Edwards, Kidde] [NAC] [24 VFWR, CONTINUOUS] G4LFRF-HVM, G4LFRN-HVM, G4LFWF-HVM, G4LFWN-HVM [Edwards, Kidde] [NAC] [24 VDC, TEMPORAL] G4LFRF-HVM, G4LFRN-HVM, G4LFWF-HVM, G4LFWN-HVM [Edwards, Kidde] [NAC] [24 VDC, CONTINUOUS] G4LFRF-HVM, G4LFRN-HVM, G4LFWF-HVM, G4LFWN-HVM [Edwards, Kidde] [NAC] [16 VDC, TEMPORAL] G4LFRF-HVM, G4LFRN-HVM, G4LFWF-HVM, G4LFWN-HVM [Edwards, Kidde] [NAC] [16 VFWR, TEMPORAL] G4LFRF-HVM, G4LFRN-HVM, G4LFWF-HVM, G4LFWN-HVM [Edwards, Kidde] [NAC] [16 VDC, CONTINUOUS] G4LFRF-HVM, G4LFRN-HVM, G4LFWF-HVM, G4LFWN-HVM [Edwards, Kidde] [NAC] [16 VFWR, CONTINUOUS] G4LFRF-HVM, G4LFRN-HVM, G4LFWF-HVM, G4LFWN-HVM
94d8e76a-e11f-4071-a4f2-1559cd8a96df | NFPA 170 HORN STROBE |  |  | North | Eaton Wheelock |  | Horn/Strobe |  |  |  | Module | TRUE | EL4XMTST-FW | ++ | WALL HORN STROBE, WHITE, WP | 1 | [6 empty] | TRUE | [5 empty] | #FF0070C0 | FA-NFPA 170 HORN STROBE | 1 | FALSE | FALSE | FALSE | 2020 | [16 empty] | WP |  |  | THOR\acont | 2024-09-11 19:25 | THOR\acont | 2024-10-09 10:48 | Cloned from Eaton Wheelock EL4XHS-FW | [Eaton Wheelock] [NAC] [24VDC, HIGH HORN] EL3RMTSTA-ALW, EL3RMTSTA-NW, EL3RMTST-FR, EL3RMTST-FW, EL4XMTSTA-ALW, EL4XMTSTA-NW, EL4XMTST-FR, EL4XMTST-FW [Eaton Wheelock] [NAC] [24VDC, STD HORN] EL3RMTSTA-ALW, EL3RMTSTA-NW, EL3RMTST-FR, EL3RMTST-FW, EL4XMTSTA-ALW, EL4XMTSTA-NW, EL4XMTST-FR, EL4XMTST-FW
5bff685f-f741-40ce-8b23-155b48b6ba45 |  |  |  | North | Edwards |  | Hardware |  |  |  | Hardware | TRUE | MN-GVWBD1 |  | HPSA Wall-mount bracket for MN-GVD Directional HPSA | 1 | [6 empty] | FALSE | [5 empty] | #FFFFFFFF |  |  | FALSE | FALSE | FALSE | [14 empty] | FALSE | [7 empty] | THOR\acont | 2024-10-09 10:48
e7a2aac9-6803-43dc-95d6-155cf95da166 | NFPA 170 NOTIFICATION CIRCUIT EXTENDER PANEL | RISER NAC |  | North | Monaco Enterprises |  | Notification Circuit Extender Panel |  |  |  | Assembly | TRUE | 404-106-00 | + | Type I NAC Distributed Power Extender, 10A, emulates synchronization signals compatible with sync module P/N 367-047-00 | 1 | [12 empty] | #FFFF0000 | FA-NFPA 170 NOTIFICATION CIRCUIT EXTENDER PANEL | 1 | FALSE | FALSE | FALSE | 212 | [11 empty] | 10 |  | TRUE | [5 empty] | DESKTOP-7SAL8M7\acont | 2020-05-20 08:00 | THOR\acont | 2024-09-08 17:27 | Cloned from Monaco Enterprises 404-126-00
3d5fa4b1-f78d-423e-bbc4-1564d0c37ed9 |  |  |  | North | Edwards |  | Hardware |  |  |  | Hardware | TRUE | MN-HS16SPKHRT2P |  | 640 Watt HPSA (2 of 5 Active Panels) replacement speaker head - complete | 1 | [6 empty] | FALSE | [5 empty] | #FFFFFFFF |  |  | FALSE | FALSE | FALSE | [14 empty] | FALSE | [7 empty] | THOR\acont | 2024-10-09 10:48
3d797738-1c21-4b8d-876c-1565c720672f | NFPA 170 SMOKE HEAT DETECTOR |  |  | North | Edwards |  | Smoke/Heat Detector |  |  |  | Module | TRUE | EC2-OSH w/EC2-SB4 BASE | + | Smoke & Heat detector, photoelectric, two-wire w/integral 135 heat | 1 | 8.8e-05 | 0.06 |  |  |  |  | FALSE | TRUE |  |  |  |  | #FFFF0000 | FA-NFPA 170 SMOKE HEAT DETECTOR | 1 | FALSE | FALSE | FALSE | 1408 | [13 empty] | FALSE | [5 empty] | DESKTOP-7EIEB7A\acont | 2022-07-19 07:30 | THOR\acont | 2024-10-08 14:46 | Cloned from Edwards SIGA-PHD w/SIGA-SB4 BASE | [Edwards] [IDC] 01 [*] EC2-H w/EC2-RB BASE (C), EC2-H w/EC2-RB4 BASE (C), EC2-H w/EC2-SB BASE (C), EC2-H w/EC2-SB4 BASE (C), EC2-OS w/EC2-RB BASE (C), EC2-OS w/EC2-RB4 BASE (C), EC2-OS w/EC2-SB BASE (C), EC2-OS w/EC2-SB4 BASE (C), EC2-OSH w/EC2-RB BASE (
869e8656-ace8-4e87-898d-1567ec334abf | NFPA 170 SPEAKER STROBE |  |  | North | Edwards |  | Speaker/Strobe |  |  |  | Module | TRUE | G4HFWA-S7VMA |  | 70V Speaker/Strobe, White, ALERT 15, 30, 75, 110 cd, Amber | 1 | 0 | 0.078 |  |  |  |  | FALSE | [5 empty] | #FF0070C0 | FA-NFPA 170 SPEAKER STROBE | 1 | FALSE | FALSE | FALSE | 2019 | [13 empty] | FALSE | [7 empty] | THOR\acont | 2024-09-08 17:27 |  | [Edwards, Kidde] [AUDIO 70.7v] [70V AUDIO] G4F-S7, G4F-S7V1575, G4F-S7VM, G4HFRF-S7, G4HFRF-S7VMC, G4HFRN-S7, G4HFRN-S7VMC, G4HFWA-S7, G4HFWA-S7VMA, G4HFWA-S7VMC, G4HFWF-S7, G4HFWF-S7VMC, G4HFWN-S7, G4HFWN-S7VMA, G4HFWN-S7VMB, G4HFWN-S7VMC, G4RF-S7, G4RF [Edwards, Kidde] [NAC] [24 VDC] G4ERA-A, G4ERA-B, G4ERA-G, G4ERA-R, G4ERF-C, G4ERN-A, G4ERN-B, G4ERN-C, G4ERN-G, G4ERN-R, G4EWA-A, G4EWA-B, G4EWA-G, G4EWA-R, G4EWF-C, G4EWN-A, G4EWN-B, G4EWN-C, G4EWN-G, G4EWN-R, G4F-S2V1575, G4F-S2VM, G4F-S7V1575, G4F-S7 [Edwards, Kidde] [NAC] [16 VDC] G4ERA-A, G4ERA-B, G4ERA-G, G4ERA-R, G4ERF-C, G4ERN-A, G4ERN-B, G4ERN-C, G4ERN-G, G4ERN-R, G4EWA-A, G4EWA-B, G4EWA-G, G4EWA-R, G4EWF-C, G4EWN-A, G4EWN-B, G4EWN-C, G4EWN-G, G4EWN-R, G4F-S2V1575, G4F-S2VM, G4F-S7V1575, G4F-S7
ab872036-8543-4659-ae94-157804585570 | NFPA 170 HORN STROBE |  |  | North | Autocall |  | Horn/Strobe |  |  |  | Module | TRUE | A4906-9139 | + | Horn with Multi-Candela Strobe; Wall Mount, Red, High Cd | 1 | 0 | 0 |  |  |  |  | TRUE | [5 empty] | #FF0070C0 | FA-NFPA 170 HORN STROBE | 1 | FALSE | FALSE | FALSE | 2012 | [19 empty] | DESKTOP-7EIEB7A\acont | 2022-03-07 07:20 | THOR\acont | 2024-09-08 17:27 | Cloned from Autocall A4906-9139 CLONED | [Autocall, Simplex] [NAC] [MAX STEADY] 4906-9139, 4906-9141, A4906-9139, A4906-9141 [Autocall, Simplex] [NAC] [24VDC STEADY] 4906-9127, 4906-9129, 4906-9139, 4906-9141, A4906-9127, A4906-9129, A4906-9139, A4906-9141
ea16c4bb-fe09-4277-82a5-15782dd9c0f1 | NFPA 170 REMOTE INDICATOR |  |  | North | Farenhyt |  | Remote Indicator |  |  |  | Module | TRUE | RA100Z | ++ | Remote LED Annunciator | 1 | 0 | 0.012 |  |  |  |  | FALSE | [5 empty] | #FFFF0000 | FA-NFPA 170 REMOTE INDICATOR | 1 | FALSE | FALSE | FALSE | 2016 | [13 empty] | FALSE | [7 empty] | THOR\acont | 2024-09-08 17:27 |  | [Farenhyt, Fike, Firelite, Gamewell FCI, MIRCOM, Monaco Enterprises, Notifier, System Sensor] [IDC, LED, RTS] [*] [INPUT TYPE] 729-091-00, RA100Z, RA100Z
97f9f819-6acd-4c2c-b879-159ec1d23bec | NFPA 170 NON ADDRESSABLE RELAY |  |  | North | Space Age Electronics |  | Non-Addressable Relay |  |  |  | Module | TRUE | SSU-MR-101/C | ++ | SPDT MULTI-VOLTAGE CONTROL RELAY | 1 | 0 | 0.018 |  |  | 35 | 18 | FALSE |  |  | Grey ABS-94VO Plastic | 5.125” (130mm) 3.125” (79mm) 2.50” (63mm) |  | #FFFF0000 | FA-NFPA 170 NON ADDRESSABLE RELAY | 1 | FALSE | FALSE | FALSE | 1300 | [13 empty] | FALSE | [5 empty] | THOR\acont | 2023-12-13 13:23 | THOR\acont | 2024-09-08 17:27 | Cloned from Space Age Electronics SSU-MR-201/C | [Air Products, Altronix, Firelite, RIB, Space Age Electronics] [AUX POWER, NAC] [*] 6062, MR-101/C/R, MR-101/CR, MR-101/T, MR-201/C/R, PAM-4, RIB2401-RD, SC-300, SSU-MR-101/C, SSU-MR-101/C/R, SSU-MR-201/C, SSU-MR-201/C/R, SSU-MR-204/C
768c5f7e-d199-498f-a248-159ecaaa3b11 |  |  |  | North | Monaco Enterprises |  | Cards & Components |  |  |  | Card | TRUE | 729-133-00 | + | BASE,DET:6.1",ISOLATOR | 1 | 0.00045 | 0.00045 |  |  |  |  | TRUE | FALSE |  |  |  |  | #FFFFFFFF |  |  | FALSE | FALSE | FALSE | [14 empty] | FALSE | [5 empty] | DESKTOP-7SAL8M7\acont | 2020-02-23 09:35 | THOR\acont | 2024-10-09 10:48 | Cloned from Firelite B224BI
80801cde-dcc5-42b0-a82b-15a56e124f7a | NFPA 170 SPEAKER STROBE |  |  | North | Simplex |  | Speaker/Strobe |  |  |  | Module | TRUE | 49SV-APPLW | + | Wall Mount Addressable S/V Appliance only | 1 | 0 | 0 |  |  |  |  | TRUE | FALSE |  |  |  |  | #FF0070C0 | FA-NFPA 170 SPEAKER STROBE | 1 | FALSE | FALSE | FALSE | 2019 | [19 empty] | DESKTOP-7EIEB7A\acont | 2022-02-21 14:33 | THOR\acont | 2024-09-08 17:27 | Cloned from Simplex 49SV-APPLW-O | [Autocall, Simplex] [IDNac] [23VDC] 49HFV-APPLW, 49HFV-APPLW-BA, 49SV-APPLW, 49SV-APPLW-BA, 49VO-APPLW, 49VO-APPLW-BA, A49HFV-APPLW, A49HFV-APPLW-BA, A49SV-APPLW, A49SV-APPLW-BA, A49VO-APPLW, A49VO-APPLW-BA [Autocall, Simplex] [AUDIO 25v] [25V AUDIO] 49HF-APPLW, 49HF-APPLW-BA, 49HFV-APPLW, 49HFV-APPLW-BA, 49SO-APPLW, 49SO-APPLW-BA, 49SO-APPLW-O, 49SO-APPLW-O-BA, 49SV-APPLW, 49SV-APPLW-BA, 49SV-APPLW-O, 49SV-APPLW-O-BA, A49HF-APPLW, A49HF-APPLW-BA, A49HFV-AP [Autocall, Simplex] [AUDIO 70.7v] [70V AUDIO] 49HF-APPLW, 49HF-APPLW-BA, 49HFV-APPLW, 49HFV-APPLW-BA, 49SO-APPLW, 49SO-APPLW-BA, 49SO-APPLW-O, 49SO-APPLW-O-BA, 49SV-APPLW, 49SV-APPLW-BA, 49SV-APPLW-O, 49SV-APPLW-O-BA, A49HF-APPLW, A49HF-APPLW-BA, A49HFV-
13f98826-06e9-4c1b-92a0-15a59b0d42ff |  |  |  | North | Kidde |  | Cards & Components |  |  |  | Card | TRUE | VS1-RD Mainboard |  | Mainboard for VS1-RD assembly | 1 | 0.251 | 0.37 |  |  |  |  | TRUE | [5 empty] | #FFFFFFFF |  |  | FALSE | FALSE | FALSE | [14 empty] | FALSE | [7 empty] | THOR\acont | 2024-10-09 10:48 |  | [Edwards, Kidde] [VAC ] 2IDC, 76-600000-001 Main Board, 76-800xxx-xxx Main Board, 77-600000-901 Main Board, 84-732001-901 Main Board, APS10A Mainboard, APS6A Mainboard, BPS10A Mainboard, BPS10A/230 Mainboard, BPS6A Mainboard, BPS6A/230 Mainboard, EST1-2Z [Edwards, Kidde, Macurco] [IDC] [#3 SUPERVISORY] 2IDC, 76-600000-001 Main Board, 76-800xxx-xxx Main Board, 77-600000-901 Main Board, 84-732001-901 Main Board, DVP-120 Mainboard, EST1-2Z Mainboard, FSP1004G Mainboard, FSP1004G-2 Mainboard, FSP1004GD Mainb [Edwards, Kidde, Macurco] [IDC] [#1 ALARM] 2IDC, 76-600000-001 Main Board, 76-800xxx-xxx Main Board, 77-600000-901 Main Board, 84-732001-901 Main Board, DVP-120 Mainboard, EST1-2Z Mainboard, FSP1004G Mainboard, FSP1004G-2 Mainboard, FSP1004GD Mainboard, [Edwards, Kidde, Macurco] [IDC] [#2 TROUBLE] 2IDC, 76-600000-001 Main Board, 76-800xxx-xxx Main Board, 77-600000-901 Main Board, 84-732001-901 Main Board, DVP-120 Mainboard, EST1-2Z Mainboard, FSP1004G Mainboard, FSP1004G-2 Mainboard, FSP1004GD Mainboard | [Edwards, Kidde] FX-64R Mainboard, FX-64RD Mainboard, iO64G Mainboard, iO64G-2 Mainboard, iO64G-2-PG Mainboard, iO64G-2-SP Mainboard, iO64GD Mainboard, iO64GL Mainboard, iO64GL-F Mainboard, iO64G-PG Mainboard, iO64G-SP Mainboard, iO64R Mainboard, iO64R-2 [Edwards, Kidde] FSP1004GD Mainboard, FSP1004RD Mainboard, FSP302GD Mainboard, FSP302RD Mainboard, FSP502GD Mainboard, FSP502RD Mainboard, FX-1000D Mainboard, FX-64RD Mainboard, iO1000GD Mainboard, iO1000RD Mainboard, iO64GD Mainboard, iO64RD Mainboard, V [Edwards, Kidde] FX-64R Mainboard, FX-64RD Mainboard, iO64G Mainboard, iO64G-2 Mainboard, iO64G-2-PG Mainboard, iO64G-2-SP Mainboard, iO64GD Mainboard, iO64GL Mainboard, iO64GL-F Mainboard, iO64G-PG Mainboard, iO64G-SP Mainboard, iO64R Mainboard, iO64R-2 [Edwards, Kidde] FX-1000 Mainboard, FX-1000D Mainboard, FX-64RD Mainboard, iO1000G Mainboard, iO1000G-2 Mainboard, iO1000G-2-PG Mainboard, iO1000G-2-SP Mainboard, iO1000GC Mainboard, iO1000GD Mainboard, iO1000G-F Mainboard, iO1000G-PG Mainboard, iO1000G-S [Edwards, Kidde] FX-64R Mainboard, FX-64RD Mainboard, iO64G Mainboard, iO64G-2 Mainboard, iO64G-2-PG Mainboard, iO64G-2-SP Mainboard, iO64GD Mainboard, iO64GL Mainboard, iO64GL-F Mainboard, iO64G-PG Mainboard, iO64G-SP Mainboard, iO64R Mainboard, iO64R-2 [Edwards, Kidde] FX-1000 Mainboard, FX-1000D Mainboard, FX-64RD Mainboard, iO1000G Mainboard, iO1000G-2 Mainboard, iO1000G-2-PG Mainboard, iO1000G-2-SP Mainboard, iO1000GC Mainboard, iO1000GD Mainboard, iO1000G-F Mainboard, iO1000G-PG Mainboard, iO1000G-S [Kidde] VS1-RD Mainboard
688bf02e-1f65-4b1b-9fb8-15abff69ac5e | NFPA 170 SMOKE DETECTOR |  |  | North | Autocall |  | Smoke Detector |  |  |  | Module | TRUE | A4098-9774 w/A4098-9776 | + | TrueAlarm Photoelectric Smoke Detector w/TrueAlarm Standard Sensor Base - Black | 1 | 0.0008 | 0.001 |  |  |  |  | TRUE | TRUE |  |  |  |  | #FFFF0000 | FA-NFPA 170 SMOKE DETECTOR | 1 | FALSE | FALSE | FALSE | 1408 | [16 empty] | P |  |  | DESKTOP-0D6CQVA\lousc | 2019-07-07 15:34 | THOR\acont | 2024-09-08 17:27 | 20191121 AC Detector with base | [Autocall, Simplex] [IDNet] [SENSORS ++] 4098-9714 (C), 4098-9714 w/4098-9770 (C), 4098-9714 w/4098-9771 (C), 4098-9714 w/4098-9772 (C), 4098-9714 w/4098-9773 (C), 4098-9714 w/4098-9780 (C), 4098-9714 w/4098-9789 (C), 4098-9714 w/4098-9791 (C), 4098-9714
4a649d5d-9a12-4622-9d92-15acf18076fc |  |  |  | North | Autocall |  | Cards & Components |  |  |  | Card | TRUE | A009-9401 Main Board | ++ | Main Board | 1 | 0.088 | 0.195 |  |  |  |  | TRUE | [5 empty] | #FFFFFFFF |  |  | FALSE | FALSE | FALSE | [14 empty] | FALSE | [5 empty] | THOR\acont | 2024-02-05 14:18 | THOR\acont | 2024-10-09 10:48 | Cloned from Simplex 4009-9401 Main Board | [Autocall, Simplex] [IDNet] [MODULES ++] 2080-9056, 2080-9057, 2080-9067, 2080-9068, 2080-9069, 2080-9070, 4009-9201 Main Board, 4009-9401 Main Board, 4010-9901, 4090-5261, 4090-9001, 4090-9002, 4090-9005, 4090-9006, 4090-9008, 4090-9116, 4098-9019 (Cont [Autocall, Simplex] [RUI] 4009-9401 Main Board, 4100-9404, 4100-9405, 4100-9616, 4100-9617, 4606-9202, A009-9401 Main Board, A009-970x MAIN BOARD, A009-970xx MAIN BOARD, A100-9404, A100-9405, A100-9616, A100-9617, A4606-9202 | [Autocall, Simplex] 4009-9401 Main Board, A009-9401 Main Board
b0c718ec-4c41-4bfb-9240-15ad0f1abd2f | NFPA 170 DOOR HOLDER |  |  | North | Notifier |  | Door Holder |  |  |  | Module | TRUE | FM998 | ++ | Flush wall-mount model; 12 VDC, 24 VAC/VDC, 120 VAC. | 1 | 0.02 | 0.02 |  |  |  |  | FALSE |  | FLUSH |  | SINGLE GANG | 1-GANG | #FFFF0000 | FA-NFPA 170 DOOR HOLDER | 1 | FALSE | FALSE | FALSE | 2500 |  |  | 3550-0028:0210 | [10 empty] | FALSE | [5 empty] | DESKTOP-7EIEB7A\acont | 2023-06-14 11:39 | THOR\acont | 2024-09-08 17:27 | Cloned from System Sensor FM998 | [Bosch, Hochiki, N/A, Notifier, Potter, Rixson, RSG, Silent Knight, System Sensor] [AUX POWER] [DOOR RELEASE] ADI_K7-998TRI689, D370, D370C, DH Series, DH(1224)FPC, DH(1224)GPC, DH(1224)RPC, DH(1224)SPC, DH(24120)FPC, DH(24120)GPC, DH(24120)GPC2, DH(2412 [ASSA ABLOY, Bosch, Hochiki, N/A, Notifier, Potter, Rixson, RSG, Silent Knight, System Sensor] [AUX POWER] [DOOR RELEASE] 7200, ADI_K7-998TRI689, D370, D370C, DH Series, DH(1224)FPC, DH(1224)GPC, DH(1224)RPC, DH(1224)SPC, DH(24120)FPC, DH(24120)GPC, DH(2 [Bosch, Generic, Hochiki, N/A, Notifier, Potter, Rixson, RSG, Silent Knight, System Sensor] [RELAY] [DOOR RELEASE] 110VAC DOOR HOLDER, ADI_K7-998TRI689, D370, D370C, DH Series, DH(1224)FPC, DH(1224)GPC, DH(1224)RPC, DH(1224)SPC, DH(24120)FPC, DH(24120)GP
3c43c842-0654-4204-a1b5-15b15f52bfb6 | NFPA 170 HORN STROBE CEILING |  |  | North | FCI |  | Strobe |  |  |  | Module | TRUE | PC2475 | ++ | Horn, electronic, red, w/75 cd strobe | 1 | 0 | 0.347 |  |  |  |  | FALSE | TRUE |  |  |  |  | #FF0070C0 | FA-NFPA 170 HORN STROBE CEILING | 1 | FALSE | FALSE | FALSE | 2022 | [13 empty] | FALSE |  |  | C |  |  | THOR\acont | 2025-02-25 16:23 | THOR\acont | 2025-02-25 16:25 | Cloned from FCI PC2415W CLONED CLONED CLONED | [Eaton Wheelock, FCI] [NAC] [DC MAX] PC2475 (C), PC2475W (C), RS-2415W-FR
99b1f9f4-871c-4626-a41d-15b50b889c83 | NFPA 170 ADDRESSABLE OUTPUT MODULE |  |  | North | Edwards |  | Addressable Control/Relay |  |  |  | Module | TRUE | SIGA-MCC2A | ++ | Dual Input Signal Module (UIO Mount) with Class A Operation | 2 | 0.00035 | 0.000175 |  |  | 20 |  | FALSE |  | UIO2R or UIO6(R) motherboard |  |  |  | #FFFF0000 | FA-NFPA 170 ADDRESSABLE OUTPUT MODULE | 1 | FALSE | FALSE | FALSE | 1100 | [13 empty] | FALSE | [7 empty] | THOR\acont | 2024-09-08 17:27 |  | [Edwards, Kidde] [SLC EST MODULES/SENSORS] 04 [iO64] FX-IDC2B, FX-IDCWS, GSA-CT2, GSA-MCT2, GSA-REL, GSA-WTM, SIGA-CC2, SIGA-CC2A, SIGA-CT2, SIGA-CT2I, SIGA-MCC2, SIGA-MCC2A, SIGA-MCT2, SIGA-REL, SIGA-WTM [Edwards] [SLC EST MODULES] 02 [*] [EST3, iO1000] SIGA-CC2A, SIGA-MCC2A, SIGA-REL [Edwards, Kidde] [SLC EST MODULES] 01 [*] [EST3, iO1000 ] FX-2WIRE, FX-IDC1A, FX-IDC1B, FX-IDC2B, FX-IDCWS, FX-ISO, FX-NAC, GSA-CC1, GSA-CC1S, GSA-CC2, GSA-CT1, GSA-CT2, GSA-IO, GSA-MAB, GSA-MCC1, GSA-MCC1S, GSA-MCC2, GSA-MCT2, GSA-MIO, GSA-MM1, GSA-MRM1 [Edwards, Kidde] [SLC EST MODULES SENSORS] [*] [#1 SHARED ADDR ¦ MODULES] GSA-UIO2R, GSA-UIO6, GSA-UIO6R, RZI16-2, SIGA-270, SIGA-270P, SIGA-278, SIGA-AA30, SIGA-AA50, SIGA-CC1, SIGA-CC1S, SIGA-CC2, SIGA-CC2A, SIGA-CR, SIGA-CR2, SIGA-CRH, SIGA-CRR, SIGA- [Edwards] [AUDIO 25v] [RISER INPUT 2] SIGA-CC2, SIGA-CC2A, SIGA-MCC2, SIGA-MCC2A [Edwards, Kidde] [AUDIO 25v, AUDIO 70.7v, AUX POWER, FFT, HORN, NAC] [RISER INPUT] ANSZM4B2A, FX-NAC, GSA-CC1, GSA-CC1S, GSA-CC2, GSA-MAB, GSA-MCC1, GSA-MCC1S, GSA-MCC2, GSA-MRM1, GSA-RM1, GSA-UM, SIGA-CC1, SIGA-CC1S, SIGA-CC2, SIGA-CC2A, SIGA-MAB, SIGA- [Edwards, Kidde] [SLC EST MODULES] [*] [#3 TYPE ADDR ¦ MODULES] GSA-UIO2R, GSA-UIO6, GSA-UIO6R, RZI16-2, SIGA-270, SIGA-270P, SIGA-278, SIGA-AA30, SIGA-AA50, SIGA-CC1, SIGA-CC1S, SIGA-CC2, SIGA-CC2A, SIGA-CR, SIGA-CR2, SIGA-CRH, SIGA-CRR, SIGA-CT1, SIGA- [Edwards] [SLC EST MODULES/SENSORS] 02 [*] [iO64] SIGA-CC2A, SIGA-MCC2A, SIGA-REL [Edwards] [AUDIO 70.7v] [RISER INPUT 2] SIGA-CC2, SIGA-CC2A, SIGA-MCC2, SIGA-MCC2A [Edwards, Kidde] [SLC EST MODULES] 02 [EST3, iO1000 ] FX-IDC2B, FX-IDCWS, GSA-CT2, GSA-MCT2, GSA-REL, GSA-T3T4, GSA-WTM, SIGA-AA30, SIGA-AA50, SIGA-CC2, SIGA-CC2A, SIGA-CT2, SIGA-CT2I, SIGA-MCC2, SIGA-MCC2A, SIGA-MCT2, SIGA-MDM, SIGA-REL, SIGA-TCDR, SIGA | [Apollo, Edwards, Kidde] 55000-825ADV , FX-NAC, GSA-CC1, GSA-CC1S, GSA-CC2, GSA-MAB, GSA-MCC1, GSA-MCC1S, GSA-MCC2, GSA-UM, SIGA-CC1, SIGA-CC1S, SIGA-CC2, SIGA-CC2A, SIGA-MAB, SIGA-MCC1, SIGA-MCC1S, SIGA-MCC2, SIGA-MCC2A, SIGA-UM
02f7af26-c1db-4f1f-a759-15be3e2c8b57 | NFPA 170 ADDRESSABLE INPUT MONITOR MODULE |  |  | North | MIRCOM |  | Addressable Module |  |  |  | Module | TRUE | MIX-M501MAP | + | Mini Monitor Module | 1 | 0.0004 | 0.0004 |  |  |  |  | FALSE | [5 empty] | #FFFF0000 | FA-NFPA 170 ADDRESSABLE INPUT MONITOR MODULE | 1 | FALSE | FALSE | FALSE | 1000 | [13 empty] | FALSE |  |  | M |  |  | DESKTOP-7SAL8M7\acont | 2019-04-12 12:19 | THOR\acont | 2024-09-08 17:27 | Cloned from MIRCOM MIX-M501M | [MIRCOM] [SLC MODULES] [*] [#3 TYPE ADDR ¦ MODULES] CR-6, CZ-6, IM-10, MIX-100P, MIX-100R, MIX-100S, MIX-101P, MIX-4040, MIX-4040M, MIX-4041, MIX-4045, MIX-4045-M, MIX-4046, MIX-M500DM, MIX-M500DMAP, MIX-M500FP, MIX-M500M, MIX-M500MAP, MIX-M500R, MIX-M50 [MIRCOM] [SLC MODULES SENSORS] [*] [#1 SHARED ADDR ¦ MODULES] CR-6, CZ-6, IM-10, MIX-100P, MIX-100R, MIX-100S, MIX-100X, MIX-101P, MIX-4040, MIX-4040M, MIX-4041, MIX-4045, MIX-4045-M, MIX-4046, MIX-M500DM, MIX-M500DMAP, MIX-M500FP, MIX-M500M, MIX-M500MAP | [MIRCOM, Monaco Enterprises, System Sensor] 729-142-00, 729-143-00, 729-217-00, 729-218-00, M500M, M501M, MIX-M500M, MIX-M500MAP, MIX-M501M, MIX-M501MAP
27ea7f6e-61f5-4d51-96f8-15be824d57d3 | NFPA 170 FIRE SUPPRESSION CONTROL PANEL |  |  | North | Block Definition Only |  | Fire Suppression Control Panel |  |  |  | Module | TRUE | NFPA 170 FIRE SUPPRESSION CONTROL PANEL |  | NFPA 170 FIRE SUPPRESSION CONTROL PANEL | 1 | [12 empty] | #FFFF0000 | FA-NFPA 170 FIRE SUPPRESSION CONTROL PANEL | 1 | FALSE | FALSE | FALSE | 204 | [19 empty] | AULAPTOP-PC\Aulaptop | 2020-03-26 07:41 | THOR\acont | 2024-09-08 17:27
4420c630-71bd-4a96-9ce5-15bee5b12342 | NFPA 170 HEAT DETECTOR |  |  | North | Silent Knight |  | Heat Detector |  |  |  | Module | TRUE | SD505-AHS w/SD505-6AB | ++ | Addressable Heat Detector, Base | 1 | 0.00055 | 0.00055 |  |  |  |  | FALSE | [5 empty] | #FFFF0000 | FA-NFPA 170 HEAT DETECTOR | 1 | FALSE | FALSE | FALSE | 1403 | [13 empty] | FALSE |  |  | F |  |  |  |  | THOR\acont | 2024-09-08 17:27 | 20191121 AC Detector without base | [Silent Knight] [SLC HOCHIKI] [*] [#1 SHARED ADDR ¦ ALL] Hood System w/SD500-MIM, PS-DA w/SD500-MIM, PS-SA w/SD500-MIM, SD500-AIM, SD500-ANM, SD500-ARM, SD500-LED, SD500-MIM, SD500-PS, SD500-PSDA, SD500-SDM, SD505-AHS w/SD505-6AB, SD505-APS w/SD505-6AB (
6ed5f95d-c15b-4a79-a2d5-15c395420ab9 | NFPA 170 SURGE SUPPRESSOR |  |  | North | Ditek |  | Surge Supressor |  |  |  | Module | TRUE | DTK-120HW | 120V Circuit Protection | Overvoltage Protector Circuit Protection-120V | 1 | 0 | 0 |  |  |  |  | TRUE |  | As Indicated on Prints - Field Verify | 4" Square Box 2-1/8" Deep | 2 7⁄16" W x 1 ⅜" D x 1 1⁄16" H |  | #FFFF0000 | FA-NFPA 170 SURGE SUPPRESSOR | 1 | FALSE | FALSE | FALSE | [17 empty] | 120v |  |  |  |  | THOR\acont | 2024-09-08 17:27 | Cloned from AutoCall A2081-9044 | [Ditek, Monaco Enterprises] [SURGE PROTECTION] [#2] 210-524-00, DTK-120HW, DTK-120HWLOK, DTK-120HW-SS, DTK-120SRD, DTK-120X12, DTK-2MHLP24B, DTK-2MHLP24BWB, DTK-2MHLP24F, DTK-2MHTP, DTK-4LVLPLV, DTK-DF120S1, DTK-MRJ45C5E [Ditek, Monaco Enterprises, Spectronix, WBOX] [VAC ] [VAC] 0E-SPROACHW, 210-524-00, DTK-120HW, DTK-120HWLOK, DTK-120HW-SS, DTK-1F, DTK-1FF, SA400 Main Board [Ditek, Monaco Enterprises, WBOX] [SURGE PROTECTION] [ALL DEVICES ++] 0E-SPROACHW, 210-524-00, DTK-120HW, DTK-120HWLOK, DTK-120HW-SS, DTK-120SRD, DTK-120X12, DTK-1F, DTK-1FF, DTK-2MHLP24B, DTK-2MHLP24B w/DTK-2MB, DTK-2MHLP24B w/DTK-3MB, DTK-2MHLP24B w/DT | [Ditek, EDCO, Monaco Enterprises, Space Age Electronics, WBOX] 0E-SPROACHW, 210-524-00, DTK-120HW, DTK-120HWLOK, DTK-120HW-SS, DTK-120SRD, DTK-120X12, DTK-1F, DTK-1FF, DTK-DF120S1, E120V-GT, FAS120AC, T120-DG w/Snap Track
f0587fc6-be44-4c90-ad8b-15c5daa3e2fa | NFPA 170 STROBE WALL |  |  | North | Edwards |  | Strobe |  |  |  | Module | TRUE | G4EWA-R |  | Strobe Expander, white, ALERT markings, red | 1 | 0 | 0.294 |  |  |  |  | FALSE | [5 empty] | #FF0070C0 | FA-NFPA 170 STROBE WALL | 1 | FALSE | FALSE | FALSE | 2023 | [13 empty] | FALSE | [7 empty] | THOR\acont | 2024-09-08 17:27 |  | [Edwards, Kidde] [NAC] [16 VDC] G4ERA-A, G4ERA-B, G4ERA-G, G4ERA-R, G4ERF-C, G4ERN-A, G4ERN-B, G4ERN-C, G4ERN-G, G4ERN-R, G4EWA-A, G4EWA-B, G4EWA-G, G4EWA-R, G4EWF-C, G4EWN-A, G4EWN-B, G4EWN-C, G4EWN-G, G4EWN-R, G4F-S2V1575, G4F-S2VM, G4F-S7V1575, G4F-S7 [Edwards, Kidde] [NAC] [24 VDC] G4ERA-A, G4ERA-B, G4ERA-G, G4ERA-R, G4ERF-C, G4ERN-A, G4ERN-B, G4ERN-C, G4ERN-G, G4ERN-R, G4EWA-A, G4EWA-B, G4EWA-G, G4EWA-R, G4EWF-C, G4EWN-A, G4EWN-B, G4EWN-C, G4EWN-G, G4EWN-R, G4F-S2V1575, G4F-S2VM, G4F-S7V1575, G4F-S7
533d749b-e145-4569-ac16-15cfca4da6b7 | NFPA 170 SURGE SUPPRESSOR |  |  | North | Ditek |  | Surge Supressor |  |  |  | Module | TRUE | DTK-120HW-SS |  | AC HARD WIRED TRANSIENT 120 VO | 1 | [6 empty] | FALSE | [5 empty] | #FFFF0000 | FA-NFPA 170 SURGE SUPPRESSOR | 1 | FALSE | FALSE | FALSE | 6001 | [13 empty] | FALSE |  |  | 120v |  |  |  |  | THOR\acont | 2024-09-08 17:27 |  | [Ditek, Monaco Enterprises, WBOX] [SURGE PROTECTION] [ALL DEVICES ++] 0E-SPROACHW, 210-524-00, DTK-120HW, DTK-120HWLOK, DTK-120HW-SS, DTK-120SRD, DTK-120X12, DTK-1F, DTK-1FF, DTK-2MHLP24B, DTK-2MHLP24B w/DTK-2MB, DTK-2MHLP24B w/DTK-3MB, DTK-2MHLP24B w/DT [Ditek, Monaco Enterprises, Spectronix, WBOX] [VAC ] [VAC] 0E-SPROACHW, 210-524-00, DTK-120HW, DTK-120HWLOK, DTK-120HW-SS, DTK-1F, DTK-1FF, SA400 Main Board [Ditek, Monaco Enterprises] [SURGE PROTECTION] [#2] 210-524-00, DTK-120HW, DTK-120HWLOK, DTK-120HW-SS, DTK-120SRD, DTK-120X12, DTK-2MHLP24B, DTK-2MHLP24BWB, DTK-2MHLP24F, DTK-2MHTP, DTK-4LVLPLV, DTK-DF120S1, DTK-MRJ45C5E | [Ditek, EDCO, Monaco Enterprises, Space Age Electronics, WBOX] 0E-SPROACHW, 210-524-00, DTK-120HW, DTK-120HWLOK, DTK-120HW-SS, DTK-120SRD, DTK-120X12, DTK-1F, DTK-1FF, DTK-DF120S1, E120V-GT, FAS120AC, T120-DG w/Snap Track
9a4f637f-fb48-4cf4-95b6-15d7196b4d0e | NFPA 170 HEAT DETECTOR |  |  | North | Monaco Enterprises |  | Heat Detector |  |  |  | Module | TRUE | 721-124-00 w/B200SR-WH | + | DETECTOR,HEAT:135 F,RATE-OF-RISE & FIXED,INTELLIGENT,LOW PROFILE,HEAD | 1 | 0.0003 | 0.0065 |  |  |  |  | FALSE | TRUE |  |  |  |  | #FFFF0000 | FA-NFPA 170 HEAT DETECTOR | 1 | FALSE | FALSE | FALSE | 1403 | [13 empty] | FALSE |  |  | R |  |  | DESKTOP-7SAL8M7\acont | 2020-02-23 09:27 | THOR\acont | 2024-09-08 17:27 | Cloned from MIRCOM MIX-5251RB w/B200SR | [Monaco Enterprises] [SLC SENSORS] 01 [*] 721-121-00 w/B200SR-LF-WH (C), 721-121-00 w/B200SR-WH (C), 721-121-00 w/B210LP (C), 721-121-00 w/B224RB-WH (C), 721-121-00 w/B501 (C), 721-124-00 w/B200SR-LF-WH (C), 721-124-00 w/B200SR-WH (C), 721-124-00 w/B210L [Monaco Enterprises] [SLC MODULES/SENSORS] 01 [*] 721-121-00 w/B200SR-LF-WH (C), 721-121-00 w/B200SR-WH (C), 721-121-00 w/B210LP (C), 721-121-00 w/B224RB-WH (C), 721-121-00 w/B501 (C), 721-124-00 w/B200SR-LF-WH (C), 721-124-00 w/B200SR-WH (C), 721-124-00 [Monaco Enterprises] [SLC MODULES SENSORS] 01 [*] 708-026-01, 708-031-00, 721-121-00 w/B200SR-LF-WH (C), 721-121-00 w/B200SR-WH (C), 721-121-00 w/B210LP (C), 721-121-00 w/B224RB-WH (C), 721-121-00 w/B501 (C), 721-124-00 w/B200SR-LF-WH (C), 721-124-00 w/B [MIRCOM, Monaco Enterprises] [AUX POWER] 721-121-00 w/B200SR-WH (C), 721-124-00 w/B200SR-WH (C), 722-121-00 w/B200SR-WH (C), 722-406-00 w/B200SR-WH (C), 723-345-00 w/B200SR-WH (C), 723-353-00 w/B200SR-WH (C), 723-361-00 w/B200SR-WH (C), MIX-1251AP w/B200 [Monaco Enterprises] [SLC SENSORS] 01 [*] 721-121-00 w/B200SR-LF-WH (C), 721-121-00 w/B200SR-WH (C), 721-121-00 w/B210LP (C), 721-121-00 w/B224RB-WH (C), 721-121-00 w/B501 (C), 721-124-00 w/B200SR-LF-WH (C), 721-124-00 w/B200SR-WH (C), 721-124-00 w/B210L
e8aedf4b-6c01-459d-a02f-15e0c7e0d4a2 | NFPA 170 STROBE WALL |  |  | North | Eaton Wheelock |  | Strobe |  |  |  | Module | TRUE | XB1602460RNNW | + | Explosionproof Strobe - Red Lens, White Finish | 1 | 0 | 0 |  |  |  |  | FALSE | [5 empty] | #FF0070C0 | FA-NFPA 170 STROBE WALL | 1 | FALSE | FALSE | FALSE | 2023 | [13 empty] | FALSE |  |  | XP |  |  | DESKTOP-7SAL8M7\acont | 2019-11-06 08:31 | THOR\acont | 2024-09-08 17:27 | Cloned from Eaton XB1602460RNNR | [Eaton Wheelock] [NAC] [24 VDC] XB16, XB1602460ANNR, XB1602460ANNW, XB1602460RNNR, XB1602460RNNW
3b950c18-fd6d-41d9-a904-15e8a3fcc02f |  |  |  | North | WINLAND | Environmental |  |  |  |  | Module | TRUE | EAPro-Gateway |  |  | 1 | [12 empty] | #FFFFFFFF |  |  | FALSE | FALSE | FALSE | [20 empty] | THOR\acont | 2024-03-12 21:43 | THOR\acont | 2024-10-09 10:48
c329c886-33dd-41c7-8238-15f2c3d09fe1 | NFPA 170 SMOKE DETECTOR |  |  | North | System Sensor |  | Smoke Detector |  |  |  | Module | TRUE | 2WTA-B | ++ | 2-wire i3 Detector with Fixed 135° Thermal Sensor and Sounder | 1 | 5e-05 | 0.13 |  |  |  |  | TRUE | TRUE |  |  |  |  | #FFFF0000 | FA-NFPA 170 SMOKE DETECTOR | 1 | FALSE | FALSE | FALSE | 1408 | [16 empty] | 135°¦SB |  |  | DESKTOP-7SAL8M7\acont | 2019-03-29 17:06 | THOR\acont | 2024-09-08 17:27 | 20191121 AC Detector without base | [Chemtronics, Firelite, MIRCOM, Notifier, System Sensor] [IDC] 01 [*] [IDC 2-WIRE ++] 1151 (C), 1151EIS (C), 1400 (C), 1451 (C), 1451DH (C), 1451DHHT (C), 2100AT (C), 2100S (C), 2100TR (C), 2100TS (C), 2151 w/B110LP (C), 2151 w/B116LP (C), 2151 w/B401 (C
ac6af28e-822f-4fb8-8a38-15f67dd6ae91 |  |  |  | North | Evax |  | Cards & Components |  |  |  | Card | TRUE | HMX-ASC | + |  | 1 | 0.083 | 0.083 |  |  |  |  | TRUE | [5 empty] | #FFFFFFFF |  |  | FALSE | FALSE | FALSE | [20 empty] | DESKTOP-7SAL8M7\acont | 2020-07-16 11:07 | THOR\acont | 2024-10-09 10:48 | Cloned from Hochiki FNV-ASC
12c5d50a-bc10-44f6-b671-15fa1dfc924d | NFPA 170 MANUAL PULL |  |  | North | Fike |  | Manual Station |  |  |  | Module | TRUE | 20-1836 | RMS-1T-KL-LP++ | SPST Dual Action RSG Keyed Metal “Fire” Manual Pull Station | 1 | [6 empty] | TRUE | [5 empty] | #FFFF0000 | FA-NFPA 170 MANUAL PULL | 1 | FALSE | FALSE | FALSE | 957 | [13 empty] | FALSE | [5 empty] | DESKTOP-7EIEB7A\acont | 2023-08-29 08:30 | THOR\acont | 2024-09-08 17:27 | Cloned from Fike 20-1833 CLONED CLONED | [Fike] [IDC] 01 [ALARM] 20-1833, 20-1834, 20-1835, 20-1836, 20-1837, 20-1838, 20-1839, 20-1840, 20-1841, 20-1842, 20-1843, 20-1844
6261e0c8-02d2-41ba-95cb-15fab925a2bb | NFPA 170 FIRE ALARM CONTROL UNIT | RISER FACP |  | North | Kidde |  | Fire Alarm Control Unit |  |  |  | Assembly | TRUE | VS1-G-2-PG |  | FACP, 1 Loop, 64pt, 2 Cl B NACs, gray, 230v, Portuguese | 1 | [6 empty] | FALSE | [5 empty] | #FFFF0000 | FA-NFPA 170 FIRE ALARM CONTROL UNIT | 1 | FALSE | FALSE | FALSE | 202 | [8 empty] | 7,12,18 |  |  |  |  | TRUE | [7 empty] | THOR\acont | 2024-09-08 17:27
cfcd4411-9711-42fb-9917-15fad8783980 |  |  |  | North | Kidde |  | Cards & Components |  |  |  | Card | TRUE | ANS50AMD |  | 50W audio notification module, /w microphone & DMR | 1 | [6 empty] | TRUE | [5 empty] | #FFFFFFFF |  |  | FALSE | FALSE | FALSE | [14 empty] | FALSE | [5 empty] | DESKTOP-7EIEB7A\acont | 2021-05-24 09:30 | THOR\acont | 2024-10-09 10:48 | Cloned from Edwards ANS50AMD |  | [Edwards, Kidde] ANS50A, ANS50AM, ANS50AMD, ANS50AMD2
021f2cfd-ffe8-425b-b9e6-15fd0b1a07f6 | NFPA 170 ADDRESSABLE OUTPUT MODULE |  |  | North | Autocall |  | Addressable Control/Relay |  |  |  | Module | TRUE | A007-9801 | ++ | Eight Point Zone/Relay Module; each point is selectable as an IDC input or Relay output, Class A IDCs require 2 points (one out and one return); select up to 4 maximum; current shown is for 8 Class B IDCs with 4 in alarm, detector current is added separately | 1 | 0.083 | 0.295 |  |  |  |  | TRUE | [5 empty] | #FFFF0000 | FA-NFPA 170 ADDRESSABLE OUTPUT MODULE | 1 | FALSE | FALSE | FALSE | [17 empty] | 8 |  |  | DESKTOP-7SAL8M7\acont | 2020-05-11 16:57 | THOR\acont | 2024-09-08 17:27 | Cloned from Simplex 4007-9806 | [Autocall] [IDC] [#7 RELAY] A007-9801 [Ansul, Autocall, Simplex] [AUX POWER] [*] [INPUT] 4007-9801, 4007-9802, A007-9801 [Autocall] [IDC] [#2 RELAY] A007-9801 [Autocall] [IDC] [#4 RELAY] A007-9801 [Autocall] [IDC] [#5 RELAY] A007-9801 [Autocall] [IDC] [#8 RELAY] A007-9801 [Autocall] [IDC] [#3 RELAY] A007-9801 [Autocall] [IDC] [#6 RELAY] A007-9801 | [Ansul, Autocall, Simplex] 4007-9801, 4100-5013, A007-9801, A100-5005, A100-5013
68ed6d44-06f5-43d9-91ee-160419ff5cac | NFPA 170 CHIME |  |  | North | Edwards |  | Chime |  |  |  | Module | TRUE | G1F-C |  | Chime, running man, white, FIRE | 1 | 0 | 0.019 |  |  |  |  | FALSE | [5 empty] | #FFFF0000 | FA-NFPA 170 CHIME | 1 | FALSE | FALSE | FALSE | 2003 | [13 empty] | FALSE | [7 empty] | THOR\acont | 2024-09-08 17:27 |  | [Edwards, Kidde] [NAC] [16 VDC, HIGH DB] EG1F-C, G1-C, G1F-C, G1R-C, G1RF-C [Edwards, Kidde] [NAC] [24 VDC, HIGH DB] EG1F-C, G1-C, G1F-C, G1R-C, G1RF-C [Edwards, Kidde] [NAC] [16 VDC, LOW DB] EG1F-C, G1-C, G1F-C, G1R-C, G1RF-C [Edwards, Kidde] [NAC] [24 VDC, LOW DB] EG1F-C, G1-C, G1F-C, G1R-C, G1RF-C
1b56dd79-5403-4fd9-a201-16092ad0a46d |  |  |  | North | Notifier |  | Cards & Components |  |  |  | Card | TRUE | AFM-32A |  | ONYX Series ACS Annunciator | 1 | 0.04 | 0.056 |  |  |  |  | TRUE | FALSE |  |  |  |  | #FFFFFFFF |  |  | FALSE | FALSE | FALSE | [14 empty] | FALSE | [7 empty] | THOR\acont | 2024-10-09 10:48
f7851ba8-cb69-4c06-8983-160c10df8fc7 |  |  |  | North | Potter |  | Cards & Components |  |  |  | Card | TRUE | SPG-1000 | + | Serial Parallel Gateway | 1 | 0.04 | 0.04 |  |  |  |  | TRUE | [5 empty] | #FFFFFFFF |  |  | FALSE | FALSE | FALSE | [14 empty] | FALSE | [7 empty] | THOR\acont | 2024-10-09 10:48 |  | [Potter] [P-LINK] [*] SPG-1000
b971ed9a-310a-4280-a9dd-160dcae2640b | NFPA 170 STROBE WALL |  |  | North | System Sensor |  | Strobe |  |  |  | Module | TRUE | SR | + | Strobe, Red | 1 | 0 | 0.043 |  |  |  |  | FALSE | [5 empty] | #FF0070C0 | FA-NFPA 170 STROBE WALL | 1 | FALSE | FALSE | FALSE | 2023 | [13 empty] | FALSE | [5 empty] | DESKTOP-QGO6JOK\acont | 2021-08-04 10:24 | THOR\acont | 2024-09-08 17:27 | Cloned from System Sensor SRL | [System Sensor] [NAC] [VDC] SPSR, SPSW, SR, SW [System Sensor] [NAC] [VFWR] SPSR, SPSW, SR, SW
398d8889-9c66-4638-bdf5-160fc852d1f8 | NFPA 170 MANUAL PULL |  |  | North | Sigcom |  | Manual Station |  |  |  | Module | TRUE | SG-42SK2-SC | +x | Single Action Pull Station, SPST, Red | 1 | [6 empty] | TRUE | [5 empty] | #FFFF0000 | FA-NFPA 170 MANUAL PULL | 1 | FALSE | FALSE | FALSE | 957 | [19 empty] | XPS-17-9710\August | 2025-01-02 15:34 |  |  | Cloned from Sigcom SG-42SK1-SC | [Sigcom] [IDC] 01 SG-42CXK1-BL, SG-42CXK1E-BL, SG-42CXK1E-GR, SG-42CXK1E-RD, SG-42CXK1E-YL, SG-42CXK1-GR, SG-42CXK1-RD, SG-42CXK1-YL, SG-42CXK2-BL, SG-42CXK2-GR, SG-42CXK2-RD, SG-42CXK2-YL, SG-42SK1, SG-42SK1-SC, SG-42SK2, SG-42SK2-SC, SGX-32SK1-SC
02bcff5d-c4b7-4aef-8617-1611d3775ad8 | FIRECAD ANTENNA |  |  | North | Monaco Enterprises |  | Wireless Component |  |  |  | Module | TRUE | 190-212-00 | VHF Antenna, Omnidirectional | Weather Resistant Antenna | 1 | [6 empty] | TRUE | [5 empty] | #FFFF0000 | FA-FIRECAD ANTENNA | 1 | FALSE | FALSE | FALSE | [20 empty] | DESKTOP-7EIEB7A\acont | 2022-10-28 15:44 | THOR\acont | 2024-09-08 17:27 | Cloned from Monaco Enterprises 190-400-00
058bc85e-59d4-44d0-9546-1612cfaabe6f |  |  |  | North | Notifier |  | Cards & Components |  |  |  | Card | TRUE | HS-NCM-SF | + | High-speed Network Communications Modules | 1 | 0.4 | 0.4 |  |  |  |  | TRUE | FALSE |  |  |  |  | #FFFFFFFF |  |  | FALSE | FALSE | FALSE | [14 empty] | FALSE | [7 empty] | THOR\acont | 2024-10-09 10:48 |  | [Notifier] [Fiber Optic] [#2] HS-NCM-MF, HS-NCM-MFSF, HS-NCM-SF, HS-NCM-WMF, HS-NCM-WSF, NCM-F [Notifier] [Fiber Optic] [ALL DEVICES ++] HS-NCM-MF, HS-NCM-MFSF, HS-NCM-SF, HS-NCM-WMF, HS-NCM-WSF, NCM-F | [Notifier] HS-NCM-MF, HS-NCM-MFSF, HS-NCM-SF, HS-NCM-WMF, HS-NCM-WSF, NCM-F
56bdb627-1aa0-44fc-8917-1615690adc28 | NFPA 170 FIRE ALARM CONTROL UNIT | RISER FACP |  | North | Siemens |  | Fire Alarm Control Unit |  |  |  | Assembly | TRUE | FC924-UT | S54400-C21-A1 | 504-point system with 300W power supply and standard operator interface Consists of: One FCM2018-U3, one FP2012-U1, one FCI2017-U1 | 1 | [12 empty] | #FFFF0000 | FA-NFPA 170 FIRE ALARM CONTROL UNIT | 1 | FALSE | FALSE | FALSE | [9 empty] | 18,33,55,100 |  |  | 11.5 |  | TRUE | [5 empty] | DESKTOP-7SAL8M7\acont | 2019-08-13 09:04 | THOR\acont | 2024-09-08 17:27
e4985183-40db-4605-a4ba-161c3c5daa6a |  |  |  | North | Bosch | [5 empty] | Module | TRUE | NDA-U-PMAS-RO | * | ***(ROSS) Pole Mount Adapter - Small | 1 | [12 empty] | #FFFFFFFF |  |  | FALSE | FALSE | FALSE | [20 empty] | DESKTOP-7EIEB7A\acont | 2021-08-13 06:25 | THOR\acont | 2024-10-09 10:48
ffcb8000-dfa9-46fa-acad-161d9b44858b | NFPA 170 SMOKE DETECTOR |  |  | North | Edwards |  | Smoke Detector |  |  |  | Module | TRUE | SIGA-IPHSB w/SIGA-IB BASE | ++ | 4D Multisensor Detector, Black | 1 | 4.5e-05 | 4.5e-05 |  |  |  |  | FALSE | TRUE |  |  |  |  | #FFFF0000 | FA-NFPA 170 SMOKE DETECTOR | 1 | FALSE | FALSE | FALSE | 1408 | [13 empty] | FALSE | [7 empty] | THOR\acont | 2024-10-08 16:31 | 20191121 AC Detector with base | [Edwards, Kidde] [SLC EST SENSORS] [*] [#4 TYPE ADDR ¦ SENSORS] KI-DDOS (C), SIGA2-COS w/SIGA-AB4G BASE, SIGA2-COS w/SIGA-AB4G-LF BASE, SIGA2-COS w/SIGA-AB4GT BASE, SIGA2-COS w/SIGA-IB BASE, SIGA2-COS w/SIGA-RB BASE, SIGA2-COS w/SIGA-SB BASE, SIGA2-HCOS [Edwards, Kidde] [SLC EST MODULES SENSORS] [*] [#2 SHARED ADDR ¦ SENSORS] KI-DDOS (C), SIGA2-COS w/SIGA-AB4G BASE, SIGA2-COS w/SIGA-AB4G-LF BASE, SIGA2-COS w/SIGA-AB4GT BASE, SIGA2-COS w/SIGA-IB BASE, SIGA2-COS w/SIGA-RB BASE, SIGA2-COS w/SIGA-SB BASE, S [Edwards, Kidde] [SLC EST MODULES/SENSORS] 01 [*] [iO64] DS-HFS (C), DS-PS (C), FX-HD w/IB4U BASE, FX-HD w/RB4U BASE, FX-HD w/SB4U BASE, FX-HD w/SB4U-LF BASE, FX-HD wB4U BASE, FX-PD w/B4U BASE (C), FX-PD w/IB4U BASE (C), FX-PD w/SB4U BASE (C), FX-PD w/SB [Edwards, Kidde] [SLC EST SENSORS] 01 [*] [EST3, iO1000] DS-HFS (C), DS-PS (C), FX-HD w/IB4U BASE, FX-HD w/RB4U BASE, FX-HD w/SB4U BASE, FX-HD w/SB4U-LF BASE, FX-HD wB4U BASE, FX-PD w/B4U BASE (C), FX-PD w/IB4U BASE (C), FX-PD w/SB4U BASE (C), FX-PD w/SB
bc560657-ce24-4acb-885f-1620524852e3 | NFPA 170 MANUAL PULL |  |  | North | Simplex |  | Manual Station |  |  |  | Module | TRUE | 2099-9107 | ++ | Non-Coded, Non-Addressable Manual Station, Single Action | 1 | [6 empty] | FALSE | TRUE | Flush | Single gang box 2-1/2" deep 4" square box, 2-1/8" (54 mm) minimum | 5" H x 3-3/4" W x 1" D (127 mm x 95 mm x 25 mm) |  | #FFFF0000 | FA-NFPA 170 MANUAL PULL | 1 | FALSE | FALSE | FALSE | 1408 | [13 empty] | FALSE |  |  | SBP |  |  | DESKTOP-7EIEB7A\acont | 2023-03-07 06:37 | THOR\acont | 2024-09-08 17:27 | Cloned from Simplex 2099-9754 CLONED CLONED | [Autocall, Simplex] [IDC] 01 2098-9201 (C), 2098-9202 (C), 2098-9203 (C), 2098-9208 (C), 2098-9576 (C), 2099-9101 (C), 2099-9102 (C), 2099-9103 (C), 2099-9104 (C), 2099-9105 (C), 2099-9107 (C), 2099-9108 (C), 2099-9754 (C), 2099-9755 (C), 2099-9756 (C),
eecd3024-4845-435d-8053-16265c07aac4 | NFPA 170 HORN STROBE CEILING |  |  | North | FCI |  | Strobe |  |  |  | Module | TRUE | PC2430 | ++ | Horn, electronic, red, w/30 cd strobe | 1 | 0 | 0.347 |  |  |  |  | FALSE | TRUE |  |  |  |  | #FF0070C0 | FA-NFPA 170 HORN STROBE CEILING | 1 | FALSE | FALSE | FALSE | 2022 | [13 empty] | FALSE |  |  | C |  |  | THOR\acont | 2025-02-25 16:23 | THOR\acont | 2025-02-25 16:25 | Cloned from FCI PC2415W | [Eaton Wheelock, FCI] [NAC] [DC MAX] PC2430 (C), PC2430W (C), RS-2415W-FR
56ca26cb-774b-44e9-8fc1-1629d237e55c |  |  |  | North | Siemens | [5 empty] | Module | TRUE | MS-FD | 500-694515 | DOUBLE ACTION ADAPTER FOR HMS-M | 1 | [12 empty] | #FFFFFFFF |  |  | FALSE | FALSE | FALSE | [20 empty] | DESKTOP-7SAL8M7\acont | 2019-08-13 09:04 | THOR\acont | 2024-10-09 10:48
d8748266-a824-46cf-860e-16347d8f1eaa | NFPA 170 HEAT DETECTOR |  |  | North | Potter |  | Heat Detector |  |  |  | Module | TRUE | CF-165MP | 1000163 | Indoor Outdoor Fixed Temperature Heat Detector, 165°F (71°C) | 1 | [6 empty] | FALSE | [5 empty] | #FFFF0000 | FA-NFPA 170 HEAT DETECTOR | 1 | FALSE | FALSE | FALSE | 1403 | [13 empty] | FALSE |  |  | 165° F |  |  |  |  | THOR\acont | 2024-09-08 17:27 |  | [Notifier, Potter] [IDC] 01 CF-135EWT, CF-135MP, CF-135W, CF-165MP, CF-165W, CF-200EWT, CF-200MP, CF-200W, CF-285MP, CF-285W, CPS-24 w/SB, CR-135EWT, CR-135MP, CR-135W, CR-165MP, CR-165W, CR-200EWT, CR-200MP, CR-200W, DSD-P (C), P32-1T, PS40 Series, PS40
af0e5926-7f5d-4a24-965d-1634a0953161 | NFPA 170 MANUAL PULL |  |  | North | Fike |  | Manual Station |  |  |  | Module | TRUE | 20-1064 |  | Intelligent Pull Station Isolator Version | 1 | [6 empty] | FALSE | [5 empty] | #FFFF0000 | FA-NFPA 170 MANUAL PULL | 1 | FALSE | FALSE | FALSE | 957 | [13 empty] | FALSE |  |  | ISO |  |  |  |  | THOR\acont | 2024-09-08 17:27 |  | [Fike] [SLC FIKE] [*] [#1 SHARED ADDR ¦ ALL] 20-1063, 20-1064, 20-1343, 55-019/020 (C), 55-021 (C), 55-023 (C), 55-041, 55-042, 55-043, 55-045, 55-046, 55-047, 55-048, 55-050, 55-052, 55-055, 55-056, 55-060, 55-061, 60-1028 (C), 60-1039 (C), 60-1040 (C), [Fike] [AUX POWER] 20-1063, 20-1064, 20-1343, 55-019/020 (C), 55-021 (C), 55-023 (C), 55-043, 55-047, 55-048, 55-050, 55-055, 55-056, 55-060, 55-061, 60-1028 (C), 60-1039 (C), 60-1040 (C), 63-028/029 (C), 63-1021 (C), 63-1052 (C), 63-1053 (C), 63-1056 (C
2fbb7774-dee9-46be-a0fa-16379d093739 | NFPA 170 SMOKE DETECTOR |  |  | North | BRK |  | Smoke Detector |  |  |  | Module | FALSE | 9120 | ++ | 120V AC, 60Hz Wire-in AC Alarm with silence | 1 | [6 empty] | FALSE | TRUE |  |  |  |  | #FFFF0000 | FA-NFPA 170 SMOKE DETECTOR | 1 | FALSE | FALSE | FALSE | 1408 | [13 empty] | FALSE |  |  | 120V |  |  | THOR\acont | 2023-12-01 13:22 | THOR\acont | 2024-09-08 17:27 | Cloned from BRK 9120B | [BRK, First Alert, Gentex, Kidde] [SMOKE ALARM TANDEM] 21006378 (C), 21007624 (C), 7020BSL (C), 7030BSL (C), 900-CUAR (C), 9120 (C), 9120B (C), 917-0070-002 (C), 917-0071-002 (C), 917-0072-002 (C), 917-0073-002 (C), 917-0079-002 (C), 918-0030-002 (C), 91 [BRK, Gentex, Kidde] [VAC ] [*] 21006378 (C), 21007624 (C), 7020BSL (C), 7030BSL (C), 900-CUAR (C), 9120 (C), 9120B (C), 917-0070-002 (C), 917-0071-002 (C), 917-0072-002 (C), 917-0073-002 (C), 917-0079-002 (C), 918-0030-002 (C), 918-0031-002 (C), 918-003 | [BRK, First Alert, Generic, Gentex, Kidde, N/A] 120VAC SMOKE DETECTOR, 21006378, 21007624, 7020BSL, 7030BSL, 900-CUAR, 9120, 9120B, 9120F, 9120H, 9120HF, 9120T, 9120TF, 9123, 9123F, 9123H, 9123HF, 9123T, 9123TF, 917-0070-002, 917-0071-002, 917-0072-002, 9
c7d1c916-b0d8-4c81-8381-163fe5a56f3d | NFPA 170 SPEAKER STROBE |  |  | North | Eaton Wheelock |  | Speaker/Strobe |  |  |  | Module | TRUE | E70-24MCW-FR | + | Speaker/Strobe, 24 VDC, Multi-Candela, 25/70 Vrms, red | 1 | 0 | 0.155 |  |  |  |  | FALSE | FALSE |  |  |  |  | #FF0070C0 | FA-NFPA 170 SPEAKER STROBE | 1 | FALSE | FALSE | FALSE | 2019 | [13 empty] | FALSE | [7 empty] | THOR\acont | 2024-09-08 17:27 |  | [Bosch, Eaton Wheelock] [AUDIO 25v] [25V AUDIO] E70-24MCW-FR, E70-24MCW-FW, E70-24MCW-FW, E70-24MCWH-FR, E70-24MCWH-FW, E70-24W-FR, E90-24MCWH-FR, E90-24MCWH-FW [Bosch, Eaton Wheelock, Hochiki] [NAC] [UL MAX DC] E70-24MCW-FR, E70-24MCW-FW, E70-24MCW-FW, ET70-24MCW-FR, ET70-24MCW-FR, ET70-24MCW-FW [Bosch, Eaton Wheelock, Hochiki] [NAC] [UL MAX FWR] E70-24MCW-FR, E70-24MCW-FW, E70-24MCW-FW, ET70-24MCW-FR, ET70-24MCW-FR, ET70-24MCW-FW [Bosch, Eaton Wheelock] [AUDIO 70.7v] [70V AUDIO] E70-24MCW-FR, E70-24MCW-FW, E70-24MCW-FW, E70-24MCWH-FR, E70-24MCWH-FW, E70-24W-FR, E90-24MCWH-FR, E90-24MCWH-FW
11cba3ed-9446-4621-9746-164bd9e28272 | NFPA 170 FIRE ALARM CONTROL UNIT | RISER FACP |  | North | Firelite |  | Fire Alarm Control Unit |  |  |  | Assembly | TRUE | ES-50X | ++ | Addressable Fire Alarm Control Panel with one SLC loop. Includes main circuit board with display, pre-installed IPOTS-COM communicator, chassis with transformer, backbox with door, plasticbag containing screws, cables, key, etc. | 1 | [6 empty] | FALSE | FALSE |  |  | Backbox: 19.00" (48.26 cm.) high x 16.65" (42.29 cm.) wide x 5.25" (13.34 cm.) deep. |  | #FFFF0000 | FA-NFPA 170 FIRE ALARM CONTROL UNIT | 1 | FALSE | FALSE | FALSE | 202 |  |  | 7165-0075:0500, 7165-0075:0511 | [5 empty] | 7,12,18 |  |  |  |  | TRUE | [5 empty] | DESKTOP-7SAL8M7\acont | 2018-09-26 05:59 | THOR\acont | 2024-09-08 17:27 | Cloned from Firelite MS-9050UD
1a4ad2fb-8525-44ab-abe3-164bdad0ef30 |  |  |  | North | Autocall | [5 empty] | Module | TRUE | A100-6309 |  |  | 1 | [12 empty] | #FFFFFFFF |  |  | FALSE | FALSE | FALSE | [20 empty] | ALIENWIN10\AugWin7 | 2019-11-19 16:19 | THOR\acont | 2024-10-09 10:48
670107ab-4cdc-42b0-b43c-166012147d18 | NFPA 170 AMPLIFIER RACK | RISER AMP |  | North | Potter |  | Amplifier |  |  |  | Assembly | TRUE | PVC-DPS25 (70V) | + | Distributed Panel, Single Channel, 25W | 1 | [6 empty] | FALSE | [5 empty] | #FFFF0000 | FA-NFPA 170 AMPLIFIER RACK | 1 | FALSE | FALSE | FALSE | 300 | [8 empty] | 7,12,18 |  |  |  | 25 | TRUE | [5 empty] | DESKTOP-7SAL8M7\acont | 2020-11-03 16:06 | THOR\acont | 2024-09-08 17:27 | Cloned from Hochiki FNVDPS25 (70V)
3ed25145-4cb4-4fd6-a7cb-16627867f27e | NFPA 170 MANUAL PULL |  |  | North | MIRCOM |  | Manual Station |  |  |  | Module | TRUE | MS-710AP | + | Advanced Protocol Intelligent Key Resettable Dual Action Manual Station, Bilingual | 1 | 0.0004 | 0.0006 |  |  |  |  | FALSE | [5 empty] | #FFFF0000 | FA-NFPA 170 MANUAL PULL | 1 | FALSE | FALSE | FALSE | 957 | [13 empty] | FALSE | [7 empty] | THOR\acont | 2024-09-08 17:27 |  | [MIRCOM] [SLC MODULES] [*] [#3 TYPE ADDR ¦ MODULES] CR-6, CZ-6, IM-10, MIX-100P, MIX-100R, MIX-100S, MIX-101P, MIX-4040, MIX-4040M, MIX-4041, MIX-4045, MIX-4045-M, MIX-4046, MIX-M500DM, MIX-M500DMAP, MIX-M500FP, MIX-M500M, MIX-M500MAP, MIX-M500R, MIX-M50
de43fd08-294a-40cd-b3da-1664643b8e19 | NFPA 170 HEAT DETECTOR |  |  | North | Edwards |  | Heat Detector |  |  |  | Module | TRUE | CR135-2 |  | Heat Detector, 135 FT, 15F ROR | 1 | [6 empty] | FALSE | [5 empty] | #FFFF0000 | FA-NFPA 170 HEAT DETECTOR | 1 | FALSE | FALSE | FALSE | 1403 | [13 empty] | FALSE | [7 empty] | THOR\acont | 2024-09-08 17:27 | 20191121 AC Detector without base | [Edwards, Kidde, Monaco Enterprises] [IDC] 01 1534-1, 200-GAOF, 270A-DPO, 270A-SPO, 270-DOC, 270-DOC-B, 270-DOC-F, 270-DPO, 270-GAO, 270-GAOB, 270-GAO-DOC, 270-GAO-DOCF, 270P-DPO, 270P-SPO, 270-SPO, 270-SPOW, 270-SPOWB, 270-SPOWF, 271-KR1/SR/GS, 276A-REL
a26b0b10-e517-4ca9-9736-16679faf56c7 |  |  |  | North | Kidde |  | Cards & Components |  |  |  | Card | TRUE | VS4-G-F Mainboard |  | Mainboard for VS4-G-F assembly | 1 | 0.231 | 0.44 |  |  |  |  | TRUE | [5 empty] | #FFFFFFFF |  |  | FALSE | FALSE | FALSE | [14 empty] | FALSE | [7 empty] | THOR\acont | 2024-10-09 10:48 |  | [Edwards, Kidde, Macurco] [IDC] [#1 ALARM] 2IDC, 76-600000-001 Main Board, 76-800xxx-xxx Main Board, 77-600000-901 Main Board, 84-732001-901 Main Board, DVP-120 Mainboard, EST1-2Z Mainboard, FSP1004G Mainboard, FSP1004G-2 Mainboard, FSP1004GD Mainboard, [Edwards, Kidde] [VAC ] 2IDC, 76-600000-001 Main Board, 76-800xxx-xxx Main Board, 77-600000-901 Main Board, 84-732001-901 Main Board, APS10A Mainboard, APS6A Mainboard, BPS10A Mainboard, BPS10A/230 Mainboard, BPS6A Mainboard, BPS6A/230 Mainboard, EST1-2Z [Edwards, Kidde, Macurco] [IDC] [#3 SUPERVISORY] 2IDC, 76-600000-001 Main Board, 76-800xxx-xxx Main Board, 77-600000-901 Main Board, 84-732001-901 Main Board, DVP-120 Mainboard, EST1-2Z Mainboard, FSP1004G Mainboard, FSP1004G-2 Mainboard, FSP1004GD Mainb [Edwards, Kidde, Macurco] [IDC] [#2 TROUBLE] 2IDC, 76-600000-001 Main Board, 76-800xxx-xxx Main Board, 77-600000-901 Main Board, 84-732001-901 Main Board, DVP-120 Mainboard, EST1-2Z Mainboard, FSP1004G Mainboard, FSP1004G-2 Mainboard, FSP1004GD Mainboard | [Kidde] VS4-G-F Mainboard [Edwards, Kidde] FX-64R Mainboard, FX-64RD Mainboard, iO64G Mainboard, iO64G-2 Mainboard, iO64G-2-PG Mainboard, iO64G-2-SP Mainboard, iO64GD Mainboard, iO64GL Mainboard, iO64GL-F Mainboard, iO64G-PG Mainboard, iO64G-SP Mainboard, iO64R Mainboard, iO64R-2 [Edwards, Kidde] FX-1000 Mainboard, FX-1000D Mainboard, iO1000G Mainboard, iO1000G-2 Mainboard, iO1000G-2-PG Mainboard, iO1000G-2-SP Mainboard, iO1000GC Mainboard, iO1000GD Mainboard, iO1000G-F Mainboard, iO1000G-PG Mainboard, iO1000G-SP Mainboard, iO1000 [Edwards, Kidde] FX-1000 Mainboard, FX-1000D Mainboard, FX-64RD Mainboard, iO1000G Mainboard, iO1000G-2 Mainboard, iO1000G-2-PG Mainboard, iO1000G-2-SP Mainboard, iO1000GC Mainboard, iO1000GD Mainboard, iO1000G-F Mainboard, iO1000G-PG Mainboard, iO1000G-S [Edwards] IO-SDC2 [Edwards, Kidde] FX-1000 Mainboard, FX-1000D Mainboard, FX-64RD Mainboard, iO1000G Mainboard, iO1000G-2 Mainboard, iO1000G-2-PG Mainboard, iO1000G-2-SP Mainboard, iO1000GC Mainboard, iO1000GD Mainboard, iO1000G-F Mainboard, iO1000G-PG Mainboard, iO1000G-S [Kidde] VS4-G Mainboard, VS4-G-2 Mainboard, VS4-G-2-PG Mainboard, VS4-G-2-SP Mainboard, VS4-GC Mainboard, VS4-GD Mainboard, VS4-G-F Mainboard, VS4-G-PG Mainboard, VS4-G-SP Mainboard, VS4-R Mainboard, VS4-R-2 Mainboard, VS4-RD Mainboard
a6e7545b-18a8-499e-878f-1668250d302e |  |  |  | North | Bosch | [5 empty] | Module | TRUE | NDE-4502-AL | * | Fixed dome 2MP 3-10mm auto IP66 0000096947 | 1 | [12 empty] | #FFFFFFFF |  |  | FALSE | FALSE | FALSE | [20 empty] | DESKTOP-7EIEB7A\acont | 2021-08-13 06:25 | THOR\acont | 2024-10-09 10:48
5f419c78-c2e2-4378-9ee1-166bc4392939 |  |  |  | North | Siemens | [5 empty] | Module | TRUE | EB-32 | 310-021032 | BACKBOX FOR 16 MODULE ENCLOSURE | 1 | [12 empty] | #FFFFFFFF |  |  | FALSE | FALSE | FALSE | [20 empty] | DESKTOP-7SAL8M7\acont | 2019-08-13 09:04 | THOR\acont | 2024-10-09 10:48
426b13f4-56f4-4f97-9d3d-1674bc0f3165 | NFPA 170 MANUAL PULL |  |  | North | Secutron |  | Manual Station |  |  |  | Module | TRUE | MRM-810MPU | ++ | MP 1 Stage Addressable Double Action Pull Station, UL | 1 | 0.002 | 0.0033 |  |  |  |  | FALSE | FALSE |  |  | 5 ½” H x 4 1/8” W x 1 3/8” D |  | #FFFF0000 | FA-NFPA 170 MANUAL PULL | 1 | FALSE | FALSE | FALSE | 957 | [13 empty] | FALSE | [5 empty] | DESKTOP-7EIEB7A\acont | 2023-06-24 19:26 | THOR\acont | 2024-09-08 17:27 | Cloned from Secutron MRM-800MP | [Secutron] [SLC MODULES] [*] [#3 TYPE ADDR ¦ MODULES] MRI-501MA, MRI-M500DM, MRI-M500M, MRI-M500R, MRI-M500S, MRI-M501M, MRI-M502M, MRM-800MP, MRM-802MP, MRM-810MPU, MRM-822MP [Secutron] [SLC MODULES SENSORS] [*] [#1 SHARED ADDR ¦ MODULES] MRI-501MA, MRI-M500DM, MRI-M500M, MRI-M500R, MRI-M500S, MRI-M501M, MRI-M502M, MRM-800MP, MRM-802MP, MRM-810MPU, MRM-822MP
f603cb0d-98a9-406e-9fd7-167991678d3d | NFPA 170 HEAT DETECTOR |  |  | North | Edwards |  | Heat Detector |  |  |  | Module | TRUE | EC20FTU-3 |  | Heat Detector, 135FT | 1 |  | 0.1 |  |  |  |  | FALSE | [5 empty] | #FFFF0000 | FA-NFPA 170 HEAT DETECTOR | 1 | FALSE | FALSE | FALSE | 1403 | [13 empty] | FALSE | [7 empty] | THOR\acont | 2024-09-08 17:27 | 20191121 AC Detector without base | [Edwards, Kidde, Monaco Enterprises] [IDC] 01 1534-1, 200-GAOF, 270A-DPO, 270A-SPO, 270-DOC, 270-DOC-B, 270-DOC-F, 270-DPO, 270-GAO, 270-GAOB, 270-GAO-DOC, 270-GAO-DOCF, 270P-DPO, 270P-SPO, 270-SPO, 270-SPOW, 270-SPOWB, 270-SPOWF, 271-KR1/SR/GS, 276A-REL [Edwards] [IDC] 10 EC20FTU-3, EC20RRU-3
10bde566-55bd-4ad1-9259-167d68a83f07 | NFPA 170 FIRE ALARM CONTROL UNIT | RISER FACP |  | North | Autocall |  | Fire Alarm Control Unit |  |  |  | Assembly | TRUE | A010-9402 | ++ | Basic Control Unit with 2x40 LCD Operator Interface and one two-loop Isolated IDNet2 Communications Channel, Class A or Class B operation, with support for up to 250 addressable IDNet points | 1 | [6 empty] | TRUE | [5 empty] | #FFFF0000 | FA-NFPA 170 FIRE ALARM CONTROL UNIT | 1 | FALSE | FALSE | FALSE | 202 | [8 empty] | 7,12,18,26,33,55,65,110 |  |  |  |  | TRUE | [5 empty] | DESKTOP-7SAL8M7\acont | 2019-10-21 12:43 | THOR\acont | 2024-09-08 17:27
53c9ee3e-5b61-4125-9338-16828e9d795e |  |  |  | North | MIRCOM | [5 empty] | Module | TRUE | SGM-1004A | new | 4 Notification Appliance Circuit Module | 1 | 0.06 | 0.258 | [10 empty] | #FFFFFFFF |  |  | FALSE | FALSE | FALSE | [22 empty] | THOR\acont | 2024-10-09 10:48 |  |  | [MIRCOM] SGM-1004A
8e24acc7-17ba-49c2-85ac-1686c4d50fd1 |  |  |  | North | Siemens |  | Cards & Components |  |  |  | Card | TRUE | FT2003-U1 | S54400-C136-A1++ | LED driver board for graphic annunciators | 1 | 0.025 | 0.25 |  |  |  |  | TRUE | [5 empty] | #FFFFFFFF |  |  | FALSE | FALSE | FALSE | [14 empty] | FALSE | [5 empty] | AULAPTOP-PC\Aulaptop | 2018-12-06 05:28 | THOR\acont | 2024-10-09 10:48 | Cloned from Siemens New Part
2d642c2e-5a79-47d7-a666-168a71935793 | NFPA 170 NON ADDRESSABLE RELAY |  |  | North | Space Age Electronics |  | Non-Addressable Relay |  |  |  | Module | TRUE | SSU-MR-201/C | ++ | DPDT MULTI-VOLTAGE CONTROL RELAY | 1 | 0 | 0.04 |  |  | 35 | 18 | FALSE |  |  | Grey ABS-94VO Plastic | 5.125” (130mm) 3.125” (79mm) 2.50” (63mm) |  | #FFFF0000 | FA-NFPA 170 NON ADDRESSABLE RELAY | 1 | FALSE | FALSE | FALSE | 1300 | [13 empty] | FALSE | [5 empty] | THOR\acont | 2023-12-13 13:19 | THOR\acont | 2024-09-08 17:27 | Cloned from Space Age Electronics SSU-MR-201/C/R | [Air Products, Altronix, Firelite, RIB, Space Age Electronics] [AUX POWER, NAC] [*] 6062, MR-101/C/R, MR-101/CR, MR-101/T, MR-201/C/R, PAM-4, RIB2401-RD, SC-300, SSU-MR-101/C, SSU-MR-101/C/R, SSU-MR-201/C, SSU-MR-201/C/R, SSU-MR-204/C
42777104-5ba9-4c0d-ae4d-168bbb824dc8 | HEAT DETECTOR |  |  | North | Siemens |  | Heat Detector |  |  |  | Module | TRUE | HFPT-11 | 500-033380 | THERMAL DETECTOR | 1 | [12 empty] | #FFFF0000 | FA-HEAT DETECTOR | 1 | FALSE | FALSE | FALSE | [20 empty] | DESKTOP-7SAL8M7\acont | 2019-08-13 09:04 | THOR\acont | 2024-09-08 17:27 |  | [Siemens] [SLC MODULES SENSORS] [*] [#1 SHARED ADDR ¦ MODULES] AD-11P (C), FDBZ492 w/OP921 (C), FDBZ492-HR w/FDO421 (C), FDBZ492-HR w/OP921 (C), FDBZ492-R (C), FDCIO422, HCP, HCP-Z, HFPO-11, HFPT-11, HMS-D, HMS-DE, HMS-DP, HMS-DZ, HMS-S, HMS-SA, HMS-SE,
043fc8ef-153b-44e7-b77b-168bcb8f8718 |  |  |  | North | Edwards |  | Cards & Components |  |  |  | Card | TRUE | MN-HS64T2P |  | 1280 Watt Non-Omni directional HPSA Assembly (2 of 5 Active Panels) with lockable NEMA 4 amplifier, 110V/60Hz. inverter/battery charger and electronics enclosure, lockable NEMA 4 battery enclosure (w/o batteries). Enclosures equipped with tamper switches. AC powered amplifier with DC backup. Edwards hard-wire interface included. Batteries and accessories are ordered separately. Tan colored speaker head. | 1 | [6 empty] | TRUE | [5 empty] | #FFFFFFFF |  |  | FALSE | FALSE | FALSE | [14 empty] | FALSE | [7 empty] | THOR\acont | 2024-10-09 10:48
58754847-31bf-48c1-9446-16901f43b2af |  |  |  | North | Siemens | [5 empty] | Module | TRUE | BF-F | 500-694375 | BELL 4 24V DC RED VIB | 1 | [12 empty] | #FFFFFFFF |  |  | FALSE | FALSE | FALSE | [20 empty] | DESKTOP-7SAL8M7\acont | 2019-08-13 09:04 | THOR\acont | 2024-10-09 10:48
b4ed173a-f3cb-4521-848b-169098b75b12 | NFPA 170 HEAT DETECTOR |  |  | North | MIRCOM |  | Heat Detector |  |  |  | Module | TRUE | MIX-3300 w/ MIX-2000 |  | ADDRESSABLE THERMAL DETECTOR w/ MIX-2000 STANDARD BASE | 1 | 0.0003 | 0.0003 |  |  |  |  | FALSE | [5 empty] | #FFFF0000 | FA-NFPA 170 HEAT DETECTOR | 1 | FALSE | FALSE | FALSE | 1403 | [13 empty] | FALSE | [7 empty] | THOR\acont | 2024-09-08 17:27 | 20191121 AC Detector with base | [MIRCOM] [SLC MODULES SENSORS] [*] [#2 SHARED ADDR ¦ SENSORS] DNR w/MIX-2251BR (C), DNR w/MIX-2351RAP (C), MIX-1251AP w/B200SR-LF-WH (C), MIX-1251AP w/B200SR-WH (C), MIX-1251AP w/B210LP (C), MIX-1251AP w/B224RB-WH (C), MIX-1251AP w/B501 (C), MIX-1251B w/ [MIRCOM] [SLC SENSORS] [*] [#4 TYPE ADDR ¦ SENSORS] DNR w/MIX-2251BR (C), DNR w/MIX-2351RAP (C), MIX-1251AP w/B200SR-LF-WH (C), MIX-1251AP w/B200SR-WH (C), MIX-1251AP w/B210LP (C), MIX-1251AP w/B224RB-WH (C), MIX-1251AP w/B501 (C), MIX-1251B w/B200SR-LF-
9c26d7d2-e5bb-42ab-bf52-169b830b4eb2 |  |  |  | North | Potter | [5 empty] | Module | TRUE | AMS-20 |  | 1/4 inch Recessed Contact | 1 | [6 empty] | FALSE | [5 empty] | #FFFFFFFF |  |  | FALSE | FALSE | FALSE | [14 empty] | FALSE | [7 empty] | THOR\acont | 2024-10-09 10:48
94c504e7-58bf-49d3-92a2-169cd58568a9 | NFPA 170 STROBE WALL |  |  | North | Edwards |  | Strobe |  |  |  | Module | TRUE | G4ERF-C |  | Strobe Expander, Red, FIRE markings, clear | 1 | 0 | 0.078 |  |  |  |  | FALSE | [5 empty] | #FF0070C0 | FA-NFPA 170 STROBE WALL | 1 | FALSE | FALSE | FALSE | 2023 | [13 empty] | FALSE | [7 empty] | THOR\acont | 2024-09-08 17:27 |  | [Edwards, Kidde] [NAC] [24 VDC] G4ERA-A, G4ERA-B, G4ERA-G, G4ERA-R, G4ERF-C, G4ERN-A, G4ERN-B, G4ERN-C, G4ERN-G, G4ERN-R, G4EWA-A, G4EWA-B, G4EWA-G, G4EWA-R, G4EWF-C, G4EWN-A, G4EWN-B, G4EWN-C, G4EWN-G, G4EWN-R, G4F-S2V1575, G4F-S2VM, G4F-S7V1575, G4F-S7 [Edwards, Kidde] [NAC] [16 VDC] G4ERA-A, G4ERA-B, G4ERA-G, G4ERA-R, G4ERF-C, G4ERN-A, G4ERN-B, G4ERN-C, G4ERN-G, G4ERN-R, G4EWA-A, G4EWA-B, G4EWA-G, G4EWA-R, G4EWF-C, G4EWN-A, G4EWN-B, G4EWN-C, G4EWN-G, G4EWN-R, G4F-S2V1575, G4F-S2VM, G4F-S7V1575, G4F-S7
086820ce-6c01-4416-89a9-169e64d9a982 |  |  |  | North | Edwards |  | Cards & Components |  |  |  | Card | TRUE | 3-12SR |  | 12 Switch, 12 Red LED Ctrl Dis Mod | 1 | 0.002 | 0.02 |  |  |  |  | TRUE | [5 empty] | #FFFFFFFF |  |  | FALSE | FALSE | FALSE | [14 empty] | FALSE | [7 empty] | THOR\acont | 2024-10-09 10:48
994a55b3-338d-4184-aa5e-169fbfd7b05a | NFPA 170 HORN |  |  | North | Siemens |  | Horn |  |  |  | Module | TRUE | SLFSWR-F | S54329-F56-A1 | SLFSWR-F LFS,WALL,RED,FIRE | 1 | [12 empty] | #FF0070C0 | FA-NFPA 170 HORN | 1 | FALSE | FALSE | FALSE | 2010 | [19 empty] | DESKTOP-7SAL8M7\acont | 2019-08-13 09:04 | THOR\acont | 2024-09-08 17:27 |  | [Siemens] [NAC] [DC CONTINUOUS] SLFSWR-AL, SLFSWR-CO, SLFSWR-F, SLFSWR-N, SLFSWW-AL, SLFSWW-CO, SLFSWW-F, SLFSWW-N
042ed3ca-cdbe-43e2-80a2-169fca0b0720 | NFPA 170 LOCAL OPERATOR CONSOLE | RISER LOC |  | North | Edwards |  | Local Operator Console |  |  |  | Assembly | TRUE | LOC-M |  | Local Operator Console Assembly | 1 | 0.234 | 0.267 |  |  |  |  | FALSE | [5 empty] | #FFFF0000 | FA-NFPA 170 LOCAL OPERATOR CONSOLE | 1 | FALSE | FALSE | FALSE | 255 | [8 empty] | 7,12,18 |  |  |  |  | TRUE | [5 empty] | DESKTOP-7EIEB7A\acont | 2021-11-23 10:49 | THOR\acont | 2024-09-08 17:27 | Cloned from Edwards 4-ANN
62a4cd87-1c96-46d4-9d62-16a3acf2effd |  |  |  | North | Edwards |  | Hardware |  |  |  | Hardware | TRUE | 12V50A |  | 51 AH Battery, selected on choice | 1 | [12 empty] | #FFFFFFFF |  |  | FALSE | FALSE | FALSE | [22 empty] | THOR\acont | 2024-10-09 10:48
5ad6e58f-3821-4979-bfdd-16a5d7107e9c | NFPA 170 SMOKE DETECTOR |  |  | North | Silent Knight |  | Smoke Detector |  |  |  | Module | TRUE | BEAM1224S | ++ | Reflective Beam Detector, 4-wire, Integral Sensitivity Test | 1 | 0.017 | 0.0385 |  |  |  |  | FALSE | TRUE |  |  |  |  | #FFFF0000 | FA-NFPA 170 SMOKE DETECTOR | 1 | FALSE | FALSE | FALSE | 1408 | [13 empty] | FALSE |  |  | BT |  |  |  |  | THOR\acont | 2024-09-08 17:27 | 20191121 AC Detector without base | [Firelite, Macurco, Notifier, Silent Knight, System Sensor] [AUX POWER] [*] [AUX INPUT ++] 1251B (C), 1412B (C), 1424 (C), 2112/24AT (C), 2112/24S (C), 2112/24TS (C), 2112AITR (C), 2112ATR (C), 2112R (C), 2124AITR (C), 2124ATR (C), 2124R (C), 2151 w/B110 [Firelite, Macurco, Notifier, Silent Knight, System Sensor] [IDC] 01 [IDC 4-WIRE ++] 1251B (C), 1412B (C), 1424 (C), 2112/24AT (C), 2112/24S (C), 2112/24TS (C), 2112AITR (C), 2112ATR (C), 2112R (C), 2124AITR (C), 2124ATR (C), 2124R (C), 2151 w/B110RLP (C
2d270dff-0d8d-470b-8f6e-16a868e2c8a1 |  |  |  | North | Autocall |  | Hardware |  |  |  | Hardware | TRUE | A100-0650 | + | Solid Door, Red 2 Bay | 1 | 0 | 0 |  |  |  |  | TRUE | [5 empty] | #FFFFFFFF |  |  | FALSE | FALSE | FALSE | [20 empty] | DESKTOP-QGO6JOK\acont | 2021-08-18 09:01 | THOR\acont | 2024-10-09 10:48 | Cloned from AutoCall A2975-9442
fa3197d0-12f1-4be1-8f98-16a9ff5bc922 | NFPA 170 HORN STROBE CEILING |  |  | North | Siemens |  | Horn/Strobe |  |  |  | Module | TRUE | NS-HMC-CR | 500-636089++ | NS HORN HI MULTI-CANDELA RED CEILING | 1 | [7 empty] | TRUE |  |  |  |  | #FF0070C0 | FA-NFPA 170 HORN STROBE CEILING | 1 | FALSE | FALSE | FALSE | 2013 | [16 empty] | C |  |  | DESKTOP-7SAL8M7\acont | 2019-08-13 09:04 | THOR\acont | 2024-09-08 17:27 | B,T | [Siemens] [NAC] [DC HIGH DB] NS-HMC-CR (C), NS-HMC-CW (C)
cee6730f-482c-4dff-a74e-16ac57319781 | NFPA 170 HEAT DETECTOR |  |  | North | Autocall |  | Heat Detector |  |  |  | Module | TRUE | A4098-9613 w/A4098-9788 | + | Electronic Heat Detector 2-Wire 135° F (57° C) No options | 1 | 0.0001 | 0.024 |  |  |  |  | TRUE | TRUE |  |  |  |  | #FFFF0000 | FA-NFPA 170 HEAT DETECTOR | 1 | FALSE | FALSE | FALSE | 1403 | [16 empty] | 135¦RR |  |  |  |  | THOR\acont | 2024-09-08 17:27 | 20191121 AC Detector with base | [Autocall, Simplex] [IDC] 01 2098-9201 (C), 2098-9202 (C), 2098-9203 (C), 2098-9208 (C), 2098-9576 (C), 2099-9101 (C), 2099-9102 (C), 2099-9103 (C), 2099-9104 (C), 2099-9105 (C), 2099-9107 (C), 2099-9108 (C), 2099-9754 (C), 2099-9755 (C), 2099-9756 (C),
ad379ec5-55b3-46de-9cc8-16ad8557d8ae | NFPA 170 SPEAKER STROBE |  |  | North | Edwards |  | Speaker/Strobe |  |  |  | Module | TRUE | 757-8A-RS70W |  | 110cdW, 60cdC Strobe, Re-Ent Speaker, 70V 2, 4, 8, 15w | 1 | [6 empty] | FALSE | [5 empty] | #FF0070C0 | FA-NFPA 170 SPEAKER STROBE | 1 | FALSE | FALSE | FALSE | 2019 | [13 empty] | FALSE | [7 empty] | THOR\acont | 2024-09-08 17:27 |  | [Edwards, Kidde] [AUDIO 70.7v] [70V AUDIO] 757-1A-R70, 757-1A-R70W, 757-3A-RS70, 757-3A-RS70W, 757-7A-RS70, 757-7A-RS70W, 757-7A-RS70WA, 757-7A-SS70, 757-7A-SS70W, 757-8A-RS70, 757-8A-RS70W, 757-8A-RS70WA, INT-3A-RS70, INT-3A-RS70W, INT-7A-RS70, INT-7A-R
7a8027cd-8937-4ff2-bb2b-16adb4d72c29 | NFPA 170 SPEAKER STROBE |  |  | North | Edwards |  | Speaker/Strobe |  |  |  | Module | TRUE | WGSVWF-SP | ++ | Outdoor rated speaker strobe, wall, white, feugo | 1 | [6 empty] | FALSE | FALSE |  |  |  |  | #FF0070C0 | FA-NFPA 170 SPEAKER STROBE | 1 | FALSE | FALSE | FALSE | 2019 | [13 empty] | FALSE |  |  | WP |  |  | THOR\acont | 2024-04-09 09:09 | THOR\acont | 2024-09-08 17:27 | Cloned from Edwards WGSVRA CLONED CLONED CLONED CLONED CLONED CLONED CLONED | [Edwards, Kidde] [NAC] [VDC] WGSVRA, WGSVRF, WGSVRF-FR, WGSVRF-SP, WGSVRN, WGSVWA, WGSVWF, WGSVWF-FR, WGSVWF-SP, WGSVWN, WGVRA, WGVRF, WGVRF-FR, WGVRF-SP, WGVRN, WGVWA, WGVWF, WGVWF-FR, WGVWF-SP, WGVWN [Edwards, Hochiki, Kidde] [AUDIO 25v] [25V AUDIO] EG4SRF, EG4SRN, EG4SVRF, EG4SVRN, EG4SVWA, EG4SVWF, EG4SVWN, EG4SWA, EG4SWF, EG4SWN, G4SRF, G4SRN, G4SVRF, G4SVRN, G4SVWA, G4SVWF, G4SVWN, G4SWA, G4SWF, G4SWN, WGSRA, WGSRF, WGSRF-FR, WGSRF-SP, WGSRN, WGS [Edwards, Hochiki, Kidde] [AUDIO 70.7v] [70V AUDIO] EG4SRF, EG4SRN, EG4SVRF, EG4SVRN, EG4SVWA, EG4SVWF, EG4SVWN, EG4SWA, EG4SWF, EG4SWN, G4SRF, G4SRN, G4SVRF, G4SVRN, G4SVWA, G4SVWF, G4SVWN, G4SWA, G4SWF, G4SWN, WGSRA, WGSRF, WGSRF-FR, WGSRF-SP, WGSRN, W
cccf8381-acfb-4b13-9671-16afe6524cbd | NFPA 170 FIRE ALARM COMMUNICATOR |  |  | North | Monaco Enterprises |  | Communicator |  |  |  | Assembly | TRUE | 227-623-xx | + | BT-XM mass notification transceiver with narrowband radio and capacity for hard-wire communication in a 20" H x 12" W x 4" D red enclosure; specify frequency. Audio board is standard. | 1 | [6 empty] | FALSE | [5 empty] | #FFFF0000 | FA-NFPA 170 FIRE ALARM COMMUNICATOR | 1 | FALSE | FALSE | FALSE | 251 | [8 empty] | 7 |  |  |  |  | TRUE | [5 empty] | AULAPTOP-PC\Aulaptop | 2019-05-12 12:10 | THOR\acont | 2024-09-08 17:27 | Cloned from Generic New Part | [Monaco Enterprises] [RELAY] 176-206-xx, 176-208-00, 176-212-00, 176-214-00, 227-44x-xx, 227-600-xx, 227-600-xx w/BT-XM Upgrade, 227-618-00, 227-623-xx, 227-630-xx, 803-119-01
58650440-0d34-4ed9-8206-16b2a5c8f986 | ASD HOLE |  |  | North | Edwards |  | Air Sampling Detection |  |  |  | Module | TRUE | ASD HOLE | ++ | ASD HOLE | 1 | [6 empty] | TRUE | [5 empty] | #FFFF0000 | FA-ASD HOLE | 1 | FALSE | FALSE | FALSE | [20 empty] | DESKTOP-EUPOT3B\aucon | 2022-01-20 05:31 | THOR\acont | 2024-09-08 17:27 | Cloned from Edwards New Part | [Edwards] [AIR SAMPLING] [Air Sampling] ASD ENDCAP, ASD HOLE [Edwards] [AIR SAMPLING] [Pipe] ASD ENDCAP, ASD HOLE
ef8cca35-4cf6-4395-83f5-16b683b20123 | NFPA 170 SMOKE HEAT DETECTOR |  |  | North | Honeywell |  | Smoke/Heat Detector |  |  |  | Module | TRUE | 5808W3 |  | Wireless Photoelectric Smoke/Heat Detector | 1 | [6 empty] | FALSE | TRUE |  |  |  |  | #FFFF0000 | FA-NFPA 170 SMOKE HEAT DETECTOR | 1 | FALSE | FALSE | FALSE | 1408 | [13 empty] | FALSE |  |  | W |  |  | DESKTOP-7EIEB7A\acont | 2020-12-17 18:22 | THOR\acont | 2024-09-08 17:27 | Cloned from Honeywell 5806W3 | [Honeywell, Resideo] [WIRELESS FIRE] 5800CMBOV, 5800CO, 5800PIR-COM, 5806W3 (C), 5808W3 (C), 5809, 5817CB, 5869, DF8M (C)
05df4cc4-44f5-4377-99de-16b9bba8127a |  |  |  | North | Siemens | [5 empty] | Module | TRUE | SEF-R | 500-636041 | E SPEAKER FLUSH RED | 1 | [12 empty] | #FFFFFFFF |  |  | FALSE | FALSE | FALSE | [20 empty] | DESKTOP-7SAL8M7\acont | 2019-08-13 09:04 | THOR\acont | 2024-10-09 10:48
3c0af3fa-b93a-443a-a661-16c5afc50a09 |  |  |  | North | Bosch | [5 empty] | Module | TRUE | NDA-U-RMT-RO | * | ***(Ross)Pendant parapet mount | 1 | [12 empty] | #FFFFFFFF |  |  | FALSE | FALSE | FALSE | [20 empty] | DESKTOP-7EIEB7A\acont | 2021-08-13 06:25 | THOR\acont | 2024-10-09 10:48
8bc2d00b-ec76-4688-a87a-16cb762c6a74 | NFPA 170 GAS DETECTOR |  |  | North | Potter |  | Gas Detection |  |  |  | Module | TRUE | PAD100-CD w/PAD100-4DB | + | Carbon-Monoxide Detector with 4" Standard Base | 1 | 0.0003 | 0.0003 |  |  |  |  | FALSE | [5 empty] | #FFFF0000 | FA-NFPA 170 GAS DETECTOR | 1 | FALSE | FALSE | FALSE | 1402 | [13 empty] | FALSE |  |  | 4DB |  |  |  |  | THOR\acont | 2024-09-08 17:27 | 20191121 AC Detector with base | [Potter] [SLC PAD] [*] [#2 SHARED ADDR ¦ SENSORS] PAD100-CD w/PAD100-4DB, PAD100-CD w/PAD100-6DB, PAD100-CD w/PAD100-IB, PAD100-CD w/PAD100-LFSB, PAD100-CD w/PAD100-RB, PAD100-CD w/PAD100-SB, PAD100-CD w/PAD100-SPKB, PAD100-DUCT (C), PAD100-DUCTR (C), PA
32a48f16-e60a-4f23-877b-16d26191ebe2 |  |  |  | North | Potter | [5 empty] | Module | TRUE | EFT-C |  | Coded Electric Fire Alarm Transmitter | 1 | [6 empty] | FALSE | [5 empty] | #FFFFFFFF |  |  | FALSE | FALSE | FALSE | [14 empty] | FALSE | [7 empty] | THOR\acont | 2024-10-09 10:48
4005dd17-5c59-417b-8f5b-16d3950fe18b | NFPA 170 SMOKE HEAT DETECTOR |  |  | North | Edwards |  | Smoke/Heat Detector |  |  |  | Module | TRUE | EC2-OSH w/EC2-RB4 BASE | + | Smoke & Heat detector, photoelectric, two-wire w/integral 135 heat | 1 |  | 0.06 |  |  |  |  | FALSE | TRUE |  |  |  |  | #FFFF0000 | FA-NFPA 170 SMOKE HEAT DETECTOR | 1 | FALSE | FALSE | FALSE | 1408 | [13 empty] | FALSE | [5 empty] | DESKTOP-7EIEB7A\acont | 2022-07-19 07:30 | THOR\acont | 2024-09-08 17:27 | Cloned from Edwards EC2-OSH w/EC2-RB BASE | [Edwards] [IDC] 01 [*] EC2-H w/EC2-RB BASE (C), EC2-H w/EC2-RB4 BASE (C), EC2-H w/EC2-SB BASE (C), EC2-H w/EC2-SB4 BASE (C), EC2-OS w/EC2-RB BASE (C), EC2-OS w/EC2-RB4 BASE (C), EC2-OS w/EC2-SB BASE (C), EC2-OS w/EC2-SB4 BASE (C), EC2-OSH w/EC2-RB BASE (
a7a98a0a-4db0-4476-8f79-16d841a5bfb0 |  |  |  | North | Kidde |  | Cards & Components |  |  |  | Card | TRUE | VS4-GC Mainboard |  | Mainboard for VS4-GC assembly | 1 | 0.231 | 0.44 |  |  |  |  | TRUE | [5 empty] | #FFFFFFFF |  |  | FALSE | FALSE | FALSE | [14 empty] | FALSE | [7 empty] | THOR\acont | 2024-10-09 10:48 |  | [Edwards, Kidde, Macurco] [IDC] [#1 ALARM] 2IDC, 76-600000-001 Main Board, 76-800xxx-xxx Main Board, 77-600000-901 Main Board, 84-732001-901 Main Board, DVP-120 Mainboard, EST1-2Z Mainboard, FSP1004G Mainboard, FSP1004G-2 Mainboard, FSP1004GD Mainboard, [Edwards, Kidde, Macurco] [IDC] [#3 SUPERVISORY] 2IDC, 76-600000-001 Main Board, 76-800xxx-xxx Main Board, 77-600000-901 Main Board, 84-732001-901 Main Board, DVP-120 Mainboard, EST1-2Z Mainboard, FSP1004G Mainboard, FSP1004G-2 Mainboard, FSP1004GD Mainb [Edwards, Kidde] [VAC ] 2IDC, 76-600000-001 Main Board, 76-800xxx-xxx Main Board, 77-600000-901 Main Board, 84-732001-901 Main Board, APS10A Mainboard, APS6A Mainboard, BPS10A Mainboard, BPS10A/230 Mainboard, BPS6A Mainboard, BPS6A/230 Mainboard, EST1-2Z [Edwards, Kidde, Macurco] [IDC] [#2 TROUBLE] 2IDC, 76-600000-001 Main Board, 76-800xxx-xxx Main Board, 77-600000-901 Main Board, 84-732001-901 Main Board, DVP-120 Mainboard, EST1-2Z Mainboard, FSP1004G Mainboard, FSP1004G-2 Mainboard, FSP1004GD Mainboard | [Kidde] VS4-G Mainboard, VS4-G-2 Mainboard, VS4-G-2-PG Mainboard, VS4-G-2-SP Mainboard, VS4-GC Mainboard, VS4-GD Mainboard, VS4-G-F Mainboard, VS4-G-PG Mainboard, VS4-G-SP Mainboard, VS4-R Mainboard, VS4-R-2 Mainboard, VS4-RD Mainboard [Edwards, Kidde] FX-1000 Mainboard, FX-1000D Mainboard, FX-64RD Mainboard, iO1000G Mainboard, iO1000G-2 Mainboard, iO1000G-2-PG Mainboard, iO1000G-2-SP Mainboard, iO1000GC Mainboard, iO1000GD Mainboard, iO1000G-F Mainboard, iO1000G-PG Mainboard, iO1000G-S [Edwards, Kidde] FX-1000 Mainboard, FX-1000D Mainboard, FX-64RD Mainboard, iO1000G Mainboard, iO1000G-2 Mainboard, iO1000G-2-PG Mainboard, iO1000G-2-SP Mainboard, iO1000GC Mainboard, iO1000GD Mainboard, iO1000G-F Mainboard, iO1000G-PG Mainboard, iO1000G-S [Edwards] IO-SDC2 [Edwards, Kidde] FX-1000 Mainboard, FX-1000D Mainboard, iO1000G Mainboard, iO1000G-2 Mainboard, iO1000G-2-PG Mainboard, iO1000G-2-SP Mainboard, iO1000GC Mainboard, iO1000GD Mainboard, iO1000G-F Mainboard, iO1000G-PG Mainboard, iO1000G-SP Mainboard, iO1000 [Kidde] VS4-GC Mainboard [Edwards, Kidde] FX-64R Mainboard, FX-64RD Mainboard, iO64G Mainboard, iO64G-2 Mainboard, iO64G-2-PG Mainboard, iO64G-2-SP Mainboard, iO64GD Mainboard, iO64GL Mainboard, iO64GL-F Mainboard, iO64G-PG Mainboard, iO64G-SP Mainboard, iO64R Mainboard, iO64R-2
80dccc03-34e7-489f-91c1-16d90e7ac9bf | NFPA 170 HIGH TEMPERATURE |  |  | North | Block Definition Only |  | Heat Detector |  |  |  | Module | TRUE | NFPA 170 HIGH TEMPERATURE |  | NFPA 170 HIGH TEMPERATURE | 1 | [12 empty] | #FFFF0000 | FA-NFPA 170 HIGH TEMPERATURE | 1 | FALSE | FALSE | FALSE | 1405 | [19 empty] | AULAPTOP-PC\Aulaptop | 2020-03-26 07:41 | THOR\acont | 2024-09-08 17:27
5cb7d532-9aa7-4eab-8dfc-16ddee6760c7 |  |  |  | North | Edwards |  | Cards & Components |  |  |  | Card | TRUE | SIGA-AA50 | ++ | 50 Watt Intelligent Audio Amplifier | 2 | 0.002 | 2.8 |  |  |  |  | TRUE | [5 empty] | #FFFFFFFF |  |  | FALSE | FALSE | FALSE | [13 empty] | 50 | FALSE |  |  | AA30 |  |  | DESKTOP-7SAL8M7\acont | 2020-01-17 06:14 | THOR\acont | 2025-02-03 09:50 | Cloned from Kidde SIGA-AA50 | [Edwards, Kidde] [SLC EST MODULES] 02 [EST3, iO1000 ] FX-IDC2B, FX-IDCWS, GSA-CT2, GSA-MCT2, GSA-REL, GSA-T3T4, GSA-WTM, SIGA-AA30, SIGA-AA50, SIGA-CC2, SIGA-CC2A, SIGA-CT2, SIGA-CT2I, SIGA-MCC2, SIGA-MCC2A, SIGA-MCT2, SIGA-MDM, SIGA-REL, SIGA-TCDR, SIGA [Edwards, Kidde] [SLC EST MODULES] [*] [#3 TYPE ADDR ¦ MODULES] GSA-UIO2R, GSA-UIO6, GSA-UIO6R, RZI16-2, SIGA-270, SIGA-270P, SIGA-278, SIGA-AA30, SIGA-AA50, SIGA-CC1, SIGA-CC1S, SIGA-CC2, SIGA-CC2A, SIGA-CR, SIGA-CR2, SIGA-CRH, SIGA-CRR, SIGA-CT1, SIGA- [Edwards, Kidde] [AUDIO LOW] [1VRMS AUDIO IN] SIGA-AA30, SIGA-AA50 [Edwards, Kidde] [SLC EST MODULES SENSORS] [*] [#1 SHARED ADDR ¦ MODULES] GSA-UIO2R, GSA-UIO6, GSA-UIO6R, RZI16-2, SIGA-270, SIGA-270P, SIGA-278, SIGA-AA30, SIGA-AA50, SIGA-CC1, SIGA-CC1S, SIGA-CC2, SIGA-CC2A, SIGA-CR, SIGA-CR2, SIGA-CRH, SIGA-CRR, SIGA- [Edwards, Kidde] [SLC EST MODULES] 01 [*] [EST3, iO1000 ] FX-2WIRE, FX-IDC1A, FX-IDC1B, FX-IDC2B, FX-IDCWS, FX-ISO, FX-NAC, GSA-CC1, GSA-CC1S, GSA-CC2, GSA-CT1, GSA-CT2, GSA-IO, GSA-MAB, GSA-MCC1, GSA-MCC1S, GSA-MCC2, GSA-MCT2, GSA-MIO, GSA-MM1, GSA-MRM1 [Edwards, Kidde] [AUDIO 25v] [25VRMS AUDIO IN] SIGA-AA30, SIGA-AA50 [Edwards, Kidde] [AMP POWER] [*] SIGA-AA30, SIGA-AA50 | [Edwards, Kidde] SIGA-AA50 [Edwards, Kidde] SIGA-AA30, SIGA-AA50
2c35ec15-ca97-4c95-b4a2-16e2b0b8e28a | NFPA 170 SPEAKER STROBE |  |  | North | Siemens |  | Speaker/Strobe |  |  |  | Module | TRUE | SEFH-MC-W | S54360-F5-A2 | HIGH FIDELITY SPEAKER STROBE, SQUARE, HIFI, LOW PROFILE, WALL, 15/30/75/110CD, WHITE | 1 | [12 empty] | #FF0070C0 | FA-NFPA 170 SPEAKER STROBE | 1 | FALSE | FALSE | FALSE | 2019 | [19 empty] | DESKTOP-7SAL8M7\acont | 2019-08-13 09:04 | THOR\acont | 2024-09-08 17:27 | B,T | [Siemens] [AUDIO 70.7v] [70V AUDIO] SEFH-AHMC-CW-ALERT (C), SEFH-AMC-CW-ALERT (C), SEFH-AMC-W-ALERT, SEFH-CR (C), SEFH-CW (C), SEFH-HMC-CR (C), SEFH-HMC-CR-ALERT (C), SEFH-HMC-CW (C), SEFH-HMC-CW-ALERT (C), SEFH-HMC-R, SEFH-HMC-W, SEFH-MC-CR (C), SEFH-MC [Siemens] [NAC] [VDC] SEFH-AMC-W-ALERT, SEFH-MC-R, SEFH-MC-R-ALERT, SEFH-MC-W, SEFH-MC-W-ALERT, SEFH-MC-W-BLANK, SEF-MC-R, SEF-MC-W, SEH-MC-R, SEH-MC-R-ALERT, SEH-MC-R-B, SEH-MC-W, SEH-MC-W-ALERT, SEH-MC-W-B, SEH-MC-W-BLANK [Siemens] [AUDIO 25v] [25V AUDIO] SEFH-AHMC-CW-ALERT (C), SEFH-AMC-CW-ALERT (C), SEFH-AMC-W-ALERT, SEFH-CR (C), SEFH-CW (C), SEFH-HMC-CR (C), SEFH-HMC-CR-ALERT (C), SEFH-HMC-CW (C), SEFH-HMC-CW-ALERT (C), SEFH-HMC-R, SEFH-HMC-W, SEFH-MC-CR (C), SEFH-MC-C
e5417a7a-de39-4a14-8305-16e5d73d3762 | NFPA 170 SPEAKER STROBE CEILING |  |  | North | Eaton Wheelock |  | Speaker/Strobe |  |  |  | Module | TRUE | S8-24MCC-FW | ++ | Speaker/Strobe, 24 VDC, Multi-Candela, , 25/70 Vrms | 1 | 0 | 0.28 |  |  |  |  | FALSE | TRUE |  |  |  |  | #FF0070C0 | FA-NFPA 170 SPEAKER STROBE CEILING | 1 | FALSE | FALSE | FALSE | 2012 | [13 empty] | FALSE | [7 empty] | THOR\acont | 2024-09-08 17:27 |  | [Eaton Wheelock] [AUDIO 25v] [25V AUDIO] S8-24MCC-FW (C), S8-24MCCH (C), S8-70/25 [Eaton Wheelock] [NAC] [UL MAX] S8-24MCC-FW (C) [Eaton Wheelock] [NAC] [24VDC] S8-24MCC-FW (C) [Eaton Wheelock] [AUDIO 70.7v] [70V AUDIO] S8-24MCC-FW (C), S8-24MCCH (C), S8-70/25
eda9137d-d6a2-401f-aae4-16e8d66a1847 | NFPA 170 HORN STROBE |  |  | North | Generic |  | Horn/Strobe |  |  |  | Module | TRUE | Existing NAC Load (.9A) |  |  | 1 |  | 0.9 |  |  |  |  | TRUE | [5 empty] | #FF0070C0 | FA-NFPA 170 HORN STROBE | 1 | FALSE | FALSE | FALSE | 2012 | [16 empty] | EXP |  |  | DESKTOP-7SAL8M7\acont | 2020-11-20 07:30 | THOR\acont | 2024-09-08 17:27 | Cloned from Generic Existing NAC Load (.6A) | [Generic] [NAC] [*] Existing NAC Load (.01A), Existing NAC Load (.02A), Existing NAC Load (.03A), Existing NAC Load (.04A), Existing NAC Load (.05A), Existing NAC Load (.06A), Existing NAC Load (.07A), Existing NAC Load (.08A), Existing NAC Load (.09A),
16d93f5d-9fa2-4de8-a409-16eb29859f74 | NFPA 170 HORN |  |  | North | Eaton Wheelock |  | Horn |  |  |  | Module | TRUE | ELFHNW | + | WALL SOUNDER, WHITE, FIRE, LOW FREQ | 1 | [6 empty] | TRUE | [5 empty] | #FF0070C0 | FA-NFPA 170 HORN | 1 | FALSE | FALSE | FALSE | 2020 | [16 empty] | LF |  |  | DESKTOP-7EIEB7A\acont | 2021-05-13 08:00 | THOR\acont | 2024-09-08 17:27 | Cloned from Eaton Wheelock ELFHSW | [Eaton Wheelock] [NAC] [24VDC, MAX] ELFHNR, ELFHNR-AL, ELFHNRC (C), ELFHNRC-AL (C), ELFHNRC-CO (C), ELFHNRC-N (C), ELFHNR-CO, ELFHNR-N, ELFHNW, ELFHNW-AL, ELFHNWC (C), ELFHNWC-AL (C), ELFHNWC-CO (C), ELFHNWC-N (C), ELFHNW-CO, ELFHNW-N
0af5cb72-f05e-4a44-b9c8-16f3fe69dbd8 | NFPA 170 REMOTE ANNUNCIATOR | RISER ANNUNCIATOR |  | North | Simplex | [5 empty] | Assembly | TRUE | 4606-9102 |  | REMOTE LCD ANNUN FOR 4010ES | [7 empty] | FALSE | [5 empty] | #FFFF0000 | FA-NFPA 170 REMOTE ANNUNCIATOR | 1 | FALSE | FALSE |  | 255 | [8 empty] | 7,12,18 |  |  |  |  | TRUE | [7 empty] | DESKTOP-7EIEB7A\acont | 2022-08-26 14:28
ff13cede-c049-47a2-ba6f-16f54cb582cd | NFPA 170 STROBE CEILING |  |  | North | Autocall |  | Strobe |  |  |  | Module | TRUE | A49VOH-APPLC-O | + | Visible Only Notification Appliances, Weatherproof Ceiling Mount Multi-Candela Horn/Strobe, Specify Cover | 1 | 0 | 0 |  |  |  |  | TRUE | TRUE |  |  |  |  | #FF0070C0 | FA-NFPA 170 STROBE CEILING | 1 | FALSE | FALSE | FALSE | 2013 | [16 empty] | C, WP |  |  | DESKTOP-7EIEB7A\acont | 2022-02-21 13:58 | THOR\acont | 2024-09-08 17:27 | Cloned from Autocall A49AVH-APPLC-O | [Autocall, Simplex] [IDNac] [23VDC] 49SVH-APPLC-O (C), 49SVH-APPLC-O-BA (C), 49VOH-APPLC-O (C), 49VOH-APPLC-O-BA (C), A49SVH-APPLC-O (C), A49SVH-APPLC-O-BA (C), A49VOH-APPLC-O (C), A49VOH-APPLC-O-BA (C)
2ce2a973-07e1-472b-8f93-16f631200e87 |  |  |  | North | MIRCOM | [5 empty] | Module | TRUE | RM-1008A | ++ | 8 Relay Circuit Module | 1 | 0.025 | 0.15 | [10 empty] | #FFFFFFFF |  |  | FALSE | FALSE | FALSE | [22 empty] | THOR\acont | 2025-01-14 14:50 |  | [MIRCOM] [AUX POWER, RELAY] [RELAY INPUT ++] CR-6, RM-1008A | [MIRCOM] RM-1008A
38737a3b-9a1e-42b9-8cb7-16f7ef638256 |  |  |  | North | Software House | Security/Access Control |  |  |  |  | Module | TRUE | USTAR-ACM-4U |  |  | 1 | [12 empty] | #FFFFFFFF |  |  | FALSE | FALSE | FALSE | [20 empty] | THOR\acont | 2024-03-12 21:43 | THOR\acont | 2024-10-09 10:48
a97fef3c-032b-48d4-815a-16f82153144a | NFPA 170 VOICE EVACUATION CONTROL UNIT |  |  | North | Notifier |  | Voice Evac Control Unit |  |  |  | Assembly | TRUE | NFV-25/50 |  |  | 1 | [6 empty] | TRUE | [5 empty] | #FFFF0000 | FA-NFPA 170 VOICE EVACUATION CONTROL UNIT | 1 | FALSE | FALSE | FALSE | 211 | [13 empty] | TRUE | [5 empty] | AULAPTOP-PC\Aulaptop | 2020-02-26 06:51 | THOR\acont | 2024-09-08 17:27
e3961b03-b701-48b6-852e-16f82bfdeb03 |  |  |  | North | SECURITY DOOR CONTROLS | Security/Access Control |  |  |  |  | Module | TRUE | 492 |  |  | 1 | [12 empty] | #FFFFFFFF |  |  | FALSE | FALSE | FALSE | [20 empty] | THOR\acont | 2024-03-12 21:43 | THOR\acont | 2024-10-09 10:48
3ec3b81f-119b-4a9f-b076-170e7d7f2a88 | NFPA 170 CELL COMM | RISER CELL COMM |  | North | NAPCO |  | Cellular Communicator |  |  |  | Module | TRUE | SLE-MAXVI-CFB | ++ | 5G LTE-M Sole & Dual Path Cellular Commercial Fire Alarm Communicators | 1 | 0.085 | 0.2 |  |  |  |  | TRUE |  | Plastic housing includes three keyhole slots for triple gang boxes |  | 8 x 5-29/64 x 1½" (20.3 x 13.9 x 3.8cm) |  | #FFFF0000 | FA-NFPA 170 CELL COMM | 1 | FALSE | FALSE | FALSE | 250 | [9 empty] | 1 |  |  |  | FALSE | [5 empty] | THOR\acont | 2024-01-04 10:50 | THOR\acont | 2024-09-08 17:27 | Cloned from NAPCO SLE-MAXAI-CFB | [NAPCO, Potter] [IDC] [#2 PS TRBL] IntelliCom-5GA, IntelliCom-5GV, SLE/4G-CDMA-CFB, SLE/4G-CDMA-CFB-PS, SLE/4G-CDMA-FIRE, SLE/4G-CDMAI-FIRE, SLE-CDMA-CFB, SLE-CDMA-CFB-PS, SLE-CDMA-FIRE, SLE-CDMAI-FIRE, SLE-LTEA-CFB-PS Main Card, SLE-LTEAI-CFB-PS Main Ca [NAPCO, Potter] [AUX POWER] [*] CDMA-FIRE, IntelliCom-5GA, IntelliCom-5GV, SLE/4G-CDMA-CFB, SLE/4G-CDMA-CFB-PS, SLE/4G-CDMA-FIRE, SLE/4G-CDMAI-FIRE, SLE-CDMA-CFB, SLE-CDMA-CFB-PS, SLE-CDMA-FIRE, SLE-CDMAI-FIRE, SLE-LTEV-CB, SLE-LTEV-CB-TF, SLE-LTEV-CFB, [NAPCO, Potter] [DACT] [#1 DACT] IntelliCom-5GA, IntelliCom-5GV, SLE/4G-CDMA-CFB, SLE/4G-CDMA-CFB-PS, SLE/4G-CDMA-FIRE, SLE/4G-CDMAI-FIRE, SLE-CDMA-CFB, SLE-CDMA-CFB-PS, SLE-CDMA-FIRE, SLE-CDMAI-FIRE, SLE-LTEA-CFB-PS Main Card, SLE-LTEAI-CFB-PS Main Card [NAPCO, Potter] [DACT] [#2 DACT] IntelliCom-5GA, IntelliCom-5GV, SLE/4G-CDMA-CFB, SLE/4G-CDMA-CFB-PS, SLE/4G-CDMA-FIRE, SLE/4G-CDMAI-FIRE, SLE-CDMA-CFB, SLE-CDMA-CFB-PS, SLE-CDMA-FIRE, SLE-CDMAI-FIRE, SLE-LTEA-CFB-PS Main Card, SLE-LTEAI-CFB-PS Main Card [NAPCO, Potter] [IDC] [#1 LINE TRBL] IntelliCom-5GA, IntelliCom-5GV, SLE/4G-CDMA-CFB, SLE/4G-CDMA-CFB-PS, SLE/4G-CDMA-FIRE, SLE/4G-CDMAI-FIRE, SLE-CDMA-CFB, SLE-CDMA-CFB-PS, SLE-CDMA-FIRE, SLE-CDMAI-FIRE, SLE-LTEA-CFB-PS Main Card, SLE-LTEAI-CFB-PS Main | [NAPCO, Potter] IntelliCom-5GA, IntelliCom-5GV, SLE-LTEAI-CFB-PS Main Card, SLE-LTEVI-CFB, SLE-LTEVI-CFB-PS Main Card, SLE-LTEVI-FIRE, SLE-MAXAI-CFB, SLE-MAXAI-CFBPS, SLE-MAXAI-CFBPS Main Board, SLE-MAXAI-FIRE, SLE-MAXVI-CFB, SLE-MAXVI-CFBPS, SLE-MAXVI-CF
b8bf4b00-a1b2-4f3c-bcb3-171a9a7454de | NFPA 170 HEAT DETECTOR |  |  | North | MIRCOM |  | Heat Detector |  |  |  | Module | TRUE | MIX-5251H w/B224RB | + | White, Low-profile 190°F fixed thermal sensor, Relay Base | 1 | 0.0003 | 0.0065 |  |  |  |  | FALSE | TRUE |  |  |  |  | #FFFF0000 | FA-NFPA 170 HEAT DETECTOR | 1 | FALSE | FALSE | FALSE | 1403 | [13 empty] | FALSE |  |  | 190° |  |  | DESKTOP-7SAL8M7\acont | 2019-04-12 13:12 | THOR\acont | 2024-09-08 17:27 | 20191121 AC Detector with base | [MIRCOM] [SLC SENSORS] [*] [#4 TYPE ADDR ¦ SENSORS] DNR w/MIX-2251BR (C), DNR w/MIX-2351RAP (C), MIX-1251AP w/B200SR-LF-WH (C), MIX-1251AP w/B200SR-WH (C), MIX-1251AP w/B210LP (C), MIX-1251AP w/B224RB-WH (C), MIX-1251AP w/B501 (C), MIX-1251B w/B200SR-LF- [MIRCOM] [SLC MODULES SENSORS] [*] [#2 SHARED ADDR ¦ SENSORS] DNR w/MIX-2251BR (C), DNR w/MIX-2351RAP (C), MIX-1251AP w/B200SR-LF-WH (C), MIX-1251AP w/B200SR-WH (C), MIX-1251AP w/B210LP (C), MIX-1251AP w/B224RB-WH (C), MIX-1251AP w/B501 (C), MIX-1251B w/
428088a9-d446-45f2-95b5-171bece67088 | NFPA 170 SMOKE DETECTOR |  |  | North | Apollo |  | Smoke Detector |  |  |  | Module | FALSE | 58000-650ADV w/45681-250ADS BASE |  | PHOTOELECTRIC SMOKE DETECTOR W/ E-Z FIT BASE | 1 | 0.00034 | 0.00034 |  |  |  |  | FALSE | TRUE |  |  |  |  | #FFFF0000 | FA-NFPA 170 SMOKE DETECTOR | 1 | FALSE | FALSE | FALSE | 1408 | [13 empty] | FALSE |  |  | 4 |  |  |  |  | THOR\acont | 2024-09-08 17:27 | 20191121 AC Detector with base | [Apollo] [SLC APOLLO MODULES/SENSORS] [#4 D900-PHOTO] 58000-650ADV w/45681-210ADS BASE (C), 58000-650ADV w/45681-250ADS BASE (C), 58000-650ADV w/SOUNDER BASE (C) [Advanced, Apollo] [SLC APOLLO MODULES SENSORS] [*] [#2 SHARED ADDR ¦ SENSORS] SA5150-650ADV w/SA5000-230ADV (C), SA5150-750ADV w/SA5000-210ADV (C), 45681-800 (C), 45681-805 (C), 55000-450 w/45681-210UL (C), 55000-450 w/45681-225APO (C), 55000-450 w/
5017f17d-b5cb-4172-aa47-171dcf8da545 | NFPA 170 MANUAL PULL |  |  | North | Apollo |  | Manual Station |  |  |  | Module | FALSE | SA5900-906APO | ++ | Intelligent Manual Call Point, Green | 1 | 0.0001 | 0.004 |  |  |  |  | FALSE | TRUE |  |  |  |  | #FFFF0000 | FA-NFPA 170 MANUAL PULL | 1 | FALSE | FALSE | FALSE | 1408 | [13 empty] | FALSE | [5 empty] | DESKTOP-7EIEB7A\acont | 2023-02-13 09:26 | THOR\acont | 2024-09-08 17:27 | Cloned from Apollo SA5900-908APO CLONED CLONED CLONED | [Apollo] [SLC APOLLO MODULES/SENSORS] [*] [#1] 45681-800 (C), 45681-805 (C), 55000-001 (C), 55000-002 (C), 55000-005 (C), 55000-006 (C), 55000-009 (C), 55000-010 (C), 55000-450 w/45681-210UL (C), 55000-450 w/45681-225APO (C), 55000-450 w/45681-250USA (C) [Advanced, Apollo] [SLC APOLLO MODULES SENSORS] [*] [#1 SHARED ADDR ¦ MODULES] 45681-800 (C), 45681-805 (C), 55000-001 (C), 55000-002 (C), 55000-005 (C), 55000-006 (C), 55000-009 (C), 55000-010 (C), 55000-765 (C), 55000-790ADV, 55000-805ADV, 55000-806ADV
78ffa6c6-248e-4be6-a3da-1727efe274d2 | NFPA 170 NOTIFICATION CIRCUIT EXTENDER PANEL | RISER NAC |  | North | Hochiki |  | Cards & Components |  |  |  | Card | TRUE | PE-6SN Main Board | PE-6SN POWER EXTENDER | PE-6SN POWER EXTENDER | 1 | 0.075 | 0.075 |  |  |  |  | TRUE | [5 empty] | #FFFF0000 | FA-NFPA 170 NOTIFICATION CIRCUIT EXTENDER PANEL | 1 | FALSE | FALSE | FALSE | 212 | [19 empty] | DESKTOP-7EIEB7A\acont | 2021-10-14 09:18 | THOR\acont | 2024-09-08 17:27 | Cloned from Hochiki PE-6SN | [Hochiki] [NAC Trigger] PE-10SN Main Board, PE-6SN Main Board | [Hochiki] PE-10SN Main Board, PE-6SN Main Board [Hochiki] PE-6SN Main Board
45e3b1db-1cc7-4277-94ca-172a86ce0948 | NFPA 170 HORN |  |  | North | Kidde |  | Horn |  |  |  | Module | TRUE | WG4WF-H |  | Outdoor rated horn, white with FIRE marking | 1 | [6 empty] | FALSE | [5 empty] | #FF0070C0 | FA-NFPA 170 HORN | 1 | FALSE | FALSE | FALSE | 2010 | [13 empty] | FALSE |  |  | WP |  |  | DESKTOP-7EIEB7A\acont | 2022-01-05 12:33 | THOR\acont | 2024-09-08 17:27 | Cloned from Edwards WG4WF-H
ba776a85-ef1d-43aa-a4b8-172bb5dd5ef3 |  |  |  | North | Eaton Wheelock |  | Cards & Components |  |  |  | Card | TRUE | SP4-APS | NEW |  | 1 | [6 empty] | TRUE | [5 empty] | #FFFFFFFF |  |  | FALSE | FALSE | FALSE | [14 empty] | FALSE | [5 empty] | AULAPTOP-PC\Aulaptop | 2019-01-05 09:19 | THOR\acont | 2024-10-09 10:48 | Cloned from Cooper Notification SP40S-MAIN CARD CLONED |  | [Eaton Wheelock] SP4-APS, SP4Z-A/B [Eaton Wheelock] SP4-APS, SP4Z-A/B
d05d896e-5c9f-4288-a1f8-173093154ae1 | NFPA 170 SPEAKER STROBE |  |  | North | Edwards |  | Speaker/Strobe |  |  |  | Module | TRUE | WGSVRF-FR | ++ | Outdoor rated speaker strobe, wall, red, fire feu | 1 | [6 empty] | FALSE | FALSE |  |  |  |  | #FF0070C0 | FA-NFPA 170 SPEAKER STROBE | 1 | FALSE | FALSE | FALSE | 2019 | [13 empty] | FALSE |  |  | WP |  |  | THOR\acont | 2024-04-09 09:09 | THOR\acont | 2024-09-08 17:27 | Cloned from Edwards WGSVRA CLONED | [Edwards, Hochiki, Kidde] [AUDIO 70.7v] [70V AUDIO] EG4SRF, EG4SRN, EG4SVRF, EG4SVRN, EG4SVWA, EG4SVWF, EG4SVWN, EG4SWA, EG4SWF, EG4SWN, G4SRF, G4SRN, G4SVRF, G4SVRN, G4SVWA, G4SVWF, G4SVWN, G4SWA, G4SWF, G4SWN, WGSRA, WGSRF, WGSRF-FR, WGSRF-SP, WGSRN, W [Edwards, Hochiki, Kidde] [AUDIO 25v] [25V AUDIO] EG4SRF, EG4SRN, EG4SVRF, EG4SVRN, EG4SVWA, EG4SVWF, EG4SVWN, EG4SWA, EG4SWF, EG4SWN, G4SRF, G4SRN, G4SVRF, G4SVRN, G4SVWA, G4SVWF, G4SVWN, G4SWA, G4SWF, G4SWN, WGSRA, WGSRF, WGSRF-FR, WGSRF-SP, WGSRN, WGS [Edwards, Kidde] [NAC] [VDC] WGSVRA, WGSVRF, WGSVRF-FR, WGSVRF-SP, WGSVRN, WGSVWA, WGSVWF, WGSVWF-FR, WGSVWF-SP, WGSVWN, WGVRA, WGVRF, WGVRF-FR, WGVRF-SP, WGVRN, WGVWA, WGVWF, WGVWF-FR, WGVWF-SP, WGVWN
3e9a7346-c09f-4bb6-9ce2-1733324a1671 |  |  |  | North | Edwards |  | Hardware |  |  |  | Hardware | TRUE | CM10906 |  | 3/4" Red ABS Sweeping 90° Elbow | 1 | [6 empty] | FALSE | [5 empty] | #FFFFFFFF |  |  | FALSE | FALSE | FALSE | [14 empty] | FALSE | [7 empty] | THOR\acont | 2024-10-09 10:48
4d5924d3-8305-4703-ae37-1739df854e41 | NFPA 170 MINI HORN |  |  | North | Potter |  | Horn |  |  |  | Module | TRUE | MH-120 |  | AC Low Current Remote Mini Horn | 1 | [6 empty] | FALSE | [5 empty] | #FF0070C0 | FA-NFPA 170 MINI HORN | 1 | FALSE | FALSE | FALSE | 2014 | [13 empty] | FALSE | [7 empty] | THOR\acont | 2024-09-08 17:27
80928a8d-99e9-499c-82ab-173c7961c71b | NFPA 170 STROBE WALL |  |  | North | System Sensor |  | Strobe |  |  |  | Module | TRUE | SGRL | + | Compact Strobe, Red | 1 | 0 | 0.043 |  |  |  |  | FALSE | [5 empty] | #FF0070C0 | FA-NFPA 170 STROBE WALL | 1 | FALSE | FALSE | FALSE | 2023 | [13 empty] | FALSE | [7 empty] | THOR\acont | 2024-09-08 17:27 |  | [BluePoint, System Sensor] [NAC] [VFWR] BP04-101LP, BP04-111LP, BP04-A101LP, BP04-A111LP, SGRL, SGWL, SPSRL, SPSRL-P, SPSRL-SP, SPSWL, SPSWL-ALERT, SPSWL-CLR-ALERT, SPSWL-P, SRL, SRL w/ WAV-RL, SRL-P, SRL-SP, SWL, SWL w/ WAV-WL, SWL-ALERT, SWL-CLR-ALERT, [BluePoint, System Sensor] [NAC] [VDC] BP04-101LP, BP04-111LP, BP04-A101LP, BP04-A111LP, SGRL, SGWL, SPSRL, SPSRL-P, SPSRL-SP, SPSWL, SPSWL-ALERT, SPSWL-CLR-ALERT, SPSWL-P, SRL, SRL w/ WAV-RL, SRL-P, SRL-SP, SWL, SWL w/ WAV-WL, SWL-ALERT, SWL-CLR-ALERT,
a2c4db73-c549-4412-8f31-17454e080d25 |  |  |  | North | Edwards |  | Cards & Components |  |  |  | Card | TRUE | MN-HSMP650T70 |  | 650 Watt Omni-directional loudspeaker assembly with internal 70.7 VRMS transformer and blocking capacitor. Eye-bolt or 2" mast mount. Tan housing. Requires separate power amplifiers connected to Edwards audio system. | 1 | [6 empty] | TRUE | [5 empty] | #FFFFFFFF |  |  | FALSE | FALSE | FALSE | [14 empty] | FALSE | [7 empty] | THOR\acont | 2024-10-09 10:48
104ba022-69e3-46d0-bc6a-174f4f3b82bf |  |  |  | North | System Sensor |  | Cards & Components |  |  |  | Card | TRUE | B402B | ++ | Detector Base, 4-wire, 17-32 VDC | 1 | 0.00012 | 0.039 |  |  |  |  | TRUE | FALSE |  |  |  |  | #FFFFFFFF |  |  | FALSE | FALSE | FALSE | [14 empty] | FALSE | [7 empty] | THOR\acont | 2024-10-09 10:48
fba03731-1dd6-461b-a6ee-17524c7e12e2 | NFPA 170 STROBE CEILING |  |  | North | Eaton Wheelock |  | Strobe |  |  |  | Module | TRUE | RSSG-24MCCH-NW |  | Strobe, 24 Vdc, red, selectable, - Green Lens | 1 | 0 | 0.455 |  |  |  |  | FALSE | TRUE |  |  |  |  | #FF0070C0 | FA-NFPA 170 STROBE CEILING | 1 | FALSE | FALSE | FALSE | 2022 | [13 empty] | FALSE | [7 empty] | THOR\acont | 2024-09-08 17:27 |  | [Eaton Wheelock, Hochiki] [NAC] RSSA-24MCCH-NW (C), RSSB-24MCCH-NW (C), RSSG-24MCCH-NW (C), RSSR-24MCCH-NW (C)
038653e7-02e1-4b38-bdf6-1752afbabd15 |  |  |  | North | Silent Knight |  | Cards & Components |  |  |  | Card | TRUE | 5880 CIRCUIT CARD |  | PANEL COMPONENT, LED I/O DRIVER MODULE | 1 | 0.035 | 0.6 |  |  |  |  | TRUE | [5 empty] | #FFFFFFFF |  |  | FALSE | FALSE | FALSE | [14 empty] | FALSE | [5 empty] | AULAPTOP-PC\Aulaptop | 2018-11-11 06:44 | THOR\acont | 2024-10-09 10:48 | Cloned from Silent Knight 5880 | [Farenhyt, Silent Knight] [SBUS] 5880 CIRCUIT CARD | [Farenhyt, Silent Knight] 5880 CIRCUIT CARD
d421055a-872c-4561-bcf6-17593cba8ba8 | NFPA 170 SMOKE DETECTOR |  |  | North | MIRCOM |  | Smoke Detector |  |  |  | Module | TRUE | MIX-4010-ISO w/MIX-4001 | + | Photoelectric Smoke Detector (with short-circuit isolator) | 1 | 0.00016 | 0.0032 |  |  |  |  | FALSE | TRUE |  |  |  |  | #FFFF0000 | FA-NFPA 170 SMOKE DETECTOR | 1 | FALSE | FALSE | FALSE | 1408 | [13 empty] | FALSE |  |  | P, ISO |  |  | DESKTOP-7EIEB7A\acont | 2022-03-09 09:31 | THOR\acont | 2024-09-08 17:27 | Cloned from MIRCOM MIX-4010 w/MIX-4001 | [MIRCOM] [SLC SENSORS] [*] [#4 TYPE ADDR ¦ SENSORS] DNR w/MIX-2251BR (C), DNR w/MIX-2351RAP (C), MIX-1251AP w/B200SR-LF-WH (C), MIX-1251AP w/B200SR-WH (C), MIX-1251AP w/B210LP (C), MIX-1251AP w/B224RB-WH (C), MIX-1251AP w/B501 (C), MIX-1251B w/B200SR-LF- [MIRCOM] [SLC MODULES SENSORS] [*] [#2 SHARED ADDR ¦ SENSORS] DNR w/MIX-2251BR (C), DNR w/MIX-2351RAP (C), MIX-1251AP w/B200SR-LF-WH (C), MIX-1251AP w/B200SR-WH (C), MIX-1251AP w/B210LP (C), MIX-1251AP w/B224RB-WH (C), MIX-1251AP w/B501 (C), MIX-1251B w/
606e52e8-799b-4dd6-87d8-175f87012762 |  |  |  | North | Firelite |  | Cards & Components |  |  |  | Card | TRUE | MS-10UD Main Board | + | Ten Zone Fire Alarm Control Panel Main Board | 1 | 0.133 | 0.282 |  |  |  |  | TRUE | FALSE |  |  |  |  | #FFFFFFFF |  |  | FALSE | FALSE | FALSE | [14 empty] | FALSE | [7 empty] | THOR\acont | 2024-10-09 10:48 |  | [Ditek, Monaco Enterprises, Spectronix, WBOX] [VAC ] [VAC] 0E-SPROACHW, 210-524-00, DTK-120HW, DTK-120HWLOK, DTK-120HW-SS, DTK-1F, DTK-1FF, SA400 Main Board [ADT Unimode, AES, Firelite, NAPCO, Notifier] [VAC ] [VAC] 1640, 200UDLS Main Board, 411UDAC Main Board, ACC-25/50 Main Board, BE-500 CPU, CPU-N16LD, CPU-N16LND, ECC-125DA (25V) Main Board, ECC-50/100 Main Board (100W, 25V), ECC-50/100 Main Board (100W, | [Firelite] MS-10UD Main Board
be497de9-678d-4882-964e-17607057e102 |  |  |  | North | Simplex |  | Cards & Components |  |  |  | Card | TRUE | 4007-9101(BA) CPU |  | CPU Assembly | 1 | 0.145 | 0.19 |  |  |  |  | TRUE | [5 empty] | #FFFFFFFF |  |  | FALSE | FALSE | FALSE | [9 empty] | 7,12,18 |  |  |  |  | TRUE | [5 empty] | DESKTOP-7SAL8M7\acont | 2020-05-12 07:54 | THOR\acont | 2024-10-09 10:48 | Cloned from Simplex 4007-9101(BA) |  | [Autocall, Simplex] 4007-9101(BA) CPU, 4007-9102(BA) CPU, 4007-9202 CPU, A007-9101/9102 CPU, A007-9202 CPU, A010-9601 ESS [Autocall, Simplex] 4007-9101(BA) CPU, 4007-9102(BA) CPU, 4007-9202 CPU, A010-9930, A100-5101, A100-5111, A100-5115 [Autocall, Simplex] 4007-9101(BA) CPU, 4007-9102(BA) CPU, 4007-9202 CPU, A010-9422 CPU, A010-9425 CPU, A010-9426 CPU, A010-9602 CPU, A010-9604 CPU, A100-5101, A100-5111, A100-5115 [Autocall, Simplex] 4007-9101(BA) CPU, 4007-9102(BA) CPU, 4007-9202 CPU, 4100-5311, A007-9101/9102 CPU, A007-9202 CPU, A010-9422 CPU, A010-9425 CPU, A010-9426 CPU, A010-9601 ESS, A010-9602 CPU, A010-9604 CPU, A100-5101, A100-5311, A100-5325, A100-9121 CPU
0ac81295-fca0-42cc-a7e5-1760fcfb9cd9 |  |  |  | North | Edwards |  | Hardware |  |  |  | Hardware | TRUE | PK-1346 |  | 50 Proximity Key Fobs | 1 | [6 empty] | FALSE | [5 empty] | #FFFFFFFF |  |  | FALSE | FALSE | FALSE | [14 empty] | FALSE | [7 empty] | THOR\acont | 2024-10-09 10:48
6a4a77fc-6d33-435d-ae7e-17687636b3ec |  |  |  | North | Federal Signal |  | Cards & Components |  |  |  | Card | TRUE | UVIC-B Main Board | + | Main Board | 1 | 0.12 | 0.12 |  |  |  |  | TRUE | [5 empty] | #FFFFFFFF |  |  | FALSE | FALSE | FALSE | [14 empty] | FALSE | [5 empty] | DESKTOP-7EIEB7A\acont | 2021-11-03 10:18 | THOR\acont | 2024-10-09 10:48 | Cloned from Evax EVAX-100 Main Board |  | [Federal Signal] UVIC-B Main Board
2c8c6742-a682-4b4a-96b7-176ab0fc3ace | NFPA 170 BELL |  |  | North | Edwards |  | Bell |  |  |  | Module | TRUE | 439D-8AW-R |  | Bell, 8" 24Vdc, Red | 1 | [6 empty] | FALSE | [5 empty] | #FFFF0000 | FA-NFPA 170 BELL | 1 | FALSE | FALSE | FALSE | 2000 | [13 empty] | FALSE | [7 empty] | THOR\acont | 2024-09-08 17:27 |  | [Edwards, Kidde] [NAC] [VDC] 439D-10AW, 439D-10AWC, 439D-10AW-R, 439D-6AW, 439D-6AWC, 439D-6AW-R, 439D-8AW, 439D-8AW-R, 439DEX-10AW, 439DEX-6AW, 439DEX-8AW
c4f38176-86f0-4d71-99c3-176ead528511 | NFPA 170 STROBE CEILING |  |  | North | Eaton Wheelock |  | Strobe |  |  |  | Module | TRUE | RSSA-24MCCH-NW |  | Strobe, 24 Vdc, red, selectable, - Amber Lens | 1 | 0 | 0.455 |  |  |  |  | FALSE | TRUE |  |  |  |  | #FF0070C0 | FA-NFPA 170 STROBE CEILING | 1 | FALSE | FALSE | FALSE | 2022 | [13 empty] | FALSE | [7 empty] | THOR\acont | 2024-09-08 17:27 |  | [Eaton Wheelock, Hochiki] [NAC] RSSA-24MCCH-NW (C), RSSB-24MCCH-NW (C), RSSG-24MCCH-NW (C), RSSR-24MCCH-NW (C)
d2e1e4fa-4875-48b9-9e25-1770a4c026e9 |  |  |  | North | Edwards |  | Hardware |  |  |  | Hardware | TRUE | 6261-002 |  | Air Sampling Tube - 24" long | 1 | [6 empty] | FALSE | [5 empty] | #FFFFFFFF |  |  | FALSE | FALSE | FALSE | [14 empty] | FALSE | [7 empty] | THOR\acont | 2024-10-09 10:48
96caad59-aff9-4506-b774-17722b1184b5 | CADGEN DOOR CONTACT |  |  | North | Honeywell |  | Door Contact |  |  |  | Module | TRUE | 943WG | ++ | Mini Magnetic Contact, Surface Mount | 1 |  |  |  |  | 1.5 | [7 empty] | #FFFF0000 | FA-CADGEN DOOR CONTACT | 1 | FALSE | FALSE | FALSE | [17 empty] | REX |  |  | DESKTOP-7EIEB7A\acont | 2023-01-30 10:27 | THOR\acont | 2024-09-08 17:27 | Cloned from Honeywell 7939-2 | [Honeywell] [ACCESS CONTROL INPUT] [*] [INPUT] 4939SN-WH, 4959SN, 7939-2, 7939WG, 7940, 940, 943WG, 945, 945T, 949, 950, PAL-T, PR-20445 [Honeywell] [IDC] 01 [INPUT] 4939SN-WH, 4959SN, 7939-2, 7939WG, 7940, 940, 943WG, 945, 945T, 949, 950, PAL-T, PR-20445
0be259ca-f221-4aa3-8040-1776858c0d2d | NFPA 170 HORN STROBE |  |  | North | Potter |  | Horn/Strobe |  |  |  | Module | TRUE | CHS-24AR |  | Horn Strobe, Wall, Red, Amber | 1 | 0 | 0.259 |  |  |  |  | FALSE | FALSE |  |  |  |  | #FF0070C0 | FA-NFPA 170 HORN STROBE | 1 | FALSE | FALSE | FALSE | 2012 |  |  | 7135-0328:0210 | [10 empty] | FALSE | [7 empty] | THOR\acont | 2024-09-08 17:27 |  | [Potter] [NAC] [UL MAX, HIGH DB] CHS-24AR, CHS-24AW
88c46020-3c82-4ff4-821d-17770709f026 | NFPA 170 CELL COMM | RISER CELL COMM |  | North | NAPCO |  | Cellular Communicator |  |  |  | Module | TRUE | SLE-CDMA-FIRE | + | Wireless Commercial Fire Alarm Communicator | 1 | 0.071 | 0.2 |  |  |  |  | FALSE | [5 empty] | #FFFF0000 | FA-NFPA 170 CELL COMM | 1 | FALSE | FALSE | FALSE | 250 | [9 empty] | 1 |  |  |  | FALSE | [5 empty] | AULAPTOP-PC\Aulaptop | 2018-12-23 13:51 | THOR\acont | 2024-09-08 17:27 | Cloned from NAPCO SLE-CDMA-CFB-PS | [NAPCO, Potter] [IDC] [#2 PS TRBL] IntelliCom-5GA, IntelliCom-5GV, SLE/4G-CDMA-CFB, SLE/4G-CDMA-CFB-PS, SLE/4G-CDMA-FIRE, SLE/4G-CDMAI-FIRE, SLE-CDMA-CFB, SLE-CDMA-CFB-PS, SLE-CDMA-FIRE, SLE-CDMAI-FIRE, SLE-LTEA-CFB-PS Main Card, SLE-LTEAI-CFB-PS Main Ca [NAPCO, Potter] [DACT] [#1 DACT] IntelliCom-5GA, IntelliCom-5GV, SLE/4G-CDMA-CFB, SLE/4G-CDMA-CFB-PS, SLE/4G-CDMA-FIRE, SLE/4G-CDMAI-FIRE, SLE-CDMA-CFB, SLE-CDMA-CFB-PS, SLE-CDMA-FIRE, SLE-CDMAI-FIRE, SLE-LTEA-CFB-PS Main Card, SLE-LTEAI-CFB-PS Main Card [NAPCO, Potter] [AUX POWER] [*] CDMA-FIRE, IntelliCom-5GA, IntelliCom-5GV, SLE/4G-CDMA-CFB, SLE/4G-CDMA-CFB-PS, SLE/4G-CDMA-FIRE, SLE/4G-CDMAI-FIRE, SLE-CDMA-CFB, SLE-CDMA-CFB-PS, SLE-CDMA-FIRE, SLE-CDMAI-FIRE, SLE-LTEV-CB, SLE-LTEV-CB-TF, SLE-LTEV-CFB, [NAPCO, Potter] [DACT] [#2 DACT] IntelliCom-5GA, IntelliCom-5GV, SLE/4G-CDMA-CFB, SLE/4G-CDMA-CFB-PS, SLE/4G-CDMA-FIRE, SLE/4G-CDMAI-FIRE, SLE-CDMA-CFB, SLE-CDMA-CFB-PS, SLE-CDMA-FIRE, SLE-CDMAI-FIRE, SLE-LTEA-CFB-PS Main Card, SLE-LTEAI-CFB-PS Main Card [NAPCO, Potter] [IDC] [#1 LINE TRBL] IntelliCom-5GA, IntelliCom-5GV, SLE/4G-CDMA-CFB, SLE/4G-CDMA-CFB-PS, SLE/4G-CDMA-FIRE, SLE/4G-CDMAI-FIRE, SLE-CDMA-CFB, SLE-CDMA-CFB-PS, SLE-CDMA-FIRE, SLE-CDMAI-FIRE, SLE-LTEA-CFB-PS Main Card, SLE-LTEAI-CFB-PS Main
75b2a179-5bc5-4fea-b1e2-17799136f40c |  |  |  | North | Edwards |  | Cards & Components |  |  |  | Card | TRUE | FHSD8310-ULF Main Card | ++ | LaserSense Modulaser - Standard display module main card | 1 | [6 empty] | TRUE | [5 empty] | #FFFFFFFF |  |  | FALSE | FALSE | FALSE | [20 empty] | DESKTOP-EUPOT3B\aucon | 2022-01-25 12:39 | THOR\acont | 2024-10-09 10:48 | Cloned from Edwards 9-30781 | [Edwards] [RS-485] [RS-485] FHSD8300-ULF Main Card, FHSD8310-ULF Main Card, FHSD8320-ULF Main Card, FHSD8330-ULF Main Card [Edwards] [AUX POWER] [VDC] FHSD8300-ULF Main Card, FHSD8310-ULF Main Card, FHSD8320-ULF Main Card, FHSD8330-ULF Main Card | [Edwards] FHSD8300-ULF Main Card, FHSD8310-ULF Main Card, FHSD8320-ULF Main Card, FHSD8330-ULF Main Card [Edwards] FHSD8300-ULF Main Card, FHSD8310-ULF Main Card
76d55c17-8bc3-48ad-a9f9-177b134393e6 |  |  |  | North | Gamewell FCI |  | Cards & Components |  |  |  | Card | TRUE | GF506R Main Board | + | Main Board for FLEX 404 | 1 | 0.112 | 0.112 |  |  |  |  | TRUE | [5 empty] | #FFFFFFFF |  |  | FALSE | FALSE | FALSE | [14 empty] | FALSE | [5 empty] | DESKTOP-7SAL8M7\acont | 2020-03-11 08:41 | THOR\acont | 2024-10-09 10:48 | Cloned from Gamewell GWF404 Main Board | [Gamewell FCI, Honeywell] [VAC ] [120VAC] 7100 Main Board, FireVac IV (50W, 25V) Main Board, FireVac IV (50W, 70V) Main Board, FLEX 410 Main Board, GF505 Main Board, GF506R Main Board, GF510 Main Board, GFPS-6 Main Board, GFPS-9 Main Board, GWF402 Main B [Gamewell FCI, Honeywell] [VAC ] 7100 Main Board, FireVac IV (50W, 25V) Main Board, FireVac IV (50W, 70V) Main Board, FLEX 410 Main Board, GF505 Main Board, GF506R Main Board, GF510 Main Board, GFPS-6 Main Board, GFPS-9 Main Board, GWF402 Main Board, GWF | [Gamewell FCI] GF506R Main Board
d7393011-0e04-43f9-9b44-1782c2ff4ced | NFPA 170 INTEGRAL VALVE SUPERVISORY SWITCH |  |  | East | Kidde |  | Supervisory Switch |  |  |  | Module | TRUE | 70985024 (70985079) | ++ | 1 1/2” Lock-Out Valve, Carbon Steel (with Limit Switch) | 1 | [6 empty] | FALSE | FALSE | PROVIDED BY SPRINKLER CONTRACTOR |  | PROVIDED BY OTHERS |  | #FFFF0000 | FA-NFPA 170 INTEGRAL VALVE SUPERVISORY SWITCH | 1 | FALSE | FALSE | FALSE | 916 | [13 empty] | FALSE | [5 empty] | DESKTOP-7EIEB7A\acont | 2023-07-10 11:11 | THOR\acont | 2024-09-08 17:27 | Cloned from Kidde 70985018 (10611105) CLONED CLONED CLONED CLONED | [Edwards, Kidde] [IDC] 01 06-118262-001, 06-118537-001 (ATEX), 30-3013, 45-118500-001, 45-500537-001 (ATEX), 70985018 (10611105), 70985020 (70985075), 70985021 (70985076), 70985022 (70985077), 70985023 (70985078), 70985024 (70985079), 70985025 (70985080)
2f1e8ae2-85e2-4320-ae63-17842d6d8c1e | NFPA 170 HORN STROBE CEILING |  |  | North | FCI |  | Strobe |  |  |  | Module | TRUE | PC241575 | ++ | Horn, electronic, red, w/15/75 cd strobe | 1 | 0 | 0.347 |  |  |  |  | FALSE | TRUE |  |  |  |  | #FF0070C0 | FA-NFPA 170 HORN STROBE CEILING | 1 | FALSE | FALSE | FALSE | 2022 | [13 empty] | FALSE |  |  | C |  |  | THOR\acont | 2025-02-25 16:22 |  |  | Cloned from FCI PC2415W CLONED | [Eaton Wheelock, FCI] [NAC] [DC MAX] PC241575 (C), PC241575W (C), RS-2415W-FR
2f3837c3-97ac-4ca4-a753-178cd7eaf130 | NFPA 170 SMOKE DETECTOR |  |  | North | Potter |  | Smoke Detector |  |  |  | Module | TRUE | 5000-103 (Prism) | + | Fireray 5000 Beam Detector Prism | 1 | [6 empty] | FALSE | TRUE |  |  |  |  | #FFFF0000 | FA-NFPA 170 SMOKE DETECTOR | 1 | FALSE | FALSE | FALSE | 1408 | [13 empty] | FALSE |  |  | SBP |  |  | DESKTOP-7SAL8M7\acont | 2020-05-29 08:18 | THOR\acont | 2024-09-08 17:27 | Cloned from Potter 5000-103 (Detector) CLONED
1b508c9a-7a53-466a-ac5b-1790941be6ec | CADGEN CARD ACCESS CONTROL PANEL | CADGEN CARD ACCESS CONTROL PANEL |  | North | LifeSafety Power | Security/Access Control | Card Access Control Panel |  |  |  | Assembly | TRUE | FPO75-B100M8PNL4E2M | ++ | 75W (12V & 24V) 4 lock outputs, MCLASS system | 1 | [6 empty] | FALSE | FALSE |  |  | 20.00H x 16.00W x 4.50D in. (50.00 x 40.00 x 11.50 cm) |  | #FFFF0000 | FA-CADGEN CARD ACCESS CONTROL PANEL | 1 | FALSE | FALSE | FALSE | 212 | [8 empty] | 7,12,18,26,33,55,80 |  |  |  |  | TRUE | [5 empty] | DESKTOP-7EIEB7A\acont | 2023-01-26 08:37 | THOR\acont | 2024-09-08 17:27 | Cloned from LifeSafety Power FPO150-B100C8D8PE4M
3800cbd4-eae2-43ea-866e-179559d883d0 | NFPA 170 HEAT DETECTOR |  |  | North | Firelite |  | Heat Detector |  |  |  | Module | TRUE | W-H355R | + | Addressable Wireless Rate of Riser (135 Degrees) Heat Detector | 1 | [6 empty] | FALSE | [5 empty] | #FFFF0000 | FA-NFPA 170 HEAT DETECTOR | 1 | FALSE | FALSE | FALSE | 1403 | [13 empty] | FALSE |  |  | W |  |  |  |  | THOR\acont | 2024-09-08 17:27 | 20191121 AC Detector without base | [Farenhyt, Firelite, Gamewell FCI, Notifier, Silent Knight] [SWIFT MESH DEVICES] 01 FWH-200FIX135, FWH-200ROR135, FW-MM, FW-RM, NBG-12WL, WAM-MM, WAM-RC, W-BG12LX, W-CRF, W-H355, W-H355R, WIDP-HEAT w/B210W, WIDP-HEAT-ROR w/B210W, WIDP-MONITOR, WIDP-PULL- [Firelite, System Sensor] [SLC SENSORS] [*] [#4 TYPE ADDR ¦ SENSORS] AD355 w/B200SR-LF-WH (C), AD355 w/B200SR-WH (C), AD355 w/B210LP (C), AD355 w/B224BI-WH (C), AD355 w/B224RB-WH (C), AD355 w/B501 (C), BEAM355 (C), BEAM355S (C), CP355 w/B200SR-WH (C), CP [Firelite, System Sensor] [SLC MODULES SENSORS] [*] [#2 SHARED ADDR ¦ SENSORS] AD355 w/B200SR-LF-WH (C), AD355 w/B200SR-WH (C), AD355 w/B210LP (C), AD355 w/B224BI-WH (C), AD355 w/B224RB-WH (C), AD355 w/B501 (C), BEAM355 (C), BEAM355S (C), CP355 w/B200SR-
5a87fff4-d94c-406d-8453-1796ca47a123 |  |  |  | North | Edwards |  | Cards & Components |  |  |  | Card | TRUE | 3-PPS/M-230-E | n | Primary Power Supply 230V, EN-54 Compliance | 1 | [6 empty] | TRUE | [5 empty] | #FFFFFFFF |  |  | FALSE | FALSE | FALSE | [22 empty] | THOR\acont | 2024-10-09 10:48 |  |  | [Edwards] 3-BBC/M, 3-BBC/M-230, 3-BBC/M-230-E, 3-PPS/M, 3-PPS/M-230, 3-PPS/M-230-E, 4-PPS/M, 4-PPS/M-230, 4-PPS/M-230-E
7c58cfcb-0ad5-49d7-9cab-179741121e16 | NFPA 170 FIRE ALARM CONTROL UNIT | RISER FACP |  | North | Hochiki |  | Fire Alarm Control Unit |  |  |  | Assembly | TRUE | LAA01K1-10 |  | FireNET L@TITUDE Analog Addressable Fire Alarm Control Panel, 8 Slot Deep Plex-Door Enclosure, 5.25 A 115V, 2-Loop Panel Module, Hochiki Protocol, Network Module, and Media Gateway™, Red, 48 Zone LEDs | 1 | [6 empty] | FALSE |  |  | *Refer to Install Sheet | 16.5in (W) x 23.2in (H) x 8in (D) | KM5FCRD (Optional Semi-Flush Mounting Kit) | #FFFF0000 | FA-NFPA 170 FIRE ALARM CONTROL UNIT | 1 | FALSE | FALSE | FALSE | 202 | [8 empty] | 7,12,18,28,33,40 |  |  | 5.25 |  | TRUE | [5 empty] | DESKTOP-GHR3H5U\Anthony | 2019-11-27 08:00 | THOR\acont | 2024-09-08 17:27
9f27566b-7a4f-48ff-974b-1797a7e21f89 | NFPA 170 HEAT DETECTOR |  |  | North | Edwards |  | Heat Detector |  |  |  | Module | TRUE | CF135-2 |  | Heat Detector, 135 FT | 1 | [6 empty] | FALSE | [5 empty] | #FFFF0000 | FA-NFPA 170 HEAT DETECTOR | 1 | FALSE | FALSE | FALSE | 1403 | [13 empty] | FALSE | [7 empty] | THOR\acont | 2024-09-08 17:27 | 20191121 AC Detector without base | [Edwards, Kidde, Monaco Enterprises] [IDC] 01 1534-1, 200-GAOF, 270A-DPO, 270A-SPO, 270-DOC, 270-DOC-B, 270-DOC-F, 270-DPO, 270-GAO, 270-GAOB, 270-GAO-DOC, 270-GAO-DOCF, 270P-DPO, 270P-SPO, 270-SPO, 270-SPOW, 270-SPOWB, 270-SPOWF, 271-KR1/SR/GS, 276A-REL
937f604c-128b-4937-87b4-179be81af8b7 | CADGEN PROXIMITY READER |  |  | North | Hirsch Electronics | Security/Access Control | Prox Reader |  |  |  | Module | TRUE | 8352ABT | ++ | TS ScramblePad HF Card Reader | 1 | 0.355 | 0.425 |  |  | 12 |  | FALSE |  | MB2, MB5, MB5-S, MB8, MB9, UMK |  | Face: 5.75 in (14.6 cm) H x 4.5 in (11.4 cm) W x .625 in (1.6 cm) D Body: 4.5 in (11.4 cm) H x 3.5 in (8.9 cm) W x 1.75 in (4.4 cm) D |  | #FFFF0000 | FA-CADGEN PROXIMITY READER | 1 | FALSE | FALSE | FALSE | 5000 | [13 empty] | FALSE | [5 empty] | DESKTOP-QGO6JOK\acont | 2023-12-28 07:40 | THOR\acont | 2024-09-08 17:27 | Cloned from Hirsch 8332AB | [Bosch, Hirsch Electronics] [CARD READER INPUT] [*] [ALL DEVICES ++] 8330ABT, 8332AB, 8336AB, 8350ABT, 8352ABT, 8356ABT, ARD–AYK12, ARD–SER10–WI, ARD–SER40–WI, ARD–SER90–WI, ARD–SERK40–WI
96d13551-4233-4d04-806c-179c4f545647 | NFPA 170 LCD ANNNUNCIATOR DISPLAY | RISER ANNUNCIATOR |  | North | Edwards |  | Cards & Components |  |  |  | Card | TRUE | 4-4ANN (BASE) AUX POWER | + | Total Required Assembly Current | 1 | 0.2 | 0.253 |  |  |  |  | FALSE | [5 empty] | #FFFF0000 | FA-NFPA 170 LCD ANNNUNCIATOR DISPLAY | 1 | FALSE | FALSE | FALSE | 257 | [8 empty] | 7,12,18 |  |  |  |  | TRUE | [5 empty] | DESKTOP-7EIEB7A\acont | 2022-03-22 12:00 | THOR\acont | 2024-09-08 17:27 | Cloned from Edwards 3-4ANN (BASE) AUX POWER | [Edwards] [AUX POWER] [*] 4-16ANN, 4-2ANN, 4-2ANN AUX POWER, 4-4ANN (BASE) AUX POWER, 4-4ANN (PAGING) AUX POWER, 4-6ANN (PAGING) AUX POWER, 4-6ANN LOC, 4ANN AUX POWER
84aa7668-f81d-4d9d-901b-17a0bfb47bf5 | NFPA 170 NON ADDRESSABLE RELAY |  |  | North | Space Age Electronics |  | Non-Addressable Relay |  |  |  | Module | TRUE | SSU-MR-101/C/R | ++ | SPDT MULTI-VOLTAGE CONTROL RELAY | 1 | 0 | 0.018 |  |  | 35 | 18 | FALSE |  |  | Red ABS-94VO Plastic | 5.125” (130mm) 3.125” (79mm) 2.50” (63mm) |  | #FFFF0000 | FA-NFPA 170 NON ADDRESSABLE RELAY | 1 | FALSE | FALSE | FALSE | 1300 | [13 empty] | FALSE | [5 empty] | THOR\acont | 2023-12-13 13:23 | THOR\acont | 2024-09-08 17:27 | Cloned from Space Age Electronics SSU-MR-201/C/R | [Air Products, Altronix, Firelite, RIB, Space Age Electronics] [AUX POWER, NAC] [*] 6062, MR-101/C/R, MR-101/CR, MR-101/T, MR-201/C/R, PAM-4, RIB2401-RD, SC-300, SSU-MR-101/C, SSU-MR-101/C/R, SSU-MR-201/C, SSU-MR-201/C/R, SSU-MR-204/C
0c4898e2-dc06-4b31-b038-17a2ba5d3db8 | NFPA 170 HEAT DETECTOR |  |  | North | Fenwal |  | Heat Detector |  |  |  | Module | TRUE | 27021-0 140°F |  | Horizontal, Flush Mount 140°F | 1 | [6 empty] | FALSE | TRUE |  |  |  |  | #FFFF0000 | FA-NFPA 170 HEAT DETECTOR | 1 | FALSE | FALSE | FALSE | 1403 | [13 empty] | FALSE |  |  | 140° |  |  | DESKTOP-7SAL8M7\acont | 2020-11-17 10:15 | THOR\acont | 2024-09-08 17:27 | Cloned from Fenwal 27020-0 | [Fenwal] [IDC] 01 12-E27121-000-04-0T (C), 12-F27121-000-06-0T (C), 12-X27020-000 (C), 12-X27020-001 (C), 12-X27021-000 (C), 12-X27021-001 (C), 12-X27121-000-600 (C), 12-X27121-001-600 (C), 27020-0 140°F (C), 27020-0 190°F (C), 27020-1 140°F (C), 27021-0
a017f6ca-bc55-4c5b-baa2-17a4c1b793d6 | NFPA 170 HORN |  |  | North | Edwards |  | Horn |  |  |  | Module | TRUE | 888D-N5 |  | Explosionproof Horn, 120VAC, Class I, II, & III | 1 | [6 empty] | TRUE | [5 empty] | #FF0070C0 | FA-NFPA 170 HORN | 1 | FALSE | FALSE | FALSE | [20 empty] | OFFICE-ALIENWIN\AugWin7 | 2021-09-08 10:00 | THOR\acont | 2024-09-08 17:27 |  | [Edwards] [VAC ] [HIGH DB] 888D-N5
2148f39b-b0d1-4ab5-bda2-17a8419559b3 | BP MANUAL STATION |  |  | North | BluePoint |  | Manual Station |  |  |  | Assembly | TRUE | BP02-A102M | ++ | MPS ASSEMBLY HW/NH (inc. Module) | 1 | [6 empty] | FALSE | [5 empty] | #FFFF0000 | FA-BP MANUAL STATION | 1 | FALSE | FALSE | FALSE | 957 | [13 empty] | FALSE |  |  | M |  |  | THOR\acont | 2024-04-12 13:00 | THOR\acont | 2024-09-08 17:27 | Cloned from BluePoint BP02-A102P | [BluePoint] [IDC] 01 BP02-101M, BP02-101P, BP02-102M, BP02-102P, BP02-A101M, BP02-A101P, BP02-A101PH, BP02-A102M, BP02-A102P, BP02-A102PH
1d37eef4-c61d-43d0-a354-17a8dedc3a83 |  |  |  | North | Edwards |  | Cards & Components |  |  |  | Card | TRUE | NT-A |  | Option Card for Class A Remote Annunciation | 1 | [6 empty] | TRUE | [5 empty] | #FFFFFFFF |  |  | FALSE | FALSE | FALSE | [14 empty] | FALSE | [7 empty] | THOR\acont | 2024-10-09 10:48
12d31845-d11b-46cb-b854-17ac90317390 | NFPA 170 SPEAKER STROBE CEILING |  |  | North | Edwards |  | Speaker/Strobe |  |  |  | Module | TRUE | GCWN-S2VMA |  | 25V Speaker/Strobe white, no markings, Standard cd, amber | 1 | 0 | 0.168 |  |  |  |  | FALSE | TRUE |  |  |  |  | #FF0070C0 | FA-NFPA 170 SPEAKER STROBE CEILING | 1 | FALSE | FALSE | FALSE | 2020 | [13 empty] | FALSE |  |  | C |  |  |  |  | THOR\acont | 2024-09-08 17:27 |  | [Edwards, Kidde] [AUDIO 25v] [25V AUDIO] EGCF-S2VMH (C), G4F-S2, G4F-S2V1575, G4F-S2VM, G4HFRF-S2, G4HFRF-S2VMC, G4HFRN-S2, G4HFRN-S2VMC, G4HFWA-S2, G4HFWA-S2VMA, G4HFWA-S2VMC, G4HFWF-S2, G4HFWF-S2VMC, G4HFWN-S2, G4HFWN-S2VMA, G4HFWN-S2VMC, G4RF-S2, G4RF [Edwards, Kidde] [NAC] [24 VDC] EGCFR-VM (C), EGCF-VM (C), GCFR-S7VM (C), GCFR-VM (C), GCF-S2VM (C), GCF-S7VM (C), GCF-VM (C), GCHFRF-S2VMC (C), GCHFRF-S7VMC (C), GCHFRN-S2VMC (C), GCHFRN-S7VMC (C), GCHFWA-S2VMA (C), GCHFWA-S2VMC (C), GCHFWA-S7VMA (C), G [Edwards, Kidde] [NAC] [16 VDC] EGCFR-VM (C), EGCF-VM (C), GCFR-S7VM (C), GCFR-VM (C), GCF-S2VM (C), GCF-S7VM (C), GCF-VM (C), GCHFRF-S2VMC (C), GCHFRF-S7VMC (C), GCHFRN-S2VMC (C), GCHFRN-S7VMC (C), GCHFWA-S2VMA (C), GCHFWA-S2VMC (C), GCHFWA-S7VMA (C), G
10b091ac-60aa-4799-be4a-17b4ce193ff0 | NFPA 170 SMOKE DETECTOR |  |  | North | System Sensor |  | Smoke Detector |  |  |  | Module | TRUE | 4WT-B | ++ | 4-wire Standard i3 Detector with Fixed 135° Thermal Sensor | 1 | 5e-05 | 0.023 |  |  |  |  | TRUE | TRUE |  |  |  |  | #FFFF0000 | FA-NFPA 170 SMOKE DETECTOR | 1 | FALSE | FALSE | FALSE | 1408 | [16 empty] | 135° |  |  | DESKTOP-7SAL8M7\acont | 2019-04-01 16:10 | THOR\acont | 2024-09-08 17:27 | 20191121 AC Detector without base | [Firelite, Macurco, Notifier, Silent Knight, System Sensor] [AUX POWER] [*] [AUX INPUT ++] 1251B (C), 1412B (C), 1424 (C), 2112/24AT (C), 2112/24S (C), 2112/24TS (C), 2112AITR (C), 2112ATR (C), 2112R (C), 2124AITR (C), 2124ATR (C), 2124R (C), 2151 w/B110 [Firelite, Macurco, Notifier, Silent Knight, System Sensor] [IDC] 01 [IDC 4-WIRE ++] 1251B (C), 1412B (C), 1424 (C), 2112/24AT (C), 2112/24S (C), 2112/24TS (C), 2112AITR (C), 2112ATR (C), 2112R (C), 2124AITR (C), 2124ATR (C), 2124R (C), 2151 w/B110RLP (C
fd4aef2e-21df-426c-964c-17b700708458 |  |  |  | North | Edwards |  | Cards & Components |  |  |  | Card | TRUE | QS8-CPU-1-IT |  | OBSOLETE - CPU/Display with 1 Annunciator Option Space, Italian | 1 | [6 empty] | TRUE | [5 empty] | #FFFFFFFF |  |  | FALSE | FALSE | FALSE | [14 empty] | FALSE | [7 empty] | THOR\acont | 2024-10-09 10:48
6f272eed-4f8e-46f9-9442-17bb591eb9d3 | NFPA 170 SPEAKER STROBE |  |  | North | Gentex |  | Speaker/Strobe |  |  |  | Module | TRUE | SSPK24AWW |  | Speaker/Strobe, 24 VDC, Wall Mount, White, Alert | 1 | 0 | 0.137 |  |  |  |  | FALSE | FALSE |  |  |  |  | #FF0070C0 | FA-NFPA 170 SPEAKER STROBE | 1 | FALSE | FALSE | FALSE | 2019 | [13 empty] | FALSE | [7 empty] | THOR\acont | 2024-09-08 17:27 |  | [Gentex, Hochiki, Potter] [AUDIO 25v] [25V AUDIO] CSPKSTR-24AR (C), CSPKSTR-24AW (C), CSPKSTR-24BR (C), CSPKSTR-24BW (C), CSPKSTR-24GR (C), CSPKSTR-24GW (C), CSPKSTR-24RR (C), CSPKSTR-24RW (C), FASPKR-R (C), FASPKR-W (C), FASPKR-WR, FASPKR-WW, FASPK-WPR, [Gentex, Hochiki] [NAC] [UL MAX] HSSPK24WLPPR, HSSPK24WLPPW, HSSPK24WLPR, HSSPK24WLPW, SSPK24AWR, SSPK24AWW, SSPK24CR (C), SSPK24CW (C), SSPK24WLPR, SSPK24WLPW [Gentex, Hochiki, Potter] [AUDIO 70.7v] [70V AUDIO] CSPKSTR-24AR (C), CSPKSTR-24AW (C), CSPKSTR-24BR (C), CSPKSTR-24BW (C), CSPKSTR-24GR (C), CSPKSTR-24GW (C), CSPKSTR-24RR (C), CSPKSTR-24RW (C), FASPKR-R (C), FASPKR-W (C), FASPKR-WR, FASPKR-WW, FASPK-WP
2c0912bd-0161-46d2-90f8-17bd736f8c05 | NFPA 170 ADDRESSABLE INPUT MONITOR MODULE |  |  | North | Advanced |  | Addressable Module |  |  |  | Module | FALSE | 55000-831ADV | + | Mini Switch Monitor | 1 | 0.0006 | 0.0006 |  |  |  |  | FALSE | [5 empty] | #FFFF0000 | FA-NFPA 170 ADDRESSABLE INPUT MONITOR MODULE | 1 | FALSE | FALSE | FALSE | 1000 | [13 empty] | FALSE | [5 empty] | DESKTOP-7EIEB7A\acont | 2022-02-28 16:03 | THOR\acont | 2024-09-08 17:27 | Cloned from Apollo 55000-831ADV | [Advanced] [SLC APOLLO MODULES/SENSORS] [*] [#1] 55000-805ADV, 55000-806ADV, 55000-820ADV (C), 55000-830ADV, 55000-831ADV, 55000-863ADV, 58000-450ADV (C), 58000-650ADV (C), AX-SL-DAA-P [Advanced, Apollo] [SLC APOLLO MODULES SENSORS] [*] [#1 SHARED ADDR ¦ MODULES] 45681-800 (C), 45681-805 (C), 55000-001 (C), 55000-002 (C), 55000-005 (C), 55000-006 (C), 55000-009 (C), 55000-010 (C), 55000-765 (C), 55000-790ADV, 55000-805ADV, 55000-806ADV | [Advanced] 55000-805ADV, 55000-806ADV, 55000-820ADV, 55000-830ADV, 55000-831ADV
bb1e6f39-79da-4e95-b1e8-17c014dd4611 | NFPA 170 REMOTE TEST SWITCH |  |  | North | Silent Knight |  | REMOTE TEST SWITCH |  |  |  | Module | TRUE | RTS151KEY | ++ | REMOTE TEST/RESET STATION, FOR DUCT DETECTOR | 1 | 0 | 0.012 |  |  |  |  | FALSE | [5 empty] | #FFFF0000 | FA-NFPA 170 REMOTE TEST SWITCH | 1 | FALSE | FALSE | FALSE | 914 | [13 empty] | FALSE | [7 empty] | THOR\acont | 2024-09-08 17:27 |  | [Farenhyt, Fike, Gamewell FCI, Notifier, Silent Knight] [RTS] [*] RTS151, RTS151KEY, RTS151KEY
962ef52a-85a0-467e-a700-17c20b39bb75 | NFPA 170 HEAT DETECTOR |  |  | North | Edwards |  | Heat Detector |  |  |  | Module | TRUE | SIGA2-HRS w/SIGA-SB BASE | ++ | Heat Detector, 15F ROR, 135F Fixed Temperature | 1 | 4.5e-05 | 4.5e-05 |  |  |  |  | FALSE | [5 empty] | #FFFF0000 | FA-NFPA 170 HEAT DETECTOR | 1 | FALSE | FALSE | FALSE | 1403 | [13 empty] | FALSE | [7 empty] | THOR\acont | 2024-10-08 16:33 | 20191121 AC Detector with base | [Edwards, Kidde] [SLC EST SENSORS] 01 [*] [EST3, iO1000] DS-HFS (C), DS-PS (C), FX-HD w/IB4U BASE, FX-HD w/RB4U BASE, FX-HD w/SB4U BASE, FX-HD w/SB4U-LF BASE, FX-HD wB4U BASE, FX-PD w/B4U BASE (C), FX-PD w/IB4U BASE (C), FX-PD w/SB4U BASE (C), FX-PD w/SB [Edwards, Kidde] [SLC EST MODULES SENSORS] [*] [#2 SHARED ADDR ¦ SENSORS] KI-DDOS (C), SIGA2-COS w/SIGA-AB4G BASE, SIGA2-COS w/SIGA-AB4G-LF BASE, SIGA2-COS w/SIGA-AB4GT BASE, SIGA2-COS w/SIGA-IB BASE, SIGA2-COS w/SIGA-RB BASE, SIGA2-COS w/SIGA-SB BASE, S [Edwards, Kidde] [SLC EST MODULES/SENSORS] 01 [*] [iO64] DS-HFS (C), DS-PS (C), FX-HD w/IB4U BASE, FX-HD w/RB4U BASE, FX-HD w/SB4U BASE, FX-HD w/SB4U-LF BASE, FX-HD wB4U BASE, FX-PD w/B4U BASE (C), FX-PD w/IB4U BASE (C), FX-PD w/SB4U BASE (C), FX-PD w/SB [Edwards, Kidde] [SLC EST SENSORS] [*] [#4 TYPE ADDR ¦ SENSORS] KI-DDOS (C), SIGA2-COS w/SIGA-AB4G BASE, SIGA2-COS w/SIGA-AB4G-LF BASE, SIGA2-COS w/SIGA-AB4GT BASE, SIGA2-COS w/SIGA-IB BASE, SIGA2-COS w/SIGA-RB BASE, SIGA2-COS w/SIGA-SB BASE, SIGA2-HCOS
83ff14d9-426d-411f-93ec-17c287b68481 | NFPA 170 SMOKE HEAT CO DETECTOR |  |  | North | Potter |  | Smoke/Heat/CO Detector |  |  |  | Module | TRUE | PAD200-PHCD w/PAD100-SB | + | Photoelectric Smoke/Hea/CO Detector with 6" Base with One Form-C Relay Contact | 1 | 0.0005 | 0.0005 |  |  |  |  | FALSE | TRUE |  |  |  |  | #FFFF0000 | FA-NFPA 170 SMOKE HEAT CO DETECTOR | 1 | FALSE | FALSE | FALSE | 1411 | [13 empty] | FALSE |  |  | SB |  |  | THOR\acont | 2025-02-13 06:47 |  |  | Cloned from Potter PAD200-PCHD w/PAD100-SB | [Potter] [AUX POWER] PAD100-CD w/PAD100-SB, PAD100-HD w/PAD100-SB, PAD100-PD w/PAD100-SB (C), PAD100-PHD w/PAD100-SB (C), PAD100-PHD w/PAD100-SB (Split) (C), PAD200-PCD (C), PAD200-PCD (Split) (C), PAD200-PCD w/PAD100-SB (C), PAD200-PCD w/PAD100-SB (Spli [Potter] [SLC PAD] [*] [#2 SHARED ADDR ¦ SENSORS] PAD100-CD w/PAD100-4DB, PAD100-CD w/PAD100-6DB, PAD100-CD w/PAD100-IB, PAD100-CD w/PAD100-LFSB, PAD100-CD w/PAD100-RB, PAD100-CD w/PAD100-SB, PAD100-CD w/PAD100-SPKB, PAD100-DUCT (C), PAD100-DUCTR (C), PA
0fa7b13c-7b9d-42d0-8125-17c861e3c7a1 | NFPA 170 BATTERY CABINET |  |  | North | Bosch |  | Enclosure |  |  |  | Assembly | TRUE | BATB-80 | ++ | Battery box/enclosure, 22x21x7.25" | 1 | [12 empty] | #FFFF0000 | FA-NFPA 170 BATTERY CABINET | 1 | FALSE | FALSE | FALSE | [20 empty] | DESKTOP-7EIEB7A\acont | 2022-08-25 15:20 | THOR\acont | 2024-09-08 17:27 | Cloned from Bosch BATB-40
e9c803d0-a388-4dd7-b4b9-17d26dba47dc |  |  |  | North | Edwards |  | Hardware |  |  |  | Hardware | TRUE | QS8-12-G-2E-IT |  | OBSOLETE - FAP w/ 12 Option Card Space, Gray, EN-54, Italian, 230V | 1 | [6 empty] | FALSE | [5 empty] | #FFFFFFFF |  |  | FALSE | FALSE | FALSE | [14 empty] | FALSE | [7 empty] | THOR\acont | 2024-10-09 10:48
967cfa80-4365-4ccb-9c79-17da5b94df86 |  |  |  | North | GRI PRODUCTS | Security/Access Control |  |  |  |  | Module | TRUE | 8989-TWG |  |  | 1 | [12 empty] | #FFFFFFFF |  |  | FALSE | FALSE | FALSE | [20 empty] | THOR\acont | 2024-03-12 21:43 | THOR\acont | 2024-10-09 10:48
65dcf011-d488-4724-80d3-17dfacc7b2f7 |  |  |  | North | Notifier |  | Cards & Components |  |  |  | Card | TRUE | ACM-48A |  | ONYX Series ACS annunciator | 1 | 0.016 | 0.07 |  |  |  |  | TRUE | FALSE |  |  |  |  | #FFFFFFFF |  |  | FALSE | FALSE | FALSE | [14 empty] | FALSE | [7 empty] | THOR\acont | 2024-10-09 10:48 |  | [Firelite, Notifier] [RS-485] ACM-16ATF, ACM-30, ACM-32AF, ACM-48A, ACM-8RF, AEM-16ATF, AEM-32AF, AFM-16AF, AFM-16ATF, AFM-32AF, LCD-80F [ADT Unimode, Eaton Wheelock, Farenhyt, Firelite, Gamewell FCI, Monaco Enterprises, Notifier, Potter, Secutron, Silent Knight] [AUX POWER] [*] 790-012-00, ACM-16ATF, ACM-30, ACM-32AF, ACM-48A, ACM-8RF, ADT-LCD-80, AEM-16ATF, AEM-32AF, AFM-16AF, AFM-16ATF
74cc114f-eddb-47fa-b3ff-17e6d2323a45 | NFPA 170 STROBE WALL |  |  | North | VES |  | Strobe |  |  |  | Module | TRUE | VF4001-X0 |  | Selectable Candela, Low Profile Evacuation Strobe, Red | 1 | 0 | 0.116 |  |  |  |  | FALSE | [5 empty] | #FF0070C0 | FA-NFPA 170 STROBE WALL | 1 | FALSE | FALSE | FALSE | 2023 | [13 empty] | FALSE | [5 empty] | XPS-17-9710\August | 2024-05-16 06:22 | THOR\acont | 2024-09-08 17:27 | Cloned from Gentex GES3-24WR | [Gentex, Hochiki, VES] [NAC] [UL MAX] GES3-24WR, GES3-24WW, HES3-24WR, HES3-24WW, VF4001-X0
6dc52b86-74b8-4325-8d4f-17e92f489b70 | NFPA 170 MANUAL PULL |  |  | North | Firelite |  | Manual Station |  |  |  | Module | TRUE | BG-12 | + | Dual-action pull station with SPST N/O switch, screw terminal connections, hex lock. | 1 | [6 empty] | TRUE | [5 empty] | #FFFF0000 | FA-NFPA 170 MANUAL PULL | 1 | FALSE | FALSE | FALSE | 957 | [19 empty] | DESKTOP-7SAL8M7\acont | 2019-03-29 16:21 | THOR\acont | 2024-09-08 17:27 | Cloned from Firelite BG-12SL | [Firelite] [IDC] 01 BG-12, BG-12L, BG-12LA, BG-12LO, BG-12LOB, BG-12LPS, BG-12LPSP, BG-12LSP, BG-12S, BG-12SL, BG-8, BG-8SP
8d2d39ba-4e21-439c-843d-17e991482eab | CADGEN DOOR CONTACT |  |  | North | NASCOM |  | Door Contact |  |  |  | Module | TRUE | MET-201B AR | ++ | Surface Mount Armored Commercial Type W/Wire Leads or Armored Cable | 1 |  |  |  |  | 1.5 | [7 empty] | #FFFF0000 | FA-CADGEN DOOR CONTACT | 1 | FALSE | FALSE | FALSE | [17 empty] | REX |  |  | DESKTOP-7EIEB7A\acont | 2023-01-30 11:17 | THOR\acont | 2024-09-08 17:27 | Cloned from NASCOM MET-201B | [NASCOM] [ACCESS CONTROL INPUT] [*] [INPUT] C CONTACT, D CONTACT, MET-200, MET-200 AR, MET-201B, MET-201B AR, MET-202C, MET-202C AR, MET-202C AR-WP18, MET-204C, MET-204C AR, N1178CGSHK/STO36W1, N200AU/ST036, N200AU/ST036 x 2, N505AUTMC, N707AU/M, N707AU/ [NASCOM] [IDC] 01 [INPUT] C CONTACT, D CONTACT, MET-200, MET-200 AR, MET-201B, MET-201B AR, MET-202C, MET-202C AR, MET-202C AR-WP18, MET-204C, MET-204C AR, N1178CGSHK/STO36W1, N200AU/ST036, N200AU/ST036 x 2, N505AUTMC, N707AU/M, N707AU/ST, N707AU/STATS,
2a6d8112-0324-4b1f-8d80-17ec3706c042 |  |  |  | North | Gamewell FCI |  | Hardware |  |  |  | Hardware | TRUE | E3BB-BAA1 | ++ | Remote Enclosure, Black, w/Inner Door, 1 Slot, (NGA) | 1 | [6 empty] | TRUE |  |  |  | 8 3/4” W x 10” H x 4 1/2” D (22 W x 25 H x 11.4 D cm) |  | #FFFFFFFF |  |  | FALSE | FALSE | FALSE | [20 empty] | DESKTOP-7EIEB7A\acont | 2022-08-29 12:10 | THOR\acont | 2024-10-09 10:48 | Cloned from Gamewell FCI E3BB-BAA
5eaa1588-d769-4f1b-a9ae-17f87344c988 |  |  |  | North | Hochiki |  | Cards & Components |  |  |  | Card | TRUE | System A Module |  | System A Module | 1 | 0.02 | 0.02 |  |  |  |  | TRUE | [5 empty] | #FFFFFFFF |  |  | FALSE | FALSE | FALSE | [20 empty] | DESKTOP-GHR3H5U\Anthony | 2019-11-27 08:58 | THOR\acont | 2024-10-09 10:48 | Cloned from Hochiki S771 |  | [Hochiki] System A Module
20953c59-f088-42ea-ab27-17f96d57ae78 |  |  |  | North | Edwards |  | Hardware |  |  |  | Hardware | TRUE | MN-FNS8C18F2UK3 |  | MN-FNS8C18FL2 to full Layer 3 Upgrade kit | 1 | [6 empty] | FALSE | [5 empty] | #FFFFFFFF |  |  | FALSE | FALSE | FALSE | [14 empty] | FALSE | [7 empty] | THOR\acont | 2024-10-09 10:48
0df1b6bc-e762-4d43-a345-17fa8cbd2ce4 | NFPA 170 ADDRESSABLE INPUT MONITOR MODULE |  |  | North | Kidde |  | Addressable Module |  |  |  | Module | TRUE | GSA-CT2 |  | Signature dual input module, one-gang standard mount | 2 | 0.000396 | 0.00068 |  |  |  |  | FALSE | [5 empty] | #FFFF0000 | FA-NFPA 170 ADDRESSABLE INPUT MONITOR MODULE | 1 | FALSE | FALSE | FALSE | 1000 | [13 empty] | FALSE |  |  | DM |  |  | AULAPTOP-PC\Aulaptop | 2018-09-03 13:55 | THOR\acont | 2024-09-08 17:27 |  | [Edwards, Kidde] [SLC EST MODULES/SENSORS] 02 [*] [iO64] 70-417008-001, FX-2WIRE, FX-IDC1A, FX-IDC1B, FX-IDC2B, FX-IDCWS, FX-NAC, GSA-CC1, GSA-CC1S, GSA-CC2, GSA-CT1, GSA-CT2, GSA-IO, GSA-MAB, GSA-MCC1, GSA-MCC1S, GSA-MCC2, GSA-MCT2, GSA-MIO, GSA-MM1, GS [Edwards, Kidde] [SLC EST MODULES] 02 [EST3, iO1000 ] FX-IDC2B, FX-IDCWS, GSA-CT2, GSA-MCT2, GSA-REL, GSA-T3T4, GSA-WTM, SIGA-AA30, SIGA-AA50, SIGA-CC2, SIGA-CC2A, SIGA-CT2, SIGA-CT2I, SIGA-MCC2, SIGA-MCC2A, SIGA-MCT2, SIGA-MDM, SIGA-REL, SIGA-TCDR, SIGA [Kidde] [SLC EST MODULES SENSORS] [*] [#1 SHARED ADDR ¦ MODULES] 76-330002-101, 84-330002-001, FX-270, FX-278, FX-2WIRE, FX-IDC1A, FX-IDC1B, FX-IDC2B, FX-IDCWS, FX-ISO, FX-NAC, FX-RLY, GSA-CC1, GSA-CC1S, GSA-CC2, GSA-CR, GSA-CRH, GSA-CRR, GSA-CT1, GSA-CT [Edwards, Kidde] [SLC EST MODULES/SENSORS] 04 [iO64] FX-IDC2B, FX-IDCWS, GSA-CT2, GSA-MCT2, GSA-REL, GSA-WTM, SIGA-CC2, SIGA-CC2A, SIGA-CT2, SIGA-CT2I, SIGA-MCC2, SIGA-MCC2A, SIGA-MCT2, SIGA-REL, SIGA-WTM [Kidde] [SLC EST MODULES] [*] [#3 TYPE ADDR ¦ MODULES] 76-330002-101, 84-330002-001, FX-270, FX-278, FX-2WIRE, FX-IDC1A, FX-IDC1B, FX-IDC2B, FX-IDCWS, FX-ISO, FX-NAC, FX-RLY, GSA-CC1, GSA-CC1S, GSA-CC2, GSA-CR, GSA-CRH, GSA-CRR, GSA-CT1, GSA-CT2, GSA-IO, [Edwards, Kidde] [SLC EST MODULES] 01 [*] [EST3, iO1000 ] FX-2WIRE, FX-IDC1A, FX-IDC1B, FX-IDC2B, FX-IDCWS, FX-ISO, FX-NAC, GSA-CC1, GSA-CC1S, GSA-CC2, GSA-CT1, GSA-CT2, GSA-IO, GSA-MAB, GSA-MCC1, GSA-MCC1S, GSA-MCC2, GSA-MCT2, GSA-MIO, GSA-MM1, GSA-MRM1 | [Edwards, Kidde] FX-IDC2B, FX-IDCWS, GSA-CT2, GSA-MCT2, GSA-WTM, SIGA-CT2, SIGA-CT2I, SIGA-MCT2, SIGA-WTM
efed8b6f-9365-429b-8066-180b2ea16202 |  |  |  | North | Edwards |  | Cards & Components |  |  |  | Card | TRUE | QSC-CPU-1-SP |  | OBSOLETE - CPU/Display with 1 Annunciator Option Space, Spanish | 1 | [6 empty] | TRUE | [5 empty] | #FFFFFFFF |  |  | FALSE | FALSE | FALSE | [14 empty] | FALSE | [7 empty] | THOR\acont | 2024-10-09 10:48
354b2a8c-07c8-4e24-9652-180bc22cb403 |  |  |  | North | Siemens | [5 empty] | Module | TRUE | OSP-002 | S54333-F30-A1 | LASER ALIGNMENT TOOL | 1 | [12 empty] | #FFFFFFFF |  |  | FALSE | FALSE | FALSE | [20 empty] | DESKTOP-7SAL8M7\acont | 2019-08-13 09:04 | THOR\acont | 2024-10-09 10:48
33bc2f8d-7770-4d16-ac60-181179e35e09 |  |  |  | North | Siemens | [5 empty] | Module | TRUE | OSID-INST | S54333-F27-A1 | OSID INSTALL KIT - INCLUDES (1) OSP-002 (1) TEST FILTER (1) OSP-001 (1) CLEANING CLOTH (1) INSTALLATION MANUAL | 1 | [12 empty] | #FFFFFFFF |  |  | FALSE | FALSE | FALSE | [20 empty] | DESKTOP-7SAL8M7\acont | 2019-08-13 09:04 | THOR\acont | 2024-10-09 10:48
33ac3765-608b-4dc7-9795-1814de155052 |  |  |  | North | Edwards |  | Hardware |  |  |  | Hardware | TRUE | 740215L |  | 18/2 Solid Twisted,OS, Red-Jacket FPLP(Plenum) Mid Cap 1x500' | 1 | [6 empty] | FALSE | [5 empty] | #FFFFFFFF |  |  | FALSE | FALSE | FALSE | [14 empty] | FALSE | [7 empty] | THOR\acont | 2024-10-09 10:48
59d0c7be-14f0-410e-9105-181e7ad339da | 170 BASIC SHAPE |  |  | North | MIRCOM |  | Miscellaneous |  |  |  | Assembly | TRUE | TX3-200-4U-A |  | Universal enclosure c/w 4x20 LCD display, 200 name controller and (1) PS-4P transformer. | 1 | [6 empty] | FALSE | [5 empty] | #FFFF0000 | FA-170 BASIC SHAPE | 1 | FALSE | FALSE | FALSE | 5000 | [13 empty] | FALSE |  |  | TE |  |  | AULAPTOP-PC\Aulaptop | 2019-12-17 06:59 | THOR\acont | 2024-09-08 17:27 | Cloned from MIRCOM NEW PART CLONED CLONED CLONED
626da76a-63c5-47cd-be3b-18224b335f4c |  |  |  | North | Monaco Enterprises |  | Cards & Components |  |  |  | Card | TRUE | 227-957-xx MAIN BOARD |  |  | 1 | [6 empty] | TRUE | [5 empty] | #FFFFFFFF |  |  | FALSE | FALSE | FALSE | [20 empty] | AULAPTOP-PC\Aulaptop | 2019-04-20 03:50 | THOR\acont | 2024-10-09 10:48 |  |  | [Monaco Enterprises] 227-957-xx MAIN BOARD
66a46f7b-038e-437c-9a48-18247e88edd3 |  |  |  | North | Potter | [5 empty] | Module | TRUE | VDP-100 |  | Video-Eye People Counter | 1 | [6 empty] | FALSE | [5 empty] | #FFFFFFFF |  |  | FALSE | FALSE | FALSE | [14 empty] | FALSE | [7 empty] | THOR\acont | 2024-10-09 10:48
5ea4c5b6-3b12-4576-99c4-18263bfa9db1 | NFPA 170 HORN STROBE CEILING |  |  | North | MIRCOM |  | Horn/Strobe |  |  |  | Module | TRUE | HSC |  | HORN/STROBE CEILING MOUNT, WHITE | 1 | [6 empty] | FALSE | TRUE |  |  |  |  | #FF0070C0 | FA-NFPA 170 HORN STROBE CEILING | 1 | FALSE | FALSE | FALSE | 2013 | [13 empty] | FALSE |  |  | C |  |  |  |  | THOR\acont | 2024-09-08 17:27
b59d7d6f-8731-4e93-93f2-18275821cab9 |  |  |  | North | System Sensor |  | Cards & Components |  |  |  | Card | TRUE | BEAMHKR | ++ | Heating Kit for Beam Smoke Detectors | 1 | 0.45 | 0.45 |  |  |  |  | FALSE | FALSE |  |  |  |  | #FFFFFFFF |  |  | FALSE | FALSE | FALSE | [14 empty] | FALSE | [7 empty] | THOR\acont | 2024-10-09 10:48
1590422f-7536-4c31-a003-182a2d0663ce | CADGEN AUX POWER SUPPLY | CADGEN AUX POWER SUPPLY |  | North | Altronix |  | Auxilliary Power Supply |  |  |  | Assembly | TRUE | AL1024ULX | + | Power Supply Charger, Single Class 2 Output, 12/24VDC @ 10A, 115VAC | 1 | [6 empty] | FALSE | FALSE |  |  |  |  | #FFFF0000 | FA-CADGEN AUX POWER SUPPLY | 1 | FALSE | FALSE | FALSE | 212 | [8 empty] | 7,12,18,40 |  |  | 10 |  | TRUE | [5 empty] | DESKTOP-7SAL8M7\acont | 2020-11-11 12:48 | THOR\acont | 2024-09-08 17:27 | Cloned from Altronix AL600ULXR
927db3e0-f863-4a62-85a2-1830de714e58 | NFPA 170 FIRE ALARM CONTROL UNIT | RISER FACP |  | North | Farenhyt |  | Fire Alarm Control Unit |  |  |  | Assembly | TRUE | IFP-2000 | ++ | Intelligent Fire Alarm Control Panel | 1 | [6 empty] | FALSE |  |  |  | 14.75”W x 25”H x 4”D (37.5 W x 63.5 H x 10.16 D cm) |  | #FFFF0000 | FA-NFPA 170 FIRE ALARM CONTROL UNIT | 1 | FALSE | FALSE | FALSE | 202 | [8 empty] | 18,26,33,55 |  | 18 |  |  | TRUE | [5 empty] | DESKTOP-7EIEB7A\acont | 2023-02-25 10:19 | THOR\acont | 2024-09-08 17:27 | Cloned from Farenhyt RPS-2000
d7834077-d6f7-420f-9eb6-183379715904 | NFPA 170 STROBE CEILING |  |  | North | Siemens |  | Strobe |  |  |  | Module | TRUE | SLSCW-AL | S54329-F17-A1 | SLSCW-AL ST,CLG,WHT,ALERT | 1 | [7 empty] | TRUE |  |  |  |  | #FF0070C0 | FA-NFPA 170 STROBE CEILING | 1 | FALSE | FALSE | FALSE | 2022 | [19 empty] | DESKTOP-7SAL8M7\acont | 2019-08-13 09:04 | THOR\acont | 2024-09-08 17:27 |  | [Siemens] [NAC] [24 VDC] SL2SPSCW-F (C), SLSCR-AL (C), SLSCR-ALA (C), SLSCR-F (C), SLSCR-FB (C), SLSCR-N (C), SLSCR-NA (C), SLSCW-A (C), SLSCW-AL (C), SLSCW-ALA (C), SLSCW-F (C), SLSCW-FB (C), SLSCW-N (C), SLSCW-NA (C), SLSPSCR-A (C), SLSPSCR-AL (C), SLS
cd43200b-dcc9-4881-b8ba-183eb8632a79 | NFPA 170 STROBE WALL |  |  | North | Potter |  | Strobe |  |  |  | Module | TRUE | CS-24WB-WP |  | Strobe, Wall, White, Blue, Outdoor | 1 | 0 | 0.164 |  |  |  |  | FALSE | FALSE |  |  |  |  | #FF0070C0 | FA-NFPA 170 STROBE WALL | 1 | FALSE | FALSE | FALSE | 2023 |  |  | 7135-0328:0213 | [10 empty] | FALSE | [7 empty] | THOR\acont | 2024-09-08 17:27 |  | [Potter] [NAC] [UL MAX, HIGH DB] CS-24B-WP, CS-24G-WP, CS-24R-WP, CS-24WB-WP, CS-24WG-WP, CS-24WR-WP, CSLP-24B-WP, CSLP-24G-WP, CSLP-24R-WP, CSLP-24WB-WP, CSLP-24WG-WP, CSLP-24WR-WP
ea5e9574-52af-4c83-863b-18401f868d9e |  |  |  | North | Potter | [5 empty] | Module | TRUE | PVX-100M/200M |  | Mass Notification System | 1 | [6 empty] | FALSE | [5 empty] | #FFFFFFFF |  |  | FALSE | FALSE | FALSE | [14 empty] | FALSE | [7 empty] | THOR\acont | 2024-10-09 10:48
203da380-b138-4c73-b2a0-18431ef526e6 |  |  |  | North | Edwards |  | Cards & Components |  |  |  | Card | TRUE | 4-NET-SMH | + | SFP network media interface, single mode fiber, high power | 1 | 0.035 | 0.035 |  |  |  |  | TRUE | [5 empty] | #FFFFFFFF |  |  | FALSE | FALSE | FALSE | [20 empty] | DESKTOP-7SAL8M7\acont | 2019-12-13 12:52 | THOR\acont | 2024-10-09 10:48 |  | [Edwards] [Fiber Optic] 4-NET-MM, 4-NET-SM, 4-NET-SMD, 4-NET-SMH, 4-NET-SMU | [Edwards] 4-NET-MM, 4-NET-SM, 4-NET-SMD, 4-NET-SMH, 4-NET-SMU
e65cb0d9-8430-4668-a81a-18443a31fa16 |  |  |  | North | Edwards |  | Cards & Components |  |  |  | Card | TRUE | 3-6/3S1G2Y |  | 6 x 3 Switch, 1 Grn, 2 Yel LEDs | 1 | 0.002 | 0.02 |  |  |  |  | TRUE | [5 empty] | #FFFFFFFF |  |  | FALSE | FALSE | FALSE | [14 empty] | FALSE | [7 empty] | THOR\acont | 2024-10-09 10:48
26250ac8-07da-4845-9310-1848e0c181c1 | NFPA 170 FIRE ALARM CONTROL UNIT | RISER FACP |  | North | MIRCOM |  | Fire Alarm Control Unit |  |  |  | Assembly | TRUE | FX-2003-12NDS | + | FIRE ALARM CONTROL PANEL, ADDRESSABLE, COMPACT, 12 AMP POWER SUPPLY | 1 | [6 empty] | FALSE | [5 empty] | #FFFF0000 | FA-NFPA 170 FIRE ALARM CONTROL UNIT | 1 | FALSE | FALSE | FALSE | 202 | [8 empty] | 7,12,18 |  |  | 12 |  | TRUE | [7 empty] | THOR\acont | 2024-09-08 17:27
61fdb2f6-fbfc-49bb-83b8-18491bc13203 |  |  |  | North | Autocall |  | Cards & Components |  |  |  | Card | TRUE | A100-5125 |  | Remote Power Supply (RPS); 9 A | 1 | 0.15 | 0.185 |  |  |  |  | TRUE | [5 empty] | #FFFFFFFF |  |  | FALSE | FALSE | FALSE | [20 empty] | AULAPTOP-PC\Aulaptop | 2019-12-03 06:08 | THOR\acont | 2024-10-09 10:48 | Cloned from AutoCall AA100-5125
a565360f-c409-4598-b251-184a2c227abb |  |  |  | North | Autocall |  | Hardware |  |  |  | Hardware | TRUE | YJ1263 | + | IAM Cover Plate | 1 | 0 | 0 |  |  |  |  | TRUE | [5 empty] | #FFFFFFFF |  |  | FALSE | FALSE | FALSE | [20 empty] | DESKTOP-7EIEB7A\acont | 2022-02-21 13:12 | THOR\acont | 2024-10-09 10:48 | Cloned from Simplex YJ1263
097641fd-a20f-4b02-ae24-184c2a0dc88c | NFPA 170 GAS DETECTOR |  |  | North | Notifier |  | Gas Detection |  |  |  | Module | TRUE | FSCO-951 w/B224BI-WH | + | Intelligent addressable carbon monoxide detector, white w/ Intelligent relay base, white, UL listed | 1 | 0.0002 | 0.0045 |  |  |  |  | FALSE | TRUE | FLUSH |  | 4" SQ. DEEP | 3 "O" PLASTER RING | #FFFF0000 | FA-NFPA 170 GAS DETECTOR | 1 | FALSE | FALSE | FALSE | 1402 | [13 empty] | FALSE |  |  | I |  |  | DESKTOP-7SAL8M7\acont | 2020-11-20 12:18 | THOR\acont | 2024-09-08 17:27 | Cloned from Gamewell MCS-COP3 w/B224BI-WH | [Honeywell, Notifier, System Sensor] [SLC SENSORS] [*] [#4 TYPE ADDR ¦ SENSORS] 2251B (C), 2251-COPTIR (C), 2251-COPTIR w/B200S-WH (C), 2251TB (C), 2251TMB (C), 5251B (C), 5251B-WP (C), 5251H (C), 5251RB (C), 5251RB-WP (C), 7251 (C), 7251DH (C), DH200LP [Honeywell, Notifier, System Sensor] [SLC MODULES SENSORS] [*] [#2 SHARED ADDR ¦ SENSORS] 2251B (C), 2251-COPTIR (C), 2251-COPTIR w/B200S-WH (C), 2251TB (C), 2251TMB (C), 5251B (C), 5251B-WP (C), 5251H (C), 5251RB (C), 5251RB-WP (C), 7251 (C), 7251DH (C)
dc0be897-51b7-48a7-8e23-184eb0bdae8a | NFPA 170 HEAT DETECTOR |  |  | North | System Sensor |  | Heat Detector |  |  |  | Module | TRUE | 5601P | ++ | 135 °F (57° C) fixed and rate-of-rise. (Plain) | 1 | [6 empty] | FALSE | TRUE |  |  |  |  | #FFFF0000 | FA-NFPA 170 HEAT DETECTOR | 1 | FALSE | FALSE | FALSE | 1403 | [13 empty] | FALSE | [7 empty] | THOR\acont | 2024-09-08 17:27 | 20191121 AC Detector without base | [Chemtronics, Firelite, MIRCOM, Notifier, System Sensor] [IDC] 01 [*] [IDC 2-WIRE ++] 1151 (C), 1151EIS (C), 1400 (C), 1451 (C), 1451DH (C), 1451DHHT (C), 2100AT (C), 2100S (C), 2100TR (C), 2100TS (C), 2151 w/B110LP (C), 2151 w/B116LP (C), 2151 w/B401 (C
f0b74a08-359f-4c9f-9e0d-184f22a88017 | NFPA 170 STROBE CEILING |  |  | North | Potter |  | Strobe |  |  |  | Module | TRUE | CCS-24AW |  | Strobe, Ceiling, White, Amber | 1 | 0 | 0.283 |  |  |  |  | FALSE | TRUE |  |  |  |  | #FF0070C0 | FA-NFPA 170 STROBE CEILING | 1 | FALSE | FALSE | FALSE | 2022 |  |  | 7135-0328:0211 | [10 empty] | FALSE |  |  | C |  |  |  |  | THOR\acont | 2024-09-08 17:27 |  | [Potter] [NAC] [UL MAX, HIGH DB] CCS-24AR (C), CCS-24AW (C), CCS-24BR (C), CCS-24BW (C), CCS-24GR (C), CCS-24GW (C)
9c0191c0-d71b-4c4d-9c78-185035a74042 | NFPA 170 SMOKE DETECTOR |  |  | North | Monaco Enterprises |  | Smoke Detector |  |  |  | Module | TRUE | 723-003-00 w/B110RLP | + | DETECTOR,SYS:PHOTOELECTRIC DETECTOR WITH 135 DEGREE FIXED TEMP THRM | 1 | 0.00012 | 0.062 |  |  |  |  | TRUE | TRUE |  |  |  |  | #FFFF0000 | FA-NFPA 170 SMOKE DETECTOR | 1 | FALSE | FALSE | FALSE | 1408 | [19 empty] | DESKTOP-7SAL8M7\acont | 2020-02-21 06:44 | THOR\acont | 2024-09-08 17:27 | Cloned from Monaco Enterprises 723-002-00 w/B110RLP | [Monaco Enterprises, System Sensor] [IDC] 01 723-002-00 w/B110RLP (C), 723-002-00 w/B112LP (C), 723-002-00 w/B114LP (C), 723-003-00 w/B110RLP (C), 723-003-00 w/B112LP (C), 723-003-00 w/B114LP (C), 723-367-00 (C), 723-368-00 (C), 723-508-00 (C), 723-508-0 [Monaco Enterprises, System Sensor] [AUX POWER] [*] 723-002-00 w/B110RLP (C), 723-002-00 w/B112LP (C), 723-003-00 w/B110RLP (C), 723-003-00 w/B112LP (C), 723-367-00 (C), 723-368-00 (C), 723-508-00 (C), 723-508-01 (C), COSMO-4W (C), COSMOD2W, COSMOD4W
71c736fc-e6bd-4274-9ac1-185418ea2e0d |  |  |  | North | Autocall |  | Cards & Components |  |  |  | Card | TRUE | A100-6304 |  | Left port, multi-mode 4120 duplex fiber media card | 1 | 0.055 | 0.055 |  |  |  |  | TRUE | [5 empty] | #FFFFFFFF |  |  | FALSE | FALSE | FALSE | [20 empty] | DESKTOP-0D6CQVA\lousc | 2019-07-06 11:35 | THOR\acont | 2024-10-09 10:48 | Cloned from AutoCall A100-6303
6213bd19-391b-469c-83c6-1856ba364ce0 |  |  |  | North | Edwards |  | Cards & Components |  |  |  | Card | TRUE | 4X-6/3S1G2Y |  | 6 x 3 Switch, 1 Grn, 2 Yel LEDs | 1 | 0.002 | 0.02 |  |  |  |  | TRUE | [5 empty] | #FFFFFFFF |  |  | FALSE | FALSE | FALSE | [14 empty] | FALSE | [7 empty] | THOR\acont | 2024-10-09 10:48
174dea86-072d-463a-8829-185b3dae605c | NFPA 170 ADDRESSABLE INPUT MONITOR MODULE |  |  | North | Silent Knight |  | Addressable Module |  |  |  | Module | TRUE | SK-MONITOR-2 | ++ | Dual Monitoring Module | 2 | 0.00075 | 0.00075 |  |  |  |  | FALSE | [5 empty] | #FFFF0000 | FA-NFPA 170 ADDRESSABLE INPUT MONITOR MODULE | 1 | FALSE | FALSE | FALSE | 1000 | [13 empty] | FALSE |  |  | D |  |  |  |  | THOR\acont | 2024-09-08 17:27 |  | [Farenhyt, Silent Knight] [SLC MODULES/SENSORS] [#2 SLC ++] IDP-ACCLIMATE (C), IDP-BEAM (C), IDP-CONTROL-6, IDP-MON-10, IDP-MONITOR-2, IDP-RELAY-6, IDP-RELAYMON-2, IDP-ZONE, IDP-ZONE-6, OSI-RI-SK (C), SK-ACCLIMATE (C), SK-BEAM (C), SK-CONTROL-6, SK-MON-1 [Silent Knight] [SLC SK MODULES] [#2 MODULES ++] SK-CONTROL-6, SK-MON-10, SK-MONITOR-2, SK-RELAY-6, SK-RELAYMON-2, SK-ZONE-6, W-DIS-D [Farenhyt, Silent Knight] [SLC MODULES SENSORS] [*] [#1 SHARED ADDR ¦ MODULES] HFS-MM, Hood System/IDP-MINIMON, IDP-CONTROL, IDP-CONTROL-6, IDP-MINIMON, IDP-MON-10, IDP-MONITOR, IDP-MONITOR-2, IDP-PULL-DA, IDP-PULL-SA, IDP-RELAY, IDP-RELAY-6, IDP-RELAYMO [Silent Knight] [SLC SK MODULES] [*] [#3 TYPE ADDR ¦ MODULES] HFS-MM, SK-CONTROL, SK-CONTROL-6, SK-MINIMON, SK-MON-10, SK-MONITOR, SK-MONITOR-2, SK-PULL-DA, SK-PULL-SA, SK-RELAY, SK-RELAY-6, SK-RELAYMON-2, SK-ZONE, SK-ZONE-6, WAV-CRL, WAV-CWL, WAV-RL, WA | [Farenhyt, Silent Knight] IDP-MONITOR-2, IDP-RELAYMON-2, SK-MONITOR-2, SK-RELAYMON-2
589b58b9-7445-4f97-a222-185bec51e2ce | NFPA 170 SPEAKER STROBE CEILING |  |  | North | System Sensor |  | Speaker/Strobe |  |  |  | Module | TRUE | SPSCWLED-TP | ++ | 2-WIRE, SPEAKER STROBE LED WHITE CEILING PLAIN W/ TRIM | 1 | 0 | 0.226 |  |  |  |  | FALSE | TRUE |  |  |  |  | #FF0070C0 | FA-NFPA 170 SPEAKER STROBE CEILING | 1 | FALSE | FALSE | FALSE | 2020 | [13 empty] | FALSE |  |  | C |  |  | THOR\acont | 2024-02-21 10:56 | THOR\acont | 2024-09-08 17:27 | Cloned from System Sensor SPSCWLED-BT CLONED | [System Sensor] [NAC] [VDC] SPSCRLED (C), SPSCRLED-B (C), SPSCRLED-BT (C), SPSCWLED (C), SPSCWLED-B (C), SPSCWLED-BT (C), SPSCWLED-CLR-ALERT (C), SPSCWLED-P (C), SPSCWLED-SP (C), SPSCWLED-T (C), SPSCWLED-TP (C) [System Sensor] [AUDIO 70.7v] [70V AUDIO] SPSCRLED (C), SPSCRLED-B (C), SPSCRLED-BT (C), SPSCWLED (C), SPSCWLED-B (C), SPSCWLED-BT (C), SPSCWLED-CLR-ALERT (C), SPSCWLED-P (C), SPSCWLED-SP (C), SPSCWLED-T (C), SPSCWLED-TP (C), SPSRLED, SPSRLED-B, SPSRLED- [System Sensor] [AUDIO 25v] [25V AUDIO] SPSCRLED (C), SPSCRLED-B (C), SPSCRLED-BT (C), SPSCWLED (C), SPSCWLED-B (C), SPSCWLED-BT (C), SPSCWLED-CLR-ALERT (C), SPSCWLED-P (C), SPSCWLED-SP (C), SPSCWLED-T (C), SPSCWLED-TP (C), SPSRLED, SPSRLED-B, SPSRLED-P,
e98b4544-2dd1-4cec-bbcf-186183aa465d | NFPA 170 HORN STROBE |  |  | North | Gentex |  | Horn/Strobe |  |  |  | Module | TRUE | GHSLF110W |  | Low Frequency Horn Strobe, White, Wall | 1 | 0 | 0.474 |  |  |  |  | FALSE | [5 empty] | #FF0070C0 | FA-NFPA 170 HORN STROBE | 1 | FALSE | FALSE | FALSE | 2012 | [13 empty] | FALSE |  |  | LF |  |  |  |  | THOR\acont | 2024-09-08 17:27 |  | [Gentex, Hochiki] [NAC] [UL MAX, HIGH DB, TEMPORAL 4] GHSLF110R, GHSLF110W, HHSLF110R, HHSLF110W [Gentex, Hochiki] [NAC] [UL MAX, HIGH DB, TEMPORAL 3] GHSLF110R, GHSLF110W, HHSLF110R, HHSLF110W
31e06cbb-d58f-48e7-a769-186229124ac2 |  |  |  | North | Rath Area of Refuge | Area of Refuge | Cards & Components |  |  |  | Card | TRUE | 2500-210FM MAIN CARD |  | 10 ZONE FLUSH MOUNT CABINET W/DOOR MAIN CARD | 1 | [6 empty] | TRUE | [5 empty] | #FFFFFFFF |  |  | FALSE | FALSE | FALSE | [14 empty] | FALSE | [5 empty] | DESKTOP-7SAL8M7\acont | 2020-09-14 14:33 | THOR\acont | 2024-10-09 10:48 | Cloned from Rath Area of Refuge 2500-210B MAIN CARD | [Rath Area of Refuge] [AUX POWER] [*] 2100-956RR, 2100-956RR MAIN CARD, 2100-956RR MAIN CARD-2, 2100-956SR, 2100-958NSR, 2100-984LR, 2500-205B MAIN CARD, 2500-205FM MAIN CARD, 2500-205PSS MAIN CARD, 2500-210B MAIN CARD, 2500-210FM MAIN CARD, 2500-UPSMONI [Rath Area of Refuge] [IDC] 01 2500-12RCF MAIN CARD, 2500-16RCF MAIN CARD, 2500-205B MAIN CARD, 2500-205FM MAIN CARD, 2500-205PSS MAIN CARD, 2500-210B MAIN CARD, 2500-210FM MAIN CARD, 2500-210PSS MAIN CARD, 2500-28RCF MAIN CARD, 2500-56XNC, 2500-56XRC, 2 | [Rath Area of Refuge] 2500-210B MAIN CARD, 2500-210FM MAIN CARD, 2500-210PSS MAIN CARD
b8b304ca-dd74-40a1-9182-18631f8e7f2a |  |  |  | North | Edwards |  | Hardware |  |  |  | Hardware | TRUE | 3-CAB21DR |  | Red Door Assembly for 3-CAB21 | 1 | [6 empty] | FALSE | [5 empty] | #FFFFFFFF |  |  | FALSE | FALSE | FALSE | [14 empty] | FALSE | [7 empty] | THOR\acont | 2024-10-09 10:48
b5325948-c45f-4bb1-8285-186811ce4b17 | NFPA 170 ADDRESSABLE INPUT MONITOR MODULE |  |  | North | MIRCOM |  | Addressable Module |  |  |  | Module | TRUE | MIX-M500DMAP | + | Dual Input Monitor Module | 2 | 0.00075 | 0.006 |  |  |  |  | FALSE | [5 empty] | #FFFF0000 | FA-NFPA 170 ADDRESSABLE INPUT MONITOR MODULE | 1 | FALSE | FALSE | FALSE | 1000 | [13 empty] | FALSE |  |  | 2 |  |  | DESKTOP-7SAL8M7\acont | 2019-04-12 12:19 | THOR\acont | 2024-09-08 17:27 | Cloned from MIRCOM MIX-M500DM | [MIRCOM] [SLC MODULES] [*] [#3 TYPE ADDR ¦ MODULES] CR-6, CZ-6, IM-10, MIX-100P, MIX-100R, MIX-100S, MIX-101P, MIX-4040, MIX-4040M, MIX-4041, MIX-4045, MIX-4045-M, MIX-4046, MIX-M500DM, MIX-M500DMAP, MIX-M500FP, MIX-M500M, MIX-M500MAP, MIX-M500R, MIX-M50 [MIRCOM] [SLC MODULES SENSORS] [*] [#1 SHARED ADDR ¦ MODULES] CR-6, CZ-6, IM-10, MIX-100P, MIX-100R, MIX-100S, MIX-100X, MIX-101P, MIX-4040, MIX-4040M, MIX-4041, MIX-4045, MIX-4045-M, MIX-4046, MIX-M500DM, MIX-M500DMAP, MIX-M500FP, MIX-M500M, MIX-M500MAP [MIRCOM] [SLC MODULES] [#2 MODULES ++] MIX-4040, MIX-4041, MIX-4045, MIX-M500DM, MIX-M500DMAP, MS-710MPU MIX-4041 [MIRCOM] [SLC MODULES/SENSORS] [#2 MODULES ++] MIX-4040, MIX-4041, MIX-4045, MIX-M500DM, MIX-M500DMAP, MS-710MPU MIX-4041 | [MIRCOM, Monaco Enterprises, System Sensor] 729-182-00, M500DM, MIX-M500DM, MIX-M500DMAP
48beac4b-769f-49c9-b195-186d7581eb6f | NFPA 170 DUCT SMOKE DETECTOR |  |  | North | Firelite |  | Duct Smoke Detector |  |  |  | Module | TRUE | D365PL | + | Intelligent non-relay photoelectric low flow smoke detector housing. Includes SD365R(A)-IV detector | 1 | 0.0002 | 0.045 |  |  |  |  | FALSE | TRUE | FLUSH |  | N/A | N/A | #FFFF0000 | FA-NFPA 170 DUCT SMOKE DETECTOR | 1 | FALSE | FALSE | FALSE | 1400 |  |  | 3242-1653:0209 | [10 empty] | FALSE | [5 empty] | DESKTOP-7EIEB7A\acont | 2022-05-04 16:04 | THOR\acont | 2024-09-08 17:27 | Cloned from Firelite DNR w/SD365R | [Firelite, System Sensor] [SLC MODULES SENSORS] [*] [#2 SHARED ADDR ¦ SENSORS] AD355 w/B200SR-LF-WH (C), AD355 w/B200SR-WH (C), AD355 w/B210LP (C), AD355 w/B224BI-WH (C), AD355 w/B224RB-WH (C), AD355 w/B501 (C), BEAM355 (C), BEAM355S (C), CP355 w/B200SR- [Firelite, System Sensor] [SLC SENSORS] [*] [#4 TYPE ADDR ¦ SENSORS] AD355 w/B200SR-LF-WH (C), AD355 w/B200SR-WH (C), AD355 w/B210LP (C), AD355 w/B224BI-WH (C), AD355 w/B224RB-WH (C), AD355 w/B501 (C), BEAM355 (C), BEAM355S (C), CP355 w/B200SR-WH (C), CP | [Fike, Firelite, Monaco Enterprises, Notifier, Space Age Electronics] 723-370-00, 723-371-00, D365PL, D4120, D4120W, DNR, DNR w/FIK‐2351R, DNR w/FSP-851R, DNR w/FSP-951R, DNR w/FSP-951R-IV, DNR w/NP-100R, DNR w/NP-200R, DNR w/SD365R, DNRW, DNRW w/FSP-951R
d940b430-0d79-4866-bcd4-18788149c73a | NFPA 170 HORN STROBE |  |  | North | Eaton Wheelock |  | Horn/Strobe |  |  |  | Module | TRUE | HS24-60WW |  | Horn Strobe, 24 VDC, , wall, white | 1 | 0 | 0.301 |  |  |  |  | FALSE | FALSE |  |  |  |  | #FF0070C0 | FA-NFPA 170 HORN STROBE | 1 | FALSE | FALSE | FALSE | 2012 | [13 empty] | FALSE | [7 empty] | THOR\acont | 2024-09-08 17:27 |  | [Eaton Wheelock] [NAC] HS24-/WR, HS24-/WW, HS24-60WR, HS24-60WW, HS24-WR, HS24-WW
e3161d0a-ba62-4209-95cd-187d67c6256f | NFPA 170 MANUAL PULL |  |  | North | Notifier |  | Manual Station |  |  |  | Module | TRUE | BRG-1R | ++ | Manual Pull Station, single action | 1 | [6 empty] | FALSE | FALSE |  |  |  |  | #FFFF0000 | FA-NFPA 170 MANUAL PULL | 1 | FALSE | FALSE | FALSE | 957 | [13 empty] | FALSE | [7 empty] | THOR\acont | 2024-09-08 17:27 |  | [Chemtronics, Firelite, MIRCOM, Notifier, System Sensor] [IDC] 01 [*] [IDC 2-WIRE ++] 1151 (C), 1151EIS (C), 1400 (C), 1451 (C), 1451DH (C), 1451DHHT (C), 2100AT (C), 2100S (C), 2100TR (C), 2100TS (C), 2151 w/B110LP (C), 2151 w/B116LP (C), 2151 w/B401 (C
153d6246-7b4b-4eb6-a62b-18839127868a | NFPA 170 REMOTE ANNUNCIATOR | RISER ANNUNCIATOR |  | North | Secutron |  | Remote Annunciator |  |  |  | Module | TRUE | MR-2644G | ++ | MR-2644 LCD annunciator, flush mount, White | 1 | 0.03 | 0.07 |  |  |  |  | FALSE |  |  |  | 4.5” (H) x 10” (W) 10.2cm (H) x 25.4cm (W) |  | #FFFF0000 | FA-NFPA 170 REMOTE ANNUNCIATOR | 1 | FALSE | FALSE | FALSE | 255 | [8 empty] | 7,12,18 |  |  |  |  | TRUE | [5 empty] | DESKTOP-7EIEB7A\acont | 2023-06-24 11:37 | THOR\acont | 2024-09-08 17:27 | Cloned from Secutron MR-2644R | [Secutron] [RS-485] [*] [DATA/POWER] MR-2644G, MR-2644R
2d38dce1-1d0c-4e26-a2f2-18898e9ca404 |  |  |  | North | Edwards |  | Hardware |  |  |  | Hardware | TRUE | SIGA-DGMF |  | Optional Mounting Flange for SIGA-DG | 1 | [6 empty] | FALSE | [5 empty] | #FFFFFFFF |  |  | FALSE | FALSE | FALSE | [14 empty] | FALSE | [7 empty] | THOR\acont | 2024-10-09 10:48
de6918c3-b322-4520-b42c-1897379231e8 | NFPA 170 HORN STROBE CEILING |  |  | North | Siemens |  | Horn/Strobe |  |  |  | Module | TRUE | AS-MC-CW | 500-636007 | AS HORN MULTI CANDELA CEILING WHITE | 1 | [7 empty] | TRUE |  |  |  |  | #FF0070C0 | FA-NFPA 170 HORN STROBE CEILING | 1 | FALSE | FALSE | FALSE | 2013 | [16 empty] | C |  |  | DESKTOP-7SAL8M7\acont | 2019-08-13 09:04 | THOR\acont | 2024-09-08 17:27 | B,T | [Siemens] [NAC] [DC, HIGH DB] AS-MC-CR (C), AS-MC-CW (C)
80586e17-8177-4e32-939e-18a7e99346b6 |  |  |  | North | Edwards |  | Cards & Components |  |  |  | Card | TRUE | APS10A Mainboard |  | Mainboard for APS10A assembly | 1 | 0.07 | 0.27 |  |  |  |  | TRUE | [5 empty] | #FFFFFFFF |  |  | FALSE | FALSE | FALSE | [14 empty] | FALSE | [7 empty] | THOR\acont | 2024-10-09 10:48 |  | [Altronix, Edwards, Harrington, Kidde] [NAC Trigger] AL1002ULADA Main Board, AL1002ULADA Main Board, APS10A Mainboard, APS6A Mainboard, BPS10A Mainboard, BPS10A/230 Mainboard, BPS6A Mainboard, BPS6A/230 Mainboard, MIRBPS10A Mainboard, MIRBPS10A/230 Mainb [Edwards, Kidde] [VAC ] 2IDC, 76-600000-001 Main Board, 76-800xxx-xxx Main Board, 77-600000-901 Main Board, 84-732001-901 Main Board, APS10A Mainboard, APS6A Mainboard, BPS10A Mainboard, BPS10A/230 Mainboard, BPS6A Mainboard, BPS6A/230 Mainboard, EST1-2Z | [Edwards, Kidde] APS10A Mainboard, APS6A Mainboard, BPS10A Mainboard, BPS10A/230 Mainboard, BPS6A Mainboard, BPS6A/230 Mainboard, MIRBPS10A Mainboard, MIRBPS10A/230 Mainboard, MIRBPS6A Mainboard, MIRBPS6A/230 Mainboard
101c216d-1382-4c20-bd06-18a8155d2970 | NFPA 170 HORN STROBE |  |  | North | Siemens |  | Horn/Strobe |  |  |  | Module | TRUE | SL2MTSWW-N | S54329-F244-A1++ | Multi-Tone Strobe, Wall, Clear, White, No Lettering | 1 | [12 empty] | #FF0070C0 | FA-NFPA 170 HORN STROBE | 1 | FALSE | FALSE | FALSE | 2023 | [19 empty] | DESKTOP-7EIEB7A\acont | 2023-08-02 08:22 | THOR\acont | 2024-09-08 17:27 | Cloned from Siemens SL2MTSWR-N | [Siemens] [NAC] [24 VDC, HORN STD] SL2MTSWR-A, SL2MTSWR-F, SL2MTSWR-FB, SL2MTSWR-N, SL2MTSWR-NR, SL2MTSWW-F, SL2MTSWW-FB, SL2MTSWW-N, SL2MTSWW-NA, SL2MTSWW-NB, SL2MTSWW-NG, SL2MTSWW-NR
3d3e9ebc-f401-40ce-98d3-18aad4658d02 |  |  |  | North | Bosch | [5 empty] | Module | TRUE | D101 | * | Lock & Key Set, Standard | 1 | [12 empty] | #FFFFFFFF |  |  | FALSE | FALSE | FALSE | [20 empty] | DESKTOP-7EIEB7A\acont | 2021-08-13 06:25 | THOR\acont | 2024-10-09 10:48
c41e1364-2bbc-4999-88e2-18b779defb3f | NFPA 170 PRESSURE SWITCH |  |  | East | Kidde |  | Pressure Switch |  |  |  | Module | TRUE | 81-486536-000 | ++ | Pressure Operated Switch | 1 | [6 empty] | FALSE | FALSE | PROVIDED BY SPRINKLER CONTRACTOR |  | PROVIDED BY OTHERS |  | #FFFF0000 | FA-NFPA 170 PRESSURE SWITCH | 1 | FALSE | FALSE | FALSE | 913 | [13 empty] | FALSE | [5 empty] | DESKTOP-7EIEB7A\acont | 2022-10-12 14:17 | THOR\acont | 2024-09-08 17:27 | Cloned from Kidde 45-118500-001 | [Edwards, Kidde] [IDC] 01 06-118262-001, 06-118537-001 (ATEX), 30-3013, 45-118500-001, 45-500537-001 (ATEX), 70985018 (10611105), 70985020 (70985075), 70985021 (70985076), 70985022 (70985077), 70985023 (70985078), 70985024 (70985079), 70985025 (70985080)
6240c1e7-6950-4780-b098-18c14ef4348d | NFPA 170 HORN STROBE CEILING |  |  | North | Potter |  | Horn/Strobe |  |  |  | Module | TRUE | CCHS-24RR |  | Horn Strobe, Ceiling, Red, Red | 1 | 0 | 0.147 |  |  |  |  | FALSE | TRUE |  |  |  |  | #FF0070C0 | FA-NFPA 170 HORN STROBE CEILING | 1 | FALSE | FALSE | FALSE | 2013 |  |  | 7135-0328:0205 | [10 empty] | FALSE |  |  | C |  |  |  |  | THOR\acont | 2024-09-08 17:27 |  | [Potter] [NAC] [UL MAX, HIGH DB] CCHS-24RR (C), CCHS-24RW (C)
f8374542-50f4-4bcb-8198-18c22ace8fc2 | NFPA 170 SPEAKER STROBE |  |  | North | Autocall |  | Speaker/Strobe |  |  |  | Module | TRUE | A49SV-APPLW-O | + | Wall Mount Addressable Weatherproof S/V Appliance only, WP | 1 | 0 | 0 |  |  |  |  | TRUE | FALSE |  |  |  |  | #FF0070C0 | FA-NFPA 170 SPEAKER STROBE | 1 | FALSE | FALSE | FALSE | 2019 | [16 empty] | WP |  |  |  |  | THOR\acont | 2024-09-08 17:27 | Cloned from AutoCall A49SVC-CWALT-O | [Autocall, Simplex] [AUDIO 70.7v] [70V AUDIO] 49HF-APPLW, 49HF-APPLW-BA, 49HFV-APPLW, 49HFV-APPLW-BA, 49SO-APPLW, 49SO-APPLW-BA, 49SO-APPLW-O, 49SO-APPLW-O-BA, 49SV-APPLW, 49SV-APPLW-BA, 49SV-APPLW-O, 49SV-APPLW-O-BA, A49HF-APPLW, A49HF-APPLW-BA, A49HFV- [Autocall, Simplex] [AUDIO 25v] [25V AUDIO] 49HF-APPLW, 49HF-APPLW-BA, 49HFV-APPLW, 49HFV-APPLW-BA, 49SO-APPLW, 49SO-APPLW-BA, 49SO-APPLW-O, 49SO-APPLW-O-BA, 49SV-APPLW, 49SV-APPLW-BA, 49SV-APPLW-O, 49SV-APPLW-O-BA, A49HF-APPLW, A49HF-APPLW-BA, A49HFV-AP [Autocall, Simplex] [IDNac] [23VDC UL1971] 49SV-APPLW-O, 49SV-APPLW-O-BA, 49VO-APPLW-O, 49VO-APPLW-O-BA, A49SV-APPLW-O, A49SV-APPLW-O-BA, A49VO-APPLW-O, A49VO-APPLW-O-BA [Autocall, Simplex] [IDNac] [23VDC UL1638] 49SV-APPLW-O, 49SV-APPLW-O-BA, 49VO-APPLW-O, 49VO-APPLW-O-BA, A49SV-APPLW-O, A49SV-APPLW-O-BA, A49VO-APPLW-O, A49VO-APPLW-O-BA
078083aa-fc35-4d52-ba0b-18c31aca5c15 | NFPA 170 CELL COMM |  |  | North | Honeywell |  | Cellular Communicator |  |  |  | Module | TRUE | LTEM-PIA |  | Resideo Cellular Communicator AT&T | 1 | [6 empty] | TRUE | [5 empty] | #FFFF0000 | FA-NFPA 170 CELL COMM | 1 | FALSE | FALSE | FALSE | [20 empty] | DESKTOP-DUP41H2\August | 2023-07-19 15:17 | THOR\acont | 2024-09-08 17:27 |  | [Honeywell] [KEYPAD] LTEM-PIA, LTEM-PIV
350ba66f-6844-4f9d-a57b-18c58602d779 | NFPA 170 DOOR HOLDER |  |  | North | LCN |  | Door Holder |  |  |  | Module | TRUE | 4310ME |  | Multi point door closer/holder, 24VDC | 1 | 0.09 | [5 empty] | FALSE | [5 empty] | #FFFF0000 | FA-NFPA 170 DOOR HOLDER | 1 | FALSE | FALSE | FALSE | 2500 | [13 empty] | FALSE |  |  | D/C |  |  | THOR\acont | 2024-11-14 07:59 | THOR\acont | 2024-11-14 08:01 | Cloned from LCN 4040SE | [Edwards, Kidde, LCN] [AUX POWER] 1501-AQN5, 1504-AQN5, 1505-AQN5, 1508-AQN5, 1509-AQN5, 2310ME, 3130SE, 4040SE, 4310 HSA, 4310ME, 4410 HSA, SEM7830, SEM7840, SEM7850
8ee71e37-629e-4b61-991e-18c9917d0c02 |  |  |  | North | Simplex |  | Hardware |  |  |  | Hardware | TRUE | 4098-9856 | + | Sampling Tube 24" to 46" (610 mm to 1168 mm) | 1 | 0 | 0 |  |  |  |  | TRUE | [5 empty] | #FFFFFFFF |  |  | FALSE | FALSE | FALSE | [20 empty] | DESKTOP-7EIEB7A\acont | 2022-02-21 12:58 | THOR\acont | 2024-10-09 10:48 | Cloned from Autocall 4098-9856
d3c385ba-3f4d-4611-9118-18cfee8a4f3d |  |  |  | North | Siemens |  | Cards & Components |  |  |  | Card | TRUE | SXL-EX Main Board |  | CARD, MAIN BOARD | 1 | 0.11 | 0.12 |  |  |  |  | TRUE | [5 empty] | #FFFFFFFF |  |  | FALSE | FALSE | FALSE | [9 empty] | 24,60 |  |  |  |  | FALSE | [5 empty] | DESKTOP-7SAL8M7\acont | 2018-11-23 10:34 | THOR\acont | 2024-10-09 10:48 | Cloned from Siemens SXL-EX | [Siemens] [IDC] 01 AW-1, CPYEC-2-24, CPY-MRS, CPY-MTS, MH-501, MSM-EXP, MSM-GR, MSM-INST, MSM-K, MSM-K-15, MSM-KD, MSM-KD-30, MSM-KD-WP, MSM-K-WP, SXL-EX Main Board, SZE-4X, XMH-501 [Siemens] [BATTERY Reserved] SXL-EX Main Board [Edwards, Siemens, Silent Knight, System Sensor] [RELEASING] [*] 204-12/24VG, A77-716B, EOL-1224RLY, EOL-R24VDC, RELA-EOL, SXL-EX Main Board, SZE-4X [Edwards, Siemens, Silent Knight, System Sensor] [IDC] 01 204-12/24VG, A77-716B, EOL-1224RLY, EOL-R24VDC, RELA-EOL, SXL-EX Main Board, SZE-4X | [Siemens] FDCIO422, SXL-EX Main Board [Siemens] SXL-EX Main Board [Siemens] SXL-EX Main Board [Siemens] SXL-EX Main Board
4ca86cb0-ee0d-4498-964a-18d62b066d4f | NFPA 170 TEMPERATURE SEPERVISORY SWITCH |  |  | North | Potter |  | Temperature Switch |  |  |  | Module | TRUE | RTS-O | + | Normally Open Room Temperature Switch | 1 | [6 empty] | FALSE | [5 empty] | #FFFF0000 | FA-NFPA 170 TEMPERATURE SEPERVISORY SWITCH | 1 | FALSE | FALSE | FALSE | [14 empty] | FALSE |  |  | RT |  |  |  |  | THOR\acont | 2024-09-08 17:27 |  | [Potter] [IDC] 06 [Alarm] 5000-103 (Controller) (C), RTS-C, RTS-O, WRX-R [Notifier, Potter] [IDC] 01 CF-135EWT, CF-135MP, CF-135W, CF-165MP, CF-165W, CF-200EWT, CF-200MP, CF-200W, CF-285MP, CF-285W, CPS-24 w/SB, CR-135EWT, CR-135MP, CR-135W, CR-165MP, CR-165W, CR-200EWT, CR-200MP, CR-200W, DSD-P (C), P32-1T, PS40 Series, PS40
a1d94d82-ece6-484f-8c41-18d96c3ae962 | NFPA 170 HORN |  |  | North | Siemens |  | Horn |  |  |  | Module | TRUE | SL2FSWW-AL | S54329-F120-A1++ | Sounder, Wall, Clear, White, Alert | 1 | [12 empty] | #FF0070C0 | FA-NFPA 170 HORN | 1 | FALSE | FALSE | FALSE | 2023 | [16 empty] | LF |  |  | DESKTOP-7EIEB7A\acont | 2023-08-03 12:10 | THOR\acont | 2024-09-08 17:27 | Cloned from Siemens SL2FSSWR-F | [Siemens] [NAC] [24 VDC, HORN TEMPORAL] SL2FSCR-AL (C), SL2FSCR-CO (C), SL2FSCR-F (C), SL2FSCR-N (C), SL2FSCW-AL (C), SL2FSCW-CO (C), SL2FSCW-F (C), SL2FSCW-N (C), SL2FSWR-AL, SL2FSWR-CO, SL2FSWR-F, SL2FSWR-N, SL2FSWW-AL, SL2FSWW-CO, SL2FSWW-F, SL2FSWW-N
e4f38b5b-79e1-4d6c-8c22-18e206672951 | NFPA 170 SPEAKER CEILING |  |  | North | Edwards |  | Speaker |  |  |  | Module | TRUE | GCSWN |  | Speaker, Ceiling, White, None | 1 | [6 empty] | FALSE | TRUE |  |  |  |  | #FF0070C0 | FA-NFPA 170 SPEAKER CEILING | 1 | FALSE | FALSE | FALSE | 2019 | [13 empty] | FALSE |  |  | C |  |  | DESKTOP-7SAL8M7\acont | 2020-09-15 07:29 | THOR\acont | 2024-09-08 17:27 | Cloned from Edwards GCSWF | [Edwards, Kidde] [AUDIO 70.7v] [70V AUDIO] G4F-S7, G4F-S7V1575, G4F-S7VM, G4HFRF-S7, G4HFRF-S7VMC, G4HFRN-S7, G4HFRN-S7VMC, G4HFWA-S7, G4HFWA-S7VMA, G4HFWA-S7VMC, G4HFWF-S7, G4HFWF-S7VMC, G4HFWN-S7, G4HFWN-S7VMA, G4HFWN-S7VMB, G4HFWN-S7VMC, G4RF-S7, G4RF [Edwards, Kidde] [AUDIO 70.7v] [70V AUDIO] EGCSRF (C), EGCSRN (C), EGCSVHRF (C), EGCSVHRF-FR (C), EGCSVHRF-SP (C), EGCSVHRN (C), EGCSVHWA (C), EGCSVHWF (C), EGCSVHWF-FR (C), EGCSVHWF-SP (C), EGCSVHWN (C), EGCSVRF (C), EGCSVRN (C), EGCSVWA (C), E [Edwards, Kidde] [AUDIO 25v] [25V AUDIO] EGCF-S2VMH (C), G4F-S2, G4F-S2V1575, G4F-S2VM, G4HFRF-S2, G4HFRF-S2VMC, G4HFRN-S2, G4HFRN-S2VMC, G4HFWA-S2, G4HFWA-S2VMA, G4HFWA-S2VMC, G4HFWF-S2, G4HFWF-S2VMC, G4HFWN-S2, G4HFWN-S2VMA, G4HFWN-S2VMC, G4RF-S2, G4RF [Edwards, Kidde] [AUDIO 25v] [25V AUDIO] EGCSRF (C), EGCSRN (C), EGCSVHRF (C), EGCSVHRF-FR (C), EGCSVHRF-SP (C), EGCSVHRN (C), EGCSVHWA (C), EGCSVHWF (C), EGCSVHWF-FR (C), EGCSVHWF-SP (C), EGCSVHWN (C), EGCSVRF (C), EGCSVRN (C), EGCSVWA (C), EGC
62bcc121-70a7-4ec0-a0c4-18e20cb48624 | NFPA 170 SPEAKER STROBE |  |  | North | Potter |  | Speaker/Strobe |  |  |  | Module | TRUE | SPKSTR-24WLPPR |  | Low Profile Speaker/Strobe, Wall, Plain Red | 1 | 0 | 0.18 |  |  |  |  | FALSE | [5 empty] | #FF0070C0 | FA-NFPA 170 SPEAKER STROBE | 1 | FALSE | FALSE | FALSE | 2019 | [13 empty] | FALSE | [7 empty] | THOR\acont | 2024-09-08 17:27 |  | [Gentex, Hochiki, Potter] [AUDIO 70.7v] [70V AUDIO] CSPKSTR-24AR (C), CSPKSTR-24AW (C), CSPKSTR-24BR (C), CSPKSTR-24BW (C), CSPKSTR-24GR (C), CSPKSTR-24GW (C), CSPKSTR-24RR (C), CSPKSTR-24RW (C), FASPKR-R (C), FASPKR-W (C), FASPKR-WR, FASPKR-WW, FASPK-WP [Gentex, Hochiki, Potter] [AUDIO 25v] [25V AUDIO] CSPKSTR-24AR (C), CSPKSTR-24AW (C), CSPKSTR-24BR (C), CSPKSTR-24BW (C), CSPKSTR-24GR (C), CSPKSTR-24GW (C), CSPKSTR-24RR (C), CSPKSTR-24RW (C), FASPKR-R (C), FASPKR-W (C), FASPKR-WR, FASPKR-WW, FASPK-WPR, [Potter] [NAC] [UL MAX] SPKSTR-24WLPPR, SPKSTR-24WLPPW, SPKSTR-24WLPR, SPKSTR-24WLPW
8e8d2733-6091-4aa2-a65f-18eb107b0c05 |  |  |  | North | Kidde |  | Cards & Components |  |  |  | Card | TRUE | ANS50AM |  | 50W expander module /w microphone | 1 | [6 empty] | TRUE | [5 empty] | #FFFFFFFF |  |  | FALSE | FALSE | FALSE | [14 empty] | FALSE | [5 empty] | DESKTOP-7EIEB7A\acont | 2021-05-24 09:30 | THOR\acont | 2024-10-09 10:48 | Cloned from Edwards ANS50AM |  | [Edwards, Kidde] ANS50A, ANS50AM, ANS50AMD, ANS50AMD2
4b7f4e14-4da4-41d9-b4d5-18eec0462734 | NFPA 170 ADDRESSABLE OUTPUT MODULE |  |  | North | Gamewell FCI |  | Addressable Control/Relay |  |  |  | Module | TRUE | AOM-2RF | ++ | Addressable Relay Module W/ FlashScan, 2 Form-C Dry Contacts | 1 | 0.000375 | 0.0065 |  |  |  |  | FALSE | FALSE | FLUSH |  | 4" SQ. DEEP | N/A | #FFFF0000 | FA-NFPA 170 ADDRESSABLE OUTPUT MODULE | 1 | FALSE | FALSE | FALSE | 1100 |  |  | 7300-0028:0219 | [10 empty] | FALSE |  |  | RM |  |  |  |  | THOR\acont | 2024-09-08 17:27 |  | [Gamewell FCI] [SLC MODULES] [*] [#3 TYPE ADDR ¦ MODULES] AMM-2F, AMM-2IF, AMM-2RF, AMM-2RIF, AMM-4F, AMM-4SF, AOM-2RF, AOM-2SF, AOM-TELF, MMI-10F, MMI-6SF, MMO-6RF, MMO-6SF, MS-7AF, MS-7ASF, MS-7S w/AMM-2F, MS-WS w/AMM-2F, TC81021000, VW-GATE, WAM-MM, W [Gamewell FCI] [AUX POWER, RELAY] [RELAY INPUT ++] AOM-2RF [Gamewell FCI] [SLC MODULES/SENSORS] [#02 ++] AMM-2IF, AMM-2RIF, AOM-2RF, MMI-10F, MMI-6SF, MMO-6RF, MMO-6SF, VW-GATE [Gamewell FCI] [SLC MODULES] [#02 ++] AMM-2IF, AMM-2RIF, AOM-2RF, MMI-10F, MMI-6SF, MMO-6RF, MMO-6SF, VW-GATE [Gamewell FCI] [SLC MODULES SENSORS] [*] [#1 SHARED ADDR ¦ MODULES] AMM-2F, AMM-2IF, AMM-2RF, AMM-2RIF, AMM-4F, AMM-4SF, AOM-2RF, AOM-2SF, AOM-TELF, MMI-10F, MMI-6SF, MMO-6RF, MMO-6SF, MS-7AF, MS-7ASF, MS-7S w/AMM-2F, MS-WS w/AMM-2F, TC81021000, VW-DIS-D | [Gamewell FCI] AOM-2RF
671f12e8-6ece-4685-a535-18f583640ef3 |  |  |  | North | Edwards |  | Hardware |  |  |  | Hardware | TRUE | MN-GVSV1 |  | HPSA Site verification/assessment, w/o travel | 1 | [6 empty] | FALSE | [5 empty] | #FFFFFFFF |  |  | FALSE | FALSE | FALSE | [14 empty] | FALSE | [7 empty] | THOR\acont | 2024-10-09 10:48
d311c9af-7a23-4f3d-af74-18f7877606b7 | NFPA 170 SMOKE DETECTOR |  |  | North | Potter |  | Smoke Detector |  |  |  | Module | TRUE | U5015 | + | SmokeWatch™ Explosion Proof Smoke Detector | 1 | 0.1458 | 0.1458 |  |  |  |  | TRUE | TRUE |  |  |  |  | #FFFF0000 | FA-NFPA 170 SMOKE DETECTOR | 1 | FALSE | FALSE | FALSE | 1408 | [16 empty] | XP |  |  | THOR\acont | 2025-01-20 12:26 |  |  | Cloned from Det-Tronics U5015 | [Det-Tronics, Dräger, Potter] [AUX POWER] [*] Flame 3000, U5015 (C), X3301, X3302, X5200 [Det-Tronics, Dräger, Potter] [IDC] 01 Flame 3000, U5015 (C), X3301, X3302, X5200
c9bea178-0972-4680-92e5-18f88ebbbdad | NFPA 170 HORN STROBE |  |  | North | Edwards |  | Horn/Strobe |  |  |  | Module | TRUE | G4AVRF-SP |  | Wall horn-strobe, red, FUEGO | 1 | [6 empty] | FALSE |  | GRSW-10 |  |  |  | #FF0070C0 | FA-NFPA 170 HORN STROBE | 1 | FALSE | FALSE | FALSE | 2012 | [13 empty] | FALSE | [5 empty] | DESKTOP-7SAL8M7\acont | 2019-08-29 12:20 | THOR\acont | 2024-09-08 17:27 |  | [Edwards, Kidde] [NAC] [VDC, LOW DB] EG4AVRF, EG4AVRF-FR, EG4AVRF-SP, EG4AVRN, EG4AVWF, EG4AVWF-FR, EG4AVWF-SP, EG4AVWN, G4AVRF, G4AVRF-FR, G4AVRF-SP, G4AVRN, G4AVWF, G4AVWF w/STI, G4AVWF-FR, G4AVWF-SP, G4AVWN [Edwards, Kidde] [NAC] [VFWR, LOW DB] EG4AVRF, EG4AVRF-FR, EG4AVRF-SP, EG4AVRN, EG4AVWF, EG4AVWF-FR, EG4AVWF-SP, EG4AVWN, G4AVRF, G4AVRF-FR, G4AVRF-SP, G4AVRN, G4AVWF, G4AVWF w/STI, G4AVWF-FR, G4AVWF-SP, G4AVWN [Edwards, Kidde] [NAC] [VFWR, HIGH DB] EG4AVRF, EG4AVRF-FR, EG4AVRF-SP, EG4AVRN, EG4AVWF, EG4AVWF-FR, EG4AVWF-SP, EG4AVWN, G4AVRF, G4AVRF-FR, G4AVRF-SP, G4AVRN, G4AVWF, G4AVWF w/STI, G4AVWF-FR, G4AVWF-SP, G4AVWN [Edwards, Kidde] [NAC] [VDC, HIGH DB] EG4AVRF, EG4AVRF-FR, EG4AVRF-SP, EG4AVRN, EG4AVWF, EG4AVWF-FR, EG4AVWF-SP, EG4AVWN, G4AVRF, G4AVRF-FR, G4AVRF-SP, G4AVRN, G4AVWF, G4AVWF w/STI, G4AVWF-FR, G4AVWF-SP, G4AVWN
ddbf3a03-1746-499f-b6bd-18f981eed678 | NFPA 170 SMOKE DETECTOR |  |  | North | Notifier |  | Smoke Detector |  |  |  | Module | TRUE | HFS-PT | ++ | Photoelectric smoke detector with thermal, includes base | 1 | 0.0003 | 0.0065 |  |  |  |  | FALSE | TRUE |  |  |  |  | #FFFF0000 | FA-NFPA 170 SMOKE DETECTOR | 1 | FALSE | FALSE | FALSE | 1408 | [13 empty] | FALSE | [7 empty] | THOR\acont | 2024-09-08 17:27 | 20191121 AC Detector without base | [Honeywell, Notifier, System Sensor] [SLC MODULES SENSORS] [*] [#2 SHARED ADDR ¦ SENSORS] 2251B (C), 2251-COPTIR (C), 2251-COPTIR w/B200S-WH (C), 2251TB (C), 2251TMB (C), 5251B (C), 5251B-WP (C), 5251H (C), 5251RB (C), 5251RB-WP (C), 7251 (C), 7251DH (C) [Honeywell, Notifier, System Sensor] [SLC SENSORS] [*] [#4 TYPE ADDR ¦ SENSORS] 2251B (C), 2251-COPTIR (C), 2251-COPTIR w/B200S-WH (C), 2251TB (C), 2251TMB (C), 5251B (C), 5251B-WP (C), 5251H (C), 5251RB (C), 5251RB-WP (C), 7251 (C), 7251DH (C), DH200LP
5475bb5b-86a7-4b94-901f-18f9bd9a0de9 | CADGEN KEYPAD |  |  | North | Bosch |  | Keypad Interface |  |  |  | Module | TRUE | B921C | ++ | Two-line Keypad w/Touch keys, Inputs, SDI2 | 1 | 0.045 | 0.085 |  |  | 12 | [7 empty] | #FFFF0000 | FA-CADGEN KEYPAD | 1 | FALSE | FALSE | FALSE | [20 empty] | DESKTOP-7EIEB7A\acont | 2021-08-13 06:25 | THOR\acont | 2024-09-08 17:27 |  | [BluePoint, Bosch] [SDI2 BOSCH] [*] [ALL DEVICES ++] B208, B299, B308, B426, B450, B450-CHI, B450-M, B810, B820, B901, B915, B915I, B920, B921C, B925F, B926F, B930, B940W, B942, B942W, BP-BHE-B208A, BP-BHE-B299
85e36a68-cd3d-4248-bee5-18fbd5a11526 |  |  |  | North | Autocall |  | Cards & Components |  |  |  | Card | TRUE | A010-9604 CPU |  | CPU Assembly | 1 | 0.356 | 0.605 |  |  |  |  | TRUE | [5 empty] | #FFFFFFFF |  |  | FALSE | FALSE | FALSE | [20 empty] | DESKTOP-7SAL8M7\acont | 2020-03-10 08:31 | THOR\acont | 2024-10-09 10:48 | Cloned from AutoCall A010-9602 CPU |  | [Autocall, Simplex] 4007-9101(BA) CPU, 4007-9102(BA) CPU, 4007-9202 CPU, A010-9422 CPU, A010-9425 CPU, A010-9426 CPU, A010-9602 CPU, A010-9604 CPU, A100-5101, A100-5111, A100-5115 [Autocall, Simplex] 4007-9101(BA) CPU, 4007-9102(BA) CPU, 4007-9202 CPU, 4100-5311, A007-9101/9102 CPU, A007-9202 CPU, A010-9422 CPU, A010-9425 CPU, A010-9426 CPU, A010-9601 ESS, A010-9602 CPU, A010-9604 CPU, A100-5101, A100-5311, A100-5325, A100-9121 CPU [Autocall] A007-9202 CPU, A010-9422 CPU, A010-9425 CPU, A010-9426 CPU, A010-9602 CPU, A010-9604 CPU [Autocall] A010-9422 CPU, A010-9425 CPU, A010-9426 CPU, A010-9602 CPU, A010-9604 CPU, A100-2135 [Autocall] A007-9101/9102 CPU, A007-9202 CPU, A010-9422 CPU, A010-9425 CPU, A010-9426 CPU, A010-9601 ESS, A010-9602 CPU, A010-9604 CPU, A100-0620, A100-0625, A100-1291, A100-9121 CPU, A100-9131 CPU, A100-9314 CPU, A100-9331 CPU
ab1b8ab7-4c3e-49c9-b74d-190598bcd408 |  |  |  | North | Edwards |  | Hardware |  |  |  | Hardware | TRUE | MN-GVCOM1 |  | HPSA site commissioning - 2 days max 4 HPSA, w/o travel | 1 | [6 empty] | FALSE | [5 empty] | #FFFFFFFF |  |  | FALSE | FALSE | FALSE | [14 empty] | FALSE | [7 empty] | THOR\acont | 2024-10-09 10:48
999052b0-05b1-44be-9f0c-1906c6eb714a | NFPA 170 SPEAKER STROBE |  |  | North | Eaton Wheelock |  | Speaker/Strobe |  |  |  | Module | TRUE | LSPSTR3-N |  | WALL SPEAKER STROBE, RED, NONE | 1 | [6 empty] | TRUE | [5 empty] | #FF0070C0 | FA-NFPA 170 SPEAKER STROBE | 1 | FALSE | FALSE | FALSE | 2020 | [19 empty] | DESKTOP-7EIEB7A\acont | 2021-04-12 12:15 | THOR\acont | 2024-09-08 17:27 | Cloned from Eaton Wheelock LSPSTR3-NA | [Eaton Wheelock] [NAC] LSPSTR3, LSPSTR3-AL, LSPSTR3-ALA, LSPSTR3-N, LSPSTR3-NA, LSPSTW3, LSPSTW3-AL, LSPSTW3-ALA, LSPSTW3-N, LSPSTW3-NA [Eaton Wheelock] [AUDIO 70.7v] [70V AUDIO] LSPKC (C), LSPKRC (C), LSPKRC-AL (C), LSPKRC-N (C), LSPKWC (C), LSPKWC-AL (C), LSPKWC-N (C), LSPSTC3 (C), LSPSTR3, LSPSTR3-AL, LSPSTR3-ALA, LSPSTR3-N, LSPSTR3-NA, LSPSTRC3 (C), LSPSTRC3-AL (C), LSPSTW3, LSPSTW3- [Eaton Wheelock] [AUDIO 25v] [25V AUDIO] LSPKC (C), LSPKRC (C), LSPKRC-AL (C), LSPKRC-N (C), LSPKWC (C), LSPKWC-AL (C), LSPKWC-N (C), LSPSTC3 (C), LSPSTR3, LSPSTR3-AL, LSPSTR3-ALA, LSPSTR3-N, LSPSTR3-NA, LSPSTRC3 (C), LSPSTRC3-AL (C), LSPSTW3, LSPSTW3-AL
548bd276-d8b4-4431-a2ab-190c6db89981 |  |  |  | North | Potter | [5 empty] | Module | TRUE | TTS Series |  | Tank Temperature Switch | 1 | [6 empty] | FALSE | [5 empty] | #FFFFFFFF |  |  | FALSE | FALSE | FALSE | [14 empty] | FALSE | [7 empty] | THOR\acont | 2024-10-09 10:48
59f69474-de93-4bfe-84bd-1910fe3a49ae |  |  |  | North | Edwards |  | Cards & Components |  |  |  | Card | TRUE | 4-3LCD | n | DISPLAY,LCD MOD W/CABLE | 1 | 0.04 | 0.093 |  |  |  |  | TRUE | [5 empty] | #FFFFFFFF |  |  | FALSE | FALSE | FALSE | [20 empty] | DESKTOP-7SAL8M7\acont | 2019-12-13 12:52 | THOR\acont | 2024-10-09 10:48
6e460c78-0033-4f03-a9c1-1912ff0e6a52 | NFPA 170 SMOKE DETECTOR |  |  | North | MIRCOM |  | Smoke Detector |  |  |  | Module | TRUE | MIX-2251TB w/B501 | + | Intelligent Photoelectric Sensor with 135°F Fixed Temperature Heat Detector, Standard Base | 1 | 0.0003 | 0.0065 |  |  |  |  | FALSE | TRUE |  |  |  |  | #FFFF0000 | FA-NFPA 170 SMOKE DETECTOR | 1 | FALSE | FALSE | FALSE | 1408 | [13 empty] | FALSE |  |  | P, 135° |  |  | DESKTOP-7SAL8M7\acont | 2019-04-12 12:55 | THOR\acont | 2024-09-08 17:27 | 20191121 AC Detector with base | [MIRCOM] [SLC MODULES SENSORS] [*] [#2 SHARED ADDR ¦ SENSORS] DNR w/MIX-2251BR (C), DNR w/MIX-2351RAP (C), MIX-1251AP w/B200SR-LF-WH (C), MIX-1251AP w/B200SR-WH (C), MIX-1251AP w/B210LP (C), MIX-1251AP w/B224RB-WH (C), MIX-1251AP w/B501 (C), MIX-1251B w/ [MIRCOM] [SLC SENSORS] [*] [#4 TYPE ADDR ¦ SENSORS] DNR w/MIX-2251BR (C), DNR w/MIX-2351RAP (C), MIX-1251AP w/B200SR-LF-WH (C), MIX-1251AP w/B200SR-WH (C), MIX-1251AP w/B210LP (C), MIX-1251AP w/B224RB-WH (C), MIX-1251AP w/B501 (C), MIX-1251B w/B200SR-LF-
a59ed216-b837-4390-8284-1915214bbfd8 | NFPA 170 HORN STROBE CEILING |  |  | North | Siemens |  | Horn/Strobe |  |  |  | Module | TRUE | SL2FSSCW-N | S54329-F131-A1++ | Sounder-Strobe, Ceiling, Clear, White, No Lettering | 1 | [7 empty] | TRUE |  |  |  |  | #FF0070C0 | FA-NFPA 170 HORN STROBE CEILING | 1 | FALSE | FALSE | FALSE | 2023 | [16 empty] | C, LF |  |  | DESKTOP-7EIEB7A\acont | 2023-08-03 11:49 | THOR\acont | 2024-09-08 17:27 | Cloned from Siemens SL2HSCW-N | [Siemens] [NAC] [24 VDC, HORN TEMPORAL] SL2FSSCR-AL (C), SL2FSSCR-CO (C), SL2FSSCR-F (C), SL2FSSCR-N (C), SL2FSSCW-AL (C), SL2FSSCW-CO (C), SL2FSSCW-F (C), SL2FSSCW-N (C), SL2FSSWR-AL, SL2FSSWR-CO, SL2FSSWR-F, SL2FSSWR-N, SL2FSSWW-CO, SL2FSSWW-F, SL2FSSW
b80c04a1-729d-4288-9f31-19233929bf1c | NFPA 170 SOLENOID VALVE |  |  | North | Kidde |  | Solenoid |  |  |  | Module | TRUE | 85-890181-000 | ++ | Electric Control Head Kit with Control Head Monitor | 1 | 0 | 2 |  |  |  |  | FALSE | [5 empty] | #FFFF0000 | FA-NFPA 170 SOLENOID VALVE | 1 | FALSE | FALSE | FALSE | 1701 | [13 empty] | FALSE | [5 empty] | DESKTOP-7EIEB7A\acont | 2023-08-22 15:05 | THOR\acont | 2024-09-08 17:27 | Cloned from Kidde 81-895630-000 | [Kidde] [IDC] [#1 CONTROL HEAD MONITOR] 81-895630-000, 85-890181-000 [Kidde] [AUX POWER, RELEASING] [*] [INPUT TYPE] 81-895630-000, 85-890181-000
f9715691-6cb9-49fd-bf8b-1926f85a1926 |  |  |  | North | Autocall |  | Hardware |  |  |  | Hardware | TRUE | 2099-9819 | + | Flush mount adapter kit, black | 1 | [6 empty] | TRUE | [5 empty] | #FFFFFFFF |  |  | FALSE | FALSE | FALSE | [20 empty] | DESKTOP-7EIEB7A\acont | 2022-02-21 12:50 | THOR\acont | 2024-10-09 10:48 | Cloned from Simplex 2099-9819
c5eb755d-c743-44f7-aeb9-192aded06df1 | NFPA 170 STROBE WALL |  |  | North | Federal Signal |  | Strobe |  |  |  | Module | TRUE | FB24ST-024R |  | Fireball Supervised Strobe Light, Red | 1 | [6 empty] | FALSE |  | 1/2" NPT Pipe/Surface |  |  |  | #FF0070C0 | FA-NFPA 170 STROBE WALL | 1 | FALSE | FALSE | FALSE | 2023 | [13 empty] | FALSE |  |  | WP |  |  | THOR\acont | 2024-10-25 10:34 | THOR\acont | 2024-10-25 10:35 | Cloned from Federal Signal FB24ST-024A CLONED CLONED CLONED | [Federal Signal] [AUX POWER, NAC] [24 VDC] FB24ST-024A, FB24ST-024B, FB24ST-024C, FB24ST-024G, FB24ST-024R, FB2PST-012-024A, FB2PST-012-024B, FB2PST-012-024C, FB2PST-012-024G, FB2PST-012-024R, FB2PST-I-024A, FB2PST-I-024B, FB2PST-I-024C, FB2PST-I-024G, F
d61ca9d1-0fbd-4e53-9210-192ea0829f1a | NFPA 170 HEAT DETECTOR |  |  | North | Hochiki |  | Heat Detector |  |  |  | Module | TRUE | DCD-190 w/NS4-221 STANDARD BASE | DCD-190 w/NS4-221 STANDARD BASE | HEAT DETECTOR w/ STANDARD BASE | 1 |  | 0.196 |  |  |  |  | TRUE | TRUE |  | *Refer to Install Sheet |  |  | #FFFF0000 | FA-NFPA 170 HEAT DETECTOR | 1 | FALSE | FALSE | FALSE | 1403 | [19 empty] | DESKTOP-0D6CQVA\lousc | 2019-10-12 07:53 | THOR\acont | 2024-09-08 17:27 | Cloned from Hochiki DCD-135 w/NS4-221 STANDARD BASE | [Hochiki] [IDC] 01 [IDC] DCD-135 w/HSC-220L LATCHING LED BASE (C), DCD-135 w/HSC-220R - 2 WIRE RELAY BASE (C), DCD-135 w/HSC-221L LATCHING LED BASE (C), DCD-135 w/HSC-221R - 2 WIRE RELAY BASE (C), DCD-135 w/HSC-224L LATCHING LED BASE (C), DCD-135 w
d323e883-29d3-48d7-bfec-1933e3688544 | NFPA 170 GAS DETECTOR |  |  | North | Macurco |  | Gas Detection |  |  |  | Module | TRUE | CM-E1-RF | ++ | Round Flush Mount Carbon Monoxide Gas Detector | 1 | 0.015 | 0.035 |  |  |  |  | FALSE | [5 empty] | #FFFF0000 | FA-NFPA 170 GAS DETECTOR | 1 | FALSE | FALSE | FALSE | 1402 | [13 empty] | FALSE |  |  | CO, NO2 |  |  | DESKTOP-7EIEB7A\acont | 2023-02-10 09:44 | THOR\acont | 2024-09-08 17:27 | Cloned from Macurco CM-E1 | [Honeywell, Macurco] [RS-485] [DATA INPUT] 8100 EC, C7233A, C7263A, CD-6G, CD-6H, CD-6MC, CM-15, CM-15A, CM-6, CM-E1, CM-E1-FTG, CM-E1-RF, CM-E1-RS, CM-S1, CX-6, EX-CO-1000P-O, GD-2B, XNX-UTAV-RNCB1 [Macurco] [IDC] [#2 TROUBLE] CM-E1, CM-E1-FTG, CM-E1-RF, CM-E1-RS [Honeywell, Macurco] [AUX POWER] [*] [24VDC] 8100 EC, C7233A, C7263A, CD-6G, CD-6H, CD-6MC, CM-15, CM-15A, CM-6, CM-E1, CM-E1-FTG, CM-E1-RF, CM-E1-RS, CM-S1, CX-6, EX-CO-1000P-O, GD-2B, TXP-T40, XNX-UTAV-RNCB1 [Honeywell, Macurco] [IDC] [#1 ALARM] 8100 EC, C7233A, C7263A, CD-6G, CD-6H, CD-6MC, CM-15, CM-15A, CM-6, CM-E1, CM-E1-FTG, CM-E1-RF, CM-E1-RS, CM-S1, CX-6, EX-CO-1000P-O, GD-2B, TXP-T40, XNX-UTAV-RNCB1
f10147f4-5bf9-4ce0-bd97-193413ab18ba | NFPA 170 MANUAL PULL |  |  | North | Sigcom |  | Manual Station |  |  |  | Module | TRUE | SG-42SK1 | +x | Dual Action Pull Station, SPST, Red | 1 | [6 empty] | TRUE | [5 empty] | #FFFF0000 | FA-NFPA 170 MANUAL PULL | 1 | FALSE | FALSE | FALSE | 957 | [19 empty] | XPS-17-9710\August | 2025-01-02 15:34 |  |  | Cloned from Sigcom SG-42SK2-SC | [Sigcom] [IDC] 01 SG-42CXK1-BL, SG-42CXK1E-BL, SG-42CXK1E-GR, SG-42CXK1E-RD, SG-42CXK1E-YL, SG-42CXK1-GR, SG-42CXK1-RD, SG-42CXK1-YL, SG-42CXK2-BL, SG-42CXK2-GR, SG-42CXK2-RD, SG-42CXK2-YL, SG-42SK1, SG-42SK1-SC, SG-42SK2, SG-42SK2-SC, SGX-32SK1-SC
9dec283c-3982-4c70-9be4-19379f67b614 |  |  |  | North | Siemens | [5 empty] | Module | TRUE | FS-1400 | S54430-F306-A1 | LONG RANGE SIMULATOR - MULTI IR | 1 | [12 empty] | #FFFFFFFF |  |  | FALSE | FALSE | FALSE | [20 empty] | DESKTOP-7SAL8M7\acont | 2019-08-13 09:04 | THOR\acont | 2024-10-09 10:48
7d2ca7fd-1608-42bc-9a6a-1941d497959e | NFPA 170 AMPLIFIER RACK | RISER AMP |  | North | Notifier |  | Amplifier |  |  |  | Assembly | TRUE | NFC-50/100 (50W, 70V) | + | (Primary Operating Console) 50 Watt, 70VRMS single speaker zone emergency voice evacuation system, integral microphone, built in tone generator and 14 recordable messages. | 1 | [6 empty] | FALSE | [5 empty] | #FFFF0000 | FA-NFPA 170 AMPLIFIER RACK | 1 | FALSE | FALSE | FALSE | 300 | [8 empty] | 7,12,18,26 |  |  | 7.5 | 50 | TRUE | [5 empty] | DESKTOP-7SAL8M7\acont | 2019-10-02 17:27 | THOR\acont | 2024-09-08 17:27 | Cloned from Firelite ECC-50/100 (50W, 25V)
ac95e594-f034-4f57-91eb-194f7561de18 | NFPA 170 JUNCTION BOX |  |  | North | Block Definition Only |  | Junction Box |  |  |  | Module | TRUE | NFPA 170 JUNCTION BOX |  | NFPA 170 JUNCTION BOX | 1 | [12 empty] | #FF00B050 | FA-NFPA 170 JUNCTION BOX | 1 | FALSE | FALSE | FALSE | 6000 | [19 empty] | AULAPTOP-PC\Aulaptop | 2020-03-26 07:41 | THOR\acont | 2024-09-08 17:27
6466098c-1690-41f7-8ed1-194fd5b8c8ef |  |  |  | North | Edwards |  | Hardware |  |  |  | Hardware | TRUE | FSAT3 |  | Annunciator Trim Plate, 3 gang | 1 | [6 empty] | FALSE | [5 empty] | #FFFFFFFF |  |  | FALSE | FALSE | FALSE | [14 empty] | FALSE | [7 empty] | THOR\acont | 2024-10-09 10:48
eb0baa4f-afd4-49b2-8cef-19529aa801c0 |  |  |  | North | Edwards |  | Hardware |  |  |  | Hardware | TRUE | 454748ARE |  | 16/4 Solid Twisted,OS, Red-Jacket FPLP (Plenum) | 1 | [6 empty] | FALSE | [5 empty] | #FFFFFFFF |  |  | FALSE | FALSE | FALSE | [14 empty] | FALSE | [7 empty] | THOR\acont | 2024-10-09 10:48
7707f258-8f21-429d-86af-195b86f7c057 | NFPA 170 CLEAN AGENT ABORT SWITCH |  |  | North | Block Definition Only |  | Switch |  |  |  | Module | TRUE | NFPA 170 CLEAN AGENT ABORT SWITCH |  | NFPA 170 CLEAN AGENT ABORT SWITCH | 1 | [12 empty] | #FFFF0000 | FA-NFPA 170 CLEAN AGENT ABORT SWITCH | 1 | FALSE | FALSE | FALSE | 903 | [19 empty] | AULAPTOP-PC\Aulaptop | 2020-03-26 07:41 | THOR\acont | 2024-09-08 17:27
f217fe1a-b4cf-411a-8bef-19627ed05262 | NFPA 170 STROBE CEILING |  |  | North | Simplex |  | Strobe |  |  |  | Module | TRUE | 4906-9208 | + | Multi-Candela Addressable Combination Strobe assembly with amber lens, ALERT strobe on top and clear lens, FIRE strobe on bottom, Red | 1 | 0 | 0 |  |  |  |  | TRUE | TRUE |  |  |  |  | #FF0070C0 | FA-NFPA 170 STROBE CEILING | 1 | FALSE | FALSE | FALSE | 2022 | [16 empty] | C |  |  | DESKTOP-7EIEB7A\acont | 2022-03-07 09:35 | THOR\acont | 2024-09-08 17:27 | Cloned from Autocall A4906-9208 | [Autocall, Simplex] [IDNac] [23 VDC RMS] 4906-9208 (C), 4906-9211 (C), A4906-9208 (C), A4906-9211 (C)
3fcb55c6-3335-472f-949e-1962d979c3c2 | NFPA 170 FIRE ALARM CONTROL UNIT | RISER FACP |  | North | Monaco Enterprises |  | Fire Alarm Control Unit |  |  |  | Assembly | TRUE | 227-966-xx | ++ | MAAP-X point reporting, addressable, fire alarm control, mass notification, voice evacuation panel, integrated radio transceiver—single comm: -One AAC II backplane for ADCs/SOCs -One ADC supporting 198 addressable devices -One SOC, 25 VAC RMS, 32 W audio output -NEMA 1 flush-mount red enclosure | 1 | [10 empty] | 43 in. H x 18 in. W x 3.6 in. D |  | #FFFF0000 | FA-NFPA 170 FIRE ALARM CONTROL UNIT | 1 | FALSE | FALSE | FALSE | 202 | [8 empty] | 18 | 4 | 18 |  |  | TRUE | [5 empty] | AULAPTOP-PC\Aulaptop | 2019-04-20 03:50 | THOR\acont | 2024-09-08 17:27
76bd98c7-32e0-4b2c-ac42-1964eabe943a | NFPA 170 SPEAKER CEILING |  |  | North | Edwards |  | Speaker |  |  |  | Module | TRUE | 964-5A-8SW |  | 15cd Strobe, 8" Square Cone, 25V .5, 1, 2, 4w | 1 | [6 empty] | FALSE | TRUE |  |  |  |  | #FF0070C0 | FA-NFPA 170 SPEAKER CEILING | 1 | FALSE | FALSE | FALSE | 2019 | [13 empty] | FALSE |  |  | C |  |  |  |  | THOR\acont | 2024-09-08 17:27
491f434c-8aab-4ebc-9e1f-1968df8ea598 | NFPA 170 HORN STROBE CEILING |  |  | North | Potter |  | Horn/Strobe |  |  |  | Module | TRUE | CCHS-24BW |  | Horn Strobe, Ceiling, White, Blue | 1 | 0 | 0.147 |  |  |  |  | FALSE | TRUE |  |  |  |  | #FF0070C0 | FA-NFPA 170 HORN STROBE CEILING | 1 | FALSE | FALSE | FALSE | 2013 |  |  | 7135-0328:0205 | [10 empty] | FALSE |  |  | C |  |  |  |  | THOR\acont | 2024-09-08 17:27 |  | [Potter] [NAC] [UL MAX, HIGH DB] CCHS-24AR (C), CCHS-24AW (C), CCHS-24BR (C), CCHS-24BW (C), CCHS-24GR (C), CCHS-24GW (C)
45776b5c-7d98-474e-9669-1969fc1fed7d |  |  |  | North | Kidde | [5 empty] | Module | TRUE | GSA-RB4 |  | Signature detector mounting base with-relay, includes GSA-TS4 trim skirt | 1 | [6 empty] | FALSE | [5 empty] | #FFFFFFFF |  |  | FALSE | FALSE | FALSE | [14 empty] | FALSE | [5 empty] | AULAPTOP-PC\Aulaptop | 2018-09-03 13:55 | THOR\acont | 2024-10-09 10:48
6a14d237-5606-4aa4-9bba-196ed4409938 | NFPA 170 HEAT DETECTOR |  |  | North | Hochiki |  | Heat Detector |  |  |  | Module | TRUE | DCD-135 w/HSC-220R - 2 WIRE RELAY BASE | DCD-135 w/HSC-220R - 2 WIRE RELAY BASE | HEAT DETECTOR w/ 2 WIRE RELAY BASE | 1 |  | 0.238 |  |  |  |  | TRUE | TRUE |  | *Refer to Install Sheet |  |  | #FFFF0000 | FA-NFPA 170 HEAT DETECTOR | 1 | FALSE | FALSE | FALSE | 1403 | [16 empty] | R |  |  | DESKTOP-0D6CQVA\lousc | 2019-10-12 07:39 | THOR\acont | 2024-09-08 17:27 | from Hochiki DCD-135 w/HSC-220R - 2 WIRE RELAY BASE | [Hochiki] [IDC] 01 [IDC] DCD-135 w/HSC-220L LATCHING LED BASE (C), DCD-135 w/HSC-220R - 2 WIRE RELAY BASE (C), DCD-135 w/HSC-221L LATCHING LED BASE (C), DCD-135 w/HSC-221R - 2 WIRE RELAY BASE (C), DCD-135 w/HSC-224L LATCHING LED BASE (C), DCD-135 w
5a4ef1a2-b641-4a48-b7ea-1972f192b98e | NFPA 170 ASPIRATING SMOKE DETECTOR |  |  | North | Xtralis |  | Air Sampling Detection |  |  |  | Module | TRUE | XAS-1-US | ++ | Air-sampling Smoke Detector with 1 inlet | 1 | 0.35 | 0.35 |  |  | 24 |  | TRUE | TRUE |  |  | 10.2 in. x 12.6 in. x 6.5 in. (259 mm x 321 mm x 166 mm) |  | #FFFF0000 | FA-NFPA 170 ASPIRATING SMOKE DETECTOR | 1 | FALSE | FALSE | FALSE | 1408 | [19 empty] | DESKTOP-7EIEB7A\acont | 2023-01-04 12:26 | THOR\acont | 2024-09-08 17:27 | Cloned from Xtralis VLI-880 | [Xtralis] [AUX POWER] [10] VEP-A00-1P, VEP-A00-1P-NTF, VEP-A00-P, VEP-A00-P-NTF, VEP-A10-P, VEP-A10-P-NTF, VEU-A00, VLF-250 (C), VLF-500 (C), VLI-880 (C), VLI-885 (C), XAS-1-US (C), XAS-2-US (C) [Xtralis] [AUX POWER] [5] VEP-A00-1P, VEP-A00-1P-NTF, VEP-A00-P, VEP-A00-P-NTF, VEP-A10-P, VEP-A10-P-NTF, VEU-A10, VLF-250 (C), VLF-500 (C), VLI-880 (C), VLI-885 (C), XAS-1-US (C), XAS-2-US (C) [Gamewell FCI, Xtralis] [IDC] 03 [FIRE1] 7100X (C), 8100 (C), 9400X (C), AAD-7100X (C), AAD-8100 (C), VEP-A00-1P, VEP-A00-1P-NTF, VEP-A00-P, VEP-A00-P-NTF, VEP-A10-P, VEP-A10-P-NTF, VLF-250 (C), VLF-500 (C), VLI-880 (C), VLI-885 (C), XAS-1-US (C), XAS-2- [Xtralis] [AUX POWER] [5] VEP-A00-1P, VEP-A00-1P-NTF, VEP-A00-P, VEP-A00-P-NTF, VEP-A10-P, VEP-A10-P-NTF, VEU-A00, VLF-250 (C), VLF-500 (C), VLI-880 (C), VLI-885 (C), XAS-1-US (C), XAS-2-US (C) [Xtralis] [AUX POWER] [1] VEP-A00-1P, VEP-A00-1P-NTF, VEP-A00-P, VEP-A00-P-NTF, VEP-A10-P, VEP-A10-P-NTF, VEU-A10, VLF-250 (C), VLF-500 (C), VLI-880 (C), VLI-885 (C), XAS-1-US (C), XAS-2-US (C) [Gamewell FCI, Xtralis] [IDC] 01 [FAULT 1] 7100X (C), 8100 (C), 9400X (C), AAD-7100X (C), AAD-8100 (C), VEP-A00-1P, VEP-A00-1P-NTF, VEP-A00-P, VEP-A00-P-NTF, VEP-A10-P, VEP-A10-P-NTF, VLF-250 (C), VLF-500 (C), VLI-880 (C), VLI-885 (C), XAS-1-US (C), XAS- [Gamewell FCI, Xtralis] [IDC] 02 [ACTION] 7100X (C), 8100 (C), 9400X (C), AAD-7100X (C), AAD-8100 (C), VEP-A00-1P, VEP-A00-1P-NTF, VEP-A00-P, VEP-A00-P-NTF, VEP-A10-P, VEP-A10-P-NTF, VLF-250 (C), VLF-500 (C), VLI-880 (C), VLI-885 (C), XAS-1-US (C), XAS-2 [Xtralis] [AUX POWER] [*] VEP-A00-1P, VEP-A00-1P-NTF, VEP-A00-P, VEP-A00-P-NTF, VEP-A10-P, VEP-A10-P-NTF, VLF-250 (C), VLF-500 (C), VLI-880 (C), VLI-885 (C), XAS-1-US (C), XAS-2-US (C) [Xtralis] [AUX POWER] [1] VEP-A00-1P, VEP-A00-1P-NTF, VEP-A00-P, VEP-A00-P-NTF, VEP-A10-P, VEP-A10-P-NTF, VEU-A00, VLF-250 (C), VLF-500 (C), VLI-880 (C), VLI-885 (C), XAS-1-US (C), XAS-2-US (C) [Xtralis] [AUX POWER] [10] VEP-A00-1P, VEP-A00-1P-NTF, VEP-A00-P, VEP-A00-P-NTF, VEP-A10-P, VEP-A10-P-NTF, VEU-A10, VLF-250 (C), VLF-500 (C), VLI-880 (C), VLI-885 (C), XAS-1-US (C), XAS-2-US (C)
020a9d31-ecb5-4147-bb84-1976b6b14f29 | NFPA 170 FIRE PHONE |  |  | North | Autocall |  | Fire Phone |  |  |  | Module | TRUE | A2084-9003 | ++ | Firefighter Telephone Assembly with 2975-9053 backbox | 1 | [6 empty] | FALSE | [5 empty] | #FFFF0000 | FA-NFPA 170 FIRE PHONE | 1 | FALSE | FALSE | FALSE | [14 empty] | FALSE | [5 empty] | THOR\acont | 2025-02-04 12:25 | THOR\acont | 2025-02-04 12:31 | Cloned from Autocall A2084-9002 | [Autocall, Potter, Simplex] [FFT] [FFT] 2084-9001, 2084-9002, 2084-9003, 2084-9006, 2084-9007, 2084-9014, 2084-9018, 2084-9023, 2084-9024, A2084-9001, A2084-9002, A2084-9003, A2084-9006, A2084-9007, A2084-9014, A2084-9018, A2084-9023, A2084-9024, FFT-FPJ
15c7cb8a-bff9-4e27-9a2d-197780f7d25d |  |  |  | North | Kidde |  | Cards & Components |  |  |  | Card | TRUE | PS10-4B |  | Power Supply | 1 | 0.088 | 0.169 |  |  |  |  | FALSE | [5 empty] | #FFFFFFFF |  |  | FALSE | FALSE | FALSE | [14 empty] | FALSE | [7 empty] | THOR\acont | 2024-10-09 10:48 |  |  | [Edwards, Kidde] PS10-4B
934d1afd-d70b-4d5f-9f0f-19834b6451ed | NFPA 170 NOTIFICATION CIRCUIT EXTENDER PANEL | RISER NAC |  | North | Kidde |  | Notification Circuit Extender Panel |  |  |  | Assembly | TRUE | APS6A |  | Remote Auxiliary/Booster Power Supply, 6.5A, 120Vac, Red | 1 | [6 empty] | FALSE | [5 empty] | #FFFF0000 | FA-NFPA 170 NOTIFICATION CIRCUIT EXTENDER PANEL | 1 | FALSE | FALSE | FALSE | 212 | [8 empty] | 7,12,18,65 |  |  |  |  | TRUE | [5 empty] | DESKTOP-7SAL8M7\acont | 2020-01-02 07:57 | THOR\acont | 2024-09-08 17:27 | Cloned from Edwards APS6A
02595fb6-aee8-41e5-934d-19838aabcb94 | NFPA 170 HORN STROBE CEILING |  |  | North | System Sensor |  | Horn/Strobe |  |  |  | Module | TRUE | PC2WH | + | 2-Wire, Horn Strobe, White, High CD | 1 | 0 | 0.071 |  |  |  |  | FALSE | TRUE |  |  |  |  | #FF0070C0 | FA-NFPA 170 HORN STROBE CEILING | 1 | FALSE | FALSE | FALSE | 2013 | [13 empty] | FALSE |  |  | C |  |  | DESKTOP-7EIEB7A\acont | 2021-07-29 12:01 | THOR\acont | 2024-09-08 17:27 | Cloned from System Sensor PC2W | [System Sensor] [NAC] [VFWR, TEMPORAL HIGH] PC2RH (C), PC2RHK (C), PC2WH (C), PC2WHK (C) [System Sensor] [NAC] [VDC, TEMPORAL HIGH] PC2RH (C), PC2RHK (C), PC2WH (C), PC2WHK (C)
92a085c6-625f-4ae4-99e4-1989bf71ba55 | NFPA 170 FIRE ALARM CONTROL UNIT | RISER FACP |  | North | Monaco Enterprises |  | Fire Alarm Control Unit |  |  |  | Assembly | TRUE | 227-869-xx |  | MAAP(+) Point Reporting 24" Nema 3R enclosure, Specify Frequency | 1 | [12 empty] | #FFFF0000 | FA-NFPA 170 FIRE ALARM CONTROL UNIT | 1 | FALSE | FALSE | FALSE | 202 | [13 empty] | TRUE | [5 empty] | AULAPTOP-PC\Aulaptop | 2019-04-20 02:23 | THOR\acont | 2024-09-08 17:27
f08a8bbc-54c8-45da-818e-1990f779daed |  |  |  | North | Bosch | [5 empty] | Module | TRUE | TP-160 | * | Trim Plate, Request-to-Exit, Beige | 1 | [12 empty] | #FFFFFFFF |  |  | FALSE | FALSE | FALSE | [20 empty] | DESKTOP-7EIEB7A\acont | 2021-08-13 06:25 | THOR\acont | 2024-10-09 10:48
039764ac-871c-4ba0-865d-1991e694814d | NFPA 170 HEAT DETECTOR |  |  | North | Potter |  | Heat Detector |  |  |  | Module | TRUE | PAD100-HD w/PAD100-4DB | + | Heat Detector with 4" Standard Base | 1 | 0.0003 | 0.0003 |  |  |  |  | FALSE | [5 empty] | #FFFF0000 | FA-NFPA 170 HEAT DETECTOR | 1 | FALSE | FALSE | FALSE | 1403 | [13 empty] | FALSE |  |  | 4DB |  |  |  |  | THOR\acont | 2024-09-08 17:27 | 20191121 AC Detector with base | [Potter] [SLC PAD] [*] [#2 SHARED ADDR ¦ SENSORS] PAD100-CD w/PAD100-4DB, PAD100-CD w/PAD100-6DB, PAD100-CD w/PAD100-IB, PAD100-CD w/PAD100-LFSB, PAD100-CD w/PAD100-RB, PAD100-CD w/PAD100-SB, PAD100-CD w/PAD100-SPKB, PAD100-DUCT (C), PAD100-DUCTR (C), PA
04617bae-08e0-471e-9196-1994b4e8ad6d | NFPA 170 ADDRESSABLE INPUT MONITOR MODULE |  |  | North | Silent Knight |  | Addressable Module |  |  |  | Module | TRUE | SD500-SDM | ++ | Two-Wire Smoke Module | 1 | 0.00055 | 0.00055 |  |  |  |  | FALSE | [5 empty] | #FFFF0000 | FA-NFPA 170 ADDRESSABLE INPUT MONITOR MODULE | 1 | FALSE | FALSE | FALSE | 1000 | [13 empty] | FALSE | [7 empty] | THOR\acont | 2024-09-08 17:27 |  | [Silent Knight] [SLC HOCHIKI] [*] [#1 SHARED ADDR ¦ ALL] Hood System w/SD500-MIM, PS-DA w/SD500-MIM, PS-SA w/SD500-MIM, SD500-AIM, SD500-ANM, SD500-ARM, SD500-LED, SD500-MIM, SD500-PS, SD500-PSDA, SD500-SDM, SD505-AHS w/SD505-6AB, SD505-APS w/SD505-6AB ( [Silent Knight] [AUX POWER] [AUX INPUT ++] SD500-SDM | [Silent Knight] SD500-AIM, SD500-MIM, SD500-SDM
25746b50-46eb-41c7-a4bd-19952765849e | NFPA 170 FIRE ALARM CONTROL UNIT | RISER FACP |  | North | NAPCO |  | Fire Alarm Control Unit |  |  |  | Assembly | TRUE | GEMC-FW-128KT | + | 128 Point GEM-C Firewolf™ 24V Commercial Fire System Kit | 1 | [12 empty] | #FFFF0000 | FA-NFPA 170 FIRE ALARM CONTROL UNIT | 1 | FALSE | FALSE | FALSE | 202 | [13 empty] | TRUE | [5 empty] | DESKTOP-7SAL8M7\acont | 2020-01-21 11:59 | THOR\acont | 2024-09-08 17:27
8d7f81c5-d87b-4d28-b765-19976ac953cb | NFPA 170 HORN STROBE |  |  | North | Eaton Wheelock |  | Horn/Strobe |  |  |  | Module | TRUE | LFHSKR3-AL | + | Horn/Strobe Exceder Series, Red, ALERT, LED, LF, 110cd | 1 | [6 empty] | FALSE | FALSE |  |  |  |  | #FF0070C0 | FA-NFPA 170 HORN STROBE | 1 | FALSE | FALSE | FALSE | 2012 | [13 empty] | FALSE | [5 empty] | DESKTOP-7SAL8M7\acont | 2019-02-11 17:06 | THOR\acont | 2024-09-08 17:27 | Cloned from Wheelock LFHSKR3 | [Eaton Wheelock] [NAC] LFHSKR3, LFHSKR3-AL, LFHSKR3-CO, LFHSKR3-N, LFHSKW3, LFHSKW3-AL, LFHSKW3-CO, LFHSKW3-N
fc18e6b2-12b5-46ff-a66d-19a694323420 | NFPA 170 SPEAKER STROBE |  |  | North | Edwards |  | Speaker/Strobe |  |  |  | Module | TRUE | G4WA-S2VMC |  | 25V Speaker/Strobe, White, ALERT, Multi-cd clear | 1 | 0 | 0.078 |  |  |  |  | FALSE | [5 empty] | #FF0070C0 | FA-NFPA 170 SPEAKER STROBE | 1 | FALSE | FALSE | FALSE | 2019 | [13 empty] | FALSE | [7 empty] | THOR\acont | 2024-09-08 17:27 |  | [Edwards, Kidde] [AUDIO 25v] [25V AUDIO] EGCF-S2VMH (C), G4F-S2, G4F-S2V1575, G4F-S2VM, G4HFRF-S2, G4HFRF-S2VMC, G4HFRN-S2, G4HFRN-S2VMC, G4HFWA-S2, G4HFWA-S2VMA, G4HFWA-S2VMC, G4HFWF-S2, G4HFWF-S2VMC, G4HFWN-S2, G4HFWN-S2VMA, G4HFWN-S2VMC, G4RF-S2, G4RF [Edwards, Kidde] [NAC] [24 VDC] G4ERA-A, G4ERA-B, G4ERA-G, G4ERA-R, G4ERF-C, G4ERN-A, G4ERN-B, G4ERN-C, G4ERN-G, G4ERN-R, G4EWA-A, G4EWA-B, G4EWA-G, G4EWA-R, G4EWF-C, G4EWN-A, G4EWN-B, G4EWN-C, G4EWN-G, G4EWN-R, G4F-S2V1575, G4F-S2VM, G4F-S7V1575, G4F-S7 [Edwards, Kidde] [NAC] [16 VDC] G4ERA-A, G4ERA-B, G4ERA-G, G4ERA-R, G4ERF-C, G4ERN-A, G4ERN-B, G4ERN-C, G4ERN-G, G4ERN-R, G4EWA-A, G4EWA-B, G4EWA-G, G4EWA-R, G4EWF-C, G4EWN-A, G4EWN-B, G4EWN-C, G4EWN-G, G4EWN-R, G4F-S2V1575, G4F-S2VM, G4F-S7V1575, G4F-S7
aa9049f0-f0f2-4c05-9200-19ad84cdcbc6 | NFPA 170 HEAT DETECTOR |  |  | North | Monaco Enterprises |  | Heat Detector |  |  |  | Module | TRUE | 722-121-00 w/B210LP | + | DETECTOR,HEAT:135 F,FIXED,INTELLIGENT,LOW PROFILE,HEAD | 1 | 0.0003 | 0.0065 |  |  |  |  | FALSE | TRUE |  |  |  |  | #FFFF0000 | FA-NFPA 170 HEAT DETECTOR | 1 | FALSE | FALSE | FALSE | 1403 | [13 empty] | FALSE |  |  | 135° |  |  | DESKTOP-7SAL8M7\acont | 2020-02-23 09:24 | THOR\acont | 2024-09-08 17:27 | Cloned from MIRCOM MIX-5251B w/B210LP | [Monaco Enterprises] [SLC MODULES SENSORS] 01 [*] 708-026-01, 708-031-00, 721-121-00 w/B200SR-LF-WH (C), 721-121-00 w/B200SR-WH (C), 721-121-00 w/B210LP (C), 721-121-00 w/B224RB-WH (C), 721-121-00 w/B501 (C), 721-124-00 w/B200SR-LF-WH (C), 721-124-00 w/B [Monaco Enterprises] [SLC SENSORS] 01 [*] 721-121-00 w/B200SR-LF-WH (C), 721-121-00 w/B200SR-WH (C), 721-121-00 w/B210LP (C), 721-121-00 w/B224RB-WH (C), 721-121-00 w/B501 (C), 721-124-00 w/B200SR-LF-WH (C), 721-124-00 w/B200SR-WH (C), 721-124-00 w/B210L [Monaco Enterprises] [SLC MODULES/SENSORS] 01 [*] 721-121-00 w/B200SR-LF-WH (C), 721-121-00 w/B200SR-WH (C), 721-121-00 w/B210LP (C), 721-121-00 w/B224RB-WH (C), 721-121-00 w/B501 (C), 721-124-00 w/B200SR-LF-WH (C), 721-124-00 w/B200SR-WH (C), 721-124-00 [Monaco Enterprises] [SLC SENSORS] 01 [*] 721-121-00 w/B200SR-LF-WH (C), 721-121-00 w/B200SR-WH (C), 721-121-00 w/B210LP (C), 721-121-00 w/B224RB-WH (C), 721-121-00 w/B501 (C), 721-124-00 w/B200SR-LF-WH (C), 721-124-00 w/B200SR-WH (C), 721-124-00 w/B210L
30b6c291-92b5-4581-9a4a-19b591f2d4fb | NFPA 170 VOICE EVACUATION CONTROL UNIT |  |  | North | Potter |  | Voice Evac Control Unit |  |  |  | Assembly | TRUE | PVC-MP80/P | + | Master Panel, 80 Switch Control, Master Fire Phone | 1 | [6 empty] | FALSE | [5 empty] | #FFFF0000 | FA-NFPA 170 VOICE EVACUATION CONTROL UNIT | 1 | FALSE | FALSE | FALSE | 211 | [8 empty] | 7,12,18 |  |  |  |  | TRUE | [5 empty] | DESKTOP-7SAL8M7\acont | 2020-11-03 16:06 | THOR\acont | 2024-09-08 17:27 | Cloned from Hochiki FNVMP80/P
19367d08-1246-4e9f-a197-19b9456b2783 | NFPA 170 HEAT DETECTOR |  |  | North | Notifier |  | Heat Detector |  |  |  | Module | TRUE | NH-100 | ++ | Intelligent thermal sensor; 135° F (57° C); B210LP base included. | 1 | 0.0003 | 0.0065 |  |  |  |  | FALSE | TRUE |  |  |  |  | #FFFF0000 | FA-NFPA 170 HEAT DETECTOR | 1 | FALSE | FALSE | FALSE | 1403 | [13 empty] | FALSE | [7 empty] | THOR\acont | 2024-09-08 17:27 | 20191121 AC Detector without base | [Honeywell, Notifier, System Sensor] [SLC MODULES SENSORS] [*] [#2 SHARED ADDR ¦ SENSORS] 2251B (C), 2251-COPTIR (C), 2251-COPTIR w/B200S-WH (C), 2251TB (C), 2251TMB (C), 5251B (C), 5251B-WP (C), 5251H (C), 5251RB (C), 5251RB-WP (C), 7251 (C), 7251DH (C) [Honeywell, Notifier, System Sensor] [SLC SENSORS] [*] [#4 TYPE ADDR ¦ SENSORS] 2251B (C), 2251-COPTIR (C), 2251-COPTIR w/B200S-WH (C), 2251TB (C), 2251TMB (C), 5251B (C), 5251B-WP (C), 5251H (C), 5251RB (C), 5251RB-WP (C), 7251 (C), 7251DH (C), DH200LP
0d959185-6984-4233-94d2-19ba0c8d11d5 | NFPA 170 HORN CEILING |  |  | North | Siemens |  | Horn |  |  |  | Module | TRUE | SL2FSCW-AL | S54329-F112-A1++ | Sounder, Ceiling, Clear, White, Alert | 1 | [7 empty] | TRUE |  |  |  |  | #FF0070C0 | FA-NFPA 170 HORN CEILING | 1 | FALSE | FALSE | FALSE | 2023 | [16 empty] | LF |  |  | DESKTOP-7EIEB7A\acont | 2023-08-03 12:10 | THOR\acont | 2024-09-08 17:27 | Cloned from Siemens SL2FSSCW-AL | [Siemens] [NAC] [24 VDC, HORN TEMPORAL] SL2FSCR-AL (C), SL2FSCR-CO (C), SL2FSCR-F (C), SL2FSCR-N (C), SL2FSCW-AL (C), SL2FSCW-CO (C), SL2FSCW-F (C), SL2FSCW-N (C), SL2FSWR-AL, SL2FSWR-CO, SL2FSWR-F, SL2FSWR-N, SL2FSWW-AL, SL2FSWW-CO, SL2FSWW-F, SL2FSWW-N
66cc6337-6b73-4147-a718-19bddda01c1d | NFPA 170 HORN STROBE CEILING |  |  | North | Eaton Wheelock |  | Horn/Strobe |  |  |  | Module | TRUE | ELFHSRC-N | + | CEILING SOUNDER STROBE, RED, NONE, LOW FREQ | 1 | [6 empty] | TRUE | TRUE |  |  |  |  | #FF0070C0 | FA-NFPA 170 HORN STROBE CEILING | 1 | FALSE | FALSE | FALSE | 2020 | [16 empty] | LF |  |  | DESKTOP-7EIEB7A\acont | 2021-05-13 07:55 | THOR\acont | 2024-09-08 17:27 | Cloned from Eaton Wheelock ELFHSRC-CO | [Eaton Wheelock] [NAC] [24VDC, MAX] ELFHSR, ELFHSR-AL, ELFHSRC (C), ELFHSRC-AL (C), ELFHSRC-CO (C), ELFHSRC-N (C), ELFHSR-CO, ELFHSR-N, ELFHSW, ELFHSW-AL, ELFHSWC (C), ELFHSWC-AL (C), ELFHSWC-CO (C), ELFHSWC-N (C), ELFHSW-CO, ELFHSW-N
a269ee17-520e-4b89-a9cd-19bdf5a288fc | NFPA 170 DOOR HOLDER |  |  | North | Edwards |  | Door Holder |  |  |  | Module | TRUE | 1505-AQN5 |  | Flush, Wall Mount, Short Catch Plate, 24Vac/dc or 120Vac | 1 | 0.015 | [5 empty] | FALSE | [5 empty] | #FFFF0000 | FA-NFPA 170 DOOR HOLDER | 1 | FALSE | FALSE | FALSE | 2500 | [13 empty] | FALSE | [7 empty] | THOR\acont | 2024-09-08 17:27 |  | [Edwards, Kidde, LCN] [AUX POWER] 1501-AQN5, 1504-AQN5, 1505-AQN5, 1508-AQN5, 1509-AQN5, 2310ME, 3130SE, 4040SE, 4310 HSA, 4310ME, 4410 HSA, SEM7830, SEM7840, SEM7850
eba96544-ec3f-4606-b39c-19bf32b8e146 | NFPA 170 SMOKE DETECTOR |  |  | North | Notifier |  | Smoke Detector |  |  |  | Module | TRUE | FSP-951-IV w/B300-6-IV | ++ | Addressable low-profile photoelectric smoke detector. Ivory. FlashScan and CLIP mode. w/STANDARD BASE | 1 | 0.0002 | 0.0045 |  |  |  |  | FALSE | TRUE | FLUSH |  | 4" SQ. DEEP | 3 "O" PLASTER RING | #FFFF0000 | FA-NFPA 170 SMOKE DETECTOR | 1 | FALSE | FALSE | FALSE | 1408 |  |  | 7272-0028:0206 | [10 empty] | FALSE | [5 empty] | ALIENWIN10\AugWin7 | 2019-12-12 15:28 | THOR\acont | 2024-09-08 17:27 | Cloned from Notifier FSP-951-IV | [Honeywell, Notifier, System Sensor] [SLC SENSORS] [*] [#4 TYPE ADDR ¦ SENSORS] 2251B (C), 2251-COPTIR (C), 2251-COPTIR w/B200S-WH (C), 2251TB (C), 2251TMB (C), 5251B (C), 5251B-WP (C), 5251H (C), 5251RB (C), 5251RB-WP (C), 7251 (C), 7251DH (C), DH200LP [Honeywell, Notifier, System Sensor] [SLC MODULES SENSORS] [*] [#2 SHARED ADDR ¦ SENSORS] 2251B (C), 2251-COPTIR (C), 2251-COPTIR w/B200S-WH (C), 2251TB (C), 2251TMB (C), 5251B (C), 5251B-WP (C), 5251H (C), 5251RB (C), 5251RB-WP (C), 7251 (C), 7251DH (C)
f148fc59-aa21-4f02-9209-19c513f91d7c | NFPA 170 SPEAKER STROBE CEILING |  |  | North | Edwards |  | Speaker/Strobe |  |  |  | Module | TRUE | GCHFRN-S7VMC |  | 70V Ceiling Speaker/Strobe red, 15, 30, 75, 95 cd | 1 | 0 | 0.318 |  |  |  |  | FALSE | TRUE |  |  |  |  | #FF0070C0 | FA-NFPA 170 SPEAKER STROBE CEILING | 1 | FALSE | FALSE | FALSE | 2020 | [13 empty] | FALSE |  |  | C |  |  |  |  | THOR\acont | 2024-09-08 17:27 |  | [Edwards, Kidde] [NAC] [16 VDC] EGCFR-VM (C), EGCF-VM (C), GCFR-S7VM (C), GCFR-VM (C), GCF-S2VM (C), GCF-S7VM (C), GCF-VM (C), GCHFRF-S2VMC (C), GCHFRF-S7VMC (C), GCHFRN-S2VMC (C), GCHFRN-S7VMC (C), GCHFWA-S2VMA (C), GCHFWA-S2VMC (C), GCHFWA-S7VMA (C), G [Edwards, Kidde] [NAC] [24 VDC] EGCFR-VM (C), EGCF-VM (C), GCFR-S7VM (C), GCFR-VM (C), GCF-S2VM (C), GCF-S7VM (C), GCF-VM (C), GCHFRF-S2VMC (C), GCHFRF-S7VMC (C), GCHFRN-S2VMC (C), GCHFRN-S7VMC (C), GCHFWA-S2VMA (C), GCHFWA-S2VMC (C), GCHFWA-S7VMA (C), G [Edwards, Kidde] [AUDIO 70.7v] [70V AUDIO] G4F-S7, G4F-S7V1575, G4F-S7VM, G4HFRF-S7, G4HFRF-S7VMC, G4HFRN-S7, G4HFRN-S7VMC, G4HFWA-S7, G4HFWA-S7VMA, G4HFWA-S7VMC, G4HFWF-S7, G4HFWF-S7VMC, G4HFWN-S7, G4HFWN-S7VMA, G4HFWN-S7VMB, G4HFWN-S7VMC, G4RF-S7, G4RF
eea61bbf-a0d6-4a13-a0d5-19c8dd0d5d19 |  |  |  | North | Edwards |  | Cards & Components |  |  |  | Card | TRUE | 4-LCDANN | ++ | Color LCD display | 1 | 0.04 | 0.093 |  |  |  |  | TRUE | [5 empty] | #FFFFFFFF |  |  | FALSE | FALSE | FALSE | [20 empty] | CARCGL\218019102 | 2021-07-23 10:25 | THOR\acont | 2024-10-09 10:48 | Cloned from Edwards 4-LCDLE
2c2a405e-a539-459b-8c0f-19c8ea7f4da8 | NFPA 170 HORN STROBE CEILING |  |  | North | Edwards |  | Horn/Strobe |  |  |  | Module | TRUE | WG4WF-HVMC (C) |  | Outdoor rated horn-strobe, white with FIRE marking, clear lens | 1 | 0 | 0.297 |  |  |  |  | FALSE | TRUE |  |  |  |  | #FF0070C0 | FA-NFPA 170 HORN STROBE CEILING | 1 | FALSE | FALSE | FALSE | 2013 | [13 empty] | FALSE |  |  | C, WP |  |  | DESKTOP-7SAL8M7\acont | 2018-08-27 11:47 | THOR\acont | 2024-09-08 17:27 | Cloned from Edwards WG4WF-HVMC | [Edwards, Kidde] [NAC] [16 VDC, CONTINUOUS] WG4RF-HVMC, WG4RF-HVMC (C) (C), WG4RN-HVMC, WG4RN-HVMC (C) (C), WG4WF-HVMC, WG4WF-HVMC (C) (C), WG4WN-HVMC, WG4WN-HVMC (C) (C) [Edwards, Kidde] [NAC] [24 VDC, CONTINUOUS] WG4RF-HVMC, WG4RF-HVMC (C) (C), WG4RN-HVMC, WG4RN-HVMC (C) (C), WG4WF-HVMC, WG4WF-HVMC (C) (C), WG4WN-HVMC, WG4WN-HVMC (C) (C) [Edwards, Kidde] [NAC] [16 VFWR, CONTINUOUS] WG4RF-HVMC, WG4RF-HVMC (C) (C), WG4RN-HVMC, WG4RN-HVMC (C) (C), WG4WF-HVMC, WG4WF-HVMC (C) (C), WG4WN-HVMC, WG4WN-HVMC (C) (C)
d8a72693-c5f2-41ea-9391-19cd0495357f |  |  |  | North | Edwards |  | Hardware |  |  |  | Hardware | TRUE | G4AVWF-SP-CVR | ++ | Replacement Appliance Cover, Horn Strobe, White, FEUGO | 1 | [12 empty] | #FFFFFFFF |  |  | FALSE | FALSE | FALSE | [20 empty] | THOR\acont | 2024-06-05 08:48 | THOR\acont | 2024-10-09 10:48 | Cloned from Edwards G4AVRF-SP-CVR
4291fe5e-309f-44df-a181-19d05f282200 | NFPA 170 FIRE ALARM CONTROL UNIT | RISER FACP |  | North | Hochiki |  | Fire Alarm Control Unit |  |  |  | Assembly | TRUE | LA903K1-44 |  | FireNET L@TITUDE Analog Addressable Fire Alarm Control Panel, 8 Slot Deep Enclosure, 10.25 A Auto Voltage, 2-Loop Panel Module, Hochiki Protocol, Network Module, and Media Gateway™, Gray, Printer / 48 Zone LEDs | 1 | [6 empty] | FALSE |  |  | *Refer to Install Sheet | 16.5in (W) x 23.2in (H) x 8in (D) | KM5FCRD (Optional Semi-Flush Mounting Kit) | #FFFF0000 | FA-NFPA 170 FIRE ALARM CONTROL UNIT | 1 | FALSE | FALSE | FALSE | 202 | [8 empty] | 7,12,18,28,33,40 |  |  | 10.25 |  | TRUE | [5 empty] | DESKTOP-GHR3H5U\Anthony | 2019-11-27 07:23 | THOR\acont | 2024-09-08 17:27
c0e550e0-f41f-4da3-ab92-19d11f6dee26 |  |  |  | North | Altronix |  | Cards & Components |  |  |  | Card | TRUE | AL1042ULADA Main Board COPY | ++ | Fire Alarm Power Supply Main Board | 1 | 0.09 | 0.175 | 10 |  | 24 |  | TRUE | FALSE |  |  |  |  | #FFFFFFFF |  |  | FALSE | FALSE | FALSE | [14 empty] | FALSE | [5 empty] | THOR\acont | 2024-04-12 13:53 | XPS-17-9710\August | 2025-01-05 15:58 | Cloned from Altronix AL1042ULADA Main Board | [Altronix, BluePoint] [NAC Trigger] [#1 INPUT] AL1042ULADA Main Board, AL1042ULADA Main Board COPY, AL842ULADA Main Board, BP-AL802JGBP Main Board [Altronix, BluePoint] [IDC] [#2 BATTERY] AL1042ULADA Main Board, AL1042ULADA Main Board COPY, AL842ULADA Main Board, BP-AL802JGBP Main Board [Altronix, BluePoint] [IDC] [#1 AC FAILURE] AL1042ULADA Main Board, AL1042ULADA Main Board COPY, AL842ULADA Main Board, BP-AL802JGBP Main Board | [Altronix, BluePoint] AL1042ULADA Main Board, AL1042ULADA Main Board COPY, AL842ULADA Main Board, BP-AL802JGBP Main Board
22198639-9905-466b-a7e1-19d42e304fc0 | CADGEN PLUGIN TRANSFORMER |  |  | North | AES |  | Transformer |  |  |  | Module | TRUE | 1640 |  | Plug in AC Transformer, 16.5V / 20VA | 1 | [6 empty] | TRUE | [5 empty] | #FFFF0000 | FA-CADGEN PLUGIN TRANSFORMER | 1 | FALSE | FALSE | FALSE | [20 empty] | XPS-17-9710\August | 2024-06-04 16:51 | THOR\acont | 2024-09-08 17:27 | Cloned from NAPCO TRF12 | [ADT Unimode, AES, Firelite, NAPCO, Notifier] [VAC ] [VAC] 1640, 200UDLS Main Board, 411UDAC Main Board, ACC-25/50 Main Board, BE-500 CPU, CPU-N16LD, CPU-N16LND, ECC-125DA (25V) Main Board, ECC-50/100 Main Board (100W, 25V), ECC-50/100 Main Board (100W, | [AES, NAPCO] 1640, TRF12
1218f90d-8339-479a-bc9b-19d8a668881a |  |  |  | North | Siemens | [5 empty] | Module | TRUE | PMI-3 LABEL KITS | S54430-C16-A1 | PMI-3 LABEL KIT PMI-3 INT AND NAV OVRLS | 1 | [12 empty] | #FFFFFFFF |  |  | FALSE | FALSE | FALSE | [20 empty] | DESKTOP-7SAL8M7\acont | 2019-08-13 09:04 | THOR\acont | 2024-10-09 10:48
415cc3af-a4dc-41dc-bbe2-19dad5c2869e | NFPA 170 STROBE WALL |  |  | North | Edwards |  | Strobe |  |  |  | Module | TRUE | 116DEGEXB-FJ |  | Explosionproof Strobe - Genesis synchronization BLUE LENS | 1 | 0 | 0.505 |  |  |  |  | FALSE | [5 empty] | #FF0070C0 | FA-NFPA 170 STROBE WALL | 1 | FALSE | FALSE | FALSE | 2023 | [13 empty] | FALSE |  |  | EXP |  |  | AUGUSTXPS17-EUP\aucon | 2023-01-13 11:57 | THOR\acont | 2024-09-08 17:27 | Cloned from Edwards 116DEGEXA-FJ | [Edwards] [NAC] [24 FWR] 116DEGEXB-FJ [Edwards] [NAC] [24 VDC] 116DEGEXB-FJ
49549248-e863-4643-bb60-19e055ed6153 |  |  |  | North | Edwards |  | Hardware |  |  |  | Hardware | TRUE | MN-HSPM33 |  | Portable mast & guy wire unit. Extends up to a maximum 33' (10M) | 1 | [6 empty] | FALSE | [5 empty] | #FFFFFFFF |  |  | FALSE | FALSE | FALSE | [14 empty] | FALSE | [7 empty] | THOR\acont | 2024-10-09 10:48
ba5d1988-179a-4896-82b1-19e21244efcd |  |  |  | North | Edwards |  | Hardware |  |  |  | Hardware | TRUE | MN-HSHHPS220 |  | Hand-held portable amplified loudspeaker system. Comes with rechargeable battery, 220 VAC charger, MP3 player, Record/Play microphone, Carrying Strap, Optimizer Software, Operations Manual. With Mounting Bracket. | 1 | [6 empty] | FALSE | [5 empty] | #FFFFFFFF |  |  | FALSE | FALSE | FALSE | [14 empty] | FALSE | [7 empty] | THOR\acont | 2024-10-09 10:48
f58d8edf-cbef-451d-88dc-19edb9e7c19a |  |  |  | North | Siemens | [5 empty] | Module | TRUE | FCA2033-A1 | S54400-P154-A1 | FCA2033-A1 License key S1 | 1 | [12 empty] | #FFFFFFFF |  |  | FALSE | FALSE | FALSE | [20 empty] | DESKTOP-7SAL8M7\acont | 2019-08-13 09:04 | THOR\acont | 2024-10-09 10:48
a6c87463-4d49-459b-bb8b-19f37cc4285b |  |  |  | North | Potter | [5 empty] | Module | TRUE | CF-165W |  | Fixed Temperature Heat Detector, 165°F (71°C) | 1 | [6 empty] | FALSE | [5 empty] | #FFFFFFFF |  |  | FALSE | FALSE | FALSE | [14 empty] | FALSE | [7 empty] | THOR\acont | 2024-10-09 10:48 |  | [Notifier, Potter] [IDC] 01 CF-135EWT, CF-135MP, CF-135W, CF-165MP, CF-165W, CF-200EWT, CF-200MP, CF-200W, CF-285MP, CF-285W, CPS-24 w/SB, CR-135EWT, CR-135MP, CR-135W, CR-165MP, CR-165W, CR-200EWT, CR-200MP, CR-200W, DSD-P (C), P32-1T, PS40 Series, PS40
eb9df72e-fa6e-4d6b-9a6d-19fa0429814a | NFPA 170 NOTIFICATION CIRCUIT EXTENDER PANEL | RISER NAC |  | North | Firelite |  | Notification Circuit Extender Panel |  |  |  | Assembly | TRUE | FCPS-24FS8 | + | 8.0 A, 120 VAC remote charger power supply | 1 | [6 empty] | FALSE | FALSE |  |  |  |  | #FFFF0000 | FA-NFPA 170 NOTIFICATION CIRCUIT EXTENDER PANEL | 1 | FALSE | FALSE | FALSE | 212 | [8 empty] | 7,12,18 |  |  | 8 |  | TRUE | [7 empty] | THOR\acont | 2024-09-08 17:27
df67edc4-38a9-4730-9f8c-1a0985ac2f1d | NFPA 170 ADDRESSABLE INPUT OUTPUT |  |  | North | Firelite |  | Addressable Module |  |  |  | Module | TRUE | CDRM-300 | + | Dual Relay/Monitor Module | 1 | 0.0013 | 0.024 |  |  |  |  | FALSE | FALSE |  |  |  |  | #FFFF0000 | FA-NFPA 170 ADDRESSABLE INPUT OUTPUT | 1 | FALSE | FALSE | FALSE | 1200 | [13 empty] | FALSE |  |  | 2 |  |  |  |  | THOR\acont | 2024-09-08 17:27 |  | [Firelite] [SLC MODULES] [*] [#02 ++] CDRM-300, CMF-300-6, CRF-300-6, MDF-300, MMF-300-10, MMF-302-6, W-GATE [Firelite] [SLC MODULES] [*] [#3 TYPE ADDR ¦ MODULES] BG-12LX, BG-12LXSP, CDRM-300, CMF-300, CMF-300-6, CRF-300, CRF-300-6, MDF-300, MMF-300, MMF-300-10, MMF-301, MMF-302, MMF-302-6, WAV-CRL, WAV-CWL, WAV-RL, WAV-WL, W-BG12LX, W-CRF, W-GATE, W-MMF, W-SYN [Firelite] [SLC MODULES/SENSORS] [*] [#02 ++] CDRM-300, CMF-300-6, CRF-300-6, MDF-300, MMF-300-10, MMF-302-6, W-GATE [Firelite] [IDC] 02 ACM-8RF, ANN-RLY, CDRM-300, CRF-300, CRF-300-6, ES-1000X MAIN BOARD, ES-200X MAIN BOARD with PWRMOD24, ES-200X MAIN BOARD without PWRMOD24, ES-50X Main Board, ES-50XP Main Board [Firelite] [IDC] 03 ACM-8RF, ANN-RLY, CDRM-300, CRF-300-6, ES-1000X MAIN BOARD, ES-200X MAIN BOARD with PWRMOD24, ES-200X MAIN BOARD without PWRMOD24, ES-50X Main Board, ES-50XP Main Board [Firelite] [SLC MODULES SENSORS] [*] [#1 SHARED ADDR ¦ MODULES] BG-12LX, BG-12LXSP, CDRM-300, CMF-300, CMF-300-6, CRF-300, CRF-300-6, MDF-300, MMF-300, MMF-300-10, MMF-301, MMF-302, MMF-302-6, WAV-CRL, WAV-CWL, WAV-RL, WAV-WL, W-BG12LX, W-CRF, W-DIS-D, W | [Firelite] CDRM-300
bd9a8be3-c77f-4b80-a087-1a10e87cac26 | NFPA 170 REMOTE VOICE EVACUATION MICROPHONE |  |  | North | Siemens |  | Remote Microphone |  |  |  | Assembly | TRUE | VR2005-U3 | S54400-C90-A1 | Remote Microphone Kit-1HU Black Consists of: One FHB2001-U1, one FHD2001-U3, one FHD2004-U1, one FHD2006-U1, two FCM2022-U3, one VTO2001-U3, one VTO2004-U3, and one VTA2001-A1 | 1 | [6 empty] | FALSE | [5 empty] | #FFFF0000 | FA-NFPA 170 REMOTE VOICE EVACUATION MICROPHONE | 1 | FALSE | FALSE | FALSE | 265 | [13 empty] | FALSE | [5 empty] | DESKTOP-7SAL8M7\acont | 2018-09-07 11:26 | THOR\acont | 2024-09-08 17:27
f4706be9-4b5e-4f71-93d9-1a13ff6fbbcb | NFPA 170 HORN STROBE |  |  | North | Siemens |  | Horn/Strobe |  |  |  | Module | TRUE | SL2CHSWR-F | S54329-F229-A1++ | Chime-Strobe, Wall, Clear, Red, Fire | 1 | [12 empty] | #FF0070C0 | FA-NFPA 170 HORN STROBE | 1 | FALSE | FALSE | FALSE | 2023 | [19 empty] | DESKTOP-7EIEB7A\acont | 2023-08-02 11:02 | THOR\acont | 2024-09-08 17:27 | Cloned from Siemens SL2MTSWR-A | [Siemens] [NAC] [16.0 – 33.0 VDC] SL2CHCR-F (C), SL2CHCW-F (C), SL2CHSWR-F, SL2CHSWW-F
69e6adbf-2249-4f90-a416-1a17fee3fc95 | NFPA 170 STROBE CEILING |  |  | North | Siemens |  | Strobe |  |  |  | Module | TRUE | SLSCR-AL | S54329-F17-A2 | SLSCR-AL ST,CLG,RED,ALERT | 1 | [7 empty] | TRUE |  |  |  |  | #FF0070C0 | FA-NFPA 170 STROBE CEILING | 1 | FALSE | FALSE | FALSE | 2022 | [19 empty] | DESKTOP-7SAL8M7\acont | 2019-08-13 09:04 | THOR\acont | 2024-09-08 17:27 |  | [Siemens] [NAC] [24 VDC] SL2SPSCW-F (C), SLSCR-AL (C), SLSCR-ALA (C), SLSCR-F (C), SLSCR-FB (C), SLSCR-N (C), SLSCR-NA (C), SLSCW-A (C), SLSCW-AL (C), SLSCW-ALA (C), SLSCW-F (C), SLSCW-FB (C), SLSCW-N (C), SLSCW-NA (C), SLSPSCR-A (C), SLSPSCR-AL (C), SLS
0e6443f0-6cc8-4c38-b5ce-1a22a8012425 |  |  |  | North | Edwards |  | Hardware |  |  |  | Hardware | TRUE | 3-BTSEN |  | Battery Cabinet Power Distribution bus & 50A breaker | 1 | [12 empty] | #FFFFFFFF |  |  | FALSE | FALSE | FALSE | [22 empty] | THOR\acont | 2024-10-09 10:48
d052a8f6-16a7-4338-96b2-1a23f0cc2c5e |  |  |  | North | Kidde |  | Hardware |  |  |  | Hardware | TRUE | SD-T18 |  | SuperDuct, Air sample tube, 18 inch | 1 | [6 empty] | FALSE | [5 empty] | #FFFFFFFF |  |  | FALSE | FALSE | FALSE | [14 empty] | FALSE | [5 empty] | DESKTOP-7SAL8M7\acont | 2020-08-13 07:46 | THOR\acont | 2024-10-09 10:48 | Cloned from Edwards SD-T18
59afbfc2-81de-4e3a-93be-1a3322b6404a | NFPA 170 HORN STROBE |  |  | North | System Sensor |  | Horn/Strobe |  |  |  | Module | TRUE | P2GWLED | ++ | 2-Wire, Compact Horn Strobe, White | 1 | 0 | 0.245 |  |  |  |  | FALSE | [5 empty] | #FF0070C0 | FA-NFPA 170 HORN STROBE | 1 | FALSE | FALSE | FALSE | 2012 | [13 empty] | FALSE | [5 empty] | DESKTOP-QGO6JOK\acont | 2023-10-18 21:13 | THOR\acont | 2024-09-08 17:27 | Cloned from System Sensor P2GWL | [System Sensor] [NAC] [24VDC, TEMPORAL HIGH] P2GRLED, P2GWLED, P2RLED, P2RLED w/WAV-RL, P2RLED-P, P2RLED-SP, P2WLED, P2WLED w/ WAV-WL, P2WLED-P, P2WLED-SP [System Sensor] [NAC] [24VDC, TEMPORAL LOW] P2GRLED, P2GWLED, P2RLED, P2RLED w/WAV-RL, P2RLED-P, P2RLED-SP, P2WLED, P2WLED w/ WAV-WL, P2WLED-P, P2WLED-SP
b48cf2db-51fc-4f9b-9e30-1a33dc51dd3f |  |  |  | North | Edwards |  | Cards & Components |  |  |  | Card | TRUE | 3-ASU/FT |  | Audio Source Unit /w Fire Phone | 1 | 0.112 | 0.112 |  |  |  |  | TRUE | [5 empty] | #FFFFFFFF |  |  | FALSE | FALSE | FALSE | [14 empty] | FALSE | [7 empty] | THOR\acont | 2024-10-09 10:48
3276192a-fb56-4d9e-a2f9-1a40bd594ab6 | NFPA 170 HEAT DETECTOR |  |  | North | Notifier |  | Heat Detector |  |  |  | Module | TRUE | FST-851 w/B501 | ++ | Intelligent Addressable 135°F (57°C) Thermal Detector w/ Flashscan, Relay Base | 1 | 0.0003 | 0.0065 |  |  |  |  | FALSE | TRUE | FLUSH |  | 4" SQ. DEEP | 3 "O" PLASTER RING | #FFFF0000 | FA-NFPA 170 HEAT DETECTOR | 1 | FALSE | FALSE | FALSE | 1403 |  |  | 7270-0028:0196 | [10 empty] | FALSE |  |  | RB |  |  |  |  | THOR\acont | 2024-09-08 17:27 | 20191121 AC Detector with base | [Honeywell, Notifier, System Sensor] [SLC MODULES SENSORS] [*] [#2 SHARED ADDR ¦ SENSORS] 2251B (C), 2251-COPTIR (C), 2251-COPTIR w/B200S-WH (C), 2251TB (C), 2251TMB (C), 5251B (C), 5251B-WP (C), 5251H (C), 5251RB (C), 5251RB-WP (C), 7251 (C), 7251DH (C) [Honeywell, Notifier, System Sensor] [SLC SENSORS] [*] [#4 TYPE ADDR ¦ SENSORS] 2251B (C), 2251-COPTIR (C), 2251-COPTIR w/B200S-WH (C), 2251TB (C), 2251TMB (C), 5251B (C), 5251B-WP (C), 5251H (C), 5251RB (C), 5251RB-WP (C), 7251 (C), 7251DH (C), DH200LP
89881970-aa69-4a30-bd31-1a4644f97487 | NFPA 170 SMOKE DETECTOR |  |  | North | Hochiki |  | Smoke Detector |  |  |  | Module | TRUE | ALO-V w/ASBL7 LOW FREQUENCY SOUNDER BASE | ALN-V SMOKE SENSOR | ALO-V SMOKE SENSOR w/ASBL7 LOW FREQUENCY SOUNDER BASE | 1 | 0.00034 | 0.0085 |  |  |  |  | TRUE | TRUE |  |  |  |  | #FFFF0000 | FA-NFPA 170 SMOKE DETECTOR | 1 | FALSE | FALSE | FALSE | 1408 | [19 empty] | XPS-17-9710\August | 2024-12-21 05:45 |  |  | Cloned from Hochiki ALO-V w/YBN-NSA-47 STANDARD BASE | [Hochiki] [AUX POWER] [24 VDC] ALO-V w/ASBL7 LOW FREQUENCY SOUNDER BASE (C) [Hochiki] [SLC HOCHIKI] 03 [SLC] ALO-V w/ASBL7 LOW FREQUENCY SOUNDER BASE (C), ALO-V w/HSB-NSA-67 STANDARD BASE (C), ALO-V w/YBN-NSA-47 STANDARD BASE (C)
0921e3e1-5b87-401c-9913-1a48e9711e3f | NFPA 170 DIGITAL ALARM COMMNUCATOR TRANSMITTER | RISER DACT |  | North | Firelite |  | Communicator |  |  |  | Module | TRUE | 411UD | + | Slave Digital Alarm Communicator Transmitters | 1 | 0.064 | 0.12 |  |  |  |  | TRUE | FALSE |  |  |  |  | #FFFF0000 | FA-NFPA 170 DIGITAL ALARM COMMNUCATOR TRANSMITTER | 1 | FALSE | FALSE | FALSE | 250 | [13 empty] | FALSE | [5 empty] | DESKTOP-7SAL8M7\acont | 2019-02-17 11:14 | THOR\acont | 2024-09-08 17:27 |  |  | [Firelite] 411UD, 411UDAC Main Board
78147f7d-4e78-4172-884c-1a4b7104ff90 |  |  |  | North | Siemens | [5 empty] | Module | TRUE | FH-2071-UM | S54400-C144-A1 | Enclosure used for Marine/Harsh installs-(Black only) (Battery bracket included) | 1 | [12 empty] | #FFFFFFFF |  |  | FALSE | FALSE | FALSE | [20 empty] | DESKTOP-7SAL8M7\acont | 2019-08-13 09:04 | THOR\acont | 2024-10-09 10:48
b790667e-8bc5-4546-8d1b-1a4c0f6dcda8 | NFPA 170 SMOKE DETECTOR |  |  | North | Gentex |  | Smoke Detector |  |  |  | Module | TRUE | 9120T |  | 917-0002-002 120VAC Smoke Detector, 9VDC Battery Backup, Tandem 12 Units, Integral 135 Degree Thermal, Continuous Sounder | 1 | [6 empty] | TRUE | TRUE |  |  |  |  | #FFFF0000 | FA-NFPA 170 SMOKE DETECTOR | 1 | FALSE | FALSE | FALSE | 1408 | [16 empty] | 120v |  |  | DESKTOP-7SAL8M7\acont | 2019-02-11 12:57 | THOR\acont | 2024-09-08 17:27 | 20191121 AC Detector without base | [First Alert, Generic, Gentex, Kidde, N/A] [IDC] 01 120VAC SMOKE DETECTOR (C), 7020BSL (C), 7139CS-C (C), 7139CS-W (C), 9120 (C), 9120F (C), 9120H (C), 9120HF (C), 9120T (C), 9120TF (C), 9123 (C), 9123F (C), 9123H (C), 9123HF (C), 9123T (C), 9123TF (C), [First Alert, Generic, Gentex, Kidde, N/A] [VAC ] 120VAC SMOKE DETECTOR (C), 7020BSL (C), 7139CS-C (C), 7139CS-W (C), 9120 (C), 9120F (C), 9120H (C), 9120HF (C), 9120T (C), 9120TF (C), 9123 (C), 9123F (C), 9123H (C), 9123HF (C), 9123T (C), 9123TF (C), FU [Generic, Gentex, Kidde, N/A] [SMOKE ALARM TANDEM] [TANDEM] 10 Amp Circuit Breaker, 120VAC SMOKE DETECTOR (C), 15 Amp Circuit Breaker, 20 Amp Circuit Breaker, 9120 (C), 9120F (C), 9120H (C), 9120HF (C), 9120T (C), 9120TF (C), 9123 (C), 9123F (C), 9123H ( | [BRK, First Alert, Generic, Gentex, Kidde, N/A] 120VAC SMOKE DETECTOR, 21006378, 21007624, 7020BSL, 7030BSL, 900-CUAR, 9120, 9120B, 9120F, 9120H, 9120HF, 9120T, 9120TF, 9123, 9123F, 9123H, 9123HF, 9123T, 9123TF, 917-0070-002, 917-0071-002, 917-0072-002, 9
9aa5ac9a-8e73-4734-bad8-1a4c9ef52ae9 | NFPA 170 DGP |  |  | North | Notifier |  | Hardware |  |  |  | Hardware | TRUE | SBB-B4 |  | Backbox assembly, two tiers, BLACK, 26.88 lbs. | 1 | [6 empty] | FALSE | [5 empty] | #FFFF0000 | FA-NFPA 170 DGP | 1 | FALSE | FALSE | FALSE | [9 empty] | 7,12,18 |  |  |  |  | TRUE | [7 empty] | THOR\acont | 2024-09-08 17:27
36543ca1-e51a-47a5-b6e6-1a4e8208b8c1 | NFPA 170 FIRE ALARM CONTROL UNIT | RISER FACP |  | North | Siemens |  | Fire Alarm Control Unit |  |  |  | Assembly | TRUE | FC2025-US |  | ASSEMBLY,FIRE ALARM CONTROL PANEL, ADDRESSABLE | 1 | [12 empty] | #FFFF0000 | FA-NFPA 170 FIRE ALARM CONTROL UNIT | 1 | FALSE | FALSE | FALSE | 202 | [13 empty] | TRUE | [7 empty] | THOR\acont | 2024-09-08 17:27
d46bccfa-1fae-465d-8e5b-1a50ff798d6b | NFPA 170 FIRE ALARM CONTROL UNIT | RISER FACP |  | North | Edwards |  | Fire Alarm Control Unit |  |  |  | Assembly | TRUE | 3X-SFS1B |  | FACP /w CPU, 1 loop, 4 NACs, 10A power supply, bronze | 1 | [6 empty] | FALSE | [5 empty] | #FFFF0000 | FA-NFPA 170 FIRE ALARM CONTROL UNIT | 1 | FALSE | FALSE | FALSE | 202 | [8 empty] | 7,12,18 |  |  |  |  | TRUE | [7 empty] | THOR\acont | 2024-09-08 17:27
4f0ecf8e-6164-43a0-9a91-1a55a0db91a6 | NFPA 170 MANUAL PULL |  |  | North | Fike |  | Manual Station |  |  |  | Module | TRUE | 20-1835 | RMS-1T-KL-ES++ | SPST Single Action RSG Keyed Metal Spanish “Fire”(Fuego) Manual Pull Station | 1 | [6 empty] | TRUE | [5 empty] | #FFFF0000 | FA-NFPA 170 MANUAL PULL | 1 | FALSE | FALSE | FALSE | 957 | [13 empty] | FALSE | [5 empty] | DESKTOP-7EIEB7A\acont | 2023-08-29 08:30 | THOR\acont | 2024-09-08 17:27 | Cloned from Fike 20-1833 CLONED | [Fike] [IDC] 01 [ALARM] 20-1833, 20-1834, 20-1835, 20-1836, 20-1837, 20-1838, 20-1839, 20-1840, 20-1841, 20-1842, 20-1843, 20-1844
0edd3a47-4a5c-44ba-94b4-1a58f2ea05fc | NFPA 170 ADDRESSABLE INPUT MONITOR MODULE |  |  | North | Farenhyt |  | Addressable Module |  |  |  | Module | TRUE | PS-DALOB w/IDP-MONITOR | ++ | PS-DALOB on an IDP-Monitor module | 1 | 0.0004 | 0.0055 |  |  |  |  | FALSE | [5 empty] | #FFFF0000 | FA-NFPA 170 ADDRESSABLE INPUT MONITOR MODULE | 1 | FALSE | FALSE | FALSE | 1000 | [13 empty] | FALSE | [5 empty] | DESKTOP-7SAL8M7\acont | 2020-09-14 08:09 | THOR\acont | 2024-09-08 17:27 | Cloned from Farenhyt IDP-MONITOR | [Farenhyt] [SLC IDP MODULES] [*] [#3 TYPE ADDR ¦ MODULES] CO1224TR w/ IDP-MINIMON, CO1224TR w/ IDP-MONITOR, Hood System/IDP-MINIMON, IDP-CONTROL, IDP-CONTROL-6, IDP-MINIMON, IDP-MON-10, IDP-MONITOR, IDP-MONITOR-2, IDP-PULL-DA, IDP-PULL-SA, IDP-RELAY, IDP [Farenhyt, Silent Knight] [SLC MODULES SENSORS] [*] [#1 SHARED ADDR ¦ MODULES] HFS-MM, Hood System/IDP-MINIMON, IDP-CONTROL, IDP-CONTROL-6, IDP-MINIMON, IDP-MON-10, IDP-MONITOR, IDP-MONITOR-2, IDP-PULL-DA, IDP-PULL-SA, IDP-RELAY, IDP-RELAY-6, IDP-RELAYMO
0c18040e-8bdf-4e02-a213-1a5c9f79c601 | CADGEN INPUT OUTPUT PANEL |  |  | North | ProdataKey, Inc. |  | Input/Output Panel |  |  |  | Assembly | TRUE | 8DE |  | Eight Door/Ten Floor Controller - Ethernet | 1 | [6 empty] | TRUE | [5 empty] | #FFFF0000 | FA-CADGEN INPUT OUTPUT PANEL | 1 | FALSE | FALSE | FALSE | [17 empty] | 8 |  |  | DESKTOP-7EIEB7A\acont | 2022-02-12 08:17 | THOR\acont | 2024-09-08 17:27 | Cloned from ProdataKey, Inc. R2
90042b55-ee37-4330-9e37-1a5cb2fbd9a0 | NFPA 170 CELL COMM | RISER CELL COMM |  | North | M2M Services |  | Cellular Communicator |  |  |  | Module | TRUE | MQ03-LTE-M-FIRE-AV | + | UNIVERSAL SOLE PATH COMMERCIAL FIRE COMMUNICATOR | 1 | [6 empty] | FALSE | [5 empty] | #FFFF0000 | FA-NFPA 170 CELL COMM | 1 | FALSE | FALSE | FALSE | 250 | [13 empty] | FALSE | [5 empty] | DESKTOP-7EIEB7A\acont | 2022-02-28 11:51 | THOR\acont | 2024-09-08 17:27 | Cloned from Telguard TG-7A | [M2M Services] [IDC] [#1 SUPERVISORY INPUT] MQ03-LTE-M-FIRE-AV [M2M Services] [IDC] [#2 SUPERVISORY INPUT] MQ03-LTE-M-FIRE-AV [M2M Services] [AUX POWER] [24VDC AUX INPUT] MQ03-LTE-M-FIRE-AV [M2M Services] [DACT] [#1 DACT] MQ03-LTE-M-FIRE-AV [M2M Services, Telguard] [AUX POWER] [16VDC AUX INPUT] MQ03-LTE-M-FIRE-AV, TG-7A [M2M Services, Telguard] [AUX POWER] [12VDC AUX INPUT] MQ03-LTE-M-FIRE-AV, TG-7A | [M2M Services] MQ03-LTE-M-FIRE-AV
845cc305-bb09-49b9-adff-1a5e9fc49c0c |  |  |  | North | Siemens | [5 empty] | Module | TRUE | 40/40R-212SF | S54430-F91-A1 | IR FLM DET WO2 75C 3/4" SS FM | 1 | [12 empty] | #FFFFFFFF |  |  | FALSE | FALSE | FALSE | [20 empty] | DESKTOP-7SAL8M7\acont | 2019-08-13 09:04 | THOR\acont | 2024-10-09 10:48
c911e2e9-6a35-4574-8ee8-1a69f0708342 |  |  |  | North | Edwards |  | Hardware |  |  |  | Hardware | TRUE | CM10963-250 |  | 250ft roll of 1/4 x 3/8 capillary sampling tube | 1 | [6 empty] | FALSE | [5 empty] | #FFFFFFFF |  |  | FALSE | FALSE | FALSE | [14 empty] | FALSE | [7 empty] | THOR\acont | 2024-10-09 10:48
97cbd240-cded-4ea4-b7b6-1a7271eee2a1 | NFPA 170 SMOKE DETECTOR |  |  | North | Gamewell FCI |  | Smoke Detector |  |  |  | Module | TRUE | MCS-COF w/B200S-LF-WH |  | DETECTOR, SMOKE, ADDRESSABLE PHOTO w/SOUNDER BASE, LOW FREQUENCY | 1 | 0.0005 | 0.035 |  |  |  |  | FALSE | TRUE |  |  |  |  | #FFFF0000 | FA-NFPA 170 SMOKE DETECTOR | 1 | FALSE | FALSE | FALSE | 1408 | [13 empty] | FALSE |  |  | LF |  |  |  |  | THOR\acont | 2024-09-08 17:27 | 20191121 AC Detector with base | [Gamewell FCI] [AUX POWER] [16VDC, HIGH VOLUME, 16VDC, LOW VOLUME] ASD-PL2F w/B200S-LF-WH (C), ASD-PL3 w/B200S-LF-WH (C), ASD-PL3F w/B200S-LF-WH (C), ASD-PL3-IV w/B200S-LF-IV (C), ASD-PTL3 w/B200S-LF-WH (C), ASD-PTL3-IV w/B200S-LF-IV (C), ATD-L3 w/B200S- [Gamewell FCI] [SLC MODULES SENSORS] [*] [#2 SHARED ADDR ¦ SENSORS] ADPF (C), ASD-PL2F w/B200S-LF-WH (C), ASD-PL2F w/B210LP (C), ASD-PL2FR (C), ASD-PL3 w/B200S-LF-WH (C), ASD-PL3 w/B200SR-LF-WH (C), ASD-PL3 w/B200SR-WH (C), ASD-PL3 w/B224BI-WH (C), ASD-P [Gamewell FCI] [SLC SENSORS] [*] [#4 TYPE ADDR ¦ SENSORS] ADPF (C), ASD-PL2F w/B200S-LF-WH (C), ASD-PL2F w/B210LP (C), ASD-PL2FR (C), ASD-PL3 w/B200S-LF-WH (C), ASD-PL3 w/B200SR-LF-WH (C), ASD-PL3 w/B200SR-WH (C), ASD-PL3 w/B224BI-WH (C), ASD-PL3 w/B224R
5269c41b-d15b-4832-90a5-1a739ac6f79d | NFPA 170 HEAT DETECTOR |  |  | North | Bosch |  | Heat Detector |  |  |  | Module | TRUE | F220-135 w/F220-B6 | + | Electronic heat detector 135°F (57°C), fixed temperature and rate-of-rise w/12/24 VDC Two-wire Base | 1 | 0.00012 | 0.02 |  |  |  |  | FALSE | [5 empty] | #FFFF0000 | FA-NFPA 170 HEAT DETECTOR | 1 | FALSE | FALSE | FALSE | 1403 | [13 empty] | FALSE |  |  | 135° FT,R |  |  | DESKTOP-7EIEB7A\acont | 2021-10-28 13:40 | THOR\acont | 2024-09-08 17:27 | Cloned from Bosch F220-135 w/F220-B6PS | [Bosch] [IDC] 03 F220-135 w/F220-B6, F220-P w/F220-B6, F220-PTH w/F220-B6 (C), FCC-380 (C)
ead91657-cd7b-4cb6-9b46-1a77a5b2be4b | NFPA 170 SPEAKER STROBE |  |  | North | Edwards |  | Speaker/Strobe |  |  |  | Module | TRUE | G4WA-S7VMB |  | 70V Speaker/Strobe, White, ALERT, Multi-cd blue | 1 | 0 | 0.078 |  |  |  |  | FALSE | [5 empty] | #FF0070C0 | FA-NFPA 170 SPEAKER STROBE | 1 | FALSE | FALSE | FALSE | 2019 | [13 empty] | FALSE | [7 empty] | THOR\acont | 2024-09-08 17:27 |  | [Edwards, Kidde] [AUDIO 70.7v] [70V AUDIO] G4F-S7, G4F-S7V1575, G4F-S7VM, G4HFRF-S7, G4HFRF-S7VMC, G4HFRN-S7, G4HFRN-S7VMC, G4HFWA-S7, G4HFWA-S7VMA, G4HFWA-S7VMC, G4HFWF-S7, G4HFWF-S7VMC, G4HFWN-S7, G4HFWN-S7VMA, G4HFWN-S7VMB, G4HFWN-S7VMC, G4RF-S7, G4RF [Edwards, Kidde] [NAC] [24 VDC] G4ERA-A, G4ERA-B, G4ERA-G, G4ERA-R, G4ERF-C, G4ERN-A, G4ERN-B, G4ERN-C, G4ERN-G, G4ERN-R, G4EWA-A, G4EWA-B, G4EWA-G, G4EWA-R, G4EWF-C, G4EWN-A, G4EWN-B, G4EWN-C, G4EWN-G, G4EWN-R, G4F-S2V1575, G4F-S2VM, G4F-S7V1575, G4F-S7 [Edwards, Kidde] [NAC] [16 VDC] G4ERA-A, G4ERA-B, G4ERA-G, G4ERA-R, G4ERF-C, G4ERN-A, G4ERN-B, G4ERN-C, G4ERN-G, G4ERN-R, G4EWA-A, G4EWA-B, G4EWA-G, G4EWA-R, G4EWF-C, G4EWN-A, G4EWN-B, G4EWN-C, G4EWN-G, G4EWN-R, G4F-S2V1575, G4F-S2VM, G4F-S7V1575, G4F-S7
02786516-dabc-44f3-ad23-1a77ac6942ef | CADGEN LINE BREAK SINGLE 1 |  |  | East | Generic |  | Miscellaneous |  |  |  | Module | TRUE | LINE BREAK (SINGLE) |  |  | 1 | [6 empty] | FALSE | FALSE | PROVIDED BY ELECTRICAL CONTRACTOR |  | PROVIDED BY OTHERS |  | #FFFF0000 | FA-CADGEN LINE BREAK SINGLE 1 | 1 | FALSE | FALSE | FALSE | [14 empty] | FALSE | [5 empty] | DESKTOP-7EIEB7A\acont | 2022-03-11 11:06 | THOR\acont | 2024-09-08 17:27 | Cloned from Generic WIREPATH RISER CLONED | [Generic, N/A] [JUNCTION PASSTHROUGH] [#26] CLASS A RETURN, END OF LINE DEVICE, END OF LINE RESISTOR, FIBER PATCH PANEL, FIRE ALARM TERMINAL CABINET, FURNISHED BY OTHERS, FURNISHED BY OTHERS, JUNCTION BOX, JUNCTION BOX CEILING, LINE BREAK (DOUBLE), LINE [Generic, N/A] [JUNCTION PASSTHROUGH] [#37] CLASS A RETURN, END OF LINE DEVICE, END OF LINE RESISTOR, FIBER PATCH PANEL, FIRE ALARM TERMINAL CABINET, FURNISHED BY OTHERS, FURNISHED BY OTHERS, JUNCTION BOX, JUNCTION BOX CEILING, LINE BREAK (DOUBLE), LINE [Generic, N/A] [JUNCTION PASSTHROUGH] [#20] CLASS A RETURN, END OF LINE DEVICE, END OF LINE RESISTOR, FIBER PATCH PANEL, FIRE ALARM TERMINAL CABINET, FURNISHED BY OTHERS, FURNISHED BY OTHERS, JUNCTION BOX, JUNCTION BOX CEILING, LINE BREAK (DOUBLE), LINE [Generic, N/A, Space Age Electronics] [JUNCTION PASSTHROUGH] [#2] CLASS A RETURN, END OF LINE DEVICE, END OF LINE RESISTOR, FIBER PATCH PANEL, FIRE ALARM TERMINAL CABINET, FURNISHED BY OTHERS, FURNISHED BY OTHERS, JUNCTION BOX, JUNCTION BOX CEILING, LINE [Generic, N/A] [JUNCTION PASSTHROUGH] [#12] CLASS A RETURN, END OF LINE DEVICE, END OF LINE RESISTOR, FIBER PATCH PANEL, FIRE ALARM TERMINAL CABINET, FURNISHED BY OTHERS, FURNISHED BY OTHERS, JUNCTION BOX, JUNCTION BOX CEILING, LINE BREAK (DOUBLE), LINE [Generic, N/A] [JUNCTION PASSTHROUGH] [#17] CLASS A RETURN, END OF LINE DEVICE, END OF LINE RESISTOR, FIBER PATCH PANEL, FIRE ALARM TERMINAL CABINET, FURNISHED BY OTHERS, FURNISHED BY OTHERS, JUNCTION BOX, JUNCTION BOX CEILING, LINE BREAK (DOUBLE), LINE [Generic, N/A] [JUNCTION PASSTHROUGH] [#32] CLASS A RETURN, END OF LINE DEVICE, END OF LINE RESISTOR, FIBER PATCH PANEL, FIRE ALARM TERMINAL CABINET, FURNISHED BY OTHERS, FURNISHED BY OTHERS, JUNCTION BOX, JUNCTION BOX CEILING, LINE BREAK (DOUBLE), LINE [Generic, N/A, Space Age Electronics] [JUNCTION PASSTHROUGH] [#8] CLASS A RETURN, END OF LINE DEVICE, END OF LINE RESISTOR, FIBER PATCH PANEL, FIRE ALARM TERMINAL CABINET, FURNISHED BY OTHERS, FURNISHED BY OTHERS, JUNCTION BOX, JUNCTION BOX CEILING, LINE [Generic, N/A] [JUNCTION PASSTHROUGH] [#42] CLASS A RETURN, END OF LINE DEVICE, END OF LINE RESISTOR, FIBER PATCH PANEL, FIRE ALARM TERMINAL CABINET, FURNISHED BY OTHERS, FURNISHED BY OTHERS, JUNCTION BOX, JUNCTION BOX CEILING, LINE BREAK (DOUBLE), LINE [Generic, N/A] [JUNCTION PASSTHROUGH] [#24] CLASS A RETURN, END OF LINE DEVICE, END OF LINE RESISTOR, FIBER PATCH PANEL, FIRE ALARM TERMINAL CABINET, FURNISHED BY OTHERS, FURNISHED BY OTHERS, JUNCTION BOX, JUNCTION BOX CEILING, LINE BREAK (DOUBLE), LINE [Generic, N/A] [JUNCTION PASSTHROUGH] [#18] CLASS A RETURN, END OF LINE DEVICE, END OF LINE RESISTOR, FIBER PATCH PANEL, FIRE ALARM TERMINAL CABINET, FURNISHED BY OTHERS, FURNISHED BY OTHERS, JUNCTION BOX, JUNCTION BOX CEILING, LINE BREAK (DOUBLE), LINE [Generic, N/A] [JUNCTION PASSTHROUGH] [#16] CLASS A RETURN, END OF LINE DEVICE, END OF LINE RESISTOR, FIBER PATCH PANEL, FIRE ALARM TERMINAL CABINET, FURNISHED BY OTHERS, FURNISHED BY OTHERS, JUNCTION BOX, JUNCTION BOX CEILING, LINE BREAK (DOUBLE), LINE [Generic, N/A] [JUNCTION PASSTHROUGH] [#39] CLASS A RETURN, END OF LINE DEVICE, END OF LINE RESISTOR, FIBER PATCH PANEL, FIRE ALARM TERMINAL CABINET, FURNISHED BY OTHERS, FURNISHED BY OTHERS, JUNCTION BOX, JUNCTION BOX CEILING, LINE BREAK (DOUBLE), LINE [Generic, N/A] [JUNCTION PASSTHROUGH] [#29] CLASS A RETURN, END OF LINE DEVICE, END OF LINE RESISTOR, FIBER PATCH PANEL, FIRE ALARM TERMINAL CABINET, FURNISHED BY OTHERS, FURNISHED BY OTHERS, JUNCTION BOX, JUNCTION BOX CEILING, LINE BREAK (DOUBLE), LINE [Generic, N/A] [JUNCTION PASSTHROUGH] [#34] CLASS A RETURN, END OF LINE DEVICE, END OF LINE RESISTOR, FIBER PATCH PANEL, FIRE ALARM TERMINAL CABINET, FURNISHED BY OTHERS, FURNISHED BY OTHERS, JUNCTION BOX, JUNCTION BOX CEILING, LINE BREAK (DOUBLE), LINE [Generic, N/A] [JUNCTION PASSTHROUGH] [#31] CLASS A RETURN, END OF LINE DEVICE, END OF LINE RESISTOR, FIBER PATCH PANEL, FIRE ALARM TERMINAL CABINET, FURNISHED BY OTHERS, FURNISHED BY OTHERS, JUNCTION BOX, JUNCTION BOX CEILING, LINE BREAK (DOUBLE), LINE [Generic, N/A, Space Age Electronics] [JUNCTION PASSTHROUGH] [#4] CLASS A RETURN, END OF LINE DEVICE, END OF LINE RESISTOR, FIBER PATCH PANEL, FIRE ALARM TERMINAL CABINET, FURNISHED BY OTHERS, FURNISHED BY OTHERS, JUNCTION BOX, JUNCTION BOX CEILING, LINE [Generic, N/A, Space Age Electronics] [JUNCTION PASSTHROUGH] [#5] CLASS A RETURN, END OF LINE DEVICE, END OF LINE RESISTOR, FIBER PATCH PANEL, FIRE ALARM TERMINAL CABINET, FURNISHED BY OTHERS, FURNISHED BY OTHERS, JUNCTION BOX, JUNCTION BOX CEILING, LINE [Generic, N/A] [JUNCTION PASSTHROUGH] [#36] CLASS A RETURN, END OF LINE DEVICE, END OF LINE RESISTOR, FIBER PATCH PANEL, FIRE ALARM TERMINAL CABINET, FURNISHED BY OTHERS, FURNISHED BY OTHERS, JUNCTION BOX, JUNCTION BOX CEILING, LINE BREAK (DOUBLE), LINE [Generic, N/A, Space Age Electronics] [JUNCTION PASSTHROUGH] 02 [ALL DEVICES ++] CLASS A RETURN, END OF LINE DEVICE, END OF LINE RESISTOR, FIBER PATCH PANEL, FIRE ALARM TERMINAL CABINET, FURNISHED BY OTHERS, FURNISHED BY OTHERS, JUNCTION BOX, JUNCTION BO [Generic, N/A] [JUNCTION PASSTHROUGH] [#19] CLASS A RETURN, END OF LINE DEVICE, END OF LINE RESISTOR, FIBER PATCH PANEL, FIRE ALARM TERMINAL CABINET, FURNISHED BY OTHERS, FURNISHED BY OTHERS, JUNCTION BOX, JUNCTION BOX CEILING, LINE BREAK (DOUBLE), LINE [Generic, N/A] [JUNCTION PASSTHROUGH] [#27] CLASS A RETURN, END OF LINE DEVICE, END OF LINE RESISTOR, FIBER PATCH PANEL, FIRE ALARM TERMINAL CABINET, FURNISHED BY OTHERS, FURNISHED BY OTHERS, JUNCTION BOX, JUNCTION BOX CEILING, LINE BREAK (DOUBLE), LINE [Generic, N/A] [JUNCTION PASSTHROUGH] [#10] CLASS A RETURN, END OF LINE DEVICE, END OF LINE RESISTOR, FIBER PATCH PANEL, FIRE ALARM TERMINAL CABINET, FURNISHED BY OTHERS, FURNISHED BY OTHERS, JUNCTION BOX, JUNCTION BOX CEILING, LINE BREAK (DOUBLE), LINE [Generic, N/A, Space Age Electronics] [JUNCTION PASSTHROUGH] [#3] CLASS A RETURN, END OF LINE DEVICE, END OF LINE RESISTOR, FIBER PATCH PANEL, FIRE ALARM TERMINAL CABINET, FURNISHED BY OTHERS, FURNISHED BY OTHERS, JUNCTION BOX, JUNCTION BOX CEILING, LINE [Generic, N/A] [JUNCTION PASSTHROUGH] [#23] CLASS A RETURN, END OF LINE DEVICE, END OF LINE RESISTOR, FIBER PATCH PANEL, FIRE ALARM TERMINAL CABINET, FURNISHED BY OTHERS, FURNISHED BY OTHERS, JUNCTION BOX, JUNCTION BOX CEILING, LINE BREAK (DOUBLE), LINE [Generic, N/A] [JUNCTION PASSTHROUGH] [#11] CLASS A RETURN, END OF LINE DEVICE, END OF LINE RESISTOR, FIBER PATCH PANEL, FIRE ALARM TERMINAL CABINET, FURNISHED BY OTHERS, FURNISHED BY OTHERS, JUNCTION BOX, JUNCTION BOX CEILING, LINE BREAK (DOUBLE), LINE [Generic, N/A] [JUNCTION PASSTHROUGH] [#28] CLASS A RETURN, END OF LINE DEVICE, END OF LINE RESISTOR, FIBER PATCH PANEL, FIRE ALARM TERMINAL CABINET, FURNISHED BY OTHERS, FURNISHED BY OTHERS, JUNCTION BOX, JUNCTION BOX CEILING, LINE BREAK (DOUBLE), LINE [Generic, N/A] [JUNCTION PASSTHROUGH] [#40] CLASS A RETURN, END OF LINE DEVICE, END OF LINE RESISTOR, FIBER PATCH PANEL, FIRE ALARM TERMINAL CABINET, FURNISHED BY OTHERS, FURNISHED BY OTHERS, JUNCTION BOX, JUNCTION BOX CEILING, LINE BREAK (DOUBLE), LINE [Generic, N/A] [JUNCTION PASSTHROUGH] [#38] CLASS A RETURN, END OF LINE DEVICE, END OF LINE RESISTOR, FIBER PATCH PANEL, FIRE ALARM TERMINAL CABINET, FURNISHED BY OTHERS, FURNISHED BY OTHERS, JUNCTION BOX, JUNCTION BOX CEILING, LINE BREAK (DOUBLE), LINE [Generic, N/A] [JUNCTION PASSTHROUGH] [#21] CLASS A RETURN, END OF LINE DEVICE, END OF LINE RESISTOR, FIBER PATCH PANEL, FIRE ALARM TERMINAL CABINET, FURNISHED BY OTHERS, FURNISHED BY OTHERS, JUNCTION BOX, JUNCTION BOX CEILING, LINE BREAK (DOUBLE), LINE [Generic, N/A] [JUNCTION PASSTHROUGH] [#15] CLASS A RETURN, END OF LINE DEVICE, END OF LINE RESISTOR, FIBER PATCH PANEL, FIRE ALARM TERMINAL CABINET, FURNISHED BY OTHERS, FURNISHED BY OTHERS, JUNCTION BOX, JUNCTION BOX CEILING, LINE BREAK (DOUBLE), LINE [Generic, N/A] [JUNCTION PASSTHROUGH] [#25] CLASS A RETURN, END OF LINE DEVICE, END OF LINE RESISTOR, FIBER PATCH PANEL, FIRE ALARM TERMINAL CABINET, FURNISHED BY OTHERS, FURNISHED BY OTHERS, JUNCTION BOX, JUNCTION BOX CEILING, LINE BREAK (DOUBLE), LINE [Generic, N/A] [JUNCTION PASSTHROUGH] [#35] CLASS A RETURN, END OF LINE DEVICE, END OF LINE RESISTOR, FIBER PATCH PANEL, FIRE ALARM TERMINAL CABINET, FURNISHED BY OTHERS, FURNISHED BY OTHERS, JUNCTION BOX, JUNCTION BOX CEILING, LINE BREAK (DOUBLE), LINE [Generic, N/A] [JUNCTION PASSTHROUGH] [#33] CLASS A RETURN, END OF LINE DEVICE, END OF LINE RESISTOR, FIBER PATCH PANEL, FIRE ALARM TERMINAL CABINET, FURNISHED BY OTHERS, FURNISHED BY OTHERS, JUNCTION BOX, JUNCTION BOX CEILING, LINE BREAK (DOUBLE), LINE [Generic, N/A] [JUNCTION PASSTHROUGH] [#22] CLASS A RETURN, END OF LINE DEVICE, END OF LINE RESISTOR, FIBER PATCH PANEL, FIRE ALARM TERMINAL CABINET, FURNISHED BY OTHERS, FURNISHED BY OTHERS, JUNCTION BOX, JUNCTION BOX CEILING, LINE BREAK (DOUBLE), LINE [Generic, N/A] [JUNCTION PASSTHROUGH] [#14] CLASS A RETURN, END OF LINE DEVICE, END OF LINE RESISTOR, FIBER PATCH PANEL, FIRE ALARM TERMINAL CABINET, FURNISHED BY OTHERS, FURNISHED BY OTHERS, JUNCTION BOX, JUNCTION BOX CEILING, LINE BREAK (DOUBLE), LINE [Generic, N/A] [JUNCTION PASSTHROUGH] [#9] CLASS A RETURN, END OF LINE DEVICE, END OF LINE RESISTOR, FIBER PATCH PANEL, FIRE ALARM TERMINAL CABINET, FURNISHED BY OTHERS, FURNISHED BY OTHERS, JUNCTION BOX, JUNCTION BOX CEILING, LINE BREAK (DOUBLE), LINE B [Generic, N/A] [JUNCTION PASSTHROUGH] [#13] CLASS A RETURN, END OF LINE DEVICE, END OF LINE RESISTOR, FIBER PATCH PANEL, FIRE ALARM TERMINAL CABINET, FURNISHED BY OTHERS, FURNISHED BY OTHERS, JUNCTION BOX, JUNCTION BOX CEILING, LINE BREAK (DOUBLE), LINE [Generic, N/A, Space Age Electronics] [JUNCTION PASSTHROUGH] [#6] CLASS A RETURN, END OF LINE DEVICE, END OF LINE RESISTOR, FIBER PATCH PANEL, FIRE ALARM TERMINAL CABINET, FURNISHED BY OTHERS, FURNISHED BY OTHERS, JUNCTION BOX, JUNCTION BOX CEILING, LINE [Generic, N/A, Space Age Electronics] [JUNCTION PASSTHROUGH] [#7] CLASS A RETURN, END OF LINE DEVICE, END OF LINE RESISTOR, FIBER PATCH PANEL, FIRE ALARM TERMINAL CABINET, FURNISHED BY OTHERS, FURNISHED BY OTHERS, JUNCTION BOX, JUNCTION BOX CEILING, LINE [Generic, N/A] [JUNCTION PASSTHROUGH] [#30] CLASS A RETURN, END OF LINE DEVICE, END OF LINE RESISTOR, FIBER PATCH PANEL, FIRE ALARM TERMINAL CABINET, FURNISHED BY OTHERS, FURNISHED BY OTHERS, JUNCTION BOX, JUNCTION BOX CEILING, LINE BREAK (DOUBLE), LINE [Generic, N/A] [JUNCTION PASSTHROUGH] [#41] CLASS A RETURN, END OF LINE DEVICE, END OF LINE RESISTOR, FIBER PATCH PANEL, FIRE ALARM TERMINAL CABINET, FURNISHED BY OTHERS, FURNISHED BY OTHERS, JUNCTION BOX, JUNCTION BOX CEILING, LINE BREAK (DOUBLE), LINE
f585b2c9-d985-47bd-aa0a-1a7c916a61a7 | NFPA 170 SPEAKER STROBE |  |  | North | System Sensor |  | Speaker/Strobe |  |  |  | Module | TRUE | SPSWL | + | Speaker/Strobe Wall Mount, White | 1 | 0 | 0.017 |  |  |  |  | FALSE | [5 empty] | #FF0070C0 | FA-NFPA 170 SPEAKER STROBE | 1 | FALSE | FALSE | FALSE | 2019 | [13 empty] | FALSE | [7 empty] | THOR\acont | 2024-09-08 17:27 |  | [BluePoint, System Sensor] [AUDIO 70.7v] [70V AUDIO] BP04-111LP, BP04-A111LP, SPRL, SPSR, SPSRL, SPSRL-P, SPSRL-SP, SPSW, SPSWL, SPSWL-ALERT, SPSWL-CLR-ALERT, SPSWL-P, SPWL [BluePoint, System Sensor] [AUDIO 25v] [25V AUDIO] BP04-111LP, BP04-A111LP, SPRL, SPSR, SPSRL, SPSRL-P, SPSRL-SP, SPSW, SPSWL, SPSWL-ALERT, SPSWL-CLR-ALERT, SPSWL-P, SPWL [BluePoint, System Sensor] [NAC] [VDC] BP04-101LP, BP04-111LP, BP04-A101LP, BP04-A111LP, SGRL, SGWL, SPSRL, SPSRL-P, SPSRL-SP, SPSWL, SPSWL-ALERT, SPSWL-CLR-ALERT, SPSWL-P, SRL, SRL w/ WAV-RL, SRL-P, SRL-SP, SWL, SWL w/ WAV-WL, SWL-ALERT, SWL-CLR-ALERT, [BluePoint, System Sensor] [NAC] [VFWR] BP04-101LP, BP04-111LP, BP04-A101LP, BP04-A111LP, SGRL, SGWL, SPSRL, SPSRL-P, SPSRL-SP, SPSWL, SPSWL-ALERT, SPSWL-CLR-ALERT, SPSWL-P, SRL, SRL w/ WAV-RL, SRL-P, SRL-SP, SWL, SWL w/ WAV-WL, SWL-ALERT, SWL-CLR-ALERT,
c7a83c12-99c2-4bce-9ff1-1a7ebb098641 |  |  |  | North | ProdataKey, Inc. |  | Cards & Components |  |  |  | Card | TRUE | R1 Main Board |  | Main Board | 1 | [6 empty] | TRUE | [5 empty] | #FFFFFFFF |  |  | TRUE | FALSE | FALSE | [20 empty] | DESKTOP-7EIEB7A\acont | 2022-02-12 08:25 | THOR\acont | 2024-10-09 10:48 | Cloned from ProdataKey, Inc. R2 Main Board |  | [ProdataKey, Inc.] R1 Main Board, RCNEW Main Board
f82593a4-d5c4-419e-8fea-1a83162798a9 | NFPA 170 BELL |  |  | North | System Sensor |  | Bell |  |  |  | Module | TRUE | SSV120-10 |  | Alarm Bell 10" 24VDC, red | 1 | 0 | 0.053 |  |  |  |  | FALSE | FALSE |  |  |  |  | #FFFF0000 | FA-NFPA 170 BELL | 1 | FALSE | FALSE | FALSE | 2000 | [13 empty] | FALSE | [7 empty] | THOR\acont | 2024-09-08 17:27 |  | [Hochiki, System Sensor] [NAC] B10-24, SSV120-10, SSV120-6, SSV120-8
4ce89fb0-3e9e-498d-b45f-1a845c098c66 |  |  |  | North | Kidde |  | Cards & Components |  |  |  | Card | TRUE | ANS25MDR |  | OBSOLETE - 25W Audio Notification Panel, Red | 1 | [6 empty] | TRUE | [5 empty] | #FFFFFFFF |  |  | FALSE | FALSE | FALSE | [14 empty] | FALSE | [5 empty] | DESKTOP-7SAL8M7\acont | 2020-01-02 07:17 | THOR\acont | 2024-10-09 10:48 | Cloned from Edwards ANS25MDR
8478c912-2736-46cf-9766-1a8a975feead | NFPA 170 STROBE CEILING |  |  | North | Siemens |  | Strobe |  |  |  | Module | TRUE | ZR-MC-CW | 500-636174 | Z STROBE MULTI-CANDELA CEILING WHITE | 1 | [7 empty] | TRUE |  |  |  |  | #FF0070C0 | FA-NFPA 170 STROBE CEILING | 1 | FALSE | FALSE | FALSE | 2022 | [16 empty] | C |  |  | DESKTOP-7SAL8M7\acont | 2019-08-13 09:04 | THOR\acont | 2024-09-08 17:27 | B,T | [Siemens] [NAC] [DC] ZR-MC-CR (C), ZR-MC-CW (C)
a6b7ff47-ed9c-4339-8418-1a8af661064a |  |  |  | North | Bosch | [5 empty] | Module | TRUE | AE3 | * | LARGE GREY UNIVERSAL ENCL 0000065799 | 1 | [12 empty] | #FFFFFFFF |  |  | FALSE | FALSE | FALSE | [20 empty] | DESKTOP-7EIEB7A\acont | 2021-08-13 06:25 | THOR\acont | 2024-10-09 10:48
fd261cd9-b168-4b76-8883-1a924cf99a28 | 170 BASIC SHAPE |  |  | North | SAFE Fire Detection |  | Miscellaneous |  |  |  | Module | TRUE | SPLICE |  |  | 1 | [6 empty] | FALSE | [5 empty] | #FFFF0000 | FA-170 BASIC SHAPE | 1 | FALSE | FALSE | FALSE | 5000 | [13 empty] | FALSE |  |  | SP |  |  | AULAPTOP-PC\Aulaptop | 2018-11-02 09:17 | THOR\acont | 2024-09-08 17:27 | Cloned from SAFE Fire Detection TC1000 ELR | [SAFE Fire Detection] [Linear Heat] [LINLDR] SPLICE, TC1000 ELR, TC1002 ELR
f2d9e0df-28a3-4f81-b2ba-1a95d2276901 | NFPA 170 SPEAKER STROBE CEILING |  |  | North | Eaton Wheelock |  | Speaker/Strobe |  |  |  | Module | TRUE | LSPSTRC3-AL |  | CEILING SPEAKER STROBE "ALERT" MARKING | 1 | [6 empty] | TRUE | TRUE |  |  |  |  | #FF0070C0 | FA-NFPA 170 SPEAKER STROBE CEILING | 1 | FALSE | FALSE | FALSE | 2020 | [16 empty] | C |  |  | DESKTOP-QMKR22O\aucon | 2020-07-31 11:11 | THOR\acont | 2024-09-08 17:27 |  | [Eaton Wheelock] [NAC] LSPSTC3 (C), LSPSTRC3 (C), LSPSTRC3-AL (C), LSPSTWC3 (C), LSPSTWC3-AL (C) [Eaton Wheelock] [AUDIO 70.7v] [70V AUDIO] LSPKC (C), LSPKRC (C), LSPKRC-AL (C), LSPKRC-N (C), LSPKWC (C), LSPKWC-AL (C), LSPKWC-N (C), LSPSTC3 (C), LSPSTR3, LSPSTR3-AL, LSPSTR3-ALA, LSPSTR3-N, LSPSTR3-NA, LSPSTRC3 (C), LSPSTRC3-AL (C), LSPSTW3, LSPSTW3- [Eaton Wheelock] [AUDIO 25v] [25V AUDIO] LSPKC (C), LSPKRC (C), LSPKRC-AL (C), LSPKRC-N (C), LSPKWC (C), LSPKWC-AL (C), LSPKWC-N (C), LSPSTC3 (C), LSPSTR3, LSPSTR3-AL, LSPSTR3-ALA, LSPSTR3-N, LSPSTR3-NA, LSPSTRC3 (C), LSPSTRC3-AL (C), LSPSTW3, LSPSTW3-AL
55b12c41-50fc-471d-9299-1a97f05e9847 | NFPA 170 SPEAKER WALL |  |  | North | Edwards |  | Speaker |  |  |  | Module | TRUE | G4SRN |  | Speaker, Wall, Red, None | 1 | [6 empty] | FALSE | FALSE | GRSW-10 | G4RSB |  |  | #FF0070C0 | FA-NFPA 170 SPEAKER WALL | 1 | FALSE | FALSE | FALSE | 2021 | [13 empty] | FALSE |  |  | C |  |  | DESKTOP-7SAL8M7\acont | 2020-09-15 08:46 | THOR\acont | 2025-02-25 13:49 | Cloned from Edwards GCSRN | [Edwards, Kidde] [AUDIO 70.7v] [70V AUDIO] G4F-S7, G4F-S7V1575, G4F-S7VM, G4HFRF-S7, G4HFRF-S7VMC, G4HFRN-S7, G4HFRN-S7VMC, G4HFWA-S7, G4HFWA-S7VMA, G4HFWA-S7VMC, G4HFWF-S7, G4HFWF-S7VMC, G4HFWN-S7, G4HFWN-S7VMA, G4HFWN-S7VMB, G4HFWN-S7VMC, G4RF-S7, G4RF [Edwards, Kidde] [AUDIO 25v] [25V AUDIO] EGCF-S2VMH (C), G4F-S2, G4F-S2V1575, G4F-S2VM, G4HFRF-S2, G4HFRF-S2VMC, G4HFRN-S2, G4HFRN-S2VMC, G4HFWA-S2, G4HFWA-S2VMA, G4HFWA-S2VMC, G4HFWF-S2, G4HFWF-S2VMC, G4HFWN-S2, G4HFWN-S2VMA, G4HFWN-S2VMC, G4RF-S2, G4RF [Edwards, Hochiki, Kidde] [AUDIO 70.7v] [70V AUDIO] EG4SRF, EG4SRN, EG4SVRF, EG4SVRN, EG4SVWA, EG4SVWF, EG4SVWN, EG4SWA, EG4SWF, EG4SWN, G4SRF, G4SRN, G4SVRF, G4SVRN, G4SVWA, G4SVWF, G4SVWN, G4SWA, G4SWF, G4SWN, WGSRA, WGSRF, WGSRF-FR, WGSRF-SP, WGSRN, W [Edwards, Hochiki, Kidde] [AUDIO 25v] [25V AUDIO] EG4SRF, EG4SRN, EG4SVRF, EG4SVRN, EG4SVWA, EG4SVWF, EG4SVWN, EG4SWA, EG4SWF, EG4SWN, G4SRF, G4SRN, G4SVRF, G4SVRN, G4SVWA, G4SVWF, G4SVWN, G4SWA, G4SWF, G4SWN, WGSRA, WGSRF, WGSRF-FR, WGSRF-SP, WGSRN, WGS
82071362-305c-43eb-aaf2-1a9a7359752d |  |  |  | North | DMP |  | Cards & Components |  |  |  | Card | TRUE | XR550DNPCB |  | XR550 PCB Board | 1 | 0.174 | 0.217 |  |  |  |  | TRUE | [5 empty] | #FFFFFFFF |  |  | FALSE | FALSE | FALSE | [14 empty] | FALSE | [5 empty] | DESKTOP-7EIEB7A\acont | 2023-01-30 07:59 | THOR\acont | 2024-10-09 10:48 | Cloned from DMP XR150DNPCB |  | [DMP] XR150DNPCB, XR550DNPCB
1bfd519e-9fbe-4b0d-b198-1a9b97edce85 |  |  |  | North | Alpha Communications |  | Cards & Components |  |  |  | Card | TRUE | PWR2410A Main Board | + | Main Board | 1 | [6 empty] | TRUE | [5 empty] | #FFFFFFFF |  |  | TRUE | FALSE | FALSE | [14 empty] | FALSE | [5 empty] | DESKTOP-7EIEB7A\acont | 2022-02-10 10:05 | THOR\acont | 2024-10-09 10:48 | Cloned from Rath Area of Refuge 2500-PWR24U MAIN CARD | [Alpha Communications] [IDC] 01 PWR2410A Main Board | [Alpha Communications] PWR2410A Main Board
bf163e42-4363-4844-891b-1a9c165bedce | NFPA 170 HORN STROBE CEILING |  |  | North | System Sensor |  | Horn/Strobe |  |  |  | Module | TRUE | PC2RH | + | 2-Wire, Horn Strobe, Red, High CD | 1 | 0 | 0.071 |  |  |  |  | FALSE | TRUE |  |  |  |  | #FF0070C0 | FA-NFPA 170 HORN STROBE CEILING | 1 | FALSE | FALSE | FALSE | 2013 | [13 empty] | FALSE |  |  | C |  |  | DESKTOP-7EIEB7A\acont | 2021-07-29 12:01 | THOR\acont | 2024-09-08 17:27 | Cloned from System Sensor PC2R | [System Sensor] [NAC] [VFWR, TEMPORAL HIGH] PC2RH (C), PC2RHK (C), PC2WH (C), PC2WHK (C) [System Sensor] [NAC] [VDC, TEMPORAL HIGH] PC2RH (C), PC2RHK (C), PC2WH (C), PC2WHK (C)
894de6df-5b1b-4a3a-8e85-1aa2d775a229 | NFPA 170 FIRE ALARM TERMINAL CABINET | RISER FATC |  | North | Space Age Electronics |  | Terminal Cabinet |  |  |  | Module | TRUE | SSU00635 | Accessories | Fire Alarm Terminal Cabinet, 6 1/2” 8 5/8” 2 1/2” Thumb Screw | 1 | 0 | 0 |  |  |  |  | TRUE |  | Surface Mounted |  |  |  | #FFFF0000 | FA-NFPA 170 FIRE ALARM TERMINAL CABINET | 1 | FALSE | FALSE | FALSE | 205 | [19 empty] | DESKTOP-7SAL8M7\acont | 2020-02-20 10:53 | THOR\acont | 2024-09-08 17:27 | Cloned from Space Age Electronics SSU00672 | [Generic, N/A, Space Age Electronics] [JUNCTION PASSTHROUGH] 02 [ALL DEVICES ++] CLASS A RETURN, END OF LINE DEVICE, END OF LINE RESISTOR, FIBER PATCH PANEL, FIRE ALARM TERMINAL CABINET, FURNISHED BY OTHERS, FURNISHED BY OTHERS, JUNCTION BOX, JUNCTION BO [Generic, N/A, Space Age Electronics] [JUNCTION PASSTHROUGH] [#2] CLASS A RETURN, END OF LINE DEVICE, END OF LINE RESISTOR, FIBER PATCH PANEL, FIRE ALARM TERMINAL CABINET, FURNISHED BY OTHERS, FURNISHED BY OTHERS, JUNCTION BOX, JUNCTION BOX CEILING, LINE [Generic, N/A, Space Age Electronics] [JUNCTION PASSTHROUGH] [#4] CLASS A RETURN, END OF LINE DEVICE, END OF LINE RESISTOR, FIBER PATCH PANEL, FIRE ALARM TERMINAL CABINET, FURNISHED BY OTHERS, FURNISHED BY OTHERS, JUNCTION BOX, JUNCTION BOX CEILING, LINE [Generic, N/A, Space Age Electronics] [JUNCTION PASSTHROUGH] [#3] CLASS A RETURN, END OF LINE DEVICE, END OF LINE RESISTOR, FIBER PATCH PANEL, FIRE ALARM TERMINAL CABINET, FURNISHED BY OTHERS, FURNISHED BY OTHERS, JUNCTION BOX, JUNCTION BOX CEILING, LINE
20800584-6bfb-4eb5-bee3-1aa6829e6fc7 | NFPA 170 STROBE WALL |  |  | North | Edwards |  | Strobe |  |  |  | Module | TRUE | GL1RN-VMC |  | Strobe, red , no markings, LED , 15-110 cd, clear lens. | 1 | [6 empty] | FALSE | [5 empty] | #FF0070C0 | FA-NFPA 170 STROBE WALL | 1 | FALSE | FALSE | FALSE | 2023 | [13 empty] | FALSE | [7 empty] | THOR\acont | 2024-09-08 17:27
c308a48c-7c12-4b7f-8d72-1aae65151e09 |  |  |  | North | Bosch |  | Hardware |  |  |  | Hardware | TRUE | D1640 | ++ | Transformer | 1 | [12 empty] | #FFFFFFFF |  |  | FALSE | FALSE | FALSE | [20 empty] | DESKTOP-7EIEB7A\acont | 2022-08-25 15:32 | THOR\acont | 2024-10-09 10:48 | Cloned from Bosch D1224
887209a8-cce4-4c3d-bb17-1aae9667f457 | NFPA 170 REMOTE ANNUNCIATOR | RISER ANNUNCIATOR |  | North | Notifier |  | Remote Annunciator |  |  |  | Module | TRUE | LCD-160 | + | Terminal and ACS mode. 160-character, backlit LCD display | 1 | 0.3 | 0.325 |  |  |  |  | TRUE | FALSE | SEMI-FLUSH |  | 9-3/16"X9-15/16"X3-3/4" | N/A | #FFFF0000 | FA-NFPA 170 REMOTE ANNUNCIATOR | 1 | FALSE | FALSE | FALSE |  |  |  | 7120-0028:0227 | [10 empty] | FALSE | [5 empty] | DESKTOP-7EIEB7A\acont | 2022-02-07 11:28 | THOR\acont | 2024-09-08 17:27 | Cloned from Notifier LCD-160 MAIN CARD | [Notifier] [RS-485] [DATA] LCD-160 [Notifier] [AUX POWER] [*] [PWR] LCD-160
24c30481-2444-422e-bb5d-1ab1d53cb947 |  |  |  | North | Schlage | Security/Access Control |  |  |  |  | Module | TRUE | ND53PD |  |  | 1 | [12 empty] | #FFFFFFFF |  |  | FALSE | FALSE | FALSE | [20 empty] | THOR\acont | 2024-03-12 21:43 | THOR\acont | 2024-10-09 10:48
7175feb8-2fee-4c1f-93af-1ab281eb1753 | NFPA 170 SMOKE DETECTOR |  |  | North | Edwards |  | Smoke Detector |  |  |  | Module | TRUE | SIGA-OSD w/SIGA-RB BASE | ++ | Intelligent Optical Smoke Detector | 1 | 3.2e-05 | 4.5e-05 |  |  |  |  | FALSE | TRUE |  |  |  |  | #FFFF0000 | FA-NFPA 170 SMOKE DETECTOR | 1 | FALSE | FALSE | FALSE | 1408 | [13 empty] | FALSE | [5 empty] | DESKTOP-7SAL8M7\acont | 2020-01-07 08:00 | THOR\acont | 2024-09-08 17:27 | Cloned from Edwards SIGA-PD w/SIGA-RB BASE | [Edwards, Kidde] [SLC EST MODULES/SENSORS] 01 [*] [iO64] DS-HFS (C), DS-PS (C), FX-HD w/IB4U BASE, FX-HD w/RB4U BASE, FX-HD w/SB4U BASE, FX-HD w/SB4U-LF BASE, FX-HD wB4U BASE, FX-PD w/B4U BASE (C), FX-PD w/IB4U BASE (C), FX-PD w/SB4U BASE (C), FX-PD w/SB [Edwards, Kidde] [SLC EST SENSORS] [*] [#4 TYPE ADDR ¦ SENSORS] KI-DDOS (C), SIGA2-COS w/SIGA-AB4G BASE, SIGA2-COS w/SIGA-AB4G-LF BASE, SIGA2-COS w/SIGA-AB4GT BASE, SIGA2-COS w/SIGA-IB BASE, SIGA2-COS w/SIGA-RB BASE, SIGA2-COS w/SIGA-SB BASE, SIGA2-HCOS [Edwards, Kidde] [SLC EST SENSORS] 01 [*] [EST3, iO1000] DS-HFS (C), DS-PS (C), FX-HD w/IB4U BASE, FX-HD w/RB4U BASE, FX-HD w/SB4U BASE, FX-HD w/SB4U-LF BASE, FX-HD wB4U BASE, FX-PD w/B4U BASE (C), FX-PD w/IB4U BASE (C), FX-PD w/SB4U BASE (C), FX-PD w/SB [Edwards, Kidde] [SLC EST MODULES SENSORS] [*] [#2 SHARED ADDR ¦ SENSORS] KI-DDOS (C), SIGA2-COS w/SIGA-AB4G BASE, SIGA2-COS w/SIGA-AB4G-LF BASE, SIGA2-COS w/SIGA-AB4GT BASE, SIGA2-COS w/SIGA-IB BASE, SIGA2-COS w/SIGA-RB BASE, SIGA2-COS w/SIGA-SB BASE, S
9b89276d-5210-4775-bfd2-1ab369a13f08 |  |  |  | North | HESS | Security/Access Control |  |  |  |  | Module | TRUE | 9600-629 (LBM)(LBSM) |  | BRIGHT STAINLESS STEEL | 1 | [12 empty] | #FFFFFFFF |  |  | FALSE | FALSE | FALSE | [20 empty] | THOR\acont | 2024-03-12 21:20 | THOR\acont | 2024-10-09 10:48
99b24776-b3db-4488-af4e-1ab47b681b32 |  |  |  | North | Gamewell FCI |  | Cards & Components |  |  |  | Card | TRUE | 1100-0455 |  | Programmable switch modules (ASM-16) (occupies one slot of inner door) | 1 | 0.011 | 0.011 |  |  |  |  | TRUE | [5 empty] | #FFFFFFFF |  |  | FALSE | FALSE | FALSE | [14 empty] | FALSE | [7 empty] | THOR\acont | 2024-10-09 10:48 |  | [Gamewell FCI, Notifier] [RS-485] 1100-0455, 1100-0505, ANU-48, ANU-48 Assembly, ASM-16, LCD-7100 MAIN CARD, LCD-E3, LCD-SLP, LCD-SLP MAIN BOARD, LDM-32 Assembly, NGA, RA-1000 [Gamewell FCI] [AUX POWER] [*] 1100-0455, 1100-0503, 1100-0505, 1100-1321, 1100-1322, 1100-1323, 1100-1324, 1100-1325, 1100-1326, ANU-48, ASM-16, INI-VGC, INI-VGE, INI-VGX, LCD-7100 MAIN CARD, LCD-E3, LCD-SLP, LCD-SLP MAIN BOARD, M34-110, M34-56, NGA, RA
56d581a7-d160-4bd4-aa31-1ab7b1e6a21c | NFPA 170 ADDRESSABLE OUTPUT MODULE |  |  | North | Apollo |  | Addressable Control/Relay |  |  |  | Module | TRUE | A901-CTRL-A/V-2 |  | AUDIBLE/VISUAL CONTROL MODULE DUAL IN PANEL | 2 | 0.001 | 0.004 |  |  |  |  | FALSE | [5 empty] | #FFFF0000 | FA-NFPA 170 ADDRESSABLE OUTPUT MODULE | 1 | FALSE | FALSE | FALSE | 1100 | [13 empty] | FALSE |  |  | ID |  |  |  |  | THOR\acont | 2024-09-08 17:27 |  | [Apollo] [SLC APOLLO MODULES/SENSORS] [#14] A901-CTRL-A/V-2 [Apollo] [AUDIO 70.7v] [70V AUDIO] A901-CTRL A/V, A901-CTRL-A/V-2, D900-CTRL A/V [Advanced, Apollo] [SLC APOLLO MODULES SENSORS] [*] [#1 SHARED ADDR ¦ MODULES] 45681-800 (C), 45681-805 (C), 55000-001 (C), 55000-002 (C), 55000-005 (C), 55000-006 (C), 55000-009 (C), 55000-010 (C), 55000-765 (C), 55000-790ADV, 55000-805ADV, 55000-806ADV [Apollo] [SLC APOLLO MODULES/SENSORS] [#5] A901-CTRL A/V, A901-CTRL-A/V-2, D900-CTRL A/V | [Apollo] A901-CTRL-A/V-2
796640a9-3bac-4514-ab34-1ab7eb288a89 |  |  |  | North | Notifier |  | Cards & Components |  |  |  | Card | TRUE | ACT-4 | + | Audio-coupling transformer. Used to electronically isolate DVC-AO analog risers. | 1 | [6 empty] | TRUE | [5 empty] | #FFFFFFFF |  |  | FALSE | FALSE | FALSE | [14 empty] | FALSE | [5 empty] | DESKTOP-7EIEB7A\acont | 2022-05-18 07:21 | THOR\acont | 2024-10-09 10:48 | Cloned from Gamewell FCI ACT-1 |  | [Gamewell FCI, Notifier] ACT-1, ACT-4
5e74b5bd-5b49-47ef-9757-1abbb395cabd |  |  |  | North | Bosch | [5 empty] | Module | TRUE | MBV-BLIT-DIP | * | License Lite base for DIVAR IP AIO 5000 0000204033 | 1 | [12 empty] | #FFFFFFFF |  |  | FALSE | FALSE | FALSE | [20 empty] | DESKTOP-7EIEB7A\acont | 2021-08-13 06:25 | THOR\acont | 2024-10-09 10:48
ab6fba49-cbca-4995-a242-1ac158e867bf | NFPA 170 AMPLIFIER RACK | RISER AMP |  | North | Hochiki |  | Amplifier |  |  |  | Assembly | TRUE | FNVDPS25 (25V) | + | Distributed Panel, Single Channel, 25W | 1 | [6 empty] | FALSE |  |  | *Refer to Install Sheet |  |  | #FFFF0000 | FA-NFPA 170 AMPLIFIER RACK | 1 | FALSE | FALSE | FALSE | 300 | [8 empty] | 7,12,18 |  |  |  | 25 | TRUE | [5 empty] | DESKTOP-7SAL8M7\acont | 2019-11-05 11:20 | THOR\acont | 2024-09-08 17:27 | Cloned from Evax HMX-DPS25
f4adc902-c41e-4dd4-b42b-1ac28ad30dd4 |  |  |  | North | MIRCOM | [5 empty] | Module | TRUE | QAA-5160-70/25 | ++ | 1 Zone 60W Amplifier | 1 | 0.055 | 0.35 | [10 empty] | #FFFFFFFF |  |  | FALSE | FALSE | FALSE | [22 empty] | THOR\acont | 2024-12-02 14:25 |  |  | [MIRCOM] QAA-5160-70/25 [MIRCOM] QAA-5160-70/25
3a4d94af-3fe2-4e53-9c54-1ac2ad476428 | NFPA 170 SPEAKER CEILING |  |  | North | Edwards |  | Speaker |  |  |  | Module | TRUE | GCF-S7 |  | 70V Speaker, White, FIRE | 1 | [6 empty] | FALSE | TRUE |  |  |  |  | #FF0070C0 | FA-NFPA 170 SPEAKER CEILING | 1 | FALSE | FALSE | FALSE | 2019 | [13 empty] | FALSE |  |  | C |  |  |  |  | THOR\acont | 2024-09-08 17:27 |  | [Edwards, Kidde] [AUDIO 70.7v] [70V AUDIO] G4F-S7, G4F-S7V1575, G4F-S7VM, G4HFRF-S7, G4HFRF-S7VMC, G4HFRN-S7, G4HFRN-S7VMC, G4HFWA-S7, G4HFWA-S7VMA, G4HFWA-S7VMC, G4HFWF-S7, G4HFWF-S7VMC, G4HFWN-S7, G4HFWN-S7VMA, G4HFWN-S7VMB, G4HFWN-S7VMC, G4RF-S7, G4RF
ae2429c2-d831-4364-81ab-1acb73637417 | NFPA 170 SMOKE DETECTOR |  |  | North | Notifier |  | Smoke Detector |  |  |  | Module | TRUE | FSD-751RP w/B200S-LF |  | DETECTOR, SMOKE, ADDRESSABLE PHOTO w/SOUNDER BASE, LOW FREQUENCY | 1 | 0.0005 | 0.035 |  |  |  |  | FALSE | TRUE |  |  |  |  | #FFFF0000 | FA-NFPA 170 SMOKE DETECTOR | 1 | FALSE | FALSE | FALSE | 1408 | [13 empty] | FALSE |  |  | LF¦SB |  |  |  |  | THOR\acont | 2024-09-08 17:27 | 20191121 AC Detector with base | [Notifier] [AUX POWER] [16VDC, LOW VOLUME] B200S-LF-WH, FCO-851 w/B200S-LF (C), FCO-951 w/B200S-LF-WH (C), FPC-951 w/B200S-LF-IV (C), FPC-951 w/B200S-LF-WH (C), FPTI-951 w/B200S-LF-IV (C), FPTI-951 w/B200S-LF-WH (C), FSCO-951 w/B200S-LF-IV (C), FSCO-951 [Notifier] [AUX POWER] [16VDC, HIGH VOLUME] B200S-LF-WH, FCO-851 w/B200S-LF (C), FCO-951 w/B200S-LF-WH (C), FPC-951 w/B200S-LF-IV (C), FPC-951 w/B200S-LF-WH (C), FPTI-951 w/B200S-LF-IV (C), FPTI-951 w/B200S-LF-WH (C), FSCO-951 w/B200S-LF-IV (C), FSCO-951 [Honeywell, Notifier, System Sensor] [SLC MODULES SENSORS] [*] [#2 SHARED ADDR ¦ SENSORS] 2251B (C), 2251-COPTIR (C), 2251-COPTIR w/B200S-WH (C), 2251TB (C), 2251TMB (C), 5251B (C), 5251B-WP (C), 5251H (C), 5251RB (C), 5251RB-WP (C), 7251 (C), 7251DH (C) [Honeywell, Notifier, System Sensor] [SLC SENSORS] [*] [#4 TYPE ADDR ¦ SENSORS] 2251B (C), 2251-COPTIR (C), 2251-COPTIR w/B200S-WH (C), 2251TB (C), 2251TMB (C), 5251B (C), 5251B-WP (C), 5251H (C), 5251RB (C), 5251RB-WP (C), 7251 (C), 7251DH (C), DH200LP
f50741ee-f177-4424-8360-1ad44e44e5ba |  |  |  | North | Gamewell FCI |  | Cards & Components |  |  |  | Card | TRUE | 1100-0451 | + | INCC-TEL, Fire Fighter Phone Module | 1 | [6 empty] | TRUE | [5 empty] | #FFFFFFFF |  |  | FALSE | FALSE | FALSE | [20 empty] | DESKTOP-7SAL8M7\acont | 2019-04-25 09:24 | THOR\acont | 2024-10-09 10:48 | Cloned from Gamewell E3ID2-TA
1bba9bd7-febb-4a21-a89c-1ad891a2acbb | NFPA 170 FIRE ALARM CONTROL UNIT | RISER FACP |  | North | Bosch |  | Fire Alarm Control Unit |  |  |  | Assembly | TRUE | D9412GV4 | + | INTRUSION/FIRE/ACCESS CONTROL PANEL 246 POINTS | 1 | [6 empty] | FALSE | [5 empty] | #FFFF0000 | FA-NFPA 170 FIRE ALARM CONTROL UNIT | 1 | FALSE | FALSE | FALSE | 202 | [8 empty] | 7,12,18 |  |  |  |  | TRUE | [5 empty] | DESKTOP-7SAL8M7\acont | 2020-06-16 08:46 | THOR\acont | 2024-09-08 17:27 | Cloned from Bosch B9512G
21cec3e4-6238-4749-b260-1adb7a006634 |  |  |  | North | Siemens |  | Cards & Components |  |  |  | Card | TRUE | FP2013-U1 | S54400-Z61-A1 | FP2013-U1 600W Power Supply Consists of two power supply units and a connection cable specially designed for cascading power supply applications. Used on fire/voice systems that need up to 600W of 24V power. | 1 | [6 empty] | TRUE | [5 empty] | #FFFFFFFF |  |  | FALSE | FALSE | FALSE | [14 empty] | FALSE | [5 empty] | DESKTOP-7SAL8M7\acont | 2018-09-07 11:26 | THOR\acont | 2024-10-09 10:48 |  |  | [Siemens] FP2013-U1
638458a8-a381-4755-b596-1ade78a63d39 |  |  |  | North | Notifier |  | Cards & Components |  |  |  | Card | TRUE | NFC-CE6 (70V) | + | Speaker Circuit/Zone Expander Module | 1 | 0.02 | 0.189 |  |  |  |  | TRUE | FALSE |  |  |  |  | #FFFFFFFF |  |  | FALSE | FALSE | FALSE | [14 empty] | FALSE | [5 empty] | DESKTOP-7SAL8M7\acont | 2019-10-02 17:27 | THOR\acont | 2024-10-09 10:48 | Cloned from Firelite ECC-CE6 (25V) |  | [Notifier] NFC-CE6 (70V)
a4507900-9e1e-4057-aba0-1ae89ef87da9 |  |  |  | North | MIRCOM |  | Cards & Components |  |  |  | Card | TRUE | ALC-198S | ++ | SINGLE INTELLIGENT ANALOG LOOP CONTROLLER MODULE | 1 | 0.035 | 0.05 |  |  |  |  | TRUE | [5 empty] | #FFFFFFFF |  |  | FALSE | FALSE | FALSE | [14 empty] | FALSE | [5 empty] | THOR\acont | 2024-07-01 08:57 | THOR\acont | 2024-10-09 10:48 | Cloned from MIRCOM FX-2000ND Main Card | [BluePoint, MIRCOM] [RS-485] ALC-198S, BP-MCQXM-BP MAIN BOARD, QX-MINI-BP MAIN BOARD [MIRCOM, Monaco Enterprises, System Sensor] [AUX POWER] 729-144-00, ALC-198S, M502M, MIX-M502M, MIX-M502MAP | [MIRCOM] ALC-198S
d4399663-618c-452b-957c-1aeafc8ad365 | NFPA 170 STROBE WALL |  |  | North | Eaton Wheelock |  | Strobe |  |  |  | Module | TRUE | RSS-24W-FR |  | Strobe, 24 VDC, , Non-Sync/Sync | 1 | 0 | 0.145 |  |  |  |  | FALSE | FALSE |  |  |  |  | #FF0070C0 | FA-NFPA 170 STROBE WALL | 1 | FALSE | FALSE | FALSE | 2023 | [13 empty] | FALSE | [7 empty] | THOR\acont | 2024-09-08 17:27 |  | [Eaton Wheelock] [NAC] RSS-24W-FR
aaf251cd-908f-4e17-9aa0-1af0e7b75a5b | NFPA 170 SPEAKER STROBE CEILING |  |  | North | Edwards |  | Speaker/Strobe |  |  |  | Module | TRUE | GCSVHWF |  | Speaker/Strobe, Ceiling, White, FIRE, High CD | 1 | [6 empty] | FALSE | TRUE |  |  |  |  | #FF0070C0 | FA-NFPA 170 SPEAKER STROBE CEILING | 1 | FALSE | FALSE | FALSE | 2020 | [13 empty] | FALSE |  |  | C |  |  | THOR\acont | 2024-09-17 12:35 | THOR\acont | 2024-10-09 10:48 | Cloned from Edwards GCSVHRF CLONED CLONED CLONED | [Edwards, Kidde] [AUDIO 70.7v] [70V AUDIO] EGCSRF (C), EGCSRN (C), EGCSVHRF (C), EGCSVHRF-FR (C), EGCSVHRF-SP (C), EGCSVHRN (C), EGCSVHWA (C), EGCSVHWF (C), EGCSVHWF-FR (C), EGCSVHWF-SP (C), EGCSVHWN (C), EGCSVRF (C), EGCSVRN (C), EGCSVWA (C), E [Edwards, Kidde] [AUDIO 25v] [25V AUDIO] EGCSRF (C), EGCSRN (C), EGCSVHRF (C), EGCSVHRF-FR (C), EGCSVHRF-SP (C), EGCSVHRN (C), EGCSVHWA (C), EGCSVHWF (C), EGCSVHWF-FR (C), EGCSVHWF-SP (C), EGCSVHWN (C), EGCSVRF (C), EGCSVRN (C), EGCSVWA (C), EGC [Edwards, Kidde] [NAC] [24 FWR] EGCSVHRF (C), EGCSVHRF-FR (C), EGCSVHRF-SP (C), EGCSVHRN (C), EGCSVHWA (C), EGCSVHWF (C), EGCSVHWF-FR (C), EGCSVHWF-SP (C), EGCSVHWN (C), EGCVHRF (C), EGCVHRF-FR (C), EGCVHRF-SP (C), EGCVHRN (C), EGCVHWA (C), [Edwards, Kidde] [NAC] [24 VDC] EGCSVHRF (C), EGCSVHRF-FR (C), EGCSVHRF-SP (C), EGCSVHRN (C), EGCSVHWA (C), EGCSVHWF (C), EGCSVHWF-FR (C), EGCSVHWF-SP (C), EGCSVHWN (C), EGCVHRF (C), EGCVHRF-FR (C), EGCVHRF-SP (C), EGCVHRN (C), EGCVHWA (C),
28abae8a-2ec8-43d2-b7c8-1af46c7118c4 | NFPA 170 SPEAKER STROBE |  |  | North | Edwards |  | Speaker/Strobe |  |  |  | Module | TRUE | WGSVWF | ++ | Outdoor rated speaker strobe, wall, white, fire | 1 | [6 empty] | FALSE | FALSE |  |  |  |  | #FF0070C0 | FA-NFPA 170 SPEAKER STROBE | 1 | FALSE | FALSE | FALSE | 2019 | [13 empty] | FALSE |  |  | WP |  |  | THOR\acont | 2024-04-09 09:09 | THOR\acont | 2024-09-08 17:27 | Cloned from Edwards WGSVRA CLONED CLONED CLONED CLONED CLONED | [Edwards, Hochiki, Kidde] [AUDIO 70.7v] [70V AUDIO] EG4SRF, EG4SRN, EG4SVRF, EG4SVRN, EG4SVWA, EG4SVWF, EG4SVWN, EG4SWA, EG4SWF, EG4SWN, G4SRF, G4SRN, G4SVRF, G4SVRN, G4SVWA, G4SVWF, G4SVWN, G4SWA, G4SWF, G4SWN, WGSRA, WGSRF, WGSRF-FR, WGSRF-SP, WGSRN, W [Edwards, Kidde] [NAC] [VDC] WGSVRA, WGSVRF, WGSVRF-FR, WGSVRF-SP, WGSVRN, WGSVWA, WGSVWF, WGSVWF-FR, WGSVWF-SP, WGSVWN, WGVRA, WGVRF, WGVRF-FR, WGVRF-SP, WGVRN, WGVWA, WGVWF, WGVWF-FR, WGVWF-SP, WGVWN [Edwards, Hochiki, Kidde] [AUDIO 25v] [25V AUDIO] EG4SRF, EG4SRN, EG4SVRF, EG4SVRN, EG4SVWA, EG4SVWF, EG4SVWN, EG4SWA, EG4SWF, EG4SWN, G4SRF, G4SRN, G4SVRF, G4SVRN, G4SVWA, G4SVWF, G4SVWN, G4SWA, G4SWF, G4SWN, WGSRA, WGSRF, WGSRF-FR, WGSRF-SP, WGSRN, WGS
cb83c123-2406-4985-8189-1af5f7465580 | EMP14 PANEL |  |  | North | Edwards |  | Enclosure |  |  |  | Assembly | TRUE | EMP-14 |  | Emergency Paging Panel | 1 | [6 empty] | TRUE | [5 empty] | #FFFF0000 | FA-EMP14 PANEL | 1 | FALSE | FALSE | FALSE | [20 empty] | HOMEAUGUSTXPS-1\aucon | 2021-07-22 11:22 | THOR\acont | 2024-09-08 17:27 | Cloned from Edwards EMP-7
bd1cf72c-e1fe-4cca-a437-1af9a8c97480 | NFPA 170 ADDRESSABLE OUTPUT MODULE |  |  | North | Kidde |  | Addressable Control/Relay |  |  |  | Module | TRUE | GSA-MCR |  | Signature control relay module, UIO plug-in | 1 | 0.0001 | 0.0001 |  |  |  |  | FALSE | [5 empty] | #FFFF0000 | FA-NFPA 170 ADDRESSABLE OUTPUT MODULE | 1 | FALSE | FALSE | FALSE | 1100 | [13 empty] | FALSE | [5 empty] | AULAPTOP-PC\Aulaptop | 2018-09-03 13:55 | THOR\acont | 2024-09-08 17:27 |  | [Kidde] [SLC EST MODULES] [*] [#3 TYPE ADDR ¦ MODULES] 76-330002-101, 84-330002-001, FX-270, FX-278, FX-2WIRE, FX-IDC1A, FX-IDC1B, FX-IDC2B, FX-IDCWS, FX-ISO, FX-NAC, FX-RLY, GSA-CC1, GSA-CC1S, GSA-CC2, GSA-CR, GSA-CRH, GSA-CRR, GSA-CT1, GSA-CT2, GSA-IO, [Edwards, Kidde] [SLC EST MODULES/SENSORS] 05 [*] [iO64] FX-ISO, FX-RLY, GSA-CR, GSA-CRH, GSA-CRR, GSA-MCR, GSA-MCRR, SIGA-CR, SIGA-CR2, SIGA-CRH, SIGA-CRR, SIGA-MCR, SIGA-MCRR [Kidde] [SLC EST MODULES SENSORS] [*] [#1 SHARED ADDR ¦ MODULES] 76-330002-101, 84-330002-001, FX-270, FX-278, FX-2WIRE, FX-IDC1A, FX-IDC1B, FX-IDC2B, FX-IDCWS, FX-ISO, FX-NAC, FX-RLY, GSA-CC1, GSA-CC1S, GSA-CC2, GSA-CR, GSA-CRH, GSA-CRR, GSA-CT1, GSA-CT [Edwards, Kidde] [SLC EST MODULES] 04 [*] [EST3, iO1000 ] FX-RLY, GSA-CR, GSA-CRH, GSA-CRR, GSA-MCR, GSA-MCRR, SIGA-CR, SIGA-CR2, SIGA-CRH, SIGA-CRR, SIGA-MCR, SIGA-MCRR
cc356c08-13b0-4a97-bd29-1afb547bcbd3 | NFPA 170 HORN |  |  | North | Eaton Wheelock |  | Horn |  |  |  | Module | TRUE | LFHNKR3 |  | Horn Exceder Series, Red, LED | 1 | 0.064 | 0.064 |  |  |  |  | FALSE | FALSE |  |  |  |  | #FF0070C0 | FA-NFPA 170 HORN | 1 | FALSE | FALSE | FALSE | 2010 | [13 empty] | FALSE | [5 empty] | DESKTOP-7SAL8M7\acont | 2018-12-19 11:28 | THOR\acont | 2024-09-08 17:27 | Cloned from Wheelock HNR | [Eaton Wheelock] [NAC] LFHNKR3, LFHNKW3
c8a8a01f-4f82-4702-9d69-1afc52e826c7 | NFPA 170 STROBE WALL |  |  | North | Edwards |  | Strobe |  |  |  | Module | TRUE | G4SEWN-B |  | White Strobe Expander, White,No Marking, Blue Lens | 1 | [6 empty] | TRUE | [5 empty] | #FF0070C0 | FA-NFPA 170 STROBE WALL | 1 | FALSE | FALSE | FALSE | [20 empty] | AUGUSTXPS17-EUP\aucon | 2022-07-13 14:28 | THOR\acont | 2024-09-08 17:27 | Cloned from New Part CLONED CLONED CLONED CLONED CLONED CLONED | [Edwards] [NAC] [24 FWR] G4SEWA-B, G4SEWN-B [Edwards] [NAC] [24 VDC] G4SERA-A, G4SEWA-A, G4SEWN-A [Edwards] [NAC] [24 FWR] G4SERA-A, G4SEWA-A, G4SEWN-A [Edwards] [NAC] [24 VDC] G4SEWA-B, G4SEWN-B
f5a74936-89d7-4bb8-8191-1b0022497fc6 | NFPA 170 ADDRESSABLE OUTPUT MODULE |  |  | North | Silent Knight |  | Addressable Control/Relay |  |  |  | Module | TRUE | WSK-RELAY | + | Wireless Relay Module | 1 | [6 empty] | FALSE | [5 empty] | #FFFF0000 | FA-NFPA 170 ADDRESSABLE OUTPUT MODULE | 1 | FALSE | FALSE | FALSE | 1100 | [13 empty] | FALSE |  |  | W |  |  | DESKTOP-7SAL8M7\acont | 2019-07-13 08:52 | THOR\acont | 2024-09-08 17:27 | Cloned from Firelite W-CRF | [Silent Knight] [SLC SK MODULES] [*] [#3 TYPE ADDR ¦ MODULES] HFS-MM, SK-CONTROL, SK-CONTROL-6, SK-MINIMON, SK-MON-10, SK-MONITOR, SK-MONITOR-2, SK-PULL-DA, SK-PULL-SA, SK-RELAY, SK-RELAY-6, SK-RELAYMON-2, SK-ZONE, SK-ZONE-6, WAV-CRL, WAV-CWL, WAV-RL, WA [Farenhyt, Silent Knight] [SLC MODULES SENSORS] [*] [#1 SHARED ADDR ¦ MODULES] HFS-MM, Hood System/IDP-MINIMON, IDP-CONTROL, IDP-CONTROL-6, IDP-MINIMON, IDP-MON-10, IDP-MONITOR, IDP-MONITOR-2, IDP-PULL-DA, IDP-PULL-SA, IDP-RELAY, IDP-RELAY-6, IDP-RELAYMO [Farenhyt, Firelite, Gamewell FCI, Notifier, Silent Knight] [SWIFT MESH DEVICES] 01 FWH-200FIX135, FWH-200ROR135, FW-MM, FW-RM, NBG-12WL, WAM-MM, WAM-RC, W-BG12LX, W-CRF, W-H355, W-H355R, WIDP-HEAT w/B210W, WIDP-HEAT-ROR w/B210W, WIDP-MONITOR, WIDP-PULL-
145d7505-8818-40da-bbbd-1b013922529d |  |  |  | North | Bosch | [5 empty] | Module | TRUE | NDA-5030-PIP | * | Pendant Interface Plate, Nde-4/5000 | 1 | [12 empty] | #FFFFFFFF |  |  | FALSE | FALSE | FALSE | [20 empty] | DESKTOP-7EIEB7A\acont | 2021-08-13 06:25 | THOR\acont | 2024-10-09 10:48
e9614ea7-2cb6-4268-b68e-1b07993b1ecd | NFPA 170 SMOKE HEAT DETECTOR |  |  | North | Autocall |  | Smoke/Heat Detector |  |  |  | Module | TRUE | A4098-9602 w/A4098-9683 | + | TrueAlarm Photoelectric Smoke Detector with TrueSense Smoke/Heat Detection 2-Wire | 1 | 0.0001 | 0.024 |  |  |  |  | TRUE | TRUE |  |  |  |  | #FFFF0000 | FA-NFPA 170 SMOKE HEAT DETECTOR | 1 | FALSE | FALSE | FALSE | 1408 | [16 empty] | P |  |  | DESKTOP-0D6CQVA\lousc | 2019-07-06 08:44 | THOR\acont | 2024-09-08 17:27 | 20191121 AC Detector with base | [Autocall, Simplex] [IDC] 01 2098-9201 (C), 2098-9202 (C), 2098-9203 (C), 2098-9208 (C), 2098-9576 (C), 2099-9101 (C), 2099-9102 (C), 2099-9103 (C), 2099-9104 (C), 2099-9105 (C), 2099-9107 (C), 2099-9108 (C), 2099-9754 (C), 2099-9755 (C), 2099-9756 (C),
7a5c552a-bfba-4371-ac7b-1b1567da8c87 | NFPA 170 SMOKE DETECTOR |  |  | North | Potter |  | Smoke Detector |  |  |  | Module | TRUE | PAD100-PHD | + | Photoelectric Smoke/Heat Detector Combination | 1 | 0.0003 | 0.0003 |  |  |  |  | FALSE | TRUE |  |  |  |  | #FFFF0000 | FA-NFPA 170 SMOKE DETECTOR | 1 | FALSE | FALSE | FALSE | 1408 | [13 empty] | FALSE | [7 empty] | THOR\acont | 2024-09-08 17:27 | 20191121 AC Detector without base | [Potter] [SLC PAD] [*] [#2 SHARED ADDR ¦ SENSORS] PAD100-CD w/PAD100-4DB, PAD100-CD w/PAD100-6DB, PAD100-CD w/PAD100-IB, PAD100-CD w/PAD100-LFSB, PAD100-CD w/PAD100-RB, PAD100-CD w/PAD100-SB, PAD100-CD w/PAD100-SPKB, PAD100-DUCT (C), PAD100-DUCTR (C), PA
cc12867c-774b-436b-ac52-1b1612bfba5c | NFPA 170 AMPLIFIER RACK | RISER AMP |  | North | Monaco Enterprises |  | Amplifier |  |  |  | Assembly | TRUE | 703-167-00 (70V) | + | Audio Booster 80W, 115 VAC, 50/60 Hz, two 2A strobe circuits | 1 | [6 empty] | FALSE | [5 empty] | #FFFF0000 | FA-NFPA 170 AMPLIFIER RACK | 1 | FALSE | FALSE | FALSE | 300 | [8 empty] | 7,12,18,26 |  |  | 7.5 | 50 | TRUE | [5 empty] | DESKTOP-7SAL8M7\acont | 2020-04-02 09:45 | THOR\acont | 2024-09-08 17:27 | Cloned from Firelite ECC-50/100 (50W, 70V)
c9b27458-27be-4aa4-9bbc-1b194c518800 | NFPA 170 SMOKE CO DETECTOR |  |  | North | Gentex |  | Gas Detection |  |  |  | Module | FALSE | 918-0036-002 | CR | 120V CO Sensor w/Relay | 1 | [6 empty] | FALSE | TRUE |  |  |  |  | #FFFF0000 | FA-NFPA 170 SMOKE CO DETECTOR | 1 | FALSE | FALSE | FALSE | 1408 | [13 empty] | FALSE |  |  | 120V |  |  | THOR\acont | 2024-12-23 15:37 | THOR\acont | 2024-12-23 15:39 | Cloned from Gentex 918-0030-002 | [BRK, First Alert, Gentex, Kidde] [SMOKE ALARM TANDEM] 21006378 (C), 21007624 (C), 7020BSL (C), 7030BSL (C), 900-CUAR (C), 9120 (C), 9120B (C), 917-0070-002 (C), 917-0071-002 (C), 917-0072-002 (C), 917-0073-002 (C), 917-0079-002 (C), 918-0030-002 (C), 91 [BRK, Gentex, Kidde] [VAC ] [*] 21006378 (C), 21007624 (C), 7020BSL (C), 7030BSL (C), 900-CUAR (C), 9120 (C), 9120B (C), 917-0070-002 (C), 917-0071-002 (C), 917-0072-002 (C), 917-0073-002 (C), 917-0079-002 (C), 918-0030-002 (C), 918-0031-002 (C), 918-003 | [BRK, First Alert, Generic, Gentex, Kidde, N/A] 120VAC SMOKE DETECTOR, 21006378, 21007624, 7020BSL, 7030BSL, 900-CUAR, 9120, 9120B, 9120F, 9120H, 9120HF, 9120T, 9120TF, 9123, 9123F, 9123H, 9123HF, 9123T, 9123TF, 917-0070-002, 917-0071-002, 917-0072-002, 9
5c56b8a2-046c-4cc8-8936-1b1f81a27e59 |  |  |  | North | Edwards |  | Hardware |  |  |  | Hardware | TRUE | FW-RACKPCUL5 |  | Computer, Rack Mount, uses 4 EIA Spaces | 1 | [6 empty] | FALSE | [5 empty] | #FFFFFFFF |  |  | FALSE | FALSE | FALSE | [14 empty] | FALSE | [7 empty] | THOR\acont | 2024-10-09 10:48
af408a96-2c3a-4ebe-9dda-1b24723b97fa | NFPA 170 STROBE WALL |  |  | North | Gentex |  | Strobe |  |  |  | Module | TRUE | GXS-120177WR |  | 120VAC Remote Visual Signal, Wall, Red | 1 | 0 | 0.209 |  |  |  |  | FALSE | FALSE |  |  |  |  | #FF0070C0 | FA-NFPA 170 STROBE WALL | 1 | FALSE | FALSE | FALSE | 2023 | [13 empty] | FALSE | [7 empty] | THOR\acont | 2024-09-08 17:27 |  | [First Alert, Gentex] [VAC ] [UL MAX] GXS-120177CR (C), GXS-120177CW (C), GXS-120177WR, GXS-120177WW, GXS-120CW (C), SLED177 (C)
c54bfacf-f3d3-4198-a0d3-1b2799e984c3 | NFPA 170 FIRE ALARM CONTROL UNIT | RISER FACP |  | North | Siemens |  | Fire Alarm Control Unit |  |  |  | Assembly | TRUE | FC2025-UT |  | ASSEMBLY, FACP | 1 | [6 empty] | FALSE | [5 empty] | #FFFF0000 | FA-NFPA 170 FIRE ALARM CONTROL UNIT | 1 | FALSE | FALSE | FALSE | 202 | [8 empty] | 7,12,18 |  |  |  |  | TRUE | [7 empty] | THOR\acont | 2024-09-08 17:27
5ce4422c-4592-4343-a700-1b32b24f19b6 | NFPA 170 HORN |  |  | North | Eaton Wheelock |  | Horn |  |  |  | Module | TRUE | EL4XHN-NR | ++ | WALL HORN, RED, FIRE | 1 | [6 empty] | TRUE | [5 empty] | #FF0070C0 | FA-NFPA 170 HORN | 1 | FALSE | FALSE | FALSE | 2020 | [19 empty] | THOR\acont | 2024-08-15 09:40 | THOR\acont | 2024-09-08 17:27 | Cloned from Eaton Wheelock EL4XST - FR | [Eaton Wheelock] [NAC] [24VDC, LOW DB] EL3RHN-NW, EL4XHN-NR
83d5e924-a8c5-4b11-807b-1b475c5f9d41 | NFPA 170 HORN STROBE CEILING |  |  | North | Potter |  | Horn/Strobe |  |  |  | Module | TRUE | CCHS-24BR |  | Horn Strobe, Ceiling, Red, Blue | 1 | 0 | 0.147 |  |  |  |  | FALSE | TRUE |  |  |  |  | #FF0070C0 | FA-NFPA 170 HORN STROBE CEILING | 1 | FALSE | FALSE | FALSE | 2013 |  |  | 7135-0328:0205 | [10 empty] | FALSE |  |  | C |  |  |  |  | THOR\acont | 2024-09-08 17:27 |  | [Potter] [NAC] [UL MAX, HIGH DB] CCHS-24AR (C), CCHS-24AW (C), CCHS-24BR (C), CCHS-24BW (C), CCHS-24GR (C), CCHS-24GW (C)
ddc11fb0-abb3-4e57-ba89-1b47f04a9120 |  |  |  | North | Siemens | [5 empty] | Module | TRUE | XLS-RCC1-ADPT | S54430-Z14-A1 | RCC-1 BLACK ENCLOSURE ADAPTER FOR FIREFINDER XLS SSD | 1 | [12 empty] | #FFFFFFFF |  |  | FALSE | FALSE | FALSE | [20 empty] | DESKTOP-7SAL8M7\acont | 2019-08-13 09:04 | THOR\acont | 2024-10-09 10:48
29929477-e7a0-4b72-847e-1b49e7b9930d | NFPA 170 SURGE SUPPRESSOR |  |  | North | Ditek |  | Surge Supressor |  |  |  | Module | TRUE | DTK-2LVLPF |  | Protects up to 2 pairs of SLC loop circuits | 1 | [6 empty] | FALSE | [5 empty] | #FFFF0000 | FA-NFPA 170 SURGE SUPPRESSOR | 1 | FALSE | FALSE | FALSE | 6001 | [13 empty] | FALSE |  |  | 24v |  |  |  |  | THOR\acont | 2024-09-08 17:27
2b47e8d4-5aaf-4646-a215-1b52fc12180a | NFPA 170 REMOTE TEST SWITCH |  |  | North | Siemens |  | REMOTE TEST SWITCH |  |  |  | Module | TRUE | TSM-1X | S54370-B7-A1 | TSM-1X Intel Remote Test Switch, LED with Built-In Isolator | 1 | 0.0005 | 0.0005 | [10 empty] | #FFFF0000 | FA-NFPA 170 REMOTE TEST SWITCH | 1 | FALSE | FALSE | FALSE | 914 | [19 empty] | DESKTOP-7SAL8M7\acont | 2019-08-13 09:04 | THOR\acont | 2024-09-08 17:27 |  | [Siemens] [SLC MODULES SENSORS] [*] [#1 SHARED ADDR ¦ MODULES] AD-11P (C), FDBZ492 w/OP921 (C), FDBZ492-HR w/FDO421 (C), FDBZ492-HR w/OP921 (C), FDBZ492-R (C), FDCIO422, HCP, HCP-Z, HFPO-11, HFPT-11, HMS-D, HMS-DE, HMS-DP, HMS-DZ, HMS-S, HMS-SA, HMS-SE,
540fca78-ad08-469b-a08e-1b533b5d97ae |  |  |  | North | Autocall |  | Cards & Components |  |  |  | Card | TRUE | A007-6307 | ++ | ES Net NIC Dual Channel DSL Media Card | 1 | 0.155 | 0.155 |  |  |  |  | TRUE | [5 empty] | #FFFFFFFF |  |  | FALSE | FALSE | FALSE | [20 empty] | DESKTOP-7EIEB7A\acont | 2022-02-16 08:50 | THOR\acont | 2024-10-09 10:48 | Cloned from Autocall A007-6309 | [Autocall, Simplex] [DSL] 4007-6307, 4007-6309, 4010-6309, 4100-6309, 4190-9857, A007-6307, A007-6309, A010-6309, A100-6309, A190-9857 | [Autocall, Simplex] 4007-6307, 4007-6309, 4010-6309, 4100-6309, 4190-9857, A007-6307, A007-6309, A010-6309, A100-6309, A190-9857
bc2896ed-6595-4c2d-9f99-1b5570a76012 | DETECTOR_MULTI CRITERIA |  |  | North | Gamewell FCI |  | Multi Criteria Detector |  |  |  | Module | TRUE | MCS-COF w/B210LP |  | Advanced Multi-Criteria Fire/CO Detector | 1 | 0.0003 | 0.0003 |  |  |  |  | FALSE | [5 empty] | #FFFF0000 | FA-DETECTOR_MULTI CRITERIA | 1 | FALSE | FALSE | FALSE | [14 empty] | FALSE | [7 empty] | THOR\acont | 2024-09-08 17:27 | 20191121 AC Detector with base | [Gamewell FCI] [SLC MODULES SENSORS] [*] [#2 SHARED ADDR ¦ SENSORS] ADPF (C), ASD-PL2F w/B200S-LF-WH (C), ASD-PL2F w/B210LP (C), ASD-PL2FR (C), ASD-PL3 w/B200S-LF-WH (C), ASD-PL3 w/B200SR-LF-WH (C), ASD-PL3 w/B200SR-WH (C), ASD-PL3 w/B224BI-WH (C), ASD-P [Gamewell FCI] [SLC SENSORS] [*] [#4 TYPE ADDR ¦ SENSORS] ADPF (C), ASD-PL2F w/B200S-LF-WH (C), ASD-PL2F w/B210LP (C), ASD-PL2FR (C), ASD-PL3 w/B200S-LF-WH (C), ASD-PL3 w/B200SR-LF-WH (C), ASD-PL3 w/B200SR-WH (C), ASD-PL3 w/B224BI-WH (C), ASD-PL3 w/B224R
d0e38c02-aa32-4125-861c-1b5e4544e486 |  |  |  | North | Bosch | [5 empty] | Module | TRUE | ET70-W | * | SPEAKER, 25/70.7 VOLTS, 1/8 TO 8WATTS, WHITE | 1 | [12 empty] | #FFFFFFFF |  |  | FALSE | FALSE | FALSE | [22 empty] | THOR\acont | 2024-10-09 10:48 |  | [Bosch, Eaton Wheelock, Hochiki] [AUDIO 25v] [25V AUDIO] ET-1080-R, ET-1080-W, ET70-24MCW-FR, ET70-24MCW-FR, ET70-24MCW-FW, ET70-24MCWH-FR, ET70-24MCWH-FW, ET70-24MCWH-FW, ET70-24W-FR, ET70-R, ET70-R, ET70-W, ET70-W, ET90-24MCC-FR, ET90-24MCC-FW, ET90-24 [Bosch, Eaton Wheelock, Hochiki] [AUDIO 70.7v] [70V AUDIO] ET-1080-R, ET-1080-W, ET70-24MCW-FR, ET70-24MCW-FR, ET70-24MCW-FW, ET70-24MCWH-FR, ET70-24MCWH-FW, ET70-24MCWH-FW, ET70-24W-FR, ET70-R, ET70-R, ET70-W, ET70-W, ET90-24MCC-FR, ET90-24MCC-FW, ET90-
593bbc07-9496-4e40-8142-1b6376f64dd9 |  |  |  | North | Notifier |  | Cards & Components |  |  |  | Card | TRUE | XPIQ-AA2270 | + | Audio amplifier; 22 watts of power at 70.7 VRMS | 1 | 0.08 | 2.44 |  |  |  |  | TRUE |  | SURFACE |  |  |  | #FFFFFFFF |  |  | FALSE | FALSE | FALSE | [9 empty] | 12,26 |  |  |  | 50 | FALSE | [5 empty] | THOR\acont | 2024-11-07 07:12 | THOR\acont | 2024-11-07 07:35 | Cloned from Notifier DAA2-5070 |  | [Notifier] XPIQ-AA2270
7a9ad404-481a-4096-af3e-1b63aa9bd554 |  |  |  | North | Edwards |  | Hardware |  |  |  | Hardware | TRUE | 271-KG1-F005 |  | Replacement Breakglass Pack - Spain | 1 | [6 empty] | FALSE | [5 empty] | #FFFFFFFF |  |  | FALSE | FALSE | FALSE | [14 empty] | FALSE | [7 empty] | THOR\acont | 2024-10-09 10:48
e9a24bbf-fe42-43cd-a44f-1b6cf301e487 | NFPA 170 AMPLIFIER RACK | RISER AMP |  | North | Kidde |  | Amplifier |  |  |  | Assembly | TRUE | ANS25MDR2 |  | 25W Audio Notification Panel, Red | 1 | 0.18 | 1 |  |  |  |  | FALSE | [5 empty] | #FFFF0000 | FA-NFPA 170 AMPLIFIER RACK | 1 | FALSE | FALSE | FALSE | 300 | [8 empty] | 7,12,18 |  |  |  |  | TRUE | [5 empty] | HOMEAUGUSTXPS-1\aucon | 2022-01-03 14:14 | THOR\acont | 2024-09-08 17:27 | Cloned from Kidde ANS25MDG2
0513dced-556b-4325-99e5-1b714041e937 |  |  |  | North | Notifier |  | Cards & Components |  |  |  | Card | TRUE | LDM-32 | + | Lamp Driver Module, 32 Alarm Indications or 16 Alarm,16 Trouble, and 16 Control Points | 1 | 0.04 | 0.056 |  |  |  |  | TRUE | [5 empty] | #FFFFFFFF |  |  | FALSE | FALSE | FALSE | [14 empty] | FALSE | [7 empty] | THOR\acont | 2024-10-09 10:48 |  | [Firelite, Notifier] [RS-485] [DATA] ADM-24, ANN-SEC CARD, FDU-80 CARD, LCD2-80 MAIN CARD, LDM, LDM-32, LDM-32F, N-ANN-100, N-ANN-80, N-ANN-80C, N-ANN-80-W, N-ANN-I/O, N-ANN-LED, N-ANN-LED-R, N-ANN-RLED, N-ANN-RLED-R, N-ANN-RLY, N-ANN-S/PG, RLD [Firelite, Notifier] [AUX POWER] [*] ADM-24, LDM, LDM-32, LDM-32F, N-ANN-100, N-ANN-80, N-ANN-80C, N-ANN-80-W, N-ANN-I/O, N-ANN-LED, N-ANN-LED-R, N-ANN-RLED, N-ANN-RLED-R, N-ANN-RLY, N-ANN-S/PG, RLD, RZA-5F
09885510-10e8-49be-a51d-1b7c30b3dee1 |  |  |  | North | MIRCOM | [5 empty] | Module | TRUE | IPS-2424DS | ++ | Programmable Input Switches Module c/w 24 selector switches and 24 bi-coloured LEDs | 1 | 0.01 | 0.015 | [10 empty] | #FFFFFFFF |  |  | FALSE | FALSE | FALSE | [22 empty] | THOR\acont | 2025-01-14 14:49
dd8368fd-95b2-484a-bac4-1b7feca2ac83 |  |  |  | North | VES |  | Cards & Components |  |  |  | Card | TRUE | VF0820 Main Board | + | Main Board | 1 | 0.27 | 0.29 |  |  |  |  | TRUE | [5 empty] | #FFFFFFFF |  |  | FALSE | FALSE | FALSE | [20 empty] | DESKTOP-7EIEB7A\acont | 2021-11-16 16:41 | THOR\acont | 2024-10-09 10:48 | Cloned from VES VF0810-xx Main Board | [AutoPulse, Hochiki, VES] [IDC] [#3 SUPERVISORY] 542R Main Board, FNP-1127 Main Board, HCVR-3 Main Board, VF0810 Main Board, VF0820 Main Board, VF0850 Main Board, VF0860 Main Board, VF1420 Main Board, VF1810-10 Main Board, VF1848-10/11 Main Board, VF1858 [AutoPulse, Hochiki, VES] [IDC] [#1 ALARM] 542R Main Board, FNP-1127 Main Board, HCVR-3 Main Board, VF0810 Main Board, VF0820 Main Board, VF0850 Main Board, VF0860 Main Board, VF1420 Main Board, VF1810-10 Main Board, VF1848-10/11 Main Board, VF1858-10/11 [AutoPulse, Hochiki, VES] [IDC] [#2 TROUBLE] 542R Main Board, FNP-1127 Main Board, HCVR-3 Main Board, VF0810 Main Board, VF0820 Main Board, VF0850 Main Board, VF0860 Main Board, VF1420 Main Board, VF1810-10 Main Board, VF1848-10/11 Main Board, VF1858-10/ | [VES] VF0820 Main Board
70a7587b-bc68-41c1-bd4d-1b80d2465965 | NFPA 170 ADDRESSABLE INPUT MONITOR MODULE |  |  | North | Edwards |  | Addressable Module |  |  |  | Module | TRUE | SIGA-CT1I | ++ | Single Input Module, European Operation | 1 | 0.00025 | 0.0004 |  |  |  |  | FALSE | [5 empty] | #FFFF0000 | FA-NFPA 170 ADDRESSABLE INPUT MONITOR MODULE | 1 | FALSE | FALSE | FALSE | 1000 | [13 empty] | FALSE | [7 empty] | THOR\acont | 2024-10-08 16:26 |  | [Edwards, Kidde] [SLC EST MODULES/SENSORS] 03 [*] [iO64] 76-330002-101, 84-330002-001, FX-270, FX-278, GSA-M270, GSA-M270P, GSA-M278, SIGA-270, SIGA-278, SIGA-CT1, SIGA-CT1I, SIGA-IO, SIGA-MIO, SIGA-MM1, SIGI-271 [Edwards, Kidde] [SLC EST MODULES] 03 [*] [EST3, iO1000] 76-330002-101, 84-330002-001, FX-270, FX-278, GSA-M270, GSA-M270P, GSA-M278, SIGA-270, SIGA-278, SIGA-CT1, SIGA-CT1I, SIGA-IO, SIGA-MIO, SIGA-MM1, SIGI-271 [Edwards, Kidde] [SLC EST MODULES] [*] [#3 TYPE ADDR ¦ MODULES] GSA-UIO2R, GSA-UIO6, GSA-UIO6R, RZI16-2, SIGA-270, SIGA-270P, SIGA-278, SIGA-AA30, SIGA-AA50, SIGA-CC1, SIGA-CC1S, SIGA-CC2, SIGA-CC2A, SIGA-CR, SIGA-CR2, SIGA-CRH, SIGA-CRR, SIGA-CT1, SIGA- [Edwards, Kidde] [SLC EST MODULES SENSORS] [*] [#1 SHARED ADDR ¦ MODULES] GSA-UIO2R, GSA-UIO6, GSA-UIO6R, RZI16-2, SIGA-270, SIGA-270P, SIGA-278, SIGA-AA30, SIGA-AA50, SIGA-CC1, SIGA-CC1S, SIGA-CC2, SIGA-CC2A, SIGA-CR, SIGA-CR2, SIGA-CRH, SIGA-CRR, SIGA- [Edwards, Kidde] [SLC EST MODULES] 01 [*] [EST3, iO1000 ] FX-2WIRE, FX-IDC1A, FX-IDC1B, FX-IDC2B, FX-IDCWS, FX-ISO, FX-NAC, GSA-CC1, GSA-CC1S, GSA-CC2, GSA-CT1, GSA-CT2, GSA-IO, GSA-MAB, GSA-MCC1, GSA-MCC1S, GSA-MCC2, GSA-MCT2, GSA-MIO, GSA-MM1, GSA-MRM1 | [Edwards, Kidde] FX-IDC1A, FX-IDC1B, GSA-CT1, GSA-IO, SIGA-CT1, SIGA-CT1HT, SIGA-CT1I, SIGA-IO, SIGA-MM1
9b4bd1cc-bb3f-4327-a8f3-1b889b929cef | NFPA 170 MANUAL PULL |  |  | North | Silent Knight |  | Manual Station |  |  |  | Module | TRUE | SK-PULL-DA | ++ | Dual Action Pull Station | 1 | 0.00035 | 0.00035 |  |  |  |  | FALSE |  |  |  | 5.5” H x 4" W x 1.45" D (14 x 10.2 x 3.7cm) |  | #FFFF0000 | FA-NFPA 170 MANUAL PULL | 1 | FALSE | FALSE | FALSE | 957 | [13 empty] | FALSE | [7 empty] | THOR\acont | 2024-09-08 17:27 |  | [Silent Knight] [SLC SK MODULES] [*] [#3 TYPE ADDR ¦ MODULES] HFS-MM, SK-CONTROL, SK-CONTROL-6, SK-MINIMON, SK-MON-10, SK-MONITOR, SK-MONITOR-2, SK-PULL-DA, SK-PULL-SA, SK-RELAY, SK-RELAY-6, SK-RELAYMON-2, SK-ZONE, SK-ZONE-6, WAV-CRL, WAV-CWL, WAV-RL, WA [Farenhyt, Silent Knight] [SLC MODULES SENSORS] [*] [#1 SHARED ADDR ¦ MODULES] HFS-MM, Hood System/IDP-MINIMON, IDP-CONTROL, IDP-CONTROL-6, IDP-MINIMON, IDP-MON-10, IDP-MONITOR, IDP-MONITOR-2, IDP-PULL-DA, IDP-PULL-SA, IDP-RELAY, IDP-RELAY-6, IDP-RELAYMO
ca2aea48-5489-434f-aeb1-1b91574bed55 | CADGEN INPUT OUTPUT PANEL |  |  | North | ProdataKey, Inc. |  | Input/Output Panel |  |  |  | Assembly | TRUE | R1 |  | High-Security One Door Controller | 1 | [6 empty] | TRUE | [5 empty] | #FFFF0000 | FA-CADGEN INPUT OUTPUT PANEL | 1 | FALSE | FALSE | FALSE | [17 empty] | R1 |  |  | DESKTOP-7EIEB7A\acont | 2022-02-12 08:25 | THOR\acont | 2024-09-08 17:27 | Cloned from ProdataKey, Inc. R2
3d6500db-6dab-41e0-b5d9-1b99892bafa9 | SAMPLING PORT2 |  |  | North | Xtralis |  | Air Sampling Detection |  |  |  | Module | TRUE | VEWFD |  | Sampling Point 200 Sq. Ft. | 1 | [6 empty] | FALSE | [5 empty] | #FFFF0000 | FA-SAMPLING PORT2 | 1 | FALSE | FALSE | FALSE | 5010 | [13 empty] | FALSE |  |  | 200 sqft |  |  | THOR\acont | 2024-12-10 13:37 |  |  | Cloned from Xtralis VSP-980-B | [Xtralis] [AIR SAMPLING] [Pipe] VEWFD
f28c5d8f-e2c7-4d27-8662-1b9c0b7636aa | NFPA 170 GAS DETECTOR |  |  | North | Kidde |  | Gas Detection |  |  |  | Module | TRUE | KIR-COD w/KI-ABDT BASE | ++ | Intelligent Carbon Monoxide Detector | 1 | 5.1e-05 | 6.8e-05 |  |  |  |  | FALSE | TRUE |  |  |  |  | #FFFF0000 | FA-NFPA 170 GAS DETECTOR | 1 | FALSE | FALSE | FALSE | 1408 | [13 empty] | FALSE | [5 empty] | DESKTOP-7EIEB7A\acont | 2023-05-24 19:06 | THOR\acont | 2024-09-08 17:27 | Cloned from Kidde KI-COD w/KI-ABDT BASE | [Edwards, Kidde] [SLC EST SENSORS] 01 [*] [EST3, iO1000] DS-HFS (C), DS-PS (C), FX-HD w/IB4U BASE, FX-HD w/RB4U BASE, FX-HD w/SB4U BASE, FX-HD w/SB4U-LF BASE, FX-HD wB4U BASE, FX-PD w/B4U BASE (C), FX-PD w/IB4U BASE (C), FX-PD w/SB4U BASE (C), FX-PD w/SB [Edwards, Kidde] [AUX POWER] KI-COD w/KI-ABDT BASE (C), KI-HCD w/KI-ABDT BASE, KI-HRD w/KI-ABDT BASE, KI-PCD w/KI-ABDT BASE (C), KI-PD w/KI-ABDT BASE (C), KI-PHCD w/KI-ABDT BASE (C), KI-PHD w/KI-ABDT BASE (C), KIR-COD w/KI-ABDT BASE (C), KIR-HCD w/KI-ABD [Edwards, Kidde] [SLC EST MODULES/SENSORS] 01 [*] [iO64] DS-HFS (C), DS-PS (C), FX-HD w/IB4U BASE, FX-HD w/RB4U BASE, FX-HD w/SB4U BASE, FX-HD w/SB4U-LF BASE, FX-HD wB4U BASE, FX-PD w/B4U BASE (C), FX-PD w/IB4U BASE (C), FX-PD w/SB4U BASE (C), FX-PD w/SB [Kidde] [SLC EST MODULES SENSORS] [*] [#2 SHARED ADDR ¦ SENSORS] DS-HFS (C), DS-PS (C), FX-HD w/IB4U BASE, FX-HD w/RB4U BASE, FX-HD w/SB4U BASE, FX-HD w/SB4U-LF BASE, FX-HD wB4U BASE, FX-PD w/B4U BASE (C), FX-PD w/IB4U BASE (C), FX-PD w/SB4U BASE (C), FX [Kidde] [SLC EST SENSORS] [*] [#4 TYPE ADDR ¦ SENSORS] DS-HFS (C), DS-PS (C), FX-HD w/IB4U BASE, FX-HD w/RB4U BASE, FX-HD w/SB4U BASE, FX-HD w/SB4U-LF BASE, FX-HD wB4U BASE, FX-PD w/B4U BASE (C), FX-PD w/IB4U BASE (C), FX-PD w/SB4U BASE (C), FX-PD w/SB4U
4729dd3c-66e5-424b-b7e2-1b9ec686183c | NFPA 170 SMOKE DETECTOR |  |  | North | Hochiki |  | Smoke Detector |  |  |  | Module | TRUE | SLR-24H w/HSC-221R - 2 WIRE RELAY BASE | SLR-24H w/HSC-221R - 2 WIRE RELAY BASE | PHOTOELECTRIC SMOKE DETECTOR w/ 2 WIRE RELAY BASE | 1 |  | 0.199 |  |  |  |  | TRUE | TRUE |  | *Refer to Install Sheet |  |  | #FFFF0000 | FA-NFPA 170 SMOKE DETECTOR | 1 | FALSE | FALSE | FALSE | 1408 | [16 empty] | R |  |  | DESKTOP-0D6CQVA\lousc | 2019-10-12 06:54 | THOR\acont | 2024-09-08 17:27 | from Hochiki SLR-24V w/HSC-221R - 2 WIRE RELAY BASE | [Hochiki] [IDC] 02 [IDC] SLR-24H w/HSC-220L LATCHING LED BASE (C), SLR-24H w/HSC-220R - 2 WIRE RELAY BASE (C), SLR-24H w/HSC-221L LATCHING LED BASE (C), SLR-24H w/HSC-221R - 2 WIRE RELAY BASE (C), SLR-24H w/HSC-224L LATCHING LED BASE (C), SLR-24H w/HSC-2
e8e445df-6f53-4b06-8769-1ba763a4fa6a | NFPA 170 SPEAKER CEILING |  |  | North | Siemens |  | Speaker |  |  |  | Module | TRUE | SL2SPCW-F | S54329-F146-A1++ | High-Fidelity Speaker, Ceiling, White, Fire | 1 | [7 empty] | TRUE |  |  |  |  | #FF0070C0 | FA-NFPA 170 SPEAKER CEILING | 1 | FALSE | FALSE | FALSE | [20 empty] | DESKTOP-7EIEB7A\acont | 2023-08-02 17:05 | THOR\acont | 2024-09-08 17:27 | Cloned from Siemens SL2SPCB-F | [Siemens] [AUDIO 25v] [25V AUDIO] SL2SPCB-F (C), SL2SPCR-AL (C), SL2SPCR-F (C), SL2SPCR-N (C), SL2SPCW-A (C), SL2SPCW-AL (C), SL2SPCW-F (C), SL2SPCW-N (C), SL2SPWR-AL, SL2SPWR-F, SL2SPWR-N, SL2SPWW-AL, SL2SPWW-F, SL2SPWW-N [Siemens] [AUDIO 70.7v] [70V AUDIO] SL2SPCB-F (C), SL2SPCR-AL (C), SL2SPCR-F (C), SL2SPCR-N (C), SL2SPCW-A (C), SL2SPCW-AL (C), SL2SPCW-F (C), SL2SPCW-N (C), SL2SPWR-AL, SL2SPWR-F, SL2SPWR-N, SL2SPWW-AL, SL2SPWW-F, SL2SPWW-N
f1fe36f2-a6aa-4c7b-af8c-1bad3080b810 |  |  |  | North | Edwards |  | Hardware |  |  |  | Hardware | TRUE | G4B |  | Surface Mount Box - White | 1 | [6 empty] | FALSE | [5 empty] | #FFFFFFFF |  |  | FALSE | FALSE | FALSE | [14 empty] | FALSE | [7 empty] | THOR\acont | 2024-10-09 10:48
b40fdb8e-fc2a-41ce-949e-1bae70ab671e | NFPA 170 FIRE ALARM CONTROL UNIT | RISER FACP |  | North | Edwards |  | Fire Alarm Control Unit |  |  |  | Assembly | TRUE | iO64G-SP |  | FACP, 1 Loop, 64pt, 2 Cl B NACs, gray, 120v, Spanish | 1 | [6 empty] | FALSE | [5 empty] | #FFFF0000 | FA-NFPA 170 FIRE ALARM CONTROL UNIT | 1 | FALSE | FALSE | FALSE | 202 | [8 empty] | 7,12,18,26 |  | 10 |  |  | TRUE | [7 empty] | THOR\acont | 2024-09-08 17:27
107c4946-fae2-49ef-8801-1baebbeb2f00 |  |  |  | North | Edwards |  | Cards & Components |  |  |  | Card | TRUE | 4-NET-CAT | + | 100 Mbps SFP Network Controller | 1 | 0.027 | 0.027 |  |  |  |  | TRUE | [5 empty] | #FFFFFFFF |  |  | FALSE | FALSE | FALSE | [20 empty] | DESKTOP-7SAL8M7\acont | 2019-12-13 12:52 | THOR\acont | 2024-10-09 10:48 |  | [Edwards] [ETHERNET] 4-NET-CAT | [Edwards] 4-NET-CAT
dfc251d7-8585-4f89-9d69-1bb6944e3250 | DETECTOR_MULTI CRITERIA |  |  | North | System Sensor |  | Multi Criteria Detector |  |  |  | Module | TRUE | 2251-COPTIR w/B200S-WH | ++ | DETECTOR, ADDRESSABLE MULTI, w/SOUNDER BASE | 1 | 0.0003 | 0.007 |  |  |  |  | FALSE | TRUE |  |  |  |  | #FFFF0000 | FA-DETECTOR_MULTI CRITERIA | 1 | FALSE | FALSE | FALSE | [14 empty] | FALSE |  |  | CO/SD¦SB |  |  |  |  | THOR\acont | 2024-09-08 17:27 | 20191121 AC Detector with base | [Honeywell, Notifier, System Sensor] [SLC MODULES SENSORS] [*] [#2 SHARED ADDR ¦ SENSORS] 2251B (C), 2251-COPTIR (C), 2251-COPTIR w/B200S-WH (C), 2251TB (C), 2251TMB (C), 5251B (C), 5251B-WP (C), 5251H (C), 5251RB (C), 5251RB-WP (C), 7251 (C), 7251DH (C) [Notifier, System Sensor] [AUX POWER] 2251-COPTIR w/B200S-WH (C), B200S, B200SR, B200S-WH, B210LP, FCO-851 w/B200S (C), FCO-951 w/B200S-WH (C), FCP-951 w/B200S-WH, FPC-951 w/B200S-IV (C), FPC-951 w/B200S-WH (C), FPTI-951 w/B200S-IV (C), FPTI-951 w/B200S- [Honeywell, Notifier, System Sensor] [SLC SENSORS] [*] [#4 TYPE ADDR ¦ SENSORS] 2251B (C), 2251-COPTIR (C), 2251-COPTIR w/B200S-WH (C), 2251TB (C), 2251TMB (C), 5251B (C), 5251B-WP (C), 5251H (C), 5251RB (C), 5251RB-WP (C), 7251 (C), 7251DH (C), DH200LP
d302e74a-f9be-44a1-ada8-1bb8a13c92c5 | NFPA 170 SMOKE DETECTOR |  |  | North | Firelite |  | Smoke Detector |  |  |  | Module | TRUE | SD355 w/B200SR | + | White, Addressable photoelectric detector, Sounder Base | 1 | 0.0003 | 0.0065 |  |  |  |  | FALSE | TRUE |  |  |  |  | #FFFF0000 | FA-NFPA 170 SMOKE DETECTOR | 1 | FALSE | FALSE | FALSE | 1408 | [13 empty] | FALSE | [5 empty] | DESKTOP-7SAL8M7\acont | 2019-03-28 06:24 | THOR\acont | 2024-09-08 17:27 | 20191121 AC Detector with base | [Firelite, System Sensor] [SLC MODULES SENSORS] [*] [#2 SHARED ADDR ¦ SENSORS] AD355 w/B200SR-LF-WH (C), AD355 w/B200SR-WH (C), AD355 w/B210LP (C), AD355 w/B224BI-WH (C), AD355 w/B224RB-WH (C), AD355 w/B501 (C), BEAM355 (C), BEAM355S (C), CP355 w/B200SR- [Firelite] [AUX POWER] AD355 w/B200SR-WH (C), CP355 w/B200SR-WH (C), H355 w/B200SR (C), H355HT w/B200SR (C), H355R w/B200SR (C), H365 w/B200S-WH (C), H365HT w/B200S-WH (C), H365R w/B200S-WH (C), SD355 w/B200SR (C), SD355CO w/B200S-WH (C), SD355T w/B200SR [Firelite, System Sensor] [SLC SENSORS] [*] [#4 TYPE ADDR ¦ SENSORS] AD355 w/B200SR-LF-WH (C), AD355 w/B200SR-WH (C), AD355 w/B210LP (C), AD355 w/B224BI-WH (C), AD355 w/B224RB-WH (C), AD355 w/B501 (C), BEAM355 (C), BEAM355S (C), CP355 w/B200SR-WH (C), CP
a09b9391-4dbd-466b-b2c8-1bc5e8e61fdd | NFPA 170 SPEAKER STROBE |  |  | North | Siemens |  | Speaker/Strobe |  |  |  | Module | TRUE | SLSPSWW-F | S54329-F43-A1 | SLSPSWW-F SPK/ST,WALL,WHT,FIRE | 1 | [12 empty] | #FF0070C0 | FA-NFPA 170 SPEAKER STROBE | 1 | FALSE | FALSE | FALSE | 2019 | [19 empty] | DESKTOP-7SAL8M7\acont | 2019-08-13 09:04 | THOR\acont | 2024-09-08 17:27 |  | [Siemens] [NAC] [24 VDC] SLSPSWR-AL, SLSPSWR-ALA, SLSPSWR-F, SLSPSWR-M, SLSPSWR-N, SLSPSWR-NA, SLSPSWW-AL, SLSPSWW-ALA, SLSPSWW-F, SLSPSWW-M, SLSPSWW-N, SLSPSWW-NA, SLSWR-A, SLSWR-AL, SLSWR-ALA, SLSWR-F, SLSWR-FB, SLSWR-N, SLSWR-NA, SLSWW-AL, SLSWW-ALA, [Siemens] [NAC] [16 VDC] SLSPSWR-AL, SLSPSWR-ALA, SLSPSWR-F, SLSPSWR-M, SLSPSWR-N, SLSPSWR-NA, SLSPSWW-AL, SLSPSWW-ALA, SLSPSWW-F, SLSPSWW-M, SLSPSWW-N, SLSPSWW-NA, SLSWR-A, SLSWR-AL, SLSWR-ALA, SLSWR-F, SLSWR-FB, SLSWR-N, SLSWR-NA, SLSWW-AL, SLSWW-ALA, [Siemens] [AUDIO 70.7v] [70V AUDIO] SL2SPSCW-F (C), SLSPCR-A (C), SLSPCR-AL (C), SLSPCR-F (C), SLSPCR-N (C), SLSPCW-A (C), SLSPCW-AL (C), SLSPCW-F (C), SLSPCW-N (C), SLSPSCR-A (C), SLSPSCR-AL (C), SLSPSCR-ALA (C), SLSPSCR-F (C), SLSPSCR-N (C), SLSPSCR-NA [Siemens] [AUDIO 25v] [25V AUDIO] SL2SPSCW-F (C), SLSPCR-A (C), SLSPCR-AL (C), SLSPCR-F (C), SLSPCR-N (C), SLSPCW-A (C), SLSPCW-AL (C), SLSPCW-F (C), SLSPCW-N (C), SLSPSCR-A (C), SLSPSCR-AL (C), SLSPSCR-ALA (C), SLSPSCR-F (C), SLSPSCR-N (C), SLSPSCR-NA (
bceb700a-7e95-4491-bf97-1bc9fb29f441 | NFPA 170 SMOKE DETECTOR |  |  | North | Edwards |  | Smoke Detector |  |  |  | Module | TRUE | SIGA-PHSI w/SIGA-IB BASE | ++ | 3D Multisensor Detector, EN-54 Listed | 1 | 4.5e-05 | 4.5e-05 |  |  |  |  | FALSE | TRUE |  |  |  |  | #FFFF0000 | FA-NFPA 170 SMOKE DETECTOR | 1 | FALSE | FALSE | FALSE | 1408 | [13 empty] | FALSE | [7 empty] | THOR\acont | 2024-10-09 10:48 | 20191121 AC Detector with base | [Edwards, Kidde] [SLC EST MODULES SENSORS] [*] [#2 SHARED ADDR ¦ SENSORS] KI-DDOS (C), SIGA2-COS w/SIGA-AB4G BASE, SIGA2-COS w/SIGA-AB4G-LF BASE, SIGA2-COS w/SIGA-AB4GT BASE, SIGA2-COS w/SIGA-IB BASE, SIGA2-COS w/SIGA-RB BASE, SIGA2-COS w/SIGA-SB BASE, S [Edwards, Kidde] [SLC EST MODULES/SENSORS] 01 [*] [iO64] DS-HFS (C), DS-PS (C), FX-HD w/IB4U BASE, FX-HD w/RB4U BASE, FX-HD w/SB4U BASE, FX-HD w/SB4U-LF BASE, FX-HD wB4U BASE, FX-PD w/B4U BASE (C), FX-PD w/IB4U BASE (C), FX-PD w/SB4U BASE (C), FX-PD w/SB [Edwards, Kidde] [SLC EST SENSORS] [*] [#4 TYPE ADDR ¦ SENSORS] KI-DDOS (C), SIGA2-COS w/SIGA-AB4G BASE, SIGA2-COS w/SIGA-AB4G-LF BASE, SIGA2-COS w/SIGA-AB4GT BASE, SIGA2-COS w/SIGA-IB BASE, SIGA2-COS w/SIGA-RB BASE, SIGA2-COS w/SIGA-SB BASE, SIGA2-HCOS [Edwards, Kidde] [SLC EST SENSORS] 01 [*] [EST3, iO1000] DS-HFS (C), DS-PS (C), FX-HD w/IB4U BASE, FX-HD w/RB4U BASE, FX-HD w/SB4U BASE, FX-HD w/SB4U-LF BASE, FX-HD wB4U BASE, FX-PD w/B4U BASE (C), FX-PD w/IB4U BASE (C), FX-PD w/SB4U BASE (C), FX-PD w/SB
3009d79d-add3-407c-ab85-1bcdfe57fcfa | NFPA 170 AREA OF REFUGE MASTER |  |  | North | Rath Area of Refuge |  | Area of Refuge Component |  |  |  | Module | TRUE | 2500-56XRC |  | 56 ZONE SURFACE MOUNT CABINET W/DOOR | 1 | [6 empty] | FALSE | [5 empty] | #FF00B050 | FA-NFPA 170 AREA OF REFUGE MASTER | 1 | FALSE | FALSE | FALSE | 4000 | [13 empty] | FALSE | [5 empty] | DESKTOP-7EIEB7A\acont | 2022-02-17 17:44 | THOR\acont | 2024-09-08 17:27 | Cloned from Rath Area of Refuge 2500-12RCF | [Rath Area of Refuge] [IDC] 01 2500-12RCF MAIN CARD, 2500-16RCF MAIN CARD, 2500-205B MAIN CARD, 2500-205FM MAIN CARD, 2500-205PSS MAIN CARD, 2500-210B MAIN CARD, 2500-210FM MAIN CARD, 2500-210PSS MAIN CARD, 2500-28RCF MAIN CARD, 2500-56XNC, 2500-56XRC, 2 | [Rath Area of Refuge] 2500-56XNC, 2500-56XRC, 2500-56XRCF
f5956e73-3144-486a-9a13-1bce7e6b5540 | NFPA 170 HEAT DETECTOR |  |  | North | MIRCOM |  | Heat Detector |  |  |  | Module | TRUE | MIX-5351AP w/B224RB-WH | ++ | Intelligent Heat Detector, Fixed Temperature, White - UL, Relay Base | 1 | 0.0002 | 0.0045 |  |  |  |  | FALSE | TRUE |  |  |  |  | #FFFF0000 | FA-NFPA 170 HEAT DETECTOR | 1 | FALSE | FALSE | FALSE | 1403 | [13 empty] | FALSE |  |  | 135° FT |  |  | DESKTOP-7EIEB7A\acont | 2023-05-25 09:26 | THOR\acont | 2024-09-08 17:27 | Cloned from MIRCOM MIX-5251AP w/B224RB | [MIRCOM] [SLC SENSORS] [*] [#4 TYPE ADDR ¦ SENSORS] DNR w/MIX-2251BR (C), DNR w/MIX-2351RAP (C), MIX-1251AP w/B200SR-LF-WH (C), MIX-1251AP w/B200SR-WH (C), MIX-1251AP w/B210LP (C), MIX-1251AP w/B224RB-WH (C), MIX-1251AP w/B501 (C), MIX-1251B w/B200SR-LF- [MIRCOM] [SLC MODULES SENSORS] [*] [#2 SHARED ADDR ¦ SENSORS] DNR w/MIX-2251BR (C), DNR w/MIX-2351RAP (C), MIX-1251AP w/B200SR-LF-WH (C), MIX-1251AP w/B200SR-WH (C), MIX-1251AP w/B210LP (C), MIX-1251AP w/B224RB-WH (C), MIX-1251AP w/B501 (C), MIX-1251B w/
83dae39d-1ec3-4b93-a641-1bd46062b4b0 | NFPA 170 SMOKE HEAT DETECTOR |  |  | North | Fike |  | Smoke/Heat Detector |  |  |  | Module | TRUE | FIK-2351T w/B200S-LF-WH | ++ | White, low‐profile intelligent photoelectric sensor, Thermal, Low Frequency Sounder Base | 1 | 0.0002 | 0.0045 |  |  |  |  | FALSE | TRUE |  |  |  |  | #FFFF0000 | FA-NFPA 170 SMOKE HEAT DETECTOR | 1 | FALSE | FALSE | FALSE | 1408 | [13 empty] | FALSE |  |  | LF |  |  | DESKTOP-7EIEB7A\acont | 2023-01-02 16:02 | THOR\acont | 2024-09-08 17:27 | Cloned from Firelite SD365T w/B200S-LF-WH | [Fike] [AUX POWER] [24VDC, HIGH VOLUME ++] FIK-2351 w/B200S-LF-WH (C), FIK-2351T w/B200S-LF-WH (C), FIK-2351TIR w/B200S-LF-WH (C), FIK-5351 w/B200S-LF-WH (C), FIK-5351H w/B200S-LF-WH (C), FIK-5351R w/B200S-LF-WH (C), FIK-FC351 w/B200S-LF-WH (C), FIK-PC35 [Fike] [AUX POWER] [16VDC, HIGH VOLUME ++] FIK-2351 w/B200S-LF-WH (C), FIK-2351T w/B200S-LF-WH (C), FIK-2351TIR w/B200S-LF-WH (C), FIK-5351 w/B200S-LF-WH (C), FIK-5351H w/B200S-LF-WH (C), FIK-5351R w/B200S-LF-WH (C), FIK-FC351 w/B200S-LF-WH (C), FIK-PC35 [Fike] [SLC IDP SENSORS] [*] [#4 TYPE ADDR ¦ SENSORS] DNR w/FIK‐2351R (C), FIK-2351 w/B200S-LF-WH (C), FIK-2351 w/B200S-WH (C), FIK-2351 w/B224RB-WH (C), FIK-2351 w/B300-6 (C), FIK-2351T w/B200S-LF-WH (C), FIK-2351T w/B200S-WH (C), FIK-2351T w/B224RB-WH
b1aad867-3f0a-4723-998a-1bdb18306a37 | NFPA 170 HORN STROBE |  |  | North | Edwards |  | Horn/Strobe |  |  |  | Module | TRUE | G4AVWF |  | Wall horn-strobe, white, FIRE | 1 | [6 empty] | FALSE |  | GRSW-10 |  |  |  | #FF0070C0 | FA-NFPA 170 HORN STROBE | 1 | FALSE | FALSE | FALSE | 2012 | [13 empty] | FALSE | [5 empty] | DESKTOP-7SAL8M7\acont | 2019-08-29 12:20 | THOR\acont | 2024-09-08 17:27 |  | [Edwards, Kidde] [NAC] [VDC, LOW DB] EG4AVRF, EG4AVRF-FR, EG4AVRF-SP, EG4AVRN, EG4AVWF, EG4AVWF-FR, EG4AVWF-SP, EG4AVWN, G4AVRF, G4AVRF-FR, G4AVRF-SP, G4AVRN, G4AVWF, G4AVWF w/STI, G4AVWF-FR, G4AVWF-SP, G4AVWN [Edwards, Kidde] [NAC] [VDC, HIGH DB] EG4AVRF, EG4AVRF-FR, EG4AVRF-SP, EG4AVRN, EG4AVWF, EG4AVWF-FR, EG4AVWF-SP, EG4AVWN, G4AVRF, G4AVRF-FR, G4AVRF-SP, G4AVRN, G4AVWF, G4AVWF w/STI, G4AVWF-FR, G4AVWF-SP, G4AVWN [Edwards, Kidde] [NAC] [VFWR, HIGH DB] EG4AVRF, EG4AVRF-FR, EG4AVRF-SP, EG4AVRN, EG4AVWF, EG4AVWF-FR, EG4AVWF-SP, EG4AVWN, G4AVRF, G4AVRF-FR, G4AVRF-SP, G4AVRN, G4AVWF, G4AVWF w/STI, G4AVWF-FR, G4AVWF-SP, G4AVWN [Edwards, Kidde] [NAC] [VFWR, LOW DB] EG4AVRF, EG4AVRF-FR, EG4AVRF-SP, EG4AVRN, EG4AVWF, EG4AVWF-FR, EG4AVWF-SP, EG4AVWN, G4AVRF, G4AVRF-FR, G4AVRF-SP, G4AVRN, G4AVWF, G4AVWF w/STI, G4AVWF-FR, G4AVWF-SP, G4AVWN
901af179-376d-4bab-ae80-1bdc29528499 |  |  |  | North | Siemens | [5 empty] | Module | TRUE | FT924-UE | S54400-C19-A1 | Network terminal with operator interface with 24 zone LEDs Consists of: One FCM2019-U3, one FTI2001-U1 | 1 | [12 empty] | #FFFFFFFF |  |  | FALSE | FALSE | FALSE | [20 empty] | DESKTOP-7SAL8M7\acont | 2019-08-13 09:04 | THOR\acont | 2024-10-09 10:48
c0a2822d-fe30-44ed-8dd2-1be4ed59aaa1 | NFPA 170 HEAT DETECTOR |  |  | North | Fike |  | Heat Detector |  |  |  | Module | TRUE | 60-1040 |  | Thermal Sensor Isolator Version w/63-1060 6” Sensor Base Isolator Version | 1 | [6 empty] | FALSE | TRUE |  |  |  |  | #FFFF0000 | FA-NFPA 170 HEAT DETECTOR | 1 | FALSE | FALSE | FALSE | 1403 | [13 empty] | FALSE |  |  | ISO |  |  |  |  | THOR\acont | 2024-09-08 17:27 | 20191121 AC Detector without base | [Fike] [AUX POWER] 20-1063, 20-1064, 20-1343, 55-019/020 (C), 55-021 (C), 55-023 (C), 55-043, 55-047, 55-048, 55-050, 55-055, 55-056, 55-060, 55-061, 60-1028 (C), 60-1039 (C), 60-1040 (C), 63-028/029 (C), 63-1021 (C), 63-1052 (C), 63-1053 (C), 63-1056 (C [Fike] [SLC FIKE] [*] [#1 SHARED ADDR ¦ ALL] 20-1063, 20-1064, 20-1343, 55-019/020 (C), 55-021 (C), 55-023 (C), 55-041, 55-042, 55-043, 55-045, 55-046, 55-047, 55-048, 55-050, 55-052, 55-055, 55-056, 55-060, 55-061, 60-1028 (C), 60-1039 (C), 60-1040 (C),
42b56f90-5fb9-49a8-a980-1bef06274036 | NFPA 170 FIRE ALARM CONTROL UNIT | RISER FACP |  | North | Monaco Enterprises |  | Fire Alarm Control Unit |  |  |  | Assembly | TRUE | 227-857-MN |  | MAAP(+) Point Reporting MNS, 60-inch-high × 18-inch-wide × 3.6-inch-deep surface mount enclosure, no radio, with interface to BT-XM2 | 1 | [12 empty] | #FFFF0000 | FA-NFPA 170 FIRE ALARM CONTROL UNIT | 1 | FALSE | FALSE | FALSE | 202 | [13 empty] | TRUE | [5 empty] | AULAPTOP-PC\Aulaptop | 2019-04-20 02:23 | THOR\acont | 2024-09-08 17:27
7eca83e6-be96-45ea-b132-1bf32774c285 | NFPA 170 AREA OF REFUGE MASTER |  |  | North | Rath Area of Refuge |  | Area of Refuge Component |  |  |  | Assembly | TRUE | 2500-210B |  | 10 ZONE SURFACE MOUNT CABINET W/DOOR | 1 | [6 empty] | FALSE | [5 empty] | #FF00B050 | FA-NFPA 170 AREA OF REFUGE MASTER | 1 | FALSE | FALSE | FALSE | 4000 | [13 empty] | FALSE | [5 empty] | ALIENWIN10\AugWin7 | 2019-12-23 13:42 | THOR\acont | 2024-09-08 17:27 | Cloned from Rath Area of Refuge NEW PART
b6ffb0be-a1e5-49aa-965d-1bf8c31680e2 |  |  |  | North | Notifier |  | Cards & Components |  |  |  | Card | TRUE | CPU-N16LND | ++ | N16x without display, for use as network node. Intelligent fire alarm with one SLC loop, 4 NACs, and power supply; chassis mounted for use in a CAB-5 Series cabinet. | 1 | 0.116 | 0.116 |  |  |  |  | TRUE | FALSE |  |  |  |  | #FFFFFFFF |  |  | FALSE | FALSE | FALSE | [14 empty] | FALSE | [5 empty] | DESKTOP-7EIEB7A\acont | 2021-05-28 07:07 | THOR\acont | 2024-10-09 10:48 | Cloned from Notifier CPU2-3030D | [Honeywell, Notifier] [IDC] [#2 TROUBLE] AA-30, AFP-100 Main Board, AFP-200 Main Board, BE-500 CPU, CPU-2020, CPU2-3030, CPU2-3030D, CPU2-640, CPU-320, CPU-320SYS, CPU-N16LD, CPU-N16LND, NCA-2, NCD, NFW-100X Main Board with PWRMOD24, NFW2-100 Main Board, [ADT Unimode, AES, Firelite, NAPCO, Notifier] [VAC ] [VAC] 1640, 200UDLS Main Board, 411UDAC Main Board, ACC-25/50 Main Board, BE-500 CPU, CPU-N16LD, CPU-N16LND, ECC-125DA (25V) Main Board, ECC-50/100 Main Board (100W, 25V), ECC-50/100 Main Board (100W, [Honeywell, Notifier] [IDC] [#1 ALARM] AFP-100 Main Board, AFP-200 Main Board, BE-500 CPU, CPU-2020, CPU2-3030, CPU2-3030D, CPU2-640, CPU-320, CPU-320SYS, CPU-N16LD, CPU-N16LND, NCA-2, NCD, NFW-100X Main Board with PWRMOD24, NFW2-100 Main Board, NFW-50 M [Honeywell, Notifier] [IDC] [#3 SUPERVISORY] AFP-100 Main Board, AFP-200 Main Board, CPU-2020, CPU2-3030, CPU2-3030D, CPU2-640, CPU-320, CPU-320SYS, CPU-N16LD, CPU-N16LND, NCA-2, NCD, NFW-100X Main Board with PWRMOD24, NFW2-100 Main Board, NFW-50 Main Bo [Honeywell, Notifier] [IDC] [#4 SECURITY] CPU-2020, CPU2-3030, CPU2-3030D, CPU2-640, CPU-320, CPU-320SYS, CPU-N16LD, CPU-N16LND, NCA-2, NCD, XLS3000-CPUD | [Honeywell, Notifier] CPU-2020, CPU2-3030, CPU2-3030D, CPU2-640, CPU-320, CPU-320SYS, CPU-N16LD, CPU-N16LND, NCA-2, NCD, XLS140-2 MAIN CARD, XLS3000-CPUD
b49df23e-62e5-46dd-9ec5-1bf8e651ef1e | NFPA 170 FIRE ALARM CONTROL UNIT | RISER FACP |  | North | VES |  | Fire Alarm Control Unit |  |  |  | Assembly | TRUE | VF0860-10 | + | Elite RS-A Analog Addressable Fire Control Panel, 2 Loops, Red, 120V | 1 | [6 empty] | FALSE | [5 empty] | #FFFF0000 | FA-NFPA 170 FIRE ALARM CONTROL UNIT | 1 | FALSE | FALSE | FALSE | 202 | [8 empty] | 7,12,18,28,55,60 |  |  | 5.25 |  | TRUE | [5 empty] | DESKTOP-7EIEB7A\acont | 2021-11-16 16:37 | THOR\acont | 2024-09-08 17:27 | Cloned from VES VF0850-10 | [AutoPulse, Hochiki, VES] [RS-485] [Network] 542R (433607), FN2127US0ERS120, FN-2127US0ERS-220, FN2127US1ERS120, FN-2127US1ERS-220, FN4127US0ERS120, FN-4127US0ERS-220, FN4127US1ERS120, FN-4127US1ERS-220, FN-LCD-N, FN-LCD-S, FNP-1127, FNP-1127ES0EGS-120,
99a008f8-6fe6-4d4d-bf1b-1bfc3acb7cb3 |  |  |  | North | Edwards |  | Cards & Components |  |  |  | Card | TRUE | SIGA-UIO6R |  | 6 Position, Riser Selection UIO Module Motherboard | 1 | [6 empty] | TRUE | [5 empty] | #FFFFFFFF |  |  | FALSE | FALSE | FALSE | [14 empty] | FALSE | [7 empty] | THOR\acont | 2024-10-09 10:48 |  | [Edwards, Kidde] [SLC EST MODULES] [*] [#3 TYPE ADDR ¦ MODULES] GSA-UIO2R, GSA-UIO6, GSA-UIO6R, RZI16-2, SIGA-270, SIGA-270P, SIGA-278, SIGA-AA30, SIGA-AA50, SIGA-CC1, SIGA-CC1S, SIGA-CC2, SIGA-CC2A, SIGA-CR, SIGA-CR2, SIGA-CRH, SIGA-CRR, SIGA-CT1, SIGA- [Edwards, Kidde] [SLC EST MODULES SENSORS] [*] [#1 SHARED ADDR ¦ MODULES] GSA-UIO2R, GSA-UIO6, GSA-UIO6R, RZI16-2, SIGA-270, SIGA-270P, SIGA-278, SIGA-AA30, SIGA-AA50, SIGA-CC1, SIGA-CC1S, SIGA-CC2, SIGA-CC2A, SIGA-CR, SIGA-CR2, SIGA-CRH, SIGA-CRR, SIGA- [Edwards, Kidde] [SLC EST MODULES] 01 [*] [EST3, iO1000 ] FX-2WIRE, FX-IDC1A, FX-IDC1B, FX-IDC2B, FX-IDCWS, FX-ISO, FX-NAC, GSA-CC1, GSA-CC1S, GSA-CC2, GSA-CT1, GSA-CT2, GSA-IO, GSA-MAB, GSA-MCC1, GSA-MCC1S, GSA-MCC2, GSA-MCT2, GSA-MIO, GSA-MM1, GSA-MRM1
71ec493e-fb14-4eb6-9996-1bfe33bd3754 |  |  |  | North | Bosch | [5 empty] | Module | TRUE | NIN-70122-F0AS | * | Flexidome IP Panoramic 12 MP Sensor 360 degree Lens | 1 | [12 empty] | #FFFFFFFF |  |  | FALSE | FALSE | FALSE | [20 empty] | DESKTOP-7EIEB7A\acont | 2021-08-13 06:25 | THOR\acont | 2024-10-09 10:48
565a46ce-ccc4-473d-84d8-1c0241f02ff3 | NFPA 170 MANUAL PULL |  |  | North | Simplex |  | Manual Station |  |  |  | Module | TRUE | 2099-9105 | ++ | Non-Coded, Non-Addressable Manual Station, Double Action | 1 | [6 empty] | FALSE | TRUE | Flush | Single gang box 2-1/2" deep 4" square box, 2-1/8" (54 mm) minimum | 5" H x 3-3/4" W x 1" D (127 mm x 95 mm x 25 mm) |  | #FFFF0000 | FA-NFPA 170 MANUAL PULL | 1 | FALSE | FALSE | FALSE | 1408 | [13 empty] | FALSE |  |  | SBP |  |  | DESKTOP-7EIEB7A\acont | 2023-03-07 06:38 | THOR\acont | 2024-09-08 17:27 | Cloned from Simplex 2099-9103 CLONED CLONED CLONED | [Autocall, Simplex] [IDC] 01 2098-9201 (C), 2098-9202 (C), 2098-9203 (C), 2098-9208 (C), 2098-9576 (C), 2099-9101 (C), 2099-9102 (C), 2099-9103 (C), 2099-9104 (C), 2099-9105 (C), 2099-9107 (C), 2099-9108 (C), 2099-9754 (C), 2099-9755 (C), 2099-9756 (C),
22f777ef-2987-4c62-a8d3-1c0258b6765e | NFPA 170 STROBE WALL |  |  | North | Monaco Enterprises |  | Strobe |  |  |  | Module | TRUE | 367-097-00 |  | STROBE:RED,T-1,WALL MOUNT,INDOOR,24V,WHITE FIRE LTR,CLR LENS,15-185 CANDELA | 1 | 0 | 0.043 |  |  |  |  | FALSE | [5 empty] | #FF0070C0 | FA-NFPA 170 STROBE WALL | 1 | FALSE | FALSE | FALSE | 2023 | [13 empty] | FALSE | [5 empty] | DESKTOP-7SAL8M7\acont | 2020-02-20 16:39 | THOR\acont | 2024-09-08 17:27 | Cloned from System Sensor SRL | [Hochiki, Monaco Enterprises] [NAC] [12VDC] 367-097-00, 367-099-00, 367-100-00, 367-101-00, 367-104-00, SRL [Hochiki, Monaco Enterprises] [NAC] [24VFWR] 367-097-00, 367-099-00, 367-100-00, 367-101-00, 367-104-00, SRL [Hochiki, Monaco Enterprises] [NAC] [24VDC] 367-097-00, 367-099-00, 367-100-00, 367-101-00, 367-104-00, SRL
6f29ff58-4ac6-4440-b470-1c042a4f1e59 | NFPA 170 AMPLIFIER RACK |  |  | North | Edwards |  | Amplifier |  |  |  | Assembly | TRUE | RKU-77 |  | Amplifier Cabinet, 44 Rack Spaces, 77" | 1 | [6 empty] | FALSE | [5 empty] | #FFFF0000 | FA-NFPA 170 AMPLIFIER RACK | 1 | FALSE | FALSE | FALSE | [14 empty] | FALSE | [7 empty] | THOR\acont | 2024-09-08 17:27
be20bf3c-6369-4571-b8f3-1c0b0901debb |  |  |  | North | Siemens | [5 empty] | Module | TRUE | JA-96 | 600-121423 | NINETY-SIX INCH HARNESS | 1 | [12 empty] | #FFFFFFFF |  |  | FALSE | FALSE | FALSE | [20 empty] | DESKTOP-7SAL8M7\acont | 2019-08-13 09:04 | THOR\acont | 2024-10-09 10:48
5c791989-2c54-4d7c-b6fc-1c0e6db07941 |  |  |  | North | Edwards |  | Cards & Components |  |  |  | Card | TRUE | FSP302G-2 Mainboard |  | Mainboard for FSP302G-2 assembly | 1 | 0.11 | 0.145 |  |  |  |  | TRUE | [5 empty] | #FFFFFFFF |  |  | FALSE | FALSE | FALSE | [14 empty] | FALSE | [7 empty] | THOR\acont | 2024-10-09 10:48 |  | [Edwards, Kidde, Macurco] [IDC] [#2 TROUBLE] 2IDC, 76-600000-001 Main Board, 76-800xxx-xxx Main Board, 77-600000-901 Main Board, 84-732001-901 Main Board, DVP-120 Mainboard, EST1-2Z Mainboard, FSP1004G Mainboard, FSP1004G-2 Mainboard, FSP1004GD Mainboard [Edwards, Kidde, Macurco] [IDC] [#3 SUPERVISORY] 2IDC, 76-600000-001 Main Board, 76-800xxx-xxx Main Board, 77-600000-901 Main Board, 84-732001-901 Main Board, DVP-120 Mainboard, EST1-2Z Mainboard, FSP1004G Mainboard, FSP1004G-2 Mainboard, FSP1004GD Mainb [Edwards, Kidde, Macurco] [IDC] [#1 ALARM] 2IDC, 76-600000-001 Main Board, 76-800xxx-xxx Main Board, 77-600000-901 Main Board, 84-732001-901 Main Board, DVP-120 Mainboard, EST1-2Z Mainboard, FSP1004G Mainboard, FSP1004G-2 Mainboard, FSP1004GD Mainboard, [Edwards, Kidde] [VAC ] 2IDC, 76-600000-001 Main Board, 76-800xxx-xxx Main Board, 77-600000-901 Main Board, 84-732001-901 Main Board, APS10A Mainboard, APS6A Mainboard, BPS10A Mainboard, BPS10A/230 Mainboard, BPS6A Mainboard, BPS6A/230 Mainboard, EST1-2Z | [Edwards] FSP302G Mainboard, FSP302G-2 Mainboard, FSP302GD Mainboard, FSP302R Mainboard, FSP302RD Mainboard, FSP502G Mainboard, FSP502G-2 Mainboard, FSP502GD Mainboard, FSP502R Mainboard, FSP502RD Mainboard [Edwards, Kidde] FSP1004G Mainboard, FSP1004G-2 Mainboard, FSP1004GD Mainboard, FSP1004R Mainboard, FSP1004RD Mainboard, FSP302G Mainboard, FSP302G-2 Mainboard, FSP302GD Mainboard, FSP302R Mainboard, FSP302RD Mainboard, FSP502G Mainboard, FSP502G-2 Mainbo [Edwards] FSP302G Mainboard, FSP302G-2 Mainboard, FSP302GD Mainboard, FSP302R Mainboard, FSP302RD Mainboard, FSP502G Mainboard, FSP502G-2 Mainboard, FSP502GD Mainboard, FSP502R Mainboard, FSP502RD Mainboard [Edwards] FSP302G-2 Mainboard [Edwards] FSP302G Mainboard, FSP302G-2 Mainboard, FSP302GD Mainboard, FSP302R Mainboard, FSP302RD Mainboard
36f8d020-6b52-4919-b4a8-1c11ccc048cc | NFPA 170 HEAT DETECTOR |  |  | North | Notifier |  | Heat Detector |  |  |  | Module | TRUE | HFS-T | ++ | Fixed temperature thermal detector, includes base | 1 | 0.0003 | 0.0065 |  |  |  |  | FALSE | TRUE |  |  |  |  | #FFFF0000 | FA-NFPA 170 HEAT DETECTOR | 1 | FALSE | FALSE | FALSE | 1403 | [13 empty] | FALSE | [7 empty] | THOR\acont | 2024-09-08 17:27 | 20191121 AC Detector without base | [Honeywell, Notifier, System Sensor] [SLC SENSORS] [*] [#4 TYPE ADDR ¦ SENSORS] 2251B (C), 2251-COPTIR (C), 2251-COPTIR w/B200S-WH (C), 2251TB (C), 2251TMB (C), 5251B (C), 5251B-WP (C), 5251H (C), 5251RB (C), 5251RB-WP (C), 7251 (C), 7251DH (C), DH200LP [Honeywell, Notifier, System Sensor] [SLC MODULES SENSORS] [*] [#2 SHARED ADDR ¦ SENSORS] 2251B (C), 2251-COPTIR (C), 2251-COPTIR w/B200S-WH (C), 2251TB (C), 2251TMB (C), 5251B (C), 5251B-WP (C), 5251H (C), 5251RB (C), 5251RB-WP (C), 7251 (C), 7251DH (C)
cac98281-5861-4bee-ae6a-1c149c0a6c1c | NFPA 170 SMOKE DETECTOR |  |  | North | Firelite |  | Smoke Detector |  |  |  | Module | TRUE | SD355CO w/B200S-WH | + | Addressable, low-profile device that provides fire, heat, and carbon monoxide (CO) detection, Sounder Base | 1 | 0.0003 | 0.0072 |  |  |  |  | FALSE | TRUE |  |  |  |  | #FFFF0000 | FA-NFPA 170 SMOKE DETECTOR | 1 | FALSE | FALSE | FALSE | 1408 | [13 empty] | FALSE |  |  | CO, SB |  |  | ALIENWIN10\AugWin7 | 2018-10-15 15:17 | THOR\acont | 2024-09-08 17:27 | 20191121 AC Detector with base | [Firelite, System Sensor] [SLC MODULES SENSORS] [*] [#2 SHARED ADDR ¦ SENSORS] AD355 w/B200SR-LF-WH (C), AD355 w/B200SR-WH (C), AD355 w/B210LP (C), AD355 w/B224BI-WH (C), AD355 w/B224RB-WH (C), AD355 w/B501 (C), BEAM355 (C), BEAM355S (C), CP355 w/B200SR- [Firelite] [AUX POWER] AD355 w/B200SR-WH (C), CP355 w/B200SR-WH (C), H355 w/B200SR (C), H355HT w/B200SR (C), H355R w/B200SR (C), H365 w/B200S-WH (C), H365HT w/B200S-WH (C), H365R w/B200S-WH (C), SD355 w/B200SR (C), SD355CO w/B200S-WH (C), SD355T w/B200SR [Firelite, System Sensor] [SLC SENSORS] [*] [#4 TYPE ADDR ¦ SENSORS] AD355 w/B200SR-LF-WH (C), AD355 w/B200SR-WH (C), AD355 w/B210LP (C), AD355 w/B224BI-WH (C), AD355 w/B224RB-WH (C), AD355 w/B501 (C), BEAM355 (C), BEAM355S (C), CP355 w/B200SR-WH (C), CP
4f50ae47-ef31-4c91-9d7c-1c19f4206780 | NFPA 170 REMOTE ANNUNCIATOR | RISER ANNUNCIATOR |  | North | Hochiki |  | Remote Annunciator |  |  |  | Module | TRUE | LFC00NC-10 | + | L@titude Network Vision Annunciator, Red | 1 | 0.253 | 0.341 |  |  |  |  | FALSE |  |  | *Refer to Install Sheet |  |  | #FFFF0000 | FA-NFPA 170 REMOTE ANNUNCIATOR | 1 | FALSE | FALSE | FALSE | 255 | [19 empty] | DESKTOP-0D6CQVA\lousc | 2019-10-06 12:47 | THOR\acont | 2024-09-08 17:27 | from Hochiki FireNET L@TITUDE STYLE LA | [Hochiki, VES] [AUX POWER] [*] GF-5210-R, HCA-RA, LFC00NC-10, LFC00NC-40, LFC00NC-60 [Hochiki] [RS-485] [NETWORK] LFC00NC-10, LFC00NC-40, LFC00NC-60, S723 | [Hochiki] LFC00NC-10, LFC00NC-40, LFC00NC-60, S723
f96223c9-b3da-4e6f-8032-1c1d5007a3c1 | NFPA 170 REMOTE ANNUNCIATOR | RISER ANNUNCIATOR |  | North | Edwards |  | Remote Annunciator |  |  |  | Module | TRUE | 4-16ANN | ++ | Metallic bronze Annunciator, 16 slots (2 rows of 8). Comes with 4-ANNCPU | 1 | 0.125 | 0.125 |  |  |  |  | FALSE | [5 empty] | #FFFF0000 | FA-NFPA 170 REMOTE ANNUNCIATOR | 1 | FALSE | FALSE | FALSE | 255 | [13 empty] | FALSE | [5 empty] | DESKTOP-QGO6JOK\acont | 2025-03-03 17:07 | DESKTOP-QGO6JOK\acont | 2025-03-03 17:15 | Cloned from Edwards 4-6ANN (PAGING) | [Edwards] [AUX POWER] [*] 4-16ANN, 4-2ANN, 4-2ANN AUX POWER, 4-4ANN (BASE) AUX POWER, 4-4ANN (PAGING) AUX POWER, 4-6ANN (PAGING) AUX POWER, 4-6ANN LOC, 4ANN AUX POWER [Edwards] [RS-485] 3-ANNCPU3, 4-16ANN, 4-2ANN, 4-ANNCPU
d64271c5-fb15-4cd6-bfa7-1c1ffcd4ce5e | NFPA 170 SMOKE DETECTOR |  |  | North | Notifier |  | Smoke Detector |  |  |  | Module | TRUE | FSD-751RPL w/B210LP |  | DETECTOR, SMOKE, ADDRESSABLE PHOTO w/STANDARD BASE | 1 | 0.0003 | 0.0003 |  |  |  |  | FALSE | TRUE |  |  |  |  | #FFFF0000 | FA-NFPA 170 SMOKE DETECTOR | 1 | FALSE | FALSE | FALSE | 1408 | [13 empty] | FALSE | [7 empty] | THOR\acont | 2024-09-08 17:27 | 20191121 AC Detector with base | [Honeywell, Notifier, System Sensor] [SLC MODULES SENSORS] [*] [#2 SHARED ADDR ¦ SENSORS] 2251B (C), 2251-COPTIR (C), 2251-COPTIR w/B200S-WH (C), 2251TB (C), 2251TMB (C), 5251B (C), 5251B-WP (C), 5251H (C), 5251RB (C), 5251RB-WP (C), 7251 (C), 7251DH (C) [Honeywell, Notifier, System Sensor] [SLC SENSORS] [*] [#4 TYPE ADDR ¦ SENSORS] 2251B (C), 2251-COPTIR (C), 2251-COPTIR w/B200S-WH (C), 2251TB (C), 2251TMB (C), 5251B (C), 5251B-WP (C), 5251H (C), 5251RB (C), 5251RB-WP (C), 7251 (C), 7251DH (C), DH200LP
8bec0771-f987-41ae-be08-1c32c414b8bb |  |  |  | North | Autocall |  | Cards & Components |  |  |  | Card | TRUE | A100-6078 |  | Modular network interface card; Class B or Class X | 1 | 0.046 | 0.046 |  |  |  |  | TRUE | [5 empty] | #FFFFFFFF |  |  | FALSE | FALSE | FALSE | [20 empty] | DESKTOP-0D6CQVA\lousc | 2019-07-06 11:31 | THOR\acont | 2024-10-09 10:48 | Cloned from AutoCall A100-3206
a5428005-6031-493d-9e5e-1c34f5aade5b | NFPA 170 SMOKE DETECTOR |  |  | North | Edwards |  | Smoke Detector |  |  |  | Module | TRUE | SIGA-OSD w/SIGA-AB4GT BASE | ++ | Intelligent Optical Smoke Detector | 1 | 3.2e-05 | 4.5e-05 |  |  |  |  | FALSE | TRUE |  |  |  |  | #FFFF0000 | FA-NFPA 170 SMOKE DETECTOR | 1 | FALSE | FALSE | FALSE | 1408 | [13 empty] | FALSE | [5 empty] | DESKTOP-7SAL8M7\acont | 2020-01-07 08:00 | THOR\acont | 2024-09-08 17:27 | Cloned from Edwards SIGA-PD w/SIGA-AB4GT BASE | [Edwards, Kidde] [SLC EST MODULES/SENSORS] 01 [*] [iO64] DS-HFS (C), DS-PS (C), FX-HD w/IB4U BASE, FX-HD w/RB4U BASE, FX-HD w/SB4U BASE, FX-HD w/SB4U-LF BASE, FX-HD wB4U BASE, FX-PD w/B4U BASE (C), FX-PD w/IB4U BASE (C), FX-PD w/SB4U BASE (C), FX-PD w/SB [Edwards, Kidde] [SLC EST SENSORS] [*] [#4 TYPE ADDR ¦ SENSORS] KI-DDOS (C), SIGA2-COS w/SIGA-AB4G BASE, SIGA2-COS w/SIGA-AB4G-LF BASE, SIGA2-COS w/SIGA-AB4GT BASE, SIGA2-COS w/SIGA-IB BASE, SIGA2-COS w/SIGA-RB BASE, SIGA2-COS w/SIGA-SB BASE, SIGA2-HCOS [Edwards, Kidde] [AUX POWER] KI-COD w/KI-ABDT BASE (C), KI-HCD w/KI-ABDT BASE, KI-HRD w/KI-ABDT BASE, KI-PCD w/KI-ABDT BASE (C), KI-PD w/KI-ABDT BASE (C), KI-PHCD w/KI-ABDT BASE (C), KI-PHD w/KI-ABDT BASE (C), KIR-COD w/KI-ABDT BASE (C), KIR-HCD w/KI-ABD [Edwards, Kidde] [SLC EST MODULES SENSORS] [*] [#2 SHARED ADDR ¦ SENSORS] KI-DDOS (C), SIGA2-COS w/SIGA-AB4G BASE, SIGA2-COS w/SIGA-AB4G-LF BASE, SIGA2-COS w/SIGA-AB4GT BASE, SIGA2-COS w/SIGA-IB BASE, SIGA2-COS w/SIGA-RB BASE, SIGA2-COS w/SIGA-SB BASE, S [Edwards, Kidde] [SLC EST SENSORS] 01 [*] [EST3, iO1000] DS-HFS (C), DS-PS (C), FX-HD w/IB4U BASE, FX-HD w/RB4U BASE, FX-HD w/SB4U BASE, FX-HD w/SB4U-LF BASE, FX-HD wB4U BASE, FX-PD w/B4U BASE (C), FX-PD w/IB4U BASE (C), FX-PD w/SB4U BASE (C), FX-PD w/SB
c0a13022-f276-4f7b-8808-1c365a8296fc | NFPA 170 DUCT SMOKE DETECTOR |  |  | North | Bosch |  | Duct Smoke Detector |  |  |  | Module | TRUE | D341/D7044M | ++ | Addressable Duct Detector with housing | 1 | 0.00055 | 0.00055 |  |  | 12 |  | FALSE | FALSE |  |  |  |  | #FFFF0000 | FA-NFPA 170 DUCT SMOKE DETECTOR | 1 | FALSE | FALSE | FALSE | 1400 | [13 empty] | FALSE | [7 empty] | THOR\acont | 2024-09-08 17:27 | 20191121 AC Detector without base | [Bosch] [AUX POWER] [AUX] D341, D341/D7044M, D341P [Bosch] [SLC MUX BOSCH] [*] [#1 ++] D341/D7044M, D5601/D7044M, D7044, D7044M, D7050, D7050 w/D7050-B6 BASE (C), D7050TH w/D7050-B6 BASE (C), D7052, D7053, DS7432, DS7457i, DS7457iF, DS7460I, DS7461I, DS7465I, FMM-7045, FMM-7045-D
8789fb55-3a4e-4c3a-b6ff-1c3a7153275b |  |  |  | North | Edwards |  | Hardware |  |  |  | Hardware | TRUE | CBA48-D-G |  | Outer door for CBA48 - Gray, viewing area 17 3/8"W x 38"H | 1 | [6 empty] | FALSE | [5 empty] | #FFFFFFFF |  |  | FALSE | FALSE | FALSE | [14 empty] | FALSE | [7 empty] | THOR\acont | 2024-10-09 10:48
dd5a7c21-7d11-46fb-b190-1c3abf489dcb | NFPA 170 STROBE CEILING |  |  | North | Gentex |  | Strobe |  |  |  | Module | TRUE | GCS24CW |  | GCS Series 24 Volt Ceiling Mount Selectable Strobe, White | 1 | 0 | 0.12 |  |  |  |  | FALSE | TRUE |  |  |  |  | #FF0070C0 | FA-NFPA 170 STROBE CEILING | 1 | FALSE | FALSE | FALSE | 2022 | [13 empty] | FALSE |  |  | C |  |  |  |  | THOR\acont | 2024-09-08 17:27 |  | [Gentex, Harrington, Hochiki] [NAC] [UL MAX] GCS24CR (C), GCS24CW (C), GCS24PCR (C), GCS24PCW (C), HCS24CR (C), HCS24CW (C), HCS24PCR (C), HCS24PCW (C), SSG4-24CR (C), SSG4-24CW (C) [Gentex, Harrington, Hochiki] [NAC] [24 VDC] GCS24CR (C), GCS24CW (C), GCS24PCR (C), GCS24PCW (C), HCS24CR (C), HCS24CW (C), HCS24PCR (C), HCS24PCW (C), SSG4-24CR (C), SSG4-24CW (C)
5bcf4a5d-3eca-4481-b234-1c4a121d9fc8 | NFPA 170 HEAT DETECTOR |  |  | North | Notifier |  | Heat Detector |  |  |  | Module | TRUE | FST-951 w/B224BI-WH | ++ | Low-profile 135°F fixed thermal sensor. FlashScan only. Isolator Base | 1 | 0.0002 | 0.0045 |  |  |  |  | FALSE | TRUE | FLUSH |  | 4" SQ. DEEP | 3 "O" PLASTER RING | #FFFF0000 | FA-NFPA 170 HEAT DETECTOR | 1 | FALSE | FALSE | FALSE | 1403 |  |  | 7272-0028:0206 | [10 empty] | FALSE | [5 empty] | DESKTOP-7EIEB7A\acont | 2021-05-14 10:48 | THOR\acont | 2024-09-08 17:27 | Cloned from Notifier FST-951 w/B300-6 | [Honeywell, Notifier, System Sensor] [SLC SENSORS] [*] [#4 TYPE ADDR ¦ SENSORS] 2251B (C), 2251-COPTIR (C), 2251-COPTIR w/B200S-WH (C), 2251TB (C), 2251TMB (C), 5251B (C), 5251B-WP (C), 5251H (C), 5251RB (C), 5251RB-WP (C), 7251 (C), 7251DH (C), DH200LP [Honeywell, Notifier, System Sensor] [SLC MODULES SENSORS] [*] [#2 SHARED ADDR ¦ SENSORS] 2251B (C), 2251-COPTIR (C), 2251-COPTIR w/B200S-WH (C), 2251TB (C), 2251TMB (C), 5251B (C), 5251B-WP (C), 5251H (C), 5251RB (C), 5251RB-WP (C), 7251 (C), 7251DH (C)
31639a7d-8ca6-47b2-801c-1c4a735027da |  |  |  | North | Edwards |  | Hardware |  |  |  | Hardware | TRUE | 30419 |  | 9-pin Null Modem Serial Cable | 1 | [6 empty] | FALSE | [5 empty] | #FFFFFFFF |  |  | FALSE | FALSE | FALSE | [14 empty] | FALSE | [7 empty] | THOR\acont | 2024-10-09 10:48
9ab373bb-5a15-4257-a397-1c51519e3c65 | NFPA 170 REMOTE ANNUNCIATOR | RISER ANNUNCIATOR |  | North | Edwards |  | Remote Annunciator |  |  |  | Assembly | TRUE | RLED-CF |  | LED Ann, Y/R LEDs for 16 zones, w/com Ctrls, white, French | 1 | [6 empty] | FALSE | [5 empty] | #FFFF0000 | FA-NFPA 170 REMOTE ANNUNCIATOR | 1 | FALSE | FALSE | FALSE | 255 | [8 empty] | 7,12,18 |  |  |  |  | TRUE | [7 empty] | THOR\acont | 2024-09-08 17:27
7fd69fd2-61c0-4caa-a7fa-1c584dbce5aa | NFPA 170 HVAC PANEL |  |  | North | Block Definition Only |  | HVAC Panel |  |  |  | Module | TRUE | NFPA 170 HVAC PANEL |  | NFPA 170 HVAC PANEL | 1 | [12 empty] | #FFFF0000 | FA-NFPA 170 HVAC PANEL | 1 | FALSE | FALSE | FALSE | [20 empty] | AULAPTOP-PC\Aulaptop | 2020-03-26 07:41 | THOR\acont | 2024-09-08 17:27
afc20f7a-3d41-4013-8628-1c5dd38bd62e |  |  |  | North | Edwards |  | Cards & Components |  |  |  | Card | TRUE | 2-16Y8S |  | OBSOLETE - 16 Yellow, 8 Switch LED Annunciator Module | 1 | [6 empty] | TRUE | [5 empty] | #FFFFFFFF |  |  | FALSE | FALSE | FALSE | [14 empty] | FALSE | [7 empty] | THOR\acont | 2024-10-09 10:48
0a77b10f-32f8-4479-be70-1c5fb7ee8958 | NFPA 170 HORN |  |  | North | Siemens |  | Horn |  |  |  | Module | TRUE | SL2MTWR-F | S54329-F234-A1++ | Multi-Tone Horn, Wall / Ceiling, Red, Fire | 1 | [12 empty] | #FF0070C0 | FA-NFPA 170 HORN | 1 | FALSE | FALSE | FALSE | 2010 | [19 empty] | DESKTOP-7EIEB7A\acont | 2023-08-02 08:14 | THOR\acont | 2024-09-08 17:27 | Cloned from Siemens SL2MTWW-F | [Siemens] [NAC] [24 VDC, HORN STD] SL2MTWR-F, SL2MTWW-F
5c8700ea-8e2d-4fc0-b509-1c60ebe41373 |  |  |  | North | Siemens |  | Hardware |  |  |  | Hardware | TRUE | XLS-EXT-CABLE-PKG | S54430-K1-A1 | INCLUDES 60" 60 PIN CABLE, 60" CAN CABLE, LONG GROUND STRAP CABLE | 1 | [12 empty] | #FFFFFFFF |  |  | FALSE | FALSE | FALSE | [20 empty] | DESKTOP-7SAL8M7\acont | 2019-08-13 09:04 | THOR\acont | 2024-10-09 10:48 | B,T
23873b35-4e43-4545-ae2d-1c63e3b3fc09 |  |  |  | North | Edwards |  | Hardware |  |  |  | Hardware | TRUE | LKC-9 |  | FUEGO - Ceiling Orientation | 1 | [6 empty] | FALSE | [5 empty] | #FFFFFFFF |  |  | FALSE | FALSE | FALSE | [14 empty] | FALSE | [7 empty] | THOR\acont | 2024-10-09 10:48
eea0d66a-5a7d-4fdf-8e46-1c6c39fccad9 | ASD MODULASER DISPLAY |  |  | North | Edwards |  | Air Sampling Detection |  |  |  | Assembly | TRUE | FHSD8310-ULF | ++ | LaserSense Modulaser - Standard display module | 1 | [6 empty] | TRUE | [5 empty] | #FFFF0000 | FA-ASD MODULASER DISPLAY | 1 | FALSE | FALSE | FALSE | [17 empty] | StdDisp |  |  | DESKTOP-EUPOT3B\aucon | 2022-01-20 05:31 | THOR\acont | 2024-09-08 17:27 | Cloned from Edwards New Part
359cfdbc-1246-44e3-ad8f-1c70c7340e20 | NFPA 170 HEAT DETECTOR |  |  | North | Hochiki |  | Heat Detector |  |  |  | Module | TRUE | ATG-EA w/ASBL SOUNDER BASE | ATG-EA FIXED TEMP/RATE OF RISE HEAT SENSOR | ATG-EA FIXED TEMP/RATE OF RISE HEAT SENSOR w/ASBL SOUNDER BASE | 1 | 0.00035 | 0.0005 |  |  |  |  | TRUE | TRUE |  | *Refer to Install Sheet |  |  | #FFFF0000 | FA-NFPA 170 HEAT DETECTOR | 1 | FALSE | FALSE | FALSE | 1403 | [16 empty] | SB |  |  | DESKTOP-0D6CQVA\lousc | 2019-10-12 09:53 | THOR\acont | 2024-09-08 17:27 | Cloned from Hochiki ATJ-EA w/ASB SOUNDER BASE | [Hochiki] [AUX POWER] [24 VDC] ACC-V w/ASBL SOUNDER BASE (C), ACD-V w/ASBL SOUNDER BASE (C), AIE-EA w/ASBL SOUNDER BASE (C), ALK-V w/ASBL SOUNDER BASE (C), ALN-V w/ASBL SOUNDER BASE (C), ATG-EA w/ASBL SOUNDER BASE (C), ATJ-EA w/ASBL SOUNDER BASE (C) [Hochiki] [SLC HOCHIKI] 01 [*] [SLC] ACD-V w/ASBL SOUNDER BASE (C), ACD-V w/HSB-NSA-6 STANDARD BASE (C), ACD-V w/SCI-B4 SHORT CIRCUIT ISOLATOR BASE (C), ACD-V w/SCI-B6 SHORT CIRCUIT ISOLATOR BASE (C), ACD-V w/YBN-NSA-4 STANDARD BASE (C), ATG-EA w/ASB SOU
cf8bf4e9-ef57-4325-9896-1c7243d45c35 | NFPA 170 SPEAKER STROBE |  |  | North | Kidde |  | Speaker/Strobe |  |  |  | Module | TRUE | INT-8A-RS70 |  | 110cdW, 60cdC Strobe, Re-Ent Speaker, 70V 2, 4, 8, 15w | 1 | [6 empty] | FALSE | [5 empty] | #FF0070C0 | FA-NFPA 170 SPEAKER STROBE | 1 | FALSE | FALSE | FALSE | 2019 | [13 empty] | FALSE | [5 empty] | AUGUSTALIEN\aucon | 2024-05-21 15:56 | THOR\acont | 2024-10-09 10:48 | Cloned from Edwards 757-8A-RS70 | [Edwards, Kidde] [AUDIO 70.7v] [70V AUDIO] 757-1A-R70, 757-1A-R70W, 757-3A-RS70, 757-3A-RS70W, 757-7A-RS70, 757-7A-RS70W, 757-7A-RS70WA, 757-7A-SS70, 757-7A-SS70W, 757-8A-RS70, 757-8A-RS70W, 757-8A-RS70WA, INT-3A-RS70, INT-3A-RS70W, INT-7A-RS70, INT-7A-R
c109a7e4-b6ea-4219-93e6-1c736b643405 | NFPA 170 HEAT DETECTOR |  |  | North | Gamewell FCI |  | Heat Detector |  |  |  | Module | TRUE | ATD-L3R-IV w/B200SR-IV | + | Thermal heat detector, 135°F rate of rise, ivory, Velociti/CLIP w/ Standard sounder base, ivory | 1 | 0.0002 | 0.0045 |  |  |  |  | FALSE | TRUE | FLUSH |  | 4" SQ. DEEP | 3 "O" PLASTER RING | #FFFF0000 | FA-NFPA 170 HEAT DETECTOR | 1 | FALSE | FALSE | FALSE | 1403 | [13 empty] | FALSE |  |  | 135°, SB |  |  | DESKTOP-7SAL8M7\acont | 2019-05-06 10:45 | THOR\acont | 2024-09-08 17:27 | 20191121 AC Detector with base | [Gamewell FCI] [SLC MODULES SENSORS] [*] [#2 SHARED ADDR ¦ SENSORS] ADPF (C), ASD-PL2F w/B200S-LF-WH (C), ASD-PL2F w/B210LP (C), ASD-PL2FR (C), ASD-PL3 w/B200S-LF-WH (C), ASD-PL3 w/B200SR-LF-WH (C), ASD-PL3 w/B200SR-WH (C), ASD-PL3 w/B224BI-WH (C), ASD-P [Gamewell FCI] [SLC SENSORS] [*] [#4 TYPE ADDR ¦ SENSORS] ADPF (C), ASD-PL2F w/B200S-LF-WH (C), ASD-PL2F w/B210LP (C), ASD-PL2FR (C), ASD-PL3 w/B200S-LF-WH (C), ASD-PL3 w/B200SR-LF-WH (C), ASD-PL3 w/B200SR-WH (C), ASD-PL3 w/B224BI-WH (C), ASD-PL3 w/B224R
8febf5c4-6714-44e3-8602-1c78ecd0d671 | NFPA 170 STROBE WALL |  |  | North | System Sensor |  | Strobe |  |  |  | Module | TRUE | SRL-SP | + | Strobe Wall Mount, Fuego, Red | 1 | 0 | 0.043 |  |  |  |  | FALSE | [5 empty] | #FF0070C0 | FA-NFPA 170 STROBE WALL | 1 | FALSE | FALSE | FALSE | 2023 | [13 empty] | FALSE | [7 empty] | THOR\acont | 2024-09-08 17:27 |  | [BluePoint, System Sensor] [NAC] [VFWR] BP04-101LP, BP04-111LP, BP04-A101LP, BP04-A111LP, SGRL, SGWL, SPSRL, SPSRL-P, SPSRL-SP, SPSWL, SPSWL-ALERT, SPSWL-CLR-ALERT, SPSWL-P, SRL, SRL w/ WAV-RL, SRL-P, SRL-SP, SWL, SWL w/ WAV-WL, SWL-ALERT, SWL-CLR-ALERT, [BluePoint, System Sensor] [NAC] [VDC] BP04-101LP, BP04-111LP, BP04-A101LP, BP04-A111LP, SGRL, SGWL, SPSRL, SPSRL-P, SPSRL-SP, SPSWL, SPSWL-ALERT, SPSWL-CLR-ALERT, SPSWL-P, SRL, SRL w/ WAV-RL, SRL-P, SRL-SP, SWL, SWL w/ WAV-WL, SWL-ALERT, SWL-CLR-ALERT,
14db8393-3645-48a9-8e1e-1c7f03233d8f | NFPA 170 HEAT DETECTOR |  |  | North | Janus |  | Heat Detector |  |  |  | Module | TRUE | CR-135W | 99818 | Detector, Heat, Rate-of-Rise/Fixed Temperature, 135F, White | 1 | [6 empty] | FALSE | [5 empty] | #FFFF0000 | FA-NFPA 170 HEAT DETECTOR | 1 | FALSE | FALSE | FALSE | 1403 | [13 empty] | FALSE |  |  | 135° R/FT |  |  | DESKTOP-QGO6JOK\acont | 2021-06-01 11:40 | THOR\acont | 2024-09-08 17:27 | Cloned from Potter CR-135W | [Janus] [IDC] 02 CF-135W, CF-200W, CR-135W, CR-200-2-MP, CR-200W
564b7035-9071-4707-a5cd-1c7f3b004724 | NFPA 170 MANUAL PULL |  |  | North | MIRCOM |  | Manual Station |  |  |  | Module | TRUE | MPS-810MPU | ++ | Estación Manual de doble acción, direccionable, protocolo MP de una etapa, con listado UL, FM | 1 | 0.002 | 0.0033 |  |  | 30 | 15 | FALSE |  |  |  | 5 ½” H x 4 1/8” W x 1 3/8” D |  | #FFFF0000 | FA-NFPA 170 MANUAL PULL | 1 | FALSE | FALSE | FALSE | 957 | [13 empty] | FALSE | [5 empty] | THOR\acont | 2024-08-12 14:32 | THOR\acont | 2024-09-08 17:27 | Cloned from MIRCOM MPS-810MPU | [MIRCOM] [SLC MODULES SENSORS] [*] [#1 SHARED ADDR ¦ MODULES] CR-6, CZ-6, IM-10, MIX-100P, MIX-100R, MIX-100S, MIX-100X, MIX-101P, MIX-4040, MIX-4040M, MIX-4041, MIX-4045, MIX-4045-M, MIX-4046, MIX-M500DM, MIX-M500DMAP, MIX-M500FP, MIX-M500M, MIX-M500MAP
dc566f88-80ab-43a1-a17f-1c885b06823a |  |  |  | North | Monaco Enterprises |  | Hardware |  |  |  | Hardware | TRUE | 703-192-00 | + | Speaker Splitter Mounting Bracket. Required when audio splitter P/N 703-163-00 is used. NOTE Bracket supports two audio splitters (P/N 703-163-00). | 1 | [12 empty] | #FFFFFFFF |  |  | FALSE | FALSE | FALSE | [20 empty] | DESKTOP-7SAL8M7\acont | 2020-04-02 09:51 | THOR\acont | 2024-10-09 10:48 | Cloned from Monaco Enterprises 081-156-00
f692f4e1-cfda-431a-8d67-1c8bb0b186ff |  |  |  | North | Autocall |  | Cards & Components |  |  |  | Card | TRUE | A009-9809 | + | IDNet Repeater, output is Class A or Class B | 1 | 0.07 | 0.07 |  |  |  |  | TRUE | [5 empty] | #FFFFFFFF |  |  | FALSE | FALSE | FALSE | [20 empty] | DESKTOP-0D6CQVA\lousc | 2019-07-05 07:55 | THOR\acont | 2024-10-09 10:48 | Cloned from AutoCall A009-9808 |  | [Autocall, Simplex] 4009-9809, A009-9809
99289c1d-0a62-4b1f-9251-1c8e524f9ff7 |  |  |  | North | Siemens | [5 empty] | Module | TRUE | 20/20MI-31SF | S54430-F3-A1 | MINI IR3 FLM DET 2.5-10M CBL SS FM | 1 | [12 empty] | #FFFFFFFF |  |  | FALSE | FALSE | FALSE | [20 empty] | DESKTOP-7SAL8M7\acont | 2019-08-13 09:04 | THOR\acont | 2024-10-09 10:48
f385d681-37d5-433d-b6e7-1c8f58f9bf24 | NFPA 170 STROBE WALL |  |  | North | Potter |  | Strobe |  |  |  | Module | TRUE | CS-24WA-WP |  | Strobe, Wall, White, Amber, Outdoor | 1 | 0 | 0.164 |  |  |  |  | FALSE | FALSE |  |  |  |  | #FF0070C0 | FA-NFPA 170 STROBE WALL | 1 | FALSE | FALSE | FALSE | 2023 |  |  | 7135-0328:0213 | [10 empty] | FALSE | [7 empty] | THOR\acont | 2024-09-08 17:27 |  | [Potter] [NAC] [UL MAX, HIGH DB] CS-24A-WP, CS-24WA-WP, CSLP-24A-WP, CSLP-24WA-WP
84715258-2dcf-4d66-93e8-1c985a83c194 |  |  |  | North | Siemens | [5 empty] | Module | TRUE | 40/40I-122SF | S54430-F19-A1 | IR3 FLM DET WO1 85C 3/4" SS FM | 1 | [12 empty] | #FFFFFFFF |  |  | FALSE | FALSE | FALSE | [20 empty] | DESKTOP-7SAL8M7\acont | 2019-08-13 09:04 | THOR\acont | 2024-10-09 10:48
cb840ada-cd1c-4be3-8688-1c990ea7c97c | NFPA 170 STROBE WALL |  |  | North | Edwards |  | Strobe |  |  |  | Module | TRUE | G4EWA-G |  | Strobe Expander, white, ALERT markings, green | 1 | 0 | 0.294 |  |  |  |  | FALSE | [5 empty] | #FF0070C0 | FA-NFPA 170 STROBE WALL | 1 | FALSE | FALSE | FALSE | 2023 | [13 empty] | FALSE | [7 empty] | THOR\acont | 2024-09-08 17:27 |  | [Edwards, Kidde] [NAC] [16 VDC] G4ERA-A, G4ERA-B, G4ERA-G, G4ERA-R, G4ERF-C, G4ERN-A, G4ERN-B, G4ERN-C, G4ERN-G, G4ERN-R, G4EWA-A, G4EWA-B, G4EWA-G, G4EWA-R, G4EWF-C, G4EWN-A, G4EWN-B, G4EWN-C, G4EWN-G, G4EWN-R, G4F-S2V1575, G4F-S2VM, G4F-S7V1575, G4F-S7 [Edwards, Kidde] [NAC] [24 VDC] G4ERA-A, G4ERA-B, G4ERA-G, G4ERA-R, G4ERF-C, G4ERN-A, G4ERN-B, G4ERN-C, G4ERN-G, G4ERN-R, G4EWA-A, G4EWA-B, G4EWA-G, G4EWA-R, G4EWF-C, G4EWN-A, G4EWN-B, G4EWN-C, G4EWN-G, G4EWN-R, G4F-S2V1575, G4F-S2VM, G4F-S7V1575, G4F-S7
add038a5-ff91-42ee-b8dc-1c9a359f6074 |  |  |  | North | System Sensor |  | Hardware |  |  |  | Hardware | TRUE | B501BP | ++ | Intelligent Detector Bases, without flange. Package of ten | 1 | [6 empty] | TRUE | FALSE |  |  |  |  | #FFFFFFFF |  |  | FALSE | FALSE | FALSE | [14 empty] | FALSE | [7 empty] | THOR\acont | 2024-10-09 10:48
c8db85b5-6f8c-49ab-bac0-1c9ae9b3ad12 |  |  |  | North | Siemens |  | Hardware |  |  |  | Hardware | TRUE | FHA2031-U1 | S54400-B44-A1 | DIN Rail Set | 1 | [12 empty] | #FFFFFFFF |  |  | FALSE | FALSE | FALSE | [20 empty] | AULAPTOP-PC\Aulaptop | 2019-04-20 11:42 | THOR\acont | 2024-10-09 10:48
4264ba7c-19dd-4be9-8795-1ca33e9a6c23 | NFPA 170 DUCT SMOKE DETECTOR |  |  | North | MIRCOM |  | Duct Smoke Detector |  |  |  | Module | TRUE | MIX-DH3000R |  | ALPHA INTELLIGENT IONIZATION LOW-FLOW DUCT SMOKE DETECTOR WITH RELAY | 1 | [6 empty] | FALSE | TRUE |  |  |  |  | #FFFF0000 | FA-NFPA 170 DUCT SMOKE DETECTOR | 1 | FALSE | FALSE | FALSE | 1400 | [13 empty] | FALSE | [7 empty] | THOR\acont | 2024-09-08 17:27 | 20191121 AC Detector without base | [MIRCOM] [SLC MODULES SENSORS] [*] [#2 SHARED ADDR ¦ SENSORS] DNR w/MIX-2251BR (C), DNR w/MIX-2351RAP (C), MIX-1251AP w/B200SR-LF-WH (C), MIX-1251AP w/B200SR-WH (C), MIX-1251AP w/B210LP (C), MIX-1251AP w/B224RB-WH (C), MIX-1251AP w/B501 (C), MIX-1251B w/ [MIRCOM] [SLC SENSORS] [*] [#4 TYPE ADDR ¦ SENSORS] DNR w/MIX-2251BR (C), DNR w/MIX-2351RAP (C), MIX-1251AP w/B200SR-LF-WH (C), MIX-1251AP w/B200SR-WH (C), MIX-1251AP w/B210LP (C), MIX-1251AP w/B224RB-WH (C), MIX-1251AP w/B501 (C), MIX-1251B w/B200SR-LF-
f761ddfc-e8f5-4fd7-9a61-1caac7fd938e |  |  |  | North | Siemens | [5 empty] | Module | TRUE | DGH-11 | 500-096397 | DETECTOR GUARD FOR HFP-11, HFPO-11, FP-11 | 1 | [12 empty] | #FFFFFFFF |  |  | FALSE | FALSE | FALSE | [20 empty] | DESKTOP-7SAL8M7\acont | 2019-08-13 09:04 | THOR\acont | 2024-10-09 10:48
f5a6ec8c-d206-440b-af03-1cbc23678a78 | NFPA 170 CELL COMM | RISER CELL COMM |  | North | Honeywell |  | Cellular Communicator |  |  |  | Assembly | TRUE | IPGSM-4G |  | Internet and Digital Cellular Fire Alarm Communicator | 1 | [6 empty] | FALSE | FALSE |  |  |  |  | #FFFF0000 | FA-NFPA 170 CELL COMM | 1 | FALSE | FALSE | FALSE | 251 | [8 empty] | 7 |  |  |  |  | TRUE | [7 empty] | THOR\acont | 2024-09-08 17:27 |  | [DMP, DSC, Honeywell, NAPCO] [IDC] 01 [TROUBLE] 263LTE, 263LTE-A, 263LTE-V, 263LTE-V5 (12V), 3G3070-CF HSPA, CDMA-FIRE, CellComSLC, CellComSLCF, CellComSLCZ, DUALCOMNF-LV (12V), DUALCOMNF-LV (24V), HWF2A-COM Main Board, HWF2V-COM Main Board, IPGSM-4G, TL
8dfbf4e4-084b-4a21-b1b9-1cc21500e75e | NFPA 170 FIRE PHONE |  |  | North | Simplex |  | Fire Phone |  |  |  | Module | TRUE | 2084-9024 | ++ | Push-to-talk pluggable phone, for use with 2094-9002 or 2084-9023 jack stations | 1 | [6 empty] | FALSE | [5 empty] | #FFFF0000 | FA-NFPA 170 FIRE PHONE | 1 | FALSE | FALSE | FALSE | [14 empty] | FALSE | [5 empty] | THOR\acont | 2025-02-04 12:31 | THOR\acont | 2025-02-04 12:31 | Cloned from Autocall A2084-9024 | [Autocall, Potter, Simplex] [FFT] [FFT] 2084-9001, 2084-9002, 2084-9003, 2084-9006, 2084-9007, 2084-9014, 2084-9018, 2084-9023, 2084-9024, A2084-9001, A2084-9002, A2084-9003, A2084-9006, A2084-9007, A2084-9014, A2084-9018, A2084-9023, A2084-9024, FFT-FPJ
f87a977d-d28c-44a9-9236-1cc50a4940aa | CADGEN INTERFACE MODULE |  |  | North | Bosch |  | Interface Module |  |  |  | Module | TRUE | ISW-D8125CW-V2 |  | Module, Interface to Inovonics Echostream wireless receiver | 1 | [12 empty] | #FFFF0000 | FA-CADGEN INTERFACE MODULE | 1 | FALSE | FALSE | FALSE | [20 empty] | DESKTOP-7EIEB7A\acont | 2021-08-13 06:25 | THOR\acont | 2024-09-08 17:27
8f918dd9-8d02-4a75-90c9-1ccad4a6e18f | NFPA 170 SMOKE DETECTOR |  |  | North | MIRCOM |  | Smoke Detector |  |  |  | Module | TRUE | MIX-1251AP w/B224RB-WH | + | Intelligent Ionization Smoke Sensor, Relay Base | 1 | 0.0003 | 0.0065 |  |  |  |  | FALSE | TRUE |  |  |  |  | #FFFF0000 | FA-NFPA 170 SMOKE DETECTOR | 1 | FALSE | FALSE | FALSE | 1408 | [13 empty] | FALSE |  |  | I, R |  |  | DESKTOP-7SAL8M7\acont | 2019-04-14 08:13 | THOR\acont | 2024-09-08 17:27 | 20191121 AC Detector with base | [MIRCOM] [SLC SENSORS] [*] [#4 TYPE ADDR ¦ SENSORS] DNR w/MIX-2251BR (C), DNR w/MIX-2351RAP (C), MIX-1251AP w/B200SR-LF-WH (C), MIX-1251AP w/B200SR-WH (C), MIX-1251AP w/B210LP (C), MIX-1251AP w/B224RB-WH (C), MIX-1251AP w/B501 (C), MIX-1251B w/B200SR-LF- [MIRCOM] [SLC MODULES SENSORS] [*] [#2 SHARED ADDR ¦ SENSORS] DNR w/MIX-2251BR (C), DNR w/MIX-2351RAP (C), MIX-1251AP w/B200SR-LF-WH (C), MIX-1251AP w/B200SR-WH (C), MIX-1251AP w/B210LP (C), MIX-1251AP w/B224RB-WH (C), MIX-1251AP w/B501 (C), MIX-1251B w/
582c7182-b122-4c91-91cf-1cd38a27d5c8 | NFPA 170 FIRE ALARM CONTROL PANEL | RISER FACP |  | North | Monaco Enterprises | [5 empty] | Assembly | TRUE | 227-955-EN |  | MAAP-X point reporting, addressable, fire alarm control, mass notification, voice evacuation panel, hard-wire—single comm: One AAC II backplane for ADCs/SOCs One ADC supporting 198 addressable devices One SOC, 25 VAC RMS, 32W audio output NEMA 1 surface-mount red enclosure28" H x 18" W x 3.6" D Two 12V/18 Ah batteriesDoes not support D-21 Central live voice; for options contact Monaco. | [13 empty] | #FFFF0000 | FA-NFPA 170 FIRE ALARM CONTROL PANEL | 1 | FALSE | FALSE |  | 202 | [13 empty] | TRUE | [5 empty] | AULAPTOP-PC\Aulaptop | 2019-04-20 03:50 | DESKTOP-7EIEB7A\acont | 2023-03-31 12:04
a4388f22-5588-4007-9cbf-1cdabe3a6e9a |  |  |  | North | Gamewell FCI |  | Cards & Components |  |  |  | Card | TRUE | ANX-MR-FO |  | Addressable Node Expander Multi-Ring Fiber Optic | 1 | 0.065 | 0.065 |  |  |  |  | TRUE | [5 empty] | #FFFFFFFF |  |  | FALSE | FALSE | FALSE | [14 empty] | FALSE | [7 empty] | THOR\acont | 2024-10-09 10:48
5fc29010-fcba-4469-b285-1cdfd40b76cd |  |  |  | North | Autocall |  | Hardware |  |  |  | Hardware | TRUE | A100-2300 | + | Expansion Bay Assembly | 1 | 0 | 0 |  |  |  |  | TRUE | [5 empty] | #FFFFFFFF |  |  | FALSE | FALSE | FALSE | [20 empty] | DESKTOP-0D6CQVA\lousc | 2019-07-06 11:23 | THOR\acont | 2024-10-09 10:48
22ac5c71-0464-40c4-912e-1ce19f430644 |  |  |  | North | Autocall |  | Cards & Components |  |  |  | Card | TRUE | A007-6301 |  | Left port, single-mode 4120 duplex fiber media card | 1 | 0.055 | 0.055 |  |  |  |  | TRUE | [5 empty] | #FFFFFFFF |  |  | FALSE | FALSE | FALSE | [20 empty] | DESKTOP-7SAL8M7\acont | 2020-05-11 19:57 | THOR\acont | 2024-10-09 10:48 | Cloned from AutoCall A007-9813
84ca88bb-3795-4808-bef3-1ce2d61d5f26 | NFPA 170 SPEAKER CEILING |  |  | North | Siemens |  | Speaker |  |  |  | Module | TRUE | SL2SPCR-N | S54329-F143-A1++ | High-Fidelity Speaker, Ceiling, Red, No Lettering | 1 | [7 empty] | TRUE |  |  |  |  | #FF0070C0 | FA-NFPA 170 SPEAKER CEILING | 1 | FALSE | FALSE | FALSE | [20 empty] | DESKTOP-7EIEB7A\acont | 2023-08-02 17:05 | THOR\acont | 2024-09-08 17:27 | Cloned from Siemens SL2SPCB-F CLONED CLONED CLONED | [Siemens] [AUDIO 25v] [25V AUDIO] SL2SPCB-F (C), SL2SPCR-AL (C), SL2SPCR-F (C), SL2SPCR-N (C), SL2SPCW-A (C), SL2SPCW-AL (C), SL2SPCW-F (C), SL2SPCW-N (C), SL2SPWR-AL, SL2SPWR-F, SL2SPWR-N, SL2SPWW-AL, SL2SPWW-F, SL2SPWW-N [Siemens] [AUDIO 70.7v] [70V AUDIO] SL2SPCB-F (C), SL2SPCR-AL (C), SL2SPCR-F (C), SL2SPCR-N (C), SL2SPCW-A (C), SL2SPCW-AL (C), SL2SPCW-F (C), SL2SPCW-N (C), SL2SPWR-AL, SL2SPWR-F, SL2SPWR-N, SL2SPWW-AL, SL2SPWW-F, SL2SPWW-N
cfcb9ce1-299e-4679-9d0f-1ce31539369a | NFPA 170 SPEAKER STROBE |  |  | North | Siemens |  | Speaker/Strobe |  |  |  | Module | TRUE | SEF-MC-R | 500-636037+ | SPEAKER/STROBE FLUSH MULTI CANDELA RED | 1 | [12 empty] | #FF0070C0 | FA-NFPA 170 SPEAKER STROBE | 1 | FALSE | FALSE | FALSE | [20 empty] | DESKTOP-7SAL8M7\acont | 2019-08-13 09:04 | THOR\acont | 2024-09-08 17:27 |  | [Siemens] [NAC] [VDC] SEFH-AMC-W-ALERT, SEFH-MC-R, SEFH-MC-R-ALERT, SEFH-MC-W, SEFH-MC-W-ALERT, SEFH-MC-W-BLANK, SEF-MC-R, SEF-MC-W, SEH-MC-R, SEH-MC-R-ALERT, SEH-MC-R-B, SEH-MC-W, SEH-MC-W-ALERT, SEH-MC-W-B, SEH-MC-W-BLANK [Siemens] [AUDIO 25v] [25V AUDIO] SEF-MC-CW (C), SEF-MC-R, SEF-MC-W [Siemens] [AUDIO 70.7v] [70V AUDIO] SEF-MC-CW (C), SEF-MC-R, SEF-MC-W
78b28b56-126c-4aae-9d37-1ce4b023aec7 | NFPA 170 DGP |  |  | North | Notifier |  | Hardware |  |  |  | Hardware | TRUE | SBB-D4R |  | Backbox assembly, four tiers, RED, 40 lbs. | 1 | [6 empty] | FALSE | [5 empty] | #FFFF0000 | FA-NFPA 170 DGP | 1 | FALSE | FALSE | FALSE | [9 empty] | 7,12,18 |  |  |  |  | TRUE | [5 empty] | DESKTOP-7EIEB7A\acont | 2021-04-01 15:01 | THOR\acont | 2024-09-08 17:27 | Cloned from Notifier SBB-D4
0ef53cac-0014-48c1-bc2d-1cecda6088ba | NFPA 170 STROBE CEILING |  |  | North | System Sensor |  | Strobe |  |  |  | Module | TRUE | SCWL-TILE | + | Strobe Ceiling Tile, White | 1 | 0 | 0.111 |  |  |  |  | FALSE | TRUE |  |  |  |  | #FF0070C0 | FA-NFPA 170 STROBE CEILING | 1 | FALSE | FALSE | FALSE | 2022 | [13 empty] | FALSE | [5 empty] | DESKTOP-7EIEB7A\acont | 2023-01-10 11:47 | THOR\acont | 2024-09-08 17:27 | Cloned from System Sensor SCWL
df15e000-f910-4f8b-a528-1cfdad85cb91 | NFPA 170 SMOKE HEAT CO DETECTOR |  |  | North | Notifier |  | Smoke/Heat/CO Detector |  |  |  | Module | TRUE | FCO-851 w/B200S-LF | + | Addressable, low-profile device that provides fire, heat, and carbon monoxide (CO) detection, Low Frequency Sounder Base | 1 | 0.0003 | 0.0072 |  |  |  |  | FALSE | TRUE |  |  |  |  | #FFFF0000 | FA-NFPA 170 SMOKE HEAT CO DETECTOR | 1 | FALSE | FALSE | FALSE | 1408 | [13 empty] | FALSE |  |  | CO, LF |  |  | DESKTOP-7SAL8M7\acont | 2019-04-11 11:30 | THOR\acont | 2024-09-08 17:27 | 20191121 AC Detector with base | [Notifier] [AUX POWER] [16VDC, HIGH VOLUME] B200S-LF-WH, FCO-851 w/B200S-LF (C), FCO-951 w/B200S-LF-WH (C), FPC-951 w/B200S-LF-IV (C), FPC-951 w/B200S-LF-WH (C), FPTI-951 w/B200S-LF-IV (C), FPTI-951 w/B200S-LF-WH (C), FSCO-951 w/B200S-LF-IV (C), FSCO-951 [Notifier] [AUX POWER] [16VDC, LOW VOLUME] B200S-LF-WH, FCO-851 w/B200S-LF (C), FCO-951 w/B200S-LF-WH (C), FPC-951 w/B200S-LF-IV (C), FPC-951 w/B200S-LF-WH (C), FPTI-951 w/B200S-LF-IV (C), FPTI-951 w/B200S-LF-WH (C), FSCO-951 w/B200S-LF-IV (C), FSCO-951 [Honeywell, Notifier, System Sensor] [SLC MODULES SENSORS] [*] [#2 SHARED ADDR ¦ SENSORS] 2251B (C), 2251-COPTIR (C), 2251-COPTIR w/B200S-WH (C), 2251TB (C), 2251TMB (C), 5251B (C), 5251B-WP (C), 5251H (C), 5251RB (C), 5251RB-WP (C), 7251 (C), 7251DH (C) [Honeywell, Notifier, System Sensor] [SLC SENSORS] [*] [#4 TYPE ADDR ¦ SENSORS] 2251B (C), 2251-COPTIR (C), 2251-COPTIR w/B200S-WH (C), 2251TB (C), 2251TMB (C), 5251B (C), 5251B-WP (C), 5251H (C), 5251RB (C), 5251RB-WP (C), 7251 (C), 7251DH (C), DH200LP
17330bcc-c79b-47a3-9445-1d02ad8200b9 |  |  |  | North | Silent Knight |  | Cards & Components |  |  |  | Card | TRUE | 5496 Main Board | ++ | Main Board | 1 | 0.04 | 0.16 | 6 |  |  |  | TRUE | [5 empty] | #FFFFFFFF |  |  | FALSE | FALSE | FALSE | [14 empty] | FALSE | [7 empty] | THOR\acont | 2024-10-09 10:48 |  | [Silent Knight, Stanley Security Solutions] [SBUS] [SBUS ++] 5496 Main Board, 5895XL Main Board, EVS-100W MAIN BOARD, EVS-125W MAIN BOARD, EVS-50W MAIN BOARD, EVS-INT50W, VIP-50 Main Board [Farenhyt, Silent Knight, Stanley Security Solutions] [VAC ] 5104B Main Board, 5204 Main Board, 5207 Main Board, 5208 Main Board, 5495 Main Board, 5496 Main Board, 5499 Main Board, 5600 Main Board, 5700 Main Board, 5808 Main Board, 5820XL Main Board, 588 | [Silent Knight] 5496 Main Board
930382fa-f9c2-4870-b9ce-1d067b1bec6d | NFPA 170 STROBE WALL |  |  | North | Eaton Wheelock |  | Strobe |  |  |  | Module | TRUE | RSS-241575W-FR | ++ | Strobe, 24 Vdc, Red, 15/75cd | 1 | 0 | 0.347 |  |  |  |  | FALSE | FALSE |  |  |  |  | #FF0070C0 | FA-NFPA 170 STROBE WALL | 1 | FALSE | FALSE | FALSE | 2022 | [13 empty] | FALSE | [5 empty] | THOR\acont | 2023-10-23 16:50 | THOR\acont | 2024-09-08 17:27 | Cloned from Eaton Wheelock RS-2415W-FR | [Eaton Wheelock] [NAC] [DC] RS-241575W-FR, RSS-241575W-FR, RSSP-241575W-FR
99a1baad-c51f-4bed-ae08-1d081a4ca4dc |  |  |  | North | MIRCOM | [5 empty] | Module | TRUE | BB-1001WP(R)A | ++ | Weather Protected Enclosure Enclosure Houses one module. White. BB-1001WPRA for red. | 1 | [12 empty] | #FFFFFFFF |  |  | FALSE | FALSE | FALSE | [20 empty] | THOR\acont | 2024-02-24 16:13 | THOR\acont | 2024-10-09 10:48
ac8a29fd-7348-4bc8-a314-1d0cc4c971dc |  |  |  | North | Altronix |  | Cards & Components |  |  |  | Card | TRUE | AL400ULXJ Main Board (24VDC) | + | Fire Alarm Power Supply Main Board | 1 | [6 empty] | TRUE | FALSE |  |  |  |  | #FFFFFFFF |  |  | FALSE | FALSE | FALSE | [14 empty] | FALSE | [5 empty] | DESKTOP-7EIEB7A\acont | 2022-05-10 10:25 | THOR\acont | 2024-10-09 10:48 | Cloned from Altronix AL400ULX Main Board | [Altronix, LifeSafety Power] [IDC] 02 [AC FAIL] AL1024ULX Main Board, AL300ULX Main Board, AL400ULX Main Board, AL400ULXJ Main Board (24VDC), AL600ULXR Main Board, eFlow104N Main Board, eFlow104N16 Main Board, eFlow104N8 Main Board, FPO150/250-2C82D8PE4M [Altronix, Hochiki, LifeSafety Power] [NAC Trigger] AL1024ULM MAIN CARD, AL1024ULX Main Board, AL125UL Main Board, AL300ULX Main Board, AL400ULX Main Board, AL400ULXJ Main Board (24VDC), AL600ULACM Main Board, AL600ULXR Main Board, eFlow104N Main Board, [Altronix, LifeSafety Power] [IDC] 01 [BATTERY] AL1024ULM MAIN CARD, AL1024ULX Main Board, AL300ULX Main Board, AL400ULX Main Board, AL400ULXJ Main Board (24VDC), AL600ULXR Main Board, eFlow104N Main Board, eFlow104N16 Main Board, eFlow104N8 Main Board, | [Altronix] AL400ULXJ Main Board (24VDC)
15079975-a872-4d1b-9086-1d183f008c1c | NFPA 170 GAS DETECTOR |  |  | North | Macurco |  | Gas Detection |  |  |  | Module | TRUE | CD-6G | ++ | Carbon Dioxide (CO2) | 1 | 0.023 | 0.075 |  |  |  |  | FALSE | [5 empty] | #FFFF0000 | FA-NFPA 170 GAS DETECTOR | 1 | FALSE | FALSE | FALSE | 1402 | [13 empty] | FALSE |  |  | CO, NO2 |  |  | DESKTOP-7EIEB7A\acont | 2023-01-13 10:14 | THOR\acont | 2024-09-08 17:27 | Cloned from Macurco CD-6MC | [Honeywell, Macurco] [RS-485] [DATA INPUT] 8100 EC, C7233A, C7263A, CD-6G, CD-6H, CD-6MC, CM-15, CM-15A, CM-6, CM-E1, CM-E1-FTG, CM-E1-RF, CM-E1-RS, CM-S1, CX-6, EX-CO-1000P-O, GD-2B, XNX-UTAV-RNCB1 [Honeywell, Macurco] [IDC] [#1 ALARM] 8100 EC, C7233A, C7263A, CD-6G, CD-6H, CD-6MC, CM-15, CM-15A, CM-6, CM-E1, CM-E1-FTG, CM-E1-RF, CM-E1-RS, CM-S1, CX-6, EX-CO-1000P-O, GD-2B, TXP-T40, XNX-UTAV-RNCB1 [Honeywell, Macurco] [AUX POWER] [*] [24VDC] 8100 EC, C7233A, C7263A, CD-6G, CD-6H, CD-6MC, CM-15, CM-15A, CM-6, CM-E1, CM-E1-FTG, CM-E1-RF, CM-E1-RS, CM-S1, CX-6, EX-CO-1000P-O, GD-2B, TXP-T40, XNX-UTAV-RNCB1
7f2b1f2d-1456-4933-9419-1d24ca22e615 |  |  |  | North | Edwards |  | Cards & Components |  |  |  | Card | TRUE | 3-RZBCAP |  | Disk Capacitor | 1 | [6 empty] | TRUE | [5 empty] | #FFFFFFFF |  |  | FALSE | FALSE | FALSE | [14 empty] | FALSE | [7 empty] | THOR\acont | 2024-10-09 10:48
569f1929-4a6b-48fe-868b-1d264b6d2f05 | NFPA 170 REMOTE ANNUNCIATOR | RISER ANNUNCIATOR |  | North | Gamewell FCI |  | Remote Annunciator |  |  |  | Module | TRUE | GFANN-80 | + | Red 80 character LCD Annunciator | 1 | 0.015 | 0.04 |  |  |  |  | TRUE | FALSE |  |  |  |  | #FFFF0000 | FA-NFPA 170 REMOTE ANNUNCIATOR | 1 | FALSE | FALSE | FALSE | 255 | [13 empty] | FALSE | [5 empty] | DESKTOP-7SAL8M7\acont | 2020-03-19 13:04 | THOR\acont | 2024-09-08 17:27 | Cloned from Firelite ANN-80 | [ADT Unimode, Eaton Wheelock, Farenhyt, Firelite, Gamewell FCI, Monaco Enterprises, Notifier, Potter, Secutron, Silent Knight] [AUX POWER] [*] 790-012-00, ACM-16ATF, ACM-30, ACM-32AF, ACM-48A, ACM-8RF, ADT-LCD-80, AEM-16ATF, AEM-32AF, AFM-16AF, AFM-16ATF [Farenhyt, Firelite, Gamewell FCI] [RS-485] ANN-100, ANN-80, ANN-80-W, ANN-I/O, ANN-I/O LED, ANN-LC, ANN-LED, ANN-RLED, ANN-RLY, ANN-S/PG, GFANN-80, GFANN-80-W, VW-DIS-D, W-DIS-D
24740e2d-6322-458e-8e50-1d3123fcf7e2 |  |  |  | North | Edwards | [5 empty] | Card | TRUE | iO1000G-F Mainboard |  | Mainboard for iO1000G-F assembly |  | 0.231 | 0.44 |  |  |  |  | TRUE | [5 empty] | #FFFFFFFF |  |  | FALSE | FALSE | [15 empty] | FALSE | [7 empty] | DESKTOP-7EIEB7A\acont | 2023-03-31 12:04 |  | [Edwards, Kidde, Macurco] [IDC] [#1 ALARM] 2IDC, 76-600000-001 Main Board, 76-800xxx-xxx Main Board, 77-600000-901 Main Board, 84-732001-901 Main Board, DVP-120 Mainboard, EST1-2Z Mainboard, FSP1004G Mainboard, FSP1004G-2 Mainboard, FSP1004GD Mainboard, [Edwards, Kidde, Macurco] [IDC] [#3 SUPERVISORY] 2IDC, 76-600000-001 Main Board, 76-800xxx-xxx Main Board, 77-600000-901 Main Board, 84-732001-901 Main Board, DVP-120 Mainboard, EST1-2Z Mainboard, FSP1004G Mainboard, FSP1004G-2 Mainboard, FSP1004GD Mainb [Edwards, Kidde, Macurco] [IDC] [#2 TROUBLE] 2IDC, 76-600000-001 Main Board, 76-800xxx-xxx Main Board, 77-600000-901 Main Board, 84-732001-901 Main Board, DVP-120 Mainboard, EST1-2Z Mainboard, FSP1004G Mainboard, FSP1004G-2 Mainboard, FSP1004GD Mainboard | [Edwards, Kidde] FX-1000 Mainboard, FX-1000D Mainboard, FX-64RD Mainboard, iO1000G Mainboard, iO1000G-2 Mainboard, iO1000G-2-PG Mainboard, iO1000G-2-SP Mainboard, iO1000GC Mainboard, iO1000GD Mainboard, iO1000G-F Mainboard, iO1000G-PG Mainboard, iO1000G-S [Edwards, Kidde] FX-1000 Mainboard, FX-1000D Mainboard, iO1000G Mainboard, iO1000G-2 Mainboard, iO1000G-2-PG Mainboard, iO1000G-2-SP Mainboard, iO1000GC Mainboard, iO1000GD Mainboard, iO1000G-F Mainboard, iO1000G-PG Mainboard, iO1000G-SP Mainboard, iO1000 [Edwards, Kidde] FX-1000 Mainboard, FX-1000D Mainboard, FX-64RD Mainboard, iO1000G Mainboard, iO1000G-2 Mainboard, iO1000G-2-PG Mainboard, iO1000G-2-SP Mainboard, iO1000GC Mainboard, iO1000GD Mainboard, iO1000G-F Mainboard, iO1000G-PG Mainboard, iO1000G-S [Edwards] IO-SDC2
46bce832-7556-44db-b80a-1d35bc33e74a | NFPA 170 MANUAL PULL |  |  | North | Sigcom |  | Manual Station |  |  |  | Module | TRUE | SG-42CXK1-YL | + | Dual Action Pull Station, DPDT, Yellow | 1 | [6 empty] | TRUE | [5 empty] | #FFFF0000 | FA-NFPA 170 MANUAL PULL | 1 | FALSE | FALSE | FALSE | 957 | [19 empty] | DESKTOP-7SAL8M7\acont | 2019-11-18 11:54 | THOR\acont | 2024-09-08 17:27 | Cloned from Sigcom SG-42CXK1-BL CLONED | [Sigcom] [IDC] 01 SG-42CXK1-BL, SG-42CXK1E-BL, SG-42CXK1E-GR, SG-42CXK1E-RD, SG-42CXK1E-YL, SG-42CXK1-GR, SG-42CXK1-RD, SG-42CXK1-YL, SG-42CXK2-BL, SG-42CXK2-GR, SG-42CXK2-RD, SG-42CXK2-YL, SG-42SK1, SG-42SK1-SC, SG-42SK2, SG-42SK2-SC, SGX-32SK1-SC
df043872-309a-437b-b91a-1d3d59262e60 | NFPA 170 HEAT DETECTOR |  |  | North | System Sensor |  | Heat Detector |  |  |  | Module | TRUE | 5623 |  | 135 °F (57° C) fixed temperature, dual circuit. | 1 | [6 empty] | FALSE | TRUE |  |  |  |  | #FFFF0000 | FA-NFPA 170 HEAT DETECTOR | 1 | FALSE | FALSE | FALSE | 1403 | [13 empty] | FALSE | [5 empty] | AULAPTOP-PC\Aulaptop | 2019-11-25 12:42 | THOR\acont | 2024-09-08 17:27 | Cloned from Notifier 5623 | [System Sensor] [IDC] 01 5621 (C), 5622 (C), 5623 (C), 5624 (C), OSI-RA-SS (C), OSI-R-SS (C)
caa0cc11-26d2-4146-bb61-1d516a0ed9fa | NFPA 170 MANUAL PULL |  |  | North | Simplex |  | Manual Station |  |  |  | Module | TRUE | 2099-9755 | ++ | Non-Coded, Non-Addressable Manual Station, Single Action | 1 | [6 empty] | FALSE | TRUE | Flush | Single gang box 2-1/2" deep 4" square box, 2-1/8" (54 mm) minimum | 5" H x 3-3/4" W x 1" D (127 mm x 95 mm x 25 mm) |  | #FFFF0000 | FA-NFPA 170 MANUAL PULL | 1 | FALSE | FALSE | FALSE | 1408 | [13 empty] | FALSE |  |  | SBP |  |  | DESKTOP-7EIEB7A\acont | 2023-03-07 06:37 | THOR\acont | 2024-09-08 17:27 | Cloned from Simplex 2099-9754 CLONED CLONED CLONED | [Autocall, Simplex] [IDC] 01 2098-9201 (C), 2098-9202 (C), 2098-9203 (C), 2098-9208 (C), 2098-9576 (C), 2099-9101 (C), 2099-9102 (C), 2099-9103 (C), 2099-9104 (C), 2099-9105 (C), 2099-9107 (C), 2099-9108 (C), 2099-9754 (C), 2099-9755 (C), 2099-9756 (C),
acc154bb-8a0c-403d-b6cd-1d522820f10a | NFPA 170 SURGE SUPPRESSOR |  |  | North | Space Age Electronics |  | Surge Supressor |  |  |  | Module | TRUE | T48-DG w/Snap Track |  | 2 Pair / 4 Wire Surge Module, 48v | 1 | [6 empty] | TRUE | [5 empty] | #FFFF0000 | FA-NFPA 170 SURGE SUPPRESSOR | 1 | FALSE | FALSE | FALSE | [14 empty] | FALSE |  |  | 24v |  |  | DESKTOP-7EIEB7A\acont | 2021-08-26 08:07 | THOR\acont | 2024-09-08 17:27 | Cloned from Space Age Electronics T36-DG w/Snap Track | [Space Age Electronics] [SURGE PROTECTION] [#2] RJ1448-MD w/Snap Track, T05-DG w/Snap Track, T120-DG w/Snap Track, T12-DG w/Snap Track, T24-DG w/Snap Track, T32-DG w/Snap Track, T36-DG w/Snap Track, T48-DG w/Snap Track, T70-DG w/Snap Track, T90-DG w/Snap [Space Age Electronics] [SURGE PROTECTION] [ALL DEVICES ++] E120V-GT, RJ1448-MD w/Snap Track, T05-DG w/Snap Track, T120-DG w/Snap Track, T12-DG w/Snap Track, T24-DG w/Snap Track, T32-DG w/Snap Track, T36-DG w/Snap Track, T48-DG w/Snap Track, T70-DG w/Sna
33313a2b-72a7-477d-be2c-1d569c951b84 |  |  |  | North | Bosch | [5 empty] | Module | TRUE | RSSPA-24MCC-NW | * | NO ACT-STRB 24V 15-95C AMBER | 1 | [12 empty] | #FFFFFFFF |  |  | FALSE | FALSE | FALSE | [20 empty] | DESKTOP-7EIEB7A\acont | 2021-08-13 06:25 | THOR\acont | 2024-10-09 10:48
b8184d04-e190-4e74-895d-1d59380fa904 | CADGEN AUX POWER SUPPLY | CADGEN AUX POWER SUPPLY |  | North | Altronix |  | Auxilliary Power Supply |  |  |  | Assembly | TRUE | AL1024ULXR | + | Power Supply Charger, Single Class 2 Output, 12/24VDC @ 10A, 115VAC, Red | 1 | [6 empty] | FALSE | FALSE |  |  |  |  | #FFFF0000 | FA-CADGEN AUX POWER SUPPLY | 1 | FALSE | FALSE | FALSE | 212 | [8 empty] | 7,12,18,40 |  |  | 10 |  | TRUE | [5 empty] | DESKTOP-7SAL8M7\acont | 2020-11-11 12:56 | THOR\acont | 2024-09-08 17:27 | Cloned from Altronix AL1024ULX
4e1d8654-e89d-45b2-9212-1d64f972ec3c | NFPA 170 HEAT DETECTOR |  |  | North | Fike |  | Heat Detector |  |  |  | Module | TRUE | FIK-5351H w/B300-6 | ++ | White, low‐profile intelligent 190°F fixed high‐temperature thermal sensor, Standard Base | 1 | 0.0002 | 0.0045 |  |  |  |  | FALSE | TRUE |  |  |  |  | #FFFF0000 | FA-NFPA 170 HEAT DETECTOR | 1 | FALSE | FALSE | FALSE | 1403 | [13 empty] | FALSE |  |  | 190° |  |  | DESKTOP-7EIEB7A\acont | 2023-01-02 16:15 | THOR\acont | 2024-09-08 17:27 | Cloned from Firelite H365HT w/B300-6 | [Fike] [SLC IDP SENSORS] [*] [#4 TYPE ADDR ¦ SENSORS] DNR w/FIK‐2351R (C), FIK-2351 w/B200S-LF-WH (C), FIK-2351 w/B200S-WH (C), FIK-2351 w/B224RB-WH (C), FIK-2351 w/B300-6 (C), FIK-2351T w/B200S-LF-WH (C), FIK-2351T w/B200S-WH (C), FIK-2351T w/B224RB-WH
86cd9dba-a09c-44bc-9558-1d6607ad9278 | CADGEN DOOR CONTACT |  |  | North | NASCOM |  | Door Contact |  |  |  | Module | TRUE | N707AU/STR1xxR2xx | ++ | Switch and e-strike magnet set with alarm circuit R1 resistor in series and R2 resistor in parallel — xx=resistor value | 1 |  |  |  |  | 1.5 | [7 empty] | #FFFF0000 | FA-CADGEN DOOR CONTACT | 1 | FALSE | FALSE | FALSE | [17 empty] | REX |  |  | THOR\acont | 2023-11-10 12:48 | THOR\acont | 2024-09-08 17:27 | Cloned from NASCOM N707AU/ST CLONED CLONED CLONED CLONED CLONED CLONED CLONED CLONED | [NASCOM] [ACCESS CONTROL INPUT] [*] [INPUT] C CONTACT, D CONTACT, MET-200, MET-200 AR, MET-201B, MET-201B AR, MET-202C, MET-202C AR, MET-202C AR-WP18, MET-204C, MET-204C AR, N1178CGSHK/STO36W1, N200AU/ST036, N200AU/ST036 x 2, N505AUTMC, N707AU/M, N707AU/ [NASCOM] [IDC] 01 [INPUT] C CONTACT, D CONTACT, MET-200, MET-200 AR, MET-201B, MET-201B AR, MET-202C, MET-202C AR, MET-202C AR-WP18, MET-204C, MET-204C AR, N1178CGSHK/STO36W1, N200AU/ST036, N200AU/ST036 x 2, N505AUTMC, N707AU/M, N707AU/ST, N707AU/STATS,
6593234f-23fd-4598-a778-1d72e044c9e8 | NFPA 170 HORN STROBE |  |  | North | Monaco Enterprises |  | Horn/Strobe |  |  |  | Module | TRUE | 585-098-00 | + | HORN STB:RED,T-1,WM,2-WIRE,INDOOR,24V,CLR LENS,WH FIRE LTR,15-185 CANDELA | 1 | 0 | 0.245 |  |  |  |  | FALSE | [5 empty] | #FF0070C0 | FA-NFPA 170 HORN STROBE | 1 | FALSE | FALSE | FALSE | 2012 | [13 empty] | FALSE | [5 empty] | DESKTOP-7SAL8M7\acont | 2020-02-23 12:36 | THOR\acont | 2024-09-08 17:27 | Cloned from System Sensor P2RL | [Monaco Enterprises] [NAC] [16 VDC, TEMPORAL HIGH] 585-098-00, 585-101-00, 585-102-00, 585-103-00 [Monaco Enterprises] [NAC] [16 VFWR, TEMPORAL HIGH] 585-098-00, 585-101-00, 585-102-00, 585-103-00
33358f79-4980-4d94-8c78-1d741cb293e8 | NFPA 170 HORN |  |  | North | Edwards |  | Horn |  |  |  | Module | TRUE | 757-1A-T |  | Temporal Horn, 98 dbA Avg, Red | 1 | [6 empty] | FALSE | [5 empty] | #FF0070C0 | FA-NFPA 170 HORN | 1 | FALSE | FALSE | FALSE | 2010 | [13 empty] | FALSE | [7 empty] | THOR\acont | 2024-09-08 17:27 |  | [Edwards, Faraday] [NAC] [24 VDC, HIGH] 6123L-0-14-24-DC, 757-1A-T, 757-1A-TW [Edwards, Faraday] [NAC] [24 VFWR, HIGH] 6123L-0-14-24-DC, 757-1A-T, 757-1A-TW
a6edeef7-211e-46a3-ba21-1d79eed5794e | NFPA 170 HORN |  |  | North | Kidde |  | Horn |  |  |  | Module | TRUE | EG1ARF |  | Horn, Wall, Red, FIRE | 1 | [12 empty] | #FF0070C0 | FA-NFPA 170 HORN | 1 | FALSE | FALSE | FALSE | 2010 | [19 empty] | DESKTOP-7SAL8M7\acont | 2019-04-05 23:17 | THOR\acont | 2024-09-08 17:27 |  | [Edwards, Kidde] [NAC] [16 VFWR, HIGH] EG1ARF, EG1ARN, EG1AWF, EG1AWN, G1ARF, G1ARN, G1AWF, G1AWN [Edwards, Kidde] [NAC] [16 VFWR, LOW] EG1ARF, EG1ARN, EG1AWF, EG1AWN, G1ARF, G1ARN, G1AWF, G1AWN [Edwards, Kidde] [NAC] [16 VDC, LOW] EG1ARF, EG1ARN, EG1AWF, EG1AWN, G1ARF, G1ARN, G1AWF, G1AWN [Edwards, Kidde] [NAC] [16 VDC, HIGH] EG1ARF, EG1ARN, EG1AWF, EG1AWN, G1ARF, G1ARN, G1AWF, G1AWN
3628c2c2-9511-4235-b0db-1d7c7821d799 | NFPA 170 REMOTE INDICATOR |  |  | North | Edwards |  | Remote Indicator |  |  |  | Module | TRUE | 5956A |  | LED Alarm Indicator | 1 | [6 empty] | FALSE | [5 empty] | #FFFF0000 | FA-NFPA 170 REMOTE INDICATOR | 1 | FALSE | FALSE | FALSE | [14 empty] | FALSE | [7 empty] | THOR\acont | 2024-09-08 17:27
10b2c4e4-b710-44b7-88c6-1d81a82aa674 |  |  |  | North | Monaco Enterprises |  | Hardware |  |  |  | Hardware | TRUE | 302-203-00 |  | TOOL:DETECTOR INSTALLATION/REMOVAL TOOL FOR USE WITH SYSTEM SENSOR PLUG-IN | 1 | [6 empty] | TRUE | [5 empty] | #FFFFFFFF |  |  | FALSE | FALSE | FALSE | [20 empty] | DESKTOP-7SAL8M7\acont | 2020-02-20 16:34 | THOR\acont | 2024-10-09 10:48 | Cloned from System Sensor XR2
4edd35b8-0d46-42d2-afba-1d8e0c59bbf4 | NFPA 170 FIRE ALARM CONTROL UNIT | RISER FACP |  | North | Hochiki |  | Fire Alarm Control Unit |  |  |  | Assembly | TRUE | LA303K1-44 |  | FireNET L@TITUDE Analog Addressable Fire Alarm Control Panel, 4 Slot Deep Enclosure, 10.25 A Auto Voltage, 2-Loop Panel Module, Hochiki Protocol, Network Module, and Media Gateway™, Gray, Printer / 48 Zone LEDs | 1 | [6 empty] | FALSE |  |  | *Refer to Install Sheet | 16.5in (W) x 23.2in (H) x 8in (D) | KM5FCRD (Optional Semi-Flush Mounting Kit) | #FFFF0000 | FA-NFPA 170 FIRE ALARM CONTROL UNIT | 1 | FALSE | FALSE | FALSE | 202 | [8 empty] | 7,12,18,28 |  |  | 10.25 |  | TRUE | [5 empty] | DESKTOP-GHR3H5U\Anthony | 2019-11-27 07:23 | THOR\acont | 2024-09-08 17:27
3f567a7f-31d8-4be2-ac64-1d8e33438294 |  |  |  | North | Bosch | [5 empty] | Module | TRUE | B465-MR-120WI | * | BOSCH DIALER KIT | 1 | [12 empty] | #FFFFFFFF |  |  | FALSE | FALSE | FALSE | [20 empty] | DESKTOP-7EIEB7A\acont | 2021-08-13 06:25 | THOR\acont | 2024-10-09 10:48
b97eab36-1cff-4b8b-99d9-1da0db375926 | NFPA 170 HEAT DETECTOR |  |  | North | Notifier |  | Heat Detector |  |  |  | Module | TRUE | 302-H-135 | ++ | Heat Detector, 135°F (57°C) | 1 | [6 empty] | FALSE | TRUE |  |  |  |  | #FFFF0000 | FA-NFPA 170 HEAT DETECTOR | 1 | FALSE | FALSE | FALSE | 1403 | [13 empty] | FALSE | [7 empty] | THOR\acont | 2024-09-08 17:27 | 20191121 AC Detector without base | [Chemtronics, Firelite, MIRCOM, Notifier, System Sensor] [IDC] 01 [*] [IDC 2-WIRE ++] 1151 (C), 1151EIS (C), 1400 (C), 1451 (C), 1451DH (C), 1451DHHT (C), 2100AT (C), 2100S (C), 2100TR (C), 2100TS (C), 2151 w/B110LP (C), 2151 w/B116LP (C), 2151 w/B401 (C
e5ed72a3-0a3e-4e2c-bf32-1da82b832152 | NFPA 170 SPEAKER CEILING |  |  | North | Siemens |  | Speaker |  |  |  | Module | TRUE | SL2SPCB-F | S54329-F140-A1++ | High-Fidelity Speaker, Ceiling, Black, Fire | 1 | [7 empty] | TRUE |  |  |  |  | #FF0070C0 | FA-NFPA 170 SPEAKER CEILING | 1 | FALSE | FALSE | FALSE | [20 empty] | DESKTOP-7EIEB7A\acont | 2023-08-02 16:58 | THOR\acont | 2024-09-08 17:27 | Cloned from Siemens SECH-R | [Siemens] [AUDIO 25v] [25V AUDIO] SL2SPCB-F (C), SL2SPCR-AL (C), SL2SPCR-F (C), SL2SPCR-N (C), SL2SPCW-A (C), SL2SPCW-AL (C), SL2SPCW-F (C), SL2SPCW-N (C), SL2SPWR-AL, SL2SPWR-F, SL2SPWR-N, SL2SPWW-AL, SL2SPWW-F, SL2SPWW-N [Siemens] [AUDIO 70.7v] [70V AUDIO] SL2SPCB-F (C), SL2SPCR-AL (C), SL2SPCR-F (C), SL2SPCR-N (C), SL2SPCW-A (C), SL2SPCW-AL (C), SL2SPCW-F (C), SL2SPCW-N (C), SL2SPWR-AL, SL2SPWR-F, SL2SPWR-N, SL2SPWW-AL, SL2SPWW-F, SL2SPWW-N
ba8dd81f-54ba-46b6-b55a-1da8c9113f63 | NFPA 170 SPEAKER CEILING |  |  | North | Potter |  | Speaker |  |  |  | Module | TRUE | PE-SPKWC | ++ | Speaker, Ceiling, White | 1 | 0 | 0.043 |  |  |  |  | FALSE | TRUE |  |  |  |  | #FF0070C0 | FA-NFPA 170 SPEAKER CEILING | 1 | FALSE | FALSE | FALSE | 2023 | [13 empty] | FALSE |  |  | C |  |  | THOR\acont | 2024-11-25 09:23 |  |  | Cloned from Potter PE-SPKW | [Potter] [AUDIO 25v] [25V AUDIO] PE-SPKR, PE-SPKW, PE-SPKWC (C), PE-SPSTR, PE-SPSTRC (C), PE-SPSTWC (C) [Potter] [AUDIO 70.7v] [70V AUDIO] PE-SPKR, PE-SPKW, PE-SPKWC (C), PE-SPSTR, PE-SPSTRC (C), PE-SPSTWC (C)
5446f6ab-9a00-4d60-91d6-1db23a6e26f2 | NFPA 170 ADDRESSABLE INPUT MONITOR MODULE |  |  | North | Fike |  | Addressable Module |  |  |  | Module | TRUE | 55-061 |  | Dual Monitor Module Isolator Version | 1 | [6 empty] | FALSE | [5 empty] | #FFFF0000 | FA-NFPA 170 ADDRESSABLE INPUT MONITOR MODULE | 1 | FALSE | FALSE | FALSE | 1000 | [13 empty] | FALSE |  |  | D¦ISO |  |  |  |  | THOR\acont | 2024-09-08 17:27 |  | [Fike] [AUX POWER] 20-1063, 20-1064, 20-1343, 55-019/020 (C), 55-021 (C), 55-023 (C), 55-043, 55-047, 55-048, 55-050, 55-055, 55-056, 55-060, 55-061, 60-1028 (C), 60-1039 (C), 60-1040 (C), 63-028/029 (C), 63-1021 (C), 63-1052 (C), 63-1053 (C), 63-1056 (C [Fike] [SLC FIKE] [*] [#1 SHARED ADDR ¦ ALL] 20-1063, 20-1064, 20-1343, 55-019/020 (C), 55-021 (C), 55-023 (C), 55-041, 55-042, 55-043, 55-045, 55-046, 55-047, 55-048, 55-050, 55-052, 55-055, 55-056, 55-060, 55-061, 60-1028 (C), 60-1039 (C), 60-1040 (C),
891c6f73-64f2-4c5a-809e-1dbadeb41016 | NFPA 170 HEAT DETECTOR |  |  | North | Hochiki |  | Heat Detector |  |  |  | Module | TRUE | ATJ-EA w/SCI-B6 SHORT CIRCUIT ISOLATOR BASE | ATJ-EA FIXED TEMP/RATE OF RISE HEAT SENSOR | ATJ-EA FIXED TEMP/RATE OF RISE HEAT SENSOR | 1 | 0.00035 | 0.0005 |  |  |  |  | TRUE | TRUE |  | *Refer to Install Sheet |  |  | #FFFF0000 | FA-NFPA 170 HEAT DETECTOR | 1 | FALSE | FALSE | FALSE | 1403 | [16 empty] | SCI |  |  |  |  | THOR\acont | 2024-09-08 17:27 | from Hochiki ATJ-EA w/SCI-B4 SHORT CIRCUIT ISOLATOR BASE | [Hochiki] [SLC HOCHIKI] 01 [*] [SLC] ACD-V w/ASBL SOUNDER BASE (C), ACD-V w/HSB-NSA-6 STANDARD BASE (C), ACD-V w/SCI-B4 SHORT CIRCUIT ISOLATOR BASE (C), ACD-V w/SCI-B6 SHORT CIRCUIT ISOLATOR BASE (C), ACD-V w/YBN-NSA-4 STANDARD BASE (C), ATG-EA w/ASB SOU
35ef8314-acee-4202-92d8-1dbc4573d5ac |  |  |  | North | Bosch | [5 empty] | Module | TRUE | DS455Q | * | QUAD IN/OUTDR PE 500FT 0000080285 | 1 | [12 empty] | #FFFFFFFF |  |  | FALSE | FALSE | FALSE | [20 empty] | DESKTOP-7EIEB7A\acont | 2021-08-13 06:25 | THOR\acont | 2024-10-09 10:48
10246982-425f-4631-9514-1dbdf7d3fcb1 |  |  |  | North | Notifier |  | Cards & Components |  |  |  | Card | TRUE | RPT-W |  | Standard-network repeater board | 1 | 0.017 | 0.017 |  |  |  |  | TRUE | FALSE |  |  |  |  | #FFFFFFFF |  |  | FALSE | FALSE | FALSE | [14 empty] | FALSE | [7 empty] | THOR\acont | 2024-10-09 10:48
08b69545-bbcd-4992-a897-1dc0c676425e | NFPA 170 FIRE ALARM CONTROL UNIT | RISER FACP |  | North | Gamewell FCI |  | Fire Alarm Control Unit |  |  |  | Assembly | TRUE | GWF-7075 | + | Intelligent Fire Alarm Control Panel. Red | 1 | [6 empty] | FALSE | [5 empty] | #FFFF0000 | FA-NFPA 170 FIRE ALARM CONTROL UNIT | 1 | FALSE | FALSE | FALSE | 202 | [8 empty] | 7,12,18 |  |  | 2.5 |  | TRUE | [7 empty] | THOR\acont | 2024-09-08 17:27 | Assembly Created Need Circuits
eec3667b-8ed2-43da-b160-1dcee444da7a | CADGEN STI STOPPER |  |  | North | STI |  | Accessories |  |  |  | Module | TRUE | STI-9708 |  | Horn/Strobe/Speaker Damage Stopper® - White | 1 | [6 empty] | FALSE | [5 empty] | #FFFF0000 | FA-CADGEN STI STOPPER | 1 | FALSE | FALSE | FALSE | [14 empty] | FALSE | [5 empty] | DESKTOP-7SAL8M7\acont | 2020-09-14 15:49 | THOR\acont | 2024-09-08 17:27 | Cloned from STI STI-9705
6cf3ce58-dafa-42cc-b70f-1dd7a92e74e6 | CADGEN INTERFACE MODULE |  |  | North | Rath Area of Refuge |  | Interface Module |  |  |  | Module | TRUE | 2100-VOIP2CS | ++ | IP Interface | 1 | [6 empty] | FALSE | [5 empty] | #FFFF0000 | FA-CADGEN INTERFACE MODULE | 1 | FALSE | FALSE | FALSE | 4002 | [13 empty] | FALSE | [5 empty] | DESKTOP-7EIEB7A\acont | 2023-03-21 14:13 | THOR\acont | 2024-09-08 17:27 | Cloned from Rath Area of Refuge 2100-956SR | [Rath Area of Refuge] [ETHERNET] 2100-VOIP2CS
fc863b5d-a3cf-44d6-9c6d-1ddc3e3c5c42 |  |  |  | North | Brivo | Security/Access Control |  |  |  |  | Module | TRUE | ACS100 |  |  | 1 | [12 empty] | #FFFFFFFF |  |  | FALSE | FALSE | FALSE | [20 empty] | THOR\acont | 2024-03-12 21:20 | THOR\acont | 2024-10-09 10:48
9734827f-dd96-4c88-9f01-1dddec592388 |  |  |  | North | Silent Knight |  | Cards & Components |  |  |  | Card | TRUE | ECS-CE4 |  | 4 ZONE AUDIO MODULE (ECS-CE4) | 1 | 0.02 | 0.18 |  |  |  |  | TRUE | [5 empty] | #FFFFFFFF |  |  | FALSE | FALSE | FALSE | [14 empty] | FALSE | [7 empty] | THOR\acont | 2024-10-09 10:48
7762db30-5e74-472c-ac0a-1de5544fa01b |  |  |  | North | Notifier |  | Cards & Components |  |  |  | Card | TRUE | KDM-R2 |  | Keypad/Display Unit | 1 | 0.1 | 0.1 |  |  |  |  | TRUE | [5 empty] | #FFFFFFFF |  |  | FALSE | FALSE | FALSE | [14 empty] | FALSE | [7 empty] | THOR\acont | 2024-10-09 10:48
0996598d-bced-4d18-9f5b-1de774afb82f | NFPA 170 FIRE SUPPRESSION CONTROL UNIT | NFPA 170 FIRE SUPPRESSION CONTROL UNIT |  | North | Kidde |  | Fire Suppression Control Panel |  |  |  | Assembly | TRUE | 84-732001-901 | ++ | Kidde AEGIS 2.0 Control Unit | 1 | [6 empty] | FALSE |  |  |  |  | 76-600000-007 | #FFFF0000 | FA-NFPA 170 FIRE SUPPRESSION CONTROL UNIT | 1 | FALSE | FALSE | FALSE | 205 | [8 empty] | 7,12,18,26,55,68 |  |  |  |  | TRUE | [5 empty] | DESKTOP-7EIEB7A\acont | 2023-05-01 13:22 | THOR\acont | 2024-09-08 17:27 | Cloned from Kidde 76-600000-001 |  | [Kidde] 84-732001-901
3b0c8652-7e2f-4285-b2dc-1ded87907d71 | NFPA 170 FLAME DETECTOR |  |  | North | Honeywell |  | Flame Detector |  |  |  | Module | TRUE | FSL100-IR3 | ++ | Flame Detector | 1 | 0.025 | 0.075 |  |  |  |  | TRUE | [5 empty] | #FFFF0000 | FA-NFPA 170 FLAME DETECTOR | 1 | FALSE | FALSE | FALSE | 1401 | [16 empty] | XP |  |  | DESKTOP-7EIEB7A\acont | 2022-05-23 10:41 | THOR\acont | 2024-09-08 17:27 | Cloned from Honeywell FSL100-UV/IR CLONED | [Honeywell] [IDC] [#1 ALARM] FSL100-IR3, FSL100-UV, FSL100-UVIR [Honeywell] [IDC] [#2 FAULT] FSL100-IR3, FSL100-UV, FSL100-UVIR [Honeywell] [AUX POWER] [*] [AUX INPUT] FSL100-IR3, FSL100-UV, FSL100-UVIR
bf1c4563-c086-420d-bdd4-1ded8a92687b | NFPA 170 SMOKE HEAT DETECTOR |  |  | North | Notifier |  | Smoke/Heat Detector |  |  |  | Module | TRUE | FSP-951T-SELFT w/B200S-LF-WH | ++ | White, same as FSP-951 but includes a built-in 135°F (57°C) fixed-temperature thermal device, FlashScan only, low frequency sounder base | 1 | 0.0002 | 0.0045 |  |  |  |  | FALSE | TRUE | FLUSH |  | 4" SQ. DEEP | 3 "O" PLASTER RING | #FFFF0000 | FA-NFPA 170 SMOKE HEAT DETECTOR | 1 | FALSE | FALSE | FALSE | 1408 |  |  | 7272-0028:0206 | [10 empty] | FALSE |  |  | LF |  |  | DESKTOP-QGO6JOK\acont | 2021-06-02 08:51 | THOR\acont | 2024-09-08 17:27 | Cloned from Notifier FSP-951T-SELFT w/B300-6 | [Notifier] [AUX POWER] [16VDC, HIGH VOLUME] B200S-LF-WH, FCO-851 w/B200S-LF (C), FCO-951 w/B200S-LF-WH (C), FPC-951 w/B200S-LF-IV (C), FPC-951 w/B200S-LF-WH (C), FPTI-951 w/B200S-LF-IV (C), FPTI-951 w/B200S-LF-WH (C), FSCO-951 w/B200S-LF-IV (C), FSCO-951 [Notifier] [AUX POWER] [16VDC, LOW VOLUME] B200S-LF-WH, FCO-851 w/B200S-LF (C), FCO-951 w/B200S-LF-WH (C), FPC-951 w/B200S-LF-IV (C), FPC-951 w/B200S-LF-WH (C), FPTI-951 w/B200S-LF-IV (C), FPTI-951 w/B200S-LF-WH (C), FSCO-951 w/B200S-LF-IV (C), FSCO-951 [Honeywell, Notifier, System Sensor] [SLC MODULES SENSORS] [*] [#2 SHARED ADDR ¦ SENSORS] 2251B (C), 2251-COPTIR (C), 2251-COPTIR w/B200S-WH (C), 2251TB (C), 2251TMB (C), 5251B (C), 5251B-WP (C), 5251H (C), 5251RB (C), 5251RB-WP (C), 7251 (C), 7251DH (C) [Honeywell, Notifier, System Sensor] [SLC SENSORS] [*] [#4 TYPE ADDR ¦ SENSORS] 2251B (C), 2251-COPTIR (C), 2251-COPTIR w/B200S-WH (C), 2251TB (C), 2251TMB (C), 5251B (C), 5251B-WP (C), 5251H (C), 5251RB (C), 5251RB-WP (C), 7251 (C), 7251DH (C), DH200LP
745ba8db-e04a-401e-befc-1def0c0f4e8a | NFPA 170 STROBE CEILING |  |  | North | Potter |  | Strobe |  |  |  | Module | TRUE | PE-STRC | ++ | Strobe, Ceiling, Red | 1 | 0 | 0.043 |  |  |  |  | FALSE | TRUE |  |  |  |  | #FF0070C0 | FA-NFPA 170 STROBE CEILING | 1 | FALSE | FALSE | FALSE | 2023 | [13 empty] | FALSE | [5 empty] | THOR\acont | 2024-03-01 08:31 | THOR\acont | 2024-09-08 17:27 | Cloned from System Sensor SRLED | [Potter] [NAC] [VDC] PE-SPSTRC (C), PE-SPSTWC (C), PE-STRC (C), PE-STWC (C)
2a961b9e-374a-487a-b59d-1dffceb37ec4 | NFPA 170 SPEAKER STROBE CEILING |  |  | North | Edwards |  | Speaker/Strobe |  |  |  | Module | TRUE | GCWA-S2VMHR |  | 25V Speaker/Strobe white, ALERT, High cd, red | 1 | 0 | 0.342 |  |  |  |  | FALSE | TRUE |  |  |  |  | #FF0070C0 | FA-NFPA 170 SPEAKER STROBE CEILING | 1 | FALSE | FALSE | FALSE | 2020 | [13 empty] | FALSE |  |  | C |  |  |  |  | THOR\acont | 2024-09-08 17:27 |  | [Edwards, Kidde] [NAC] [24 VDC] EGCF-S2VMH (C), EGCF-VMH (C), GCF-S2VMH (C), GCF-S7VMH (C), GCF-VMH (C), GCHFRF-S2VMCH (C), GCHFRF-S7VMCH (C), GCHFRN-S2VMCH (C), GCHFRN-S7VMCH (C), GCHFWA-S2VMAH (C), GCHFWA-S2VMCH (C), GCHFWA-S7VMAH (C), GCHFWA-S7VMCH (C [Edwards, Kidde] [NAC] [16 VDC] EGCF-S2VMH (C), EGCF-VMH (C), GCF-S2VMH (C), GCF-S7VMH (C), GCF-VMH (C), GCHFRF-S2VMCH (C), GCHFRF-S7VMCH (C), GCHFRN-S2VMCH (C), GCHFRN-S7VMCH (C), GCHFWA-S2VMAH (C), GCHFWA-S2VMCH (C), GCHFWA-S7VMAH (C), GCHFWA-S7VMCH (C [Edwards, Kidde] [AUDIO 25v] [25V AUDIO] EGCF-S2VMH (C), G4F-S2, G4F-S2V1575, G4F-S2VM, G4HFRF-S2, G4HFRF-S2VMC, G4HFRN-S2, G4HFRN-S2VMC, G4HFWA-S2, G4HFWA-S2VMA, G4HFWA-S2VMC, G4HFWF-S2, G4HFWF-S2VMC, G4HFWN-S2, G4HFWN-S2VMA, G4HFWN-S2VMC, G4RF-S2, G4RF
c0a4cc67-fdac-4989-a24c-1e068169dd5d | NFPA 170 SPEAKER STROBE CEILING |  |  | North | Eaton Wheelock |  | Speaker/Strobe |  |  |  | Module | TRUE | E70-24MCCH-FR | + | Speaker/Strobe, 24 VDC, Multi-Candela, , 25/70 Vrms, red | 1 | 0 | 0.645 |  |  |  |  | FALSE | TRUE |  |  |  |  | #FF0070C0 | FA-NFPA 170 SPEAKER STROBE CEILING | 1 | FALSE | FALSE | FALSE | 2020 | [13 empty] | FALSE |  |  | C |  |  | DESKTOP-7EIEB7A\acont | 2022-03-29 11:52 | THOR\acont | 2024-09-08 17:27 | Cloned from Eaton Wheelock E90-24MCCH-FR | [Eaton Wheelock] [NAC] [UL MAX FWR] E70-24MCCH-FR (C), E70-24MCCH-FW (C), E90-24MCCH-FR (C), E90-24MCCH-FW (C) [Eaton Wheelock] [AUDIO 25v] [25V AUDIO] E70-24MCC-FR (C), E70-24MCC-FW (C), E70-24MCCH-FR (C), E70-24MCCH-FW (C), E90-24MCC-FR (C), E90-24MCC-FW (C), E90-24MCCH-FR (C), E90-24MCCH-FW (C) [Eaton Wheelock] [AUDIO 70.7v] [70V AUDIO] E70-24MCC-FR (C), E70-24MCC-FW (C), E70-24MCCH-FR (C), E70-24MCCH-FW (C), E90-24MCC-FR (C), E90-24MCC-FW (C), E90-24MCCH-FR (C), E90-24MCCH-FW (C)
795d70e8-0c53-44e8-a3c7-1e0941aeac53 | NFPA 170 ADDRESSABLE INPUT MONITOR MODULE |  |  | North | Bosch |  | Addressable Module |  |  |  | Module | TRUE | D7044M | ++ | Multiplex single-input module, 12V | 1 | 0.00055 | 0.00055 |  |  | 12 | [7 empty] | #FFFF0000 | FA-NFPA 170 ADDRESSABLE INPUT MONITOR MODULE | 1 | FALSE | FALSE | FALSE | [17 empty] | MM |  |  |  |  | THOR\acont | 2024-09-08 17:27 |  | [Bosch] [SLC MUX BOSCH] [*] [#1 ++] D341/D7044M, D5601/D7044M, D7044, D7044M, D7050, D7050 w/D7050-B6 BASE (C), D7050TH w/D7050-B6 BASE (C), D7052, D7053, DS7432, DS7457i, DS7457iF, DS7460I, DS7461I, DS7465I, FMM-7045, FMM-7045-D | [Bosch] D7044, D7044M, D7053
7d61c37d-2e22-45c0-817c-1e104d27ebf5 | NFPA 170 HORN CEILING |  |  | North | Simplex |  | Horn |  |  |  | Module | TRUE | 49AO-APPLC | + | Audible Only Notification Appliances, Indoor Ceiling Mount Electronic Horns, Specify Cover | 1 | 0 | 0 |  |  |  |  | TRUE | TRUE |  |  |  |  | #FF0070C0 | FA-NFPA 170 HORN CEILING | 1 | FALSE | FALSE | FALSE | 2013 | [16 empty] | C |  |  | THOR\acont | 2024-03-21 11:12 | THOR\acont | 2024-09-08 17:27 | Cloned from Simplex 49AO-APPLC-O | [Autocall, Simplex] [IDNac] [23VDC, STEADY HIGH] 49AO-APPLC (C), A49AO-APPLC (C)
8c90f104-70cd-4120-bc19-1e121e1197e8 | CADGEN ELECTRIC STRIKE |  |  | North | Von Duprin | Security/Access Control | Electric Strike |  |  |  | Module | TRUE | 5100 | ++ | 5100 Series - Electric strike for cylindrical locksets and deadlatches | 1 | 0.038 | 0.038 |  |  | 12 |  | TRUE | [5 empty] | #FFFF0000 | FA-CADGEN ELECTRIC STRIKE | 1 | FALSE | FALSE | FALSE | [17 empty] | R1 |  |  | DESKTOP-7EIEB7A\acont | 2023-01-27 07:50 | THOR\acont | 2024-09-08 17:27 | Cloned from Von Duprin 6210 | [Alarm Controls, ALARM CONTROLS CORPORATION, ASSA ABLOY, Generic, HES, RCI, Von Duprin] [ACCESS CONTROL OUTPUT] [*] 1200L, 1200LB, 1200S, 1500, 1600, 4200, 5100, 600D, 600L, 600S, 6210, 6211, 6211AL, 6211WF, 6212, 6212WF, 6213, 6214, 6215, 6216, 6221, 62
2c1171d1-29d3-4338-b958-1e13a68ba999 | NFPA 170 ADDRESSABLE INPUT MONITOR MODULE |  |  | North | Edwards |  | Addressable Module |  |  |  | Module | TRUE | SIGA-CT1 | ++ | Single Input Module | 1 | 0.00025 | 0.0004 |  |  |  |  | FALSE | [5 empty] | #FFFF0000 | FA-NFPA 170 ADDRESSABLE INPUT MONITOR MODULE | 1 | FALSE | FALSE | FALSE | 1000 | [13 empty] | FALSE | [7 empty] | THOR\acont | 2024-10-08 16:26 |  | [Edwards, Kidde] [SLC EST MODULES SENSORS] [*] [#1 SHARED ADDR ¦ MODULES] GSA-UIO2R, GSA-UIO6, GSA-UIO6R, RZI16-2, SIGA-270, SIGA-270P, SIGA-278, SIGA-AA30, SIGA-AA50, SIGA-CC1, SIGA-CC1S, SIGA-CC2, SIGA-CC2A, SIGA-CR, SIGA-CR2, SIGA-CRH, SIGA-CRR, SIGA- [Edwards, Kidde] [SLC EST MODULES] 01 [*] [EST3, iO1000 ] FX-2WIRE, FX-IDC1A, FX-IDC1B, FX-IDC2B, FX-IDCWS, FX-ISO, FX-NAC, GSA-CC1, GSA-CC1S, GSA-CC2, GSA-CT1, GSA-CT2, GSA-IO, GSA-MAB, GSA-MCC1, GSA-MCC1S, GSA-MCC2, GSA-MCT2, GSA-MIO, GSA-MM1, GSA-MRM1 [Edwards, Kidde] [SLC EST MODULES] 03 [*] [EST3, iO1000] 76-330002-101, 84-330002-001, FX-270, FX-278, GSA-M270, GSA-M270P, GSA-M278, SIGA-270, SIGA-278, SIGA-CT1, SIGA-CT1I, SIGA-IO, SIGA-MIO, SIGA-MM1, SIGI-271 [Edwards, Kidde] [SLC EST MODULES/SENSORS] 03 [*] [iO64] 76-330002-101, 84-330002-001, FX-270, FX-278, GSA-M270, GSA-M270P, GSA-M278, SIGA-270, SIGA-278, SIGA-CT1, SIGA-CT1I, SIGA-IO, SIGA-MIO, SIGA-MM1, SIGI-271 [Edwards, Kidde] [SLC EST MODULES] [*] [#3 TYPE ADDR ¦ MODULES] GSA-UIO2R, GSA-UIO6, GSA-UIO6R, RZI16-2, SIGA-270, SIGA-270P, SIGA-278, SIGA-AA30, SIGA-AA50, SIGA-CC1, SIGA-CC1S, SIGA-CC2, SIGA-CC2A, SIGA-CR, SIGA-CR2, SIGA-CRH, SIGA-CRR, SIGA-CT1, SIGA- | [Edwards, Kidde] FX-IDC1A, FX-IDC1B, GSA-CT1, GSA-IO, SIGA-CT1, SIGA-CT1HT, SIGA-CT1I, SIGA-IO, SIGA-MM1
3f1a4f9e-41a2-4972-bc5a-1e18630cc8dc | NFPA 170 NON ADDRESSABLE RELAY |  |  | North | Edwards |  | Non-Addressable Relay |  |  |  | Module | TRUE | MR101/T |  | SPDT Relay /w LED & Track Mtg Hardware | 1 | 0.015 | 0.015 |  |  |  |  | FALSE | [5 empty] | #FFFF0000 | FA-NFPA 170 NON ADDRESSABLE RELAY | 1 | FALSE | FALSE | FALSE | 1300 | [13 empty] | FALSE | [7 empty] | THOR\acont | 2024-09-08 17:27 |  | [Altronix, Edwards, Silent Knight, System Sensor] [AUX POWER] A77-716B, EOL-1224RLY, EOL-R24VDC, MR101/C, MR101/T, MR601/S, MR601/T, MR801/S, MR801/T, PAM1, RB1224, RELA-EOL
d2a427ec-ffca-453a-b036-1e1ac7345b8a | NFPA 170 GAS DETECTOR |  |  | North | Kidde |  | Gas Detection |  |  |  | Module | TRUE | KIR-COD w/KI-RB BASE | ++ | Intelligent Carbon Monoxide Detector | 1 | 5.1e-05 | 6.8e-05 |  |  |  |  | FALSE | TRUE |  |  |  |  | #FFFF0000 | FA-NFPA 170 GAS DETECTOR | 1 | FALSE | FALSE | FALSE | 1408 | [13 empty] | FALSE | [5 empty] | DESKTOP-7EIEB7A\acont | 2023-05-24 19:06 | THOR\acont | 2024-09-08 17:27 | Cloned from Kidde KI-COD w/KI-RB BASE | [Edwards, Kidde] [SLC EST SENSORS] 01 [*] [EST3, iO1000] DS-HFS (C), DS-PS (C), FX-HD w/IB4U BASE, FX-HD w/RB4U BASE, FX-HD w/SB4U BASE, FX-HD w/SB4U-LF BASE, FX-HD wB4U BASE, FX-PD w/B4U BASE (C), FX-PD w/IB4U BASE (C), FX-PD w/SB4U BASE (C), FX-PD w/SB [Edwards, Kidde] [SLC EST MODULES/SENSORS] 01 [*] [iO64] DS-HFS (C), DS-PS (C), FX-HD w/IB4U BASE, FX-HD w/RB4U BASE, FX-HD w/SB4U BASE, FX-HD w/SB4U-LF BASE, FX-HD wB4U BASE, FX-PD w/B4U BASE (C), FX-PD w/IB4U BASE (C), FX-PD w/SB4U BASE (C), FX-PD w/SB [Kidde] [SLC EST SENSORS] [*] [#4 TYPE ADDR ¦ SENSORS] DS-HFS (C), DS-PS (C), FX-HD w/IB4U BASE, FX-HD w/RB4U BASE, FX-HD w/SB4U BASE, FX-HD w/SB4U-LF BASE, FX-HD wB4U BASE, FX-PD w/B4U BASE (C), FX-PD w/IB4U BASE (C), FX-PD w/SB4U BASE (C), FX-PD w/SB4U [Kidde] [SLC EST MODULES SENSORS] [*] [#2 SHARED ADDR ¦ SENSORS] DS-HFS (C), DS-PS (C), FX-HD w/IB4U BASE, FX-HD w/RB4U BASE, FX-HD w/SB4U BASE, FX-HD w/SB4U-LF BASE, FX-HD wB4U BASE, FX-PD w/B4U BASE (C), FX-PD w/IB4U BASE (C), FX-PD w/SB4U BASE (C), FX
b21efeac-bc07-4ac5-9c46-1e1f70b12480 | NFPA 170 CELL COMM | NFPA 170 CELL COMM PS |  | North | NAPCO |  | Cellular Communicator |  |  |  | Assembly | TRUE | SLE-LTEAI-CFB-PS | ++ | Commercial Fire Dual Path Mercantile model in red metal housing, LTE, AT&T LTE. Direct 120VAC Powered | 1 | 0.071 | 0.2 |  |  |  |  | TRUE | [5 empty] | #FFFF0000 | FA-NFPA 170 CELL COMM | 1 | FALSE | FALSE | FALSE | 250 | [8 empty] | 7 | 1 | 7 |  |  | TRUE | [5 empty] | DESKTOP-7EIEB7A\acont | 2022-05-10 09:50 | THOR\acont | 2024-09-08 17:27 | Cloned from NAPCO SLE-LTEVI-CFB-PS | [NAPCO, Potter] [DACT] [#1 DACT] IntelliCom-5GA, IntelliCom-5GV, SLE/4G-CDMA-CFB, SLE/4G-CDMA-CFB-PS, SLE/4G-CDMA-FIRE, SLE/4G-CDMAI-FIRE, SLE-CDMA-CFB, SLE-CDMA-CFB-PS, SLE-CDMA-FIRE, SLE-CDMAI-FIRE, SLE-LTEA-CFB-PS Main Card, SLE-LTEAI-CFB-PS Main Card [NAPCO, Potter] [DACT] [#2 DACT] IntelliCom-5GA, IntelliCom-5GV, SLE/4G-CDMA-CFB, SLE/4G-CDMA-CFB-PS, SLE/4G-CDMA-FIRE, SLE/4G-CDMAI-FIRE, SLE-CDMA-CFB, SLE-CDMA-CFB-PS, SLE-CDMA-FIRE, SLE-CDMAI-FIRE, SLE-LTEA-CFB-PS Main Card, SLE-LTEAI-CFB-PS Main Card [NAPCO, Potter] [IDC] [#2 PS TRBL] IntelliCom-5GA, IntelliCom-5GV, SLE/4G-CDMA-CFB, SLE/4G-CDMA-CFB-PS, SLE/4G-CDMA-FIRE, SLE/4G-CDMAI-FIRE, SLE-CDMA-CFB, SLE-CDMA-CFB-PS, SLE-CDMA-FIRE, SLE-CDMAI-FIRE, SLE-LTEA-CFB-PS Main Card, SLE-LTEAI-CFB-PS Main Ca [NAPCO, Potter] [AUX POWER] [*] CDMA-FIRE, IntelliCom-5GA, IntelliCom-5GV, SLE/4G-CDMA-CFB, SLE/4G-CDMA-CFB-PS, SLE/4G-CDMA-FIRE, SLE/4G-CDMAI-FIRE, SLE-CDMA-CFB, SLE-CDMA-CFB-PS, SLE-CDMA-FIRE, SLE-CDMAI-FIRE, SLE-LTEV-CB, SLE-LTEV-CB-TF, SLE-LTEV-CFB, [NAPCO, Potter] [IDC] [#1 LINE TRBL] IntelliCom-5GA, IntelliCom-5GV, SLE/4G-CDMA-CFB, SLE/4G-CDMA-CFB-PS, SLE/4G-CDMA-FIRE, SLE/4G-CDMAI-FIRE, SLE-CDMA-CFB, SLE-CDMA-CFB-PS, SLE-CDMA-FIRE, SLE-CDMAI-FIRE, SLE-LTEA-CFB-PS Main Card, SLE-LTEAI-CFB-PS Main
d610fe1c-d3d2-4d56-8c4c-1e211c5bb0d8 |  |  |  | North | Autocall |  | Cards & Components |  |  |  | Card | TRUE | A008-9101 Main Board | ++ | Main Board | 1 | 0.13 | 0.16 | 3 |  | 24 |  | TRUE | [5 empty] | #FFFFFFFF |  |  | FALSE | FALSE | FALSE | [20 empty] | THOR\acont | 2023-11-22 14:01 | THOR\acont | 2024-10-09 10:48 | Cloned from Autocall A010-9604 CPU | [Autocall] [IDC] [#2 TROUBLE] A003-9301 Main Board, A003-9302 Main Board, A004-9101 Main Board, A008-9101 Main Board [Autocall] [IDC] [#3 SUPERVISORY] A003-9301 Main Board, A003-9302 Main Board, A004-9101 Main Board, A008-9101 Main Board [Autocall] [IDC] [#1 ALARM] A003-9301 Main Board, A003-9302 Main Board, A004-9101 Main Board, A008-9101 Main Board | [Autocall] A008-9101 Main Board
30213b8c-fa84-4867-ba52-1e265bc0f004 | NFPA 170 SPEAKER STROBE |  |  | North | Potter |  | Speaker/Strobe |  |  |  | Module | TRUE | PE-SPSTR | ++ | Speaker/Strobe, Wall, Red | 1 | 0 | 0.043 |  |  |  |  | FALSE | [5 empty] | #FF0070C0 | FA-NFPA 170 SPEAKER STROBE | 1 | FALSE | FALSE | FALSE | 2023 | [13 empty] | FALSE | [5 empty] | THOR\acont | 2024-03-01 09:28 | THOR\acont | 2024-09-08 17:27 | Cloned from Potter PE-STR | [Potter] [AUDIO 70.7v] [70V AUDIO] PE-SPKR, PE-SPKW, PE-SPKWC (C), PE-SPSTR, PE-SPSTRC (C), PE-SPSTWC (C) [Potter] [AUDIO 25v] [25V AUDIO] PE-SPKR, PE-SPKW, PE-SPKWC (C), PE-SPSTR, PE-SPSTRC (C), PE-SPSTWC (C) [Potter] [NAC] [VDC] PE-SPSTR, PE-STR, PE-STW
37d140d0-3609-4f68-807d-1e26f1a48d4b |  |  |  | North | Gamewell FCI |  | Hardware |  |  |  | Hardware | TRUE | 600XL-RETROFIT | + | 600XL Retrofit, Inner Door | 1 | [6 empty] | TRUE | [5 empty] | #FFFFFFFF |  |  | FALSE | FALSE | FALSE | [20 empty] | DESKTOP-7SAL8M7\acont | 2019-04-25 16:04 | THOR\acont | 2024-10-09 10:48 | Cloned from Gamewell E3BB-BAA CLONED CLONED CLONED
32592e6f-32ae-46e9-9f58-1e29f019f06d |  |  |  | North | Bosch | [5 empty] | Module | TRUE | MIC-ILW-400 | * | Illum Ir-Wt Combo, Mic7100I (White); Combination Of Ir (850/940 Nm) And White Light (6700K); Require | 1 | [12 empty] | #FFFFFFFF |  |  | FALSE | FALSE | FALSE | [20 empty] | DESKTOP-7EIEB7A\acont | 2021-08-13 06:25 | THOR\acont | 2024-10-09 10:48
21dd0e56-71d5-4c04-bf30-1e2b40a6d5e1 | NFPA 170 STROBE WALL |  |  | North | Potter |  | Strobe |  |  |  | Module | TRUE | SL-401 Series |  | 60,000 Candle Power Output Strobe | 1 | [6 empty] | FALSE | [5 empty] | #FF0070C0 | FA-NFPA 170 STROBE WALL | 1 | FALSE | FALSE | FALSE | 2023 | [13 empty] | FALSE | [7 empty] | THOR\acont | 2024-09-08 17:27
ff69d9ba-f7dd-4f7f-b23c-1e2e98e40d58 |  |  |  | North | Gamewell FCI |  | Hardware |  |  |  | Hardware | TRUE | E3BB-BC/INX | ++ | Assy, Transponder, Black, “C” Size | 1 | [6 empty] | TRUE |  |  |  | 19 3/8” W x 30” H x 4 1/2” D (49 W x 76 H x 11 D cm) |  | #FFFFFFFF |  |  | FALSE | FALSE | FALSE | [20 empty] | DESKTOP-7EIEB7A\acont | 2022-08-29 12:24 | THOR\acont | 2024-10-09 10:48 | Cloned from Gamewell FCI E3BB-BC/INCC
e3224d69-a4c5-4cea-b1cd-1e30be580e06 |  |  |  | North | Edwards |  | Cards & Components |  |  |  | Card | TRUE | SIGA-APS-220 | ++ | 6.4A Auxiliary Power Supply, 220Vac | 1 | 0.07 | 0.27 |  |  |  |  | TRUE | [5 empty] | #FFFFFFFF |  |  | FALSE | FALSE | FALSE | [14 empty] | FALSE | [7 empty] | THOR\acont | 2024-10-09 10:48
2adf4520-a805-4c3c-b126-1e37daa23ae0 | NFPA 170 FIRE ALARM MASTER BOX |  |  | North | Gamewell FCI |  | Master Box |  |  |  | Module | TRUE | M34-56 |  | Local Energy Trip, surface mount, cottage shell, red | 1 | 0.05 | 0.25 |  |  |  |  | TRUE | [5 empty] | #FFFF0000 | FA-NFPA 170 FIRE ALARM MASTER BOX | 1 | FALSE | FALSE | FALSE | [20 empty] | AUGUSTALIEN\aucon | 2025-02-18 14:55 |  |  | Cloned from Gamewell FCI M34-110 | [Gamewell FCI] [AUX POWER] [*] 1100-0455, 1100-0503, 1100-0505, 1100-1321, 1100-1322, 1100-1323, 1100-1324, 1100-1325, 1100-1326, ANU-48, ASM-16, INI-VGC, INI-VGE, INI-VGX, LCD-7100 MAIN CARD, LCD-E3, LCD-SLP, LCD-SLP MAIN BOARD, M34-110, M34-56, NGA, RA [Gamewell FCI] [IDC] 01 [*] M34-110, M34-56, MS-7, MS-7LOB, MS-7LOB, MS-7LR, MS-7LRA, MS-7S, MS-7S w/AMM-2F, MS-7SP, MS-WS w/AMM-2F
12e6831e-b13b-44da-9212-1e3a06e25509 | NFPA 170 SMOKE DETECTOR |  |  | North | Apollo |  | Smoke Detector |  |  |  | Module | TRUE | SA5050-250 w/SA5000-210 | XXX | XP95A Smoke Detector W/ Soteria UL Base - 4” | 1 | 0.00034 | 0.004 |  |  |  |  | TRUE | [5 empty] | #FFFF0000 | FA-NFPA 170 SMOKE DETECTOR | 1 | FALSE | FALSE | [21 empty] | XPS-17-9710\August | 2024-12-14 08:45 | XPS-17-9710\August | 2024-12-14 10:30 |  | [Apollo] [SLC APOLLO MODULES SENSORS] [#1 SHARED ADDR ¦ ALL] SA5150-650ADV w/SA5000-230ADV (C), SA5150-750ADV w/SA5000-210ADV (C), SA5050- 350 w/SA5300-802 , SA5050-250 w/SA5000-210, SA5050-250 w/SA5000-230 , SA5050-250 w/SA5300-800 , SA5050-250 w/
4d5dd818-9bee-43da-9b15-1e3cf8949510 |  |  |  | North | Notifier |  | Cards & Components |  |  |  | Card | TRUE | MPM-2 | + | Main Power Meter | 1 | 0.06 | [5 empty] | TRUE | [5 empty] | #FFFFFFFF |  |  | FALSE | FALSE | FALSE | [14 empty] | FALSE | [7 empty] | THOR\acont | 2024-10-09 10:48
8259b785-e836-4450-b9ac-1e456a1ef9af | NFPA 170 STROBE WALL |  |  | North | Gentex |  | Strobe |  |  |  | Module | TRUE | WGESB24-75PW |  | WGES Colored Lens Outdoor Strobe (GOE Enclosure), Blue Lens | 1 | 0 | 0.164 |  |  |  |  | FALSE | [5 empty] | #FF0070C0 | FA-NFPA 170 STROBE WALL | 1 | FALSE | FALSE | FALSE | 2023 | [13 empty] | FALSE | [7 empty] | THOR\acont | 2024-09-08 17:27 |  | [Gentex] [NAC] [UL MAX] WGESB24-75PW, WGESB24-75PWLP, WGESG24-75PW, WGESG24-75PWLP, WGESR24-75PW, WGESR24-75PWLP
af836ad7-276a-4040-94c6-1e4a9bfa96d4 |  |  |  | North | Hochiki |  | Cards & Components |  |  |  | Card | TRUE | FNV-ASC | + |  | 1 | 0.083 | 0.083 |  |  |  |  | TRUE | [5 empty] | #FFFFFFFF |  |  | FALSE | FALSE | FALSE | [20 empty] | DESKTOP-7SAL8M7\acont | 2019-11-04 16:54 | THOR\acont | 2024-10-09 10:48 | Cloned from Evax MX-SSC CLONED
2d06be27-35fe-47ea-9bd7-1e4c80065e1a | CADGEN INTERFACE MODULE |  |  | North | DMP |  | Interface Module |  |  |  | Module | TRUE | 710 | ++ | Bus Splitter/Repeater Module | 1 | 0.032 | 0.032 |  |  | 12 |  | TRUE | [5 empty] | #FFFF0000 | FA-CADGEN INTERFACE MODULE | 1 | FALSE | FALSE | FALSE | 1000 | [19 empty] | DESKTOP-7EIEB7A\acont | 2023-04-07 10:26 | THOR\acont | 2024-09-08 17:27 | Cloned from DMP 736P | [DMP] [SPLITTER] [*] [SPLITTER] 710 | [BluePoint, DMP] 710, 736P, BP-DHE-736PA
f3c16236-5887-43b1-9e38-1e4cbc487314 |  |  |  | North | Siemens |  | Hardware |  |  |  | Hardware | TRUE | FHD2001-U3 | S54400-B45-A1 | Outer door (1HU, black) | 1 | [6 empty] | FALSE | [5 empty] | #FFFFFFFF |  |  | FALSE | FALSE | FALSE | [20 empty] | AULAPTOP-PC\Aulaptop | 2019-04-08 04:31 | THOR\acont | 2024-10-09 10:48 | Cloned from Siemens New Part CLONED
20439f82-0df2-40b3-a33e-1e58094c16b0 | NFPA 170 MULTI DETECTOR |  |  | North | MIRCOM |  | Multi Criteria Detector |  |  |  | Module | TRUE | MIX-4020 w/MIX-4001 | + | Multi-Criteria/Multi-Sensor (Non-Isolated) | 1 | 0.00016 | 0.0032 |  |  |  |  | FALSE | TRUE |  |  |  |  | #FFFF0000 | FA-NFPA 170 MULTI DETECTOR | 1 | FALSE | FALSE | FALSE | 1408 | [13 empty] | FALSE | [5 empty] | DESKTOP-7EIEB7A\acont | 2022-03-09 11:02 | THOR\acont | 2024-09-08 17:27 | Cloned from MIRCOM MIX-4010 w/MIX-4001 | [MIRCOM] [SLC SENSORS] [*] [#4 TYPE ADDR ¦ SENSORS] DNR w/MIX-2251BR (C), DNR w/MIX-2351RAP (C), MIX-1251AP w/B200SR-LF-WH (C), MIX-1251AP w/B200SR-WH (C), MIX-1251AP w/B210LP (C), MIX-1251AP w/B224RB-WH (C), MIX-1251AP w/B501 (C), MIX-1251B w/B200SR-LF- [MIRCOM] [SLC MODULES SENSORS] [*] [#2 SHARED ADDR ¦ SENSORS] DNR w/MIX-2251BR (C), DNR w/MIX-2351RAP (C), MIX-1251AP w/B200SR-LF-WH (C), MIX-1251AP w/B200SR-WH (C), MIX-1251AP w/B210LP (C), MIX-1251AP w/B224RB-WH (C), MIX-1251AP w/B501 (C), MIX-1251B w/
9ff2bb00-5294-4e55-a9ac-1e5992d3ef61 | NFPA 170 MANUAL PULL |  |  | North | Kidde |  | Manual Station |  |  |  | Module | TRUE | 84-100000-005 | ++ | Explosion Proof B9 Station Lift and Pull Cover (HALON RELEASE) | 1 | [6 empty] | FALSE | [5 empty] | #FFFF0000 | FA-NFPA 170 MANUAL PULL | 1 | FALSE | FALSE | FALSE | 957 | [13 empty] | FALSE |  |  | XP |  |  | DESKTOP-7EIEB7A\acont | 2023-07-10 09:11 | THOR\acont | 2024-09-08 17:27 | Cloned from Kidde 84-100004-001 | [Edwards, Kidde, Monaco Enterprises] [IDC] 01 1534-1, 200-GAOF, 270A-DPO, 270A-SPO, 270-DOC, 270-DOC-B, 270-DOC-F, 270-DPO, 270-GAO, 270-GAOB, 270-GAO-DOC, 270-GAO-DOCF, 270P-DPO, 270P-SPO, 270-SPO, 270-SPOW, 270-SPOWB, 270-SPOWF, 271-KR1/SR/GS, 276A-REL
63b7b5b8-9d7f-481a-bb11-1e5a3b270068 |  |  |  | North | Bosch |  | Cards & Components |  |  |  | Card | TRUE | B450-CHI | ++ | Plug-in Communicator Interface, SDI, SDI2 | 1 | 0.06 | 0.18 |  |  | 12 |  | TRUE | [5 empty] | #FFFFFFFF |  |  | FALSE | FALSE | FALSE | [20 empty] | DESKTOP-7EIEB7A\acont | 2022-07-25 08:48 | THOR\acont | 2024-10-09 10:48 | Cloned from Bosch B450 | [BluePoint, Bosch] [SDI2 BOSCH] [*] [ALL DEVICES ++] B208, B299, B308, B426, B450, B450-CHI, B450-M, B810, B820, B901, B915, B915I, B920, B921C, B925F, B926F, B930, B940W, B942, B942W, BP-BHE-B208A, BP-BHE-B299 [Bosch] [SDI BOSCH] [*] [ALL DEVICES ++] B426, B450, B450-CHI, B450-M, B901, D1255, D1255RB, D1255W, D1256RB, D1257RB, D1260, D1260B, D1260BLK, D1260R, D1260W
dc417f47-6ffd-44f4-bfc9-1e5c23165f05 | NFPA 170 NON ADDRESSABLE RELAY |  |  | North | Simplex |  | Non-Addressable Relay |  |  |  | Module | TRUE | 4098-9860 | + | Supervised Relay, mounts remote or in base electrical box For use with A4098-9780 base | 1 | 0 | 0 |  |  |  |  | TRUE | [5 empty] | #FFFF0000 | FA-NFPA 170 NON ADDRESSABLE RELAY | 1 | FALSE | FALSE | FALSE | 1300 | [19 empty] | DESKTOP-7EIEB7A\acont | 2022-02-15 11:36 | THOR\acont | 2024-09-08 17:27 | Cloned from Autocall A4098-9860 | [Autocall, Simplex] [AUX POWER] [RELAY POWER (OPTIONAL)] 4098-9714 w/4098-9780 (C), 4098-9733 w/4098-9780 (C), 4098-9734 w/4098-9780 (C), 4098-9860, A4098-9714 w/A4098-9780 (C), A4098-9733 w/A4098-9780 (C), A4098-9734 w/A4098-9780 (C), A4098-9860 [Autocall, Simplex] [RELAY] 2098-9737, 4090-9008, 4098-9822, 4098-9843, 4098-9860, A2098-9735, A2098-9737, A2098-9739, A4090-9008, A4098-9822, A4098-9860
b8e83501-31bb-4656-b6f7-1e6783c5986a | NFPA 170 BELL |  |  | North | Potter |  | Bell |  |  |  | Module | TRUE | PDC-10-12 | ++ | 10" Bell | 1 | 0 | 0.02 |  |  | 12 |  | FALSE | [5 empty] | #FFFF0000 | FA-NFPA 170 BELL | 1 | FALSE | FALSE | FALSE | 2000 | [13 empty] | FALSE | [5 empty] | DESKTOP-7EIEB7A\acont | 2023-04-13 14:15 | THOR\acont | 2024-09-08 17:27 | Cloned from Potter PDC-10-24 | [Potter] [NAC] [*] [24 VDC] MBA-6-24, PAC12010, PDC-10-12, PDC-10-24, PDC-6-12, PDC-6-24, PDC-8-12, PDC-8-24
2676b9f8-558b-4ecf-a666-1e68c51549c8 |  |  |  | North | Edwards |  | Hardware |  |  |  | Hardware | TRUE | QSC-12-G-1-FR |  | OBSOLETE - FAP w/ 12 Option Card Spaces, Gray, French | 1 | [6 empty] | FALSE | [5 empty] | #FFFFFFFF |  |  | FALSE | FALSE | FALSE | [14 empty] | FALSE | [7 empty] | THOR\acont | 2024-10-09 10:48
6a55173f-f3ae-4840-95dc-1e6e44176217 | NFPA 170 ADDRESSABLE INPUT MONITOR MODULE |  |  | North | BluePoint |  | Addressable Module |  |  |  | Module | TRUE | BP-DHE-714-8 |  | HW Octo-Input Module | 1 | 0.0328 | 0.036 |  |  |  |  | FALSE | [5 empty] | #FFFF0000 | FA-NFPA 170 ADDRESSABLE INPUT MONITOR MODULE | 1 | FALSE | FALSE | FALSE | 1000 | [13 empty] | FALSE |  |  | 8 |  |  | THOR\acont | 2024-04-12 14:39 | THOR\acont | 2024-09-08 17:27 | Cloned from DMP 714-8-R | [BluePoint, DMP] [DMP LX BUS] [*] [LX BUS] 712-8, 714, 714-16, 714-16L-G, 714-16L-R, 714-16PCB, 714-16-R, 714-8, 714-8L-G, 714-8L-R, 714-8PCB, 714-8-R, 715-16, 715-16PCB, 715-8, 715-8 COPY, 715-8PCB, BP-DHE-714-8 | [BluePoint, DMP] 712-8, 714-8, 714-8L-G, 714-8L-R, 714-8PCB, 714-8-R, 715-8, 715-8 COPY, 715-8PCB, BP-DHE-714-8
8219be14-c669-4032-899a-1e737a741d56 |  |  |  | North | Edwards |  | Hardware |  |  |  | Hardware | TRUE | MN-HSEMDNB |  | EASE modeling exterior direct energy only (no 3D buildings) overlaid on Google earth map or on provided PDF/CAD site topology drawing. Modeling based on 125-2Khz band and provide medium resolution graphics with 3dB steps in propagation or up to (4) acoustic device/array locations onto chloropleth map. Scale limit of this service is in 2 million square feet increments. | 1 | [6 empty] | FALSE | [5 empty] | #FFFFFFFF |  |  | FALSE | FALSE | FALSE | [14 empty] | FALSE | [7 empty] | THOR\acont | 2024-10-09 10:48
08a16e7d-9e83-488e-a02e-1e758989b9bc |  |  |  | North | Simplex |  | Hardware |  |  |  | Hardware | TRUE | 252-019 | + | B key for manual station reset | 1 | [6 empty] | TRUE | [5 empty] | #FFFFFFFF |  |  | FALSE | FALSE | FALSE | [20 empty] | DESKTOP-7EIEB7A\acont | 2022-02-21 12:48 | THOR\acont | 2024-10-09 10:48 | Cloned from Simplex 2099-9804
372da9fe-7409-4393-b6fa-1e76b17a3b97 |  |  |  | North | Gamewell FCI |  | Hardware |  |  |  | Hardware | TRUE | 90516 | ++ | 7100, E3 B-Slim 7 A/H Seismic Battery Bracket Kit | 1 | [6 empty] | TRUE | [5 empty] | #FFFFFFFF |  |  | FALSE | FALSE | FALSE | [20 empty] | DESKTOP-7EIEB7A\acont | 2022-08-29 13:25 | THOR\acont | 2024-10-09 10:48 | Cloned from Gamewell FCI 90510
f40d3da5-f0e9-4fd5-a21e-1e7e17b5290c |  |  |  | North | Edwards |  | Hardware |  |  |  | Hardware | TRUE | 4ANN/B-S |  | Surface Box for 3-4ANN | 1 | [6 empty] | FALSE | [5 empty] | #FFFFFFFF |  |  | FALSE | FALSE | FALSE | [14 empty] | FALSE | [7 empty] | THOR\acont | 2024-10-09 10:48
7f32290f-8e7b-4663-b039-1e7f2230a056 |  |  |  | North | Simplex |  | Cards & Components |  |  |  | Card | TRUE | 4006-912x Main Board | ++ | Main Board | 1 | 0.148 | 0.21 | 3 |  |  |  | TRUE | [5 empty] | #FFFFFFFF |  |  | FALSE | FALSE | FALSE | [14 empty] | FALSE | [5 empty] | DESKTOP-7EIEB7A\acont | 2023-03-06 14:58 | THOR\acont | 2024-10-09 10:48 | Cloned from Simplex 4006-9100 Main Board | [Simplex] [IDC] [#2 RELAY] 4002 4 Zone Adder Card, 4002 Main Board, 4006-910x Main Board, 4006-912x Main Board [Simplex] [IDC] [#1 RELAY] 4002 4 Zone Adder Card, 4002 Main Board, 4006-910x Main Board, 4006-912x Main Board | [Simplex] 4006-910x Main Board, 4006-912x Main Board
9d73a838-df63-4171-a260-1e80e16288e1 |  |  |  | North | Gamewell FCI |  | Hardware |  |  |  | Hardware | TRUE | E3BB-NGA-FLUSH | ++ | CAB A2 Remote Flush NGA ANN with Password protected | 1 | [6 empty] | TRUE |  |  |  | 13 1/4” W x 10” H x 3 1/2” D (40 W x 25 H x 9 D cm) |  | #FFFFFFFF |  |  | FALSE | FALSE | FALSE | [20 empty] | DESKTOP-7EIEB7A\acont | 2022-08-29 12:15 | THOR\acont | 2024-10-09 10:48 | Cloned from Gamewell FCI E3BB-FLUSH-LCD
bf5cb0a4-242e-4171-a448-1e81bfd32ca0 | NFPA 170 HEAT DETECTOR |  |  | North | Monaco Enterprises |  | Heat Detector |  |  |  | Module | TRUE | 721-408-00 |  | DETECTOR HEAT:MECHANICAL,194F,RR/FXD,DUAL CIRCUIT | 1 | [6 empty] | FALSE | TRUE |  |  |  |  | #FFFF0000 | FA-NFPA 170 HEAT DETECTOR | 1 | FALSE | FALSE | FALSE | 1403 | [13 empty] | FALSE | [5 empty] | DESKTOP-7SAL8M7\acont | 2020-02-20 16:47 | THOR\acont | 2024-09-08 17:27 | Cloned from System Sensor 5622 | [Monaco Enterprises] [IDC] 01 708-025-01, 708-025-03, 721-128-00 (C), 721-407-00 (C), 721-408-00 (C), 722-125-00 (C), 722-408-00 (C), 722-409-00 (C), 725-312-00 (C), 725-313-00 (C)
c3af1ec3-3e8d-489b-86ae-1e82531899c3 | NFPA 170 MANUAL PULL |  |  | North | Firelite |  | Manual Station |  |  |  | Module | TRUE | BG-12LOB | + | Same as BG-12L with “outdoor use” listing. Includes outdoor listed backbox, and sealing gasket. | 1 | [6 empty] | TRUE | [5 empty] | #FFFF0000 | FA-NFPA 170 MANUAL PULL | 1 | FALSE | FALSE | FALSE | 957 | [19 empty] | DESKTOP-7SAL8M7\acont | 2019-03-29 16:21 | THOR\acont | 2024-09-08 17:27 | Cloned from Firelite BG-12SL CLONED CLONED CLONED | [Firelite] [IDC] 01 BG-12, BG-12L, BG-12LA, BG-12LO, BG-12LOB, BG-12LPS, BG-12LPSP, BG-12LSP, BG-12S, BG-12SL, BG-8, BG-8SP
ea8fad34-24c7-4292-86f4-1e858ab9d06f | NFPA 170 HEAT DETECTOR |  |  | North | Edwards |  | Heat Detector |  |  |  | Module | TRUE | SIGA-HFS w/SIGA-SB4 BASE | ++ | Heat Detector, 135F Fixed Temperature | 1 | 4.5e-05 | 4.5e-05 |  |  |  |  | FALSE | [5 empty] | #FFFF0000 | FA-NFPA 170 HEAT DETECTOR | 1 | FALSE | FALSE | FALSE | 1403 | [13 empty] | FALSE | [5 empty] | DESKTOP-7SAL8M7\acont | 2020-11-24 07:40 | THOR\acont | 2024-10-08 16:33 | Cloned from Edwards SIGA-HFS w/SIGA-SB BASE | [Edwards, Kidde] [SLC EST SENSORS] 01 [*] [EST3, iO1000] DS-HFS (C), DS-PS (C), FX-HD w/IB4U BASE, FX-HD w/RB4U BASE, FX-HD w/SB4U BASE, FX-HD w/SB4U-LF BASE, FX-HD wB4U BASE, FX-PD w/B4U BASE (C), FX-PD w/IB4U BASE (C), FX-PD w/SB4U BASE (C), FX-PD w/SB [Edwards, Kidde] [SLC EST MODULES SENSORS] [*] [#2 SHARED ADDR ¦ SENSORS] KI-DDOS (C), SIGA2-COS w/SIGA-AB4G BASE, SIGA2-COS w/SIGA-AB4G-LF BASE, SIGA2-COS w/SIGA-AB4GT BASE, SIGA2-COS w/SIGA-IB BASE, SIGA2-COS w/SIGA-RB BASE, SIGA2-COS w/SIGA-SB BASE, S [Edwards, Kidde] [SLC EST SENSORS] [*] [#4 TYPE ADDR ¦ SENSORS] KI-DDOS (C), SIGA2-COS w/SIGA-AB4G BASE, SIGA2-COS w/SIGA-AB4G-LF BASE, SIGA2-COS w/SIGA-AB4GT BASE, SIGA2-COS w/SIGA-IB BASE, SIGA2-COS w/SIGA-RB BASE, SIGA2-COS w/SIGA-SB BASE, SIGA2-HCOS [Edwards, Kidde] [SLC EST MODULES/SENSORS] 01 [*] [iO64] DS-HFS (C), DS-PS (C), FX-HD w/IB4U BASE, FX-HD w/RB4U BASE, FX-HD w/SB4U BASE, FX-HD w/SB4U-LF BASE, FX-HD wB4U BASE, FX-PD w/B4U BASE (C), FX-PD w/IB4U BASE (C), FX-PD w/SB4U BASE (C), FX-PD w/SB
d2e2aa75-5108-46eb-b472-1e8875df7c26 |  |  |  | North | Brivo | Security/Access Control | Cards & Components |  |  |  | Card | TRUE | B-ACS6100-DB |  | Two-reader Door Expansion Board | 1 | [6 empty] | TRUE | [5 empty] | #FFFFFFFF |  |  | FALSE | FALSE | FALSE | [20 empty] | AUGUSTALIEN\aucon | 2023-03-07 15:46 | THOR\acont | 2024-10-09 10:48 | Cloned from New Part CLONED CLONED CLONED |  | [Brivo] B-ACS6100-DB
7586f368-c810-490d-9af1-1e8883bcaf4e | NFPA 170 ADDRESSABLE INPUT MONITOR MODULE |  |  | North | Farenhyt |  | Addressable Module |  |  |  | Module | TRUE | IDP-MINIMON | ++ | Mini monitoring module | 1 | 0.00035 | 0.00035 |  |  |  |  | FALSE | [5 empty] | #FFFF0000 | FA-NFPA 170 ADDRESSABLE INPUT MONITOR MODULE | 1 | FALSE | FALSE | FALSE | 1000 | [13 empty] | FALSE | [5 empty] | DESKTOP-7EIEB7A\acont | 2023-02-27 07:10 | THOR\acont | 2024-09-08 17:27 | Cloned from Silent Knight SK-MINIMON | [Farenhyt, Silent Knight] [SLC MODULES SENSORS] [*] [#1 SHARED ADDR ¦ MODULES] HFS-MM, Hood System/IDP-MINIMON, IDP-CONTROL, IDP-CONTROL-6, IDP-MINIMON, IDP-MON-10, IDP-MONITOR, IDP-MONITOR-2, IDP-PULL-DA, IDP-PULL-SA, IDP-RELAY, IDP-RELAY-6, IDP-RELAYMO [Farenhyt] [SLC IDP MODULES] [*] [#3 TYPE ADDR ¦ MODULES] CO1224TR w/ IDP-MINIMON, CO1224TR w/ IDP-MONITOR, Hood System/IDP-MINIMON, IDP-CONTROL, IDP-CONTROL-6, IDP-MINIMON, IDP-MON-10, IDP-MONITOR, IDP-MONITOR-2, IDP-PULL-DA, IDP-PULL-SA, IDP-RELAY, IDP | [Farenhyt, Silent Knight] IDP-MINIMON, SK-MINIMON
b0c3ea99-e922-425e-88b7-1e8a52d955e3 | NFPA 170 MANUAL PULL |  |  | North | Potter |  | Manual Station |  |  |  | Module | TRUE | PAD100-PSSA | + | Addressable Pull Station Single Action | 1 | 0.0002 | 0.0002 |  |  |  |  | FALSE | [5 empty] | #FFFF0000 | FA-NFPA 170 MANUAL PULL | 1 | FALSE | FALSE | FALSE | 957 | [13 empty] | FALSE | [7 empty] | THOR\acont | 2024-09-08 17:27 |  | [Potter] [SLC PAD] [*] [#1 SHARED ADDR ¦ MODULES] PAD100-DIM, PAD100-DIM CL-A, PAD100-LED, PAD100-LEDK, PAD100-MIM, PAD100-NAC, PAD100-OROI, PAD100-PSDA, PAD100-PSSA, PAD100-RM, PAD100-SIM, PAD100-SM, PAD100-TRTI, PAD100-TRTI CL-A, PAD100-ZM, PAD100-ZM C
6d01e688-d8bb-4e89-bf29-1e9e21de039c | BP WIRELESS REPEATER |  |  | North | BluePoint |  | Wireless Component |  |  |  | Module | TRUE | BP01-302 | ++ | RF Repeater-BR | 1 | 0.027 | 0.027 |  |  | 12 | [7 empty] | #FFFF0000 | FA-BP WIRELESS REPEATER | 1 | FALSE | FALSE | FALSE | [17 empty] | RPT |  |  | THOR\acont | 2024-04-12 13:09 | THOR\acont | 2024-09-08 17:27 | Cloned from BluePoint BP01-302 | [BluePoint, Bosch] [BOSCH WIRELESS] [ALL DEVICES ++] BP01-302, BP02-202M, BP02-202P, BP02-A202M, BP02-A202P, BP02-A202PH, BP03-302, BP03-A102M, BP03-A102P, RFBT-A, RFDL-11, RFDL-11-A, RFDL-11-CHI, RFDW-RM, RFDW-RM-A, RFDW-RM-CHI, RFDW-SM, RFDW-SM-A, RFDW [BluePoint, Bosch, Honeywell] [AUX POWER] [*] [12VDC ++] BP01-302, BP01-303, D125B, D185, DS1101i, DS1102i, DS1103i, DS1108i, DS936 (C), DS9360 (C), DS936B (C), DS936-CHI (C), DS936-FRA (C), DS937 (C), DS9370 (C), DS9371 (C), DS939 (C), DS939-CHI (C), EN
4247156f-131a-4e95-b6d8-1ea61fa3e296 | NFPA 170 DIGITAL ALARM COMMNUCATOR TRANSMITTER |  |  | North | Sigcom |  | Communicator |  |  |  | Module | TRUE | DTX 4 Zone |  | DTX Series Long Range Radio Alarm Transceivers (4 Zone) | 1 | 0 | 0 |  |  |  |  | FALSE | [5 empty] | #FFFF0000 | FA-NFPA 170 DIGITAL ALARM COMMNUCATOR TRANSMITTER | 1 | FALSE | FALSE | FALSE | 250 | [13 empty] | FALSE |  |  | 8 |  |  | DESKTOP-7SAL8M7\acont | 2020-09-14 15:10 | THOR\acont | 2024-09-08 17:27 | Cloned from Sigcom DTX 16 Zone |  | [Sigcom] DTX 4 Zone
2af68c94-ee6e-44d6-8ae6-1eacae53ae21 |  |  |  | North | Oracle |  | Hardware |  |  |  | Hardware | TRUE | FS1278 | ++ | 12V 8Ah Sealed Lead Acid AGM Battery | 1 | [6 empty] | FALSE | [5 empty] | #FFFFFFFF |  |  | FALSE | FALSE | FALSE | [14 empty] | FALSE | [5 empty] | THOR\acont | 2024-04-08 09:52 | THOR\acont | 2024-10-09 10:48 | Cloned from Oracle HD1290 CLONED CLONED
99180056-e67a-4a18-ab80-1eacbc687355 | NFPA 170 SPEAKER STROBE CEILING |  |  | North | Siemens |  | Speaker/Strobe |  |  |  | Module | TRUE | SET-177-CW-WP | 500-636190 | SET SPEAKER HI CANDELA CEILING WHITE WEATHERPROOF | 1 | [7 empty] | TRUE |  |  |  |  | #FF0070C0 | FA-NFPA 170 SPEAKER STROBE CEILING | 1 | FALSE | FALSE | FALSE | [20 empty] | DESKTOP-7SAL8M7\acont | 2019-08-13 09:04 | THOR\acont | 2024-09-08 17:27 |  | [Siemens] [AUDIO 25v] [25V AUDIO] SET-177-CR-WP (C), SET-177-CW-WP (C), SET-185-R-WP, SET-185-W-WP, SET-S17-CW-WP (C), SET-S17-R-WP, SET-S17-W-WP [Siemens] [NAC] [VDC] SET-177-CR-WP (C), SET-177-CW-WP (C) [Siemens] [AUDIO 70.7v] [70V AUDIO] SET-177-CR-WP (C), SET-177-CW-WP (C), SET-185-R-WP, SET-185-W-WP, SET-S17-CW-WP (C), SET-S17-R-WP, SET-S17-W-WP
cfe8db48-54f8-468a-8eb2-1eaf8f66f751 | NFPA 170 FIRE ALARM CONTROL UNIT | RISER FACP |  | North | Edwards |  | Fire Alarm Control Unit |  |  |  | Assembly | TRUE | FSP302G |  | FACP - 3 Cl 'B' IDCs, 2 Cl 'B' NACs, 120V, Gray | 1 | [6 empty] | FALSE | [5 empty] | #FFFF0000 | FA-NFPA 170 FIRE ALARM CONTROL UNIT | 1 | FALSE | FALSE | FALSE | 202 | [8 empty] | 7,12,18 |  |  |  |  | TRUE | [7 empty] | THOR\acont | 2024-09-08 17:27
7307af48-a4cc-4111-b58a-1eb3a8bb94ee |  |  |  | North | GRI PRODUCTS | Security/Access Control |  |  |  |  | Module | TRUE | 189-12WG |  |  | 1 | [12 empty] | #FFFFFFFF |  |  | FALSE | FALSE | FALSE | [20 empty] | THOR\acont | 2024-03-12 21:43 | THOR\acont | 2024-10-09 10:48
1edef534-50a8-4e80-a2b3-1eb564dfe64e | NFPA 170 SMOKE DETECTOR |  |  | North | MIRCOM |  | Smoke Detector |  |  |  | Module | TRUE | MIX-3100 w/ MIX-2001R |  | ADDRESSABLE PHOTOELECTRIC SMOKE DETECTOR w/ MIX-2001R RELAY BASE | 1 | 0.0003 | 0.0003 |  |  |  |  | FALSE | TRUE |  |  |  |  | #FFFF0000 | FA-NFPA 170 SMOKE DETECTOR | 1 | FALSE | FALSE | FALSE | 1408 | [13 empty] | FALSE | [7 empty] | THOR\acont | 2024-09-08 17:27 | 20191121 AC Detector with base | [MIRCOM] [SLC MODULES SENSORS] [*] [#2 SHARED ADDR ¦ SENSORS] DNR w/MIX-2251BR (C), DNR w/MIX-2351RAP (C), MIX-1251AP w/B200SR-LF-WH (C), MIX-1251AP w/B200SR-WH (C), MIX-1251AP w/B210LP (C), MIX-1251AP w/B224RB-WH (C), MIX-1251AP w/B501 (C), MIX-1251B w/ [MIRCOM] [SLC SENSORS] [*] [#4 TYPE ADDR ¦ SENSORS] DNR w/MIX-2251BR (C), DNR w/MIX-2351RAP (C), MIX-1251AP w/B200SR-LF-WH (C), MIX-1251AP w/B200SR-WH (C), MIX-1251AP w/B210LP (C), MIX-1251AP w/B224RB-WH (C), MIX-1251AP w/B501 (C), MIX-1251B w/B200SR-LF-
e043573e-9081-4714-933d-1ebccb58fc94 | NFPA 170 ADDRESSABLE OUTPUT MODULE |  |  | North | Honeywell |  | Addressable Control/Relay |  |  |  | Module | TRUE | 4204 | + | Relay Module | 1 | 0.015 | 0.04 |  |  |  |  | FALSE | [5 empty] | #FFFF0000 | FA-NFPA 170 ADDRESSABLE OUTPUT MODULE | 1 | FALSE | FALSE | FALSE | 1100 | [13 empty] | FALSE | [5 empty] | DESKTOP-QMKR22O\aucon | 2020-04-01 17:33 | THOR\acont | 2024-09-08 17:27 | Cloned from Honeywell 4101SN | [Ademco, Honeywell] [VPLEX] [*] 4101SN, 4190SN, 4193SN, 4204, 4204CF, 4208SN, 4208SNF, 4208U, 4209U, 4297, 5193SD (C), 5193SDT (C)
7461251a-ace3-460b-844c-1ec544358e9e | NFPA 170 SMOKE DETECTOR |  |  | North | Kidde |  | Smoke Detector |  |  |  | Module | TRUE | FX-PD w/SB4U-LF BASE | ++ | Intelligent Addressable Optical Smoke Detector | 1 | 4.5e-05 | 4.5e-05 |  |  |  |  | FALSE | TRUE |  |  |  |  | #FFFF0000 | FA-NFPA 170 SMOKE DETECTOR | 1 | FALSE | FALSE | FALSE | 1408 | [13 empty] | FALSE |  |  | LF |  |  | DESKTOP-7EIEB7A\acont | 2022-03-08 14:24 | THOR\acont | 2024-09-08 17:27 | Cloned from Edwards SIGA-PD w/SIGA-AB4G-LF BASE | [Kidde] [SLC EST MODULES SENSORS] [*] [#2 SHARED ADDR ¦ SENSORS] DS-HFS (C), DS-PS (C), FX-HD w/IB4U BASE, FX-HD w/RB4U BASE, FX-HD w/SB4U BASE, FX-HD w/SB4U-LF BASE, FX-HD wB4U BASE, FX-PD w/B4U BASE (C), FX-PD w/IB4U BASE (C), FX-PD w/SB4U BASE (C), FX [Edwards, Kidde] [AUX POWER] FX-HD w/SB4U-LF BASE, FX-PD w/SB4U-LF BASE (C), FX-PHD w/SB4U-LF BASE (C), SIGA2-COS w/SIGA-AB4G-LF BASE, SIGA2-HCOS w/SIGA-AB4G-LF BASE, SIGA2-HFS w/SIGA-AB4G-LF BASE, SIGA2-HRS w/SIGA-AB4G-LF BASE, SIGA2-PCOS w/SIGA-AB4G-LF [Edwards, Kidde] [SLC EST SENSORS] 01 [*] [EST3, iO1000] DS-HFS (C), DS-PS (C), FX-HD w/IB4U BASE, FX-HD w/RB4U BASE, FX-HD w/SB4U BASE, FX-HD w/SB4U-LF BASE, FX-HD wB4U BASE, FX-PD w/B4U BASE (C), FX-PD w/IB4U BASE (C), FX-PD w/SB4U BASE (C), FX-PD w/SB [Edwards, Kidde] [SLC EST MODULES/SENSORS] 01 [*] [iO64] DS-HFS (C), DS-PS (C), FX-HD w/IB4U BASE, FX-HD w/RB4U BASE, FX-HD w/SB4U BASE, FX-HD w/SB4U-LF BASE, FX-HD wB4U BASE, FX-PD w/B4U BASE (C), FX-PD w/IB4U BASE (C), FX-PD w/SB4U BASE (C), FX-PD w/SB [Kidde] [SLC EST SENSORS] [*] [#4 TYPE ADDR ¦ SENSORS] DS-HFS (C), DS-PS (C), FX-HD w/IB4U BASE, FX-HD w/RB4U BASE, FX-HD w/SB4U BASE, FX-HD w/SB4U-LF BASE, FX-HD wB4U BASE, FX-PD w/B4U BASE (C), FX-PD w/IB4U BASE (C), FX-PD w/SB4U BASE (C), FX-PD w/SB4U
fb1c1762-eb1f-4caf-bb12-1ec89ddef597 | NFPA 170 HORN |  |  | North | Siemens |  | Horn |  |  |  | Module | TRUE | ZH-R | 500-636159 | Z HORN RED | 1 | [12 empty] | #FF0070C0 | FA-NFPA 170 HORN | 1 | FALSE | FALSE | FALSE | 2010 | [19 empty] | DESKTOP-7SAL8M7\acont | 2019-08-13 09:04 | THOR\acont | 2024-09-08 17:27 | B,T | [Siemens] [NAC] [DC HIGH DB] ZH-R, ZH-W
98281470-4be8-421b-8439-1ecc40eab3e8 | NFPA 170 DIGITAL ALARM COMMNUCATOR TRANSMITTER | RISER DACT |  | North | Notifier |  | Communicator |  |  |  | Assembly | TRUE | 411UDAC | + | Digital Fire Alarm Communicator | 1 | [6 empty] | FALSE | FALSE |  |  |  |  | #FFFF0000 | FA-NFPA 170 DIGITAL ALARM COMMNUCATOR TRANSMITTER | 1 | FALSE | FALSE | FALSE | 250 | [8 empty] | 7,12,14 |  |  | 1.6 |  | TRUE | [5 empty] | DESKTOP-7SAL8M7\acont | 2019-09-30 13:03 | THOR\acont | 2024-09-08 17:27 | Cloned from Firelite 411UDAC
a6ab4085-d8ea-451e-884a-1ed3a42d36e3 |  |  |  | North | Bosch | [5 empty] | Module | TRUE | NIN-73013-A3A | * | Flex Dome IP Starlight 7000 1 MP HDR 3-9mm | 1 | [12 empty] | #FFFFFFFF |  |  | FALSE | FALSE | FALSE | [20 empty] | DESKTOP-7EIEB7A\acont | 2021-08-13 06:25 | THOR\acont | 2024-10-09 10:48
dfe4ab7a-52b4-4815-814c-1ed40d5004e4 |  |  |  | North | Notifier |  | Cards & Components |  |  |  | Card | TRUE | NFN-GW-EM-3 | + | NFN Gateway, embedded | 1 | 0.45 | 0.45 |  |  |  |  | TRUE | FALSE |  |  |  |  | #FFFFFFFF |  |  | FALSE | FALSE | FALSE | [14 empty] | FALSE | [7 empty] | THOR\acont | 2024-10-09 10:48 |  | [Det-Tronics, Edwards, Kidde, Notifier] [IDC] 01 30-3013, 30-3013 w/FMM-101, Q3013D, 5621 (C), 5622 (C), 5623 (C), 5624 (C), BNG-1, BNG-1F, BNG-1FTS, BNG-1R, BNG-1SP, BNG-1TS, BNG-1TSL, BNG-1TSR, BNG-1TSRL, CP-651 (C), HD-601 (C), HD-602 (C), HD-603 (C), [Notifier] [ETHERNET] BACNET-GW-3, NFN-GW-EM-3, OAX2-24V2 (LEDSIGN-GW) | [Notifier] BACNET-GW-3, NFN-GW-EM-3
6431ff33-2f1b-4936-b1b9-1ed669f4c5c0 | NFPA 170 HORN STROBE CEILING |  |  | North | Siemens |  | Horn/Strobe |  |  |  | Module | TRUE | SL2HSCR-N | S54329-F90-A1++ | Horn-Strobe, Ceiling, Clear, Red, No Lettering | 1 | [7 empty] | TRUE |  |  |  |  | #FF0070C0 | FA-NFPA 170 HORN STROBE CEILING | 1 | FALSE | FALSE | FALSE | 2023 | [19 empty] | DESKTOP-7EIEB7A\acont | 2023-08-03 09:28 | THOR\acont | 2024-09-08 17:27 | Cloned from Siemens SL2HSWR-N | [Siemens] [NAC] [24 VDC, HORN HIGH] SL2HSCR-A (C), SL2HSCR-AL (C), SL2HSCR-F (C), SL2HSCR-FB (C), SL2HSCR-N (C), SL2HSCW-A (C), SL2HSCW-AL (C), SL2HSCW-F (C), SL2HSCW-FB (C), SL2HSCW-N (C)
6029d59a-428f-4244-8a52-1edfd8a930ce | NFPA 170 HORN STROBE |  |  | North | Eaton Wheelock |  | Horn/Strobe |  |  |  | Module | TRUE | CH70-241575W-FR | ++ | Chime Strobe, 24 VDC, Red, 1575cd | 1 | [6 empty] | FALSE | FALSE |  |  |  |  | #FF0070C0 | FA-NFPA 170 HORN STROBE | 1 | FALSE | FALSE | FALSE | 2012 | [13 empty] | FALSE | [5 empty] | THOR\acont | 2023-10-23 17:08 | THOR\acont | 2024-09-08 17:27 | Cloned from Eaton Wheelock CH70-24-W | [Eaton Wheelock] [STROBE] [24VDC 4-WIRE STROBE ONLY] CH70-24110W-FR, CH70-241575W-FR, CH70-2415W-FR, CH70-2430W-FR, CH70-2475W-FR [Eaton Wheelock] [NAC] [24VDC] CH70-24110W-FR, CH70-241575W-FR, CH70-2415W-FR, CH70-2430W-FR, CH70-2475W-FR [Eaton Wheelock] [HORN] [24VDC 4-WIRE HORN ONLY] CH70-24110W-FR, CH70-241575W-FR, CH70-2415W-FR, CH70-2430W-FR, CH70-2475W-FR, CH70-24R, CH70-24-W
e2a07e7a-1408-426d-bdc6-1ee4d37a5746 |  |  |  | North | Edwards |  | Cards & Components |  |  |  | Card | TRUE | ANSXM8 |  | 8 transistor output/LED module. | 1 | 0.005 | 0.02 |  |  |  |  | TRUE | [5 empty] | #FFFFFFFF |  |  | FALSE | FALSE | FALSE |  | 300 | 300 | 300 | 300 | 300 | 300 | 300 | 300 | [5 empty] | FALSE | [7 empty] | THOR\acont | 2024-10-09 10:48
2561fd52-fba6-41f1-b4db-1ee625d5c6ac | NFPA 170 FIRE ALARM CONTROL UNIT | RISER FACP |  | North | Simplex |  | Fire Alarm Control Unit |  |  |  | Assembly | TRUE | 4010-9622 | ++ | Basic control unit with 2x40 LCD Operator Interface, 6 A ESS/battery charger, (1) Two-loop Isolated IDNet 2 Communications Channel and (1) Fourloop Isolated IDNet 2+2 Communications Module, Class A or Class B, with support for up to 500 addressable IDNet points; and (2) 3 A, Class B, IDNAC SLCs with support for up to 254 addressable notification appliances, Platinum | 1 | [6 empty] | TRUE | [5 empty] | #FFFF0000 | FA-NFPA 170 FIRE ALARM CONTROL UNIT | 1 | FALSE | FALSE | FALSE | 202 | [8 empty] | 7,12,18,26,33,55,65,110 |  | 50 |  |  | TRUE | [5 empty] | THOR\acont | 2024-11-06 11:50 |  |  | Cloned from Autocall A010-9622
f99a74b3-ab33-48e6-b052-1ee8d5dbe82c | NFPA 170 BATTERY CABINET |  |  | North | Monaco Enterprises |  | Enclosure |  |  |  | Module | TRUE | 081-172-00 | ++ | Batteries with enclosure: Four 12V/18 Ah batteries in a 20" H x 16" W x 6" D red, NEMA 3R battery enclosure with wire harness and tamper switch for use with BT-X 12VDC panels. Provides 12VDC 72Ah | 1 | [12 empty] | #FFFF0000 | FA-NFPA 170 BATTERY CABINET | 1 | FALSE | FALSE | FALSE | [20 empty] | DESKTOP-7EIEB7A\acont | 2022-11-08 11:38 | THOR\acont | 2024-09-08 17:27 | Cloned from Monaco Enterprises 081-156-00 CLONED CLONED CLONED
92f5d3f6-efaa-4551-af0d-1eeafbad2908 | NFPA 170 DOOR HOLDER |  |  | North | Potter |  | Door Holder |  |  |  | Module | TRUE | DH1224 |  | Electromagnetic Door Holder | 1 | 0.04 | [5 empty] | FALSE | [5 empty] | #FFFF0000 | FA-NFPA 170 DOOR HOLDER | 1 | FALSE | FALSE | FALSE | 2500 |  |  | 3550-1039:0100 | [10 empty] | FALSE | [5 empty] | DESKTOP-7EIEB7A\acont | 2022-01-11 12:25 | THOR\acont | 2024-09-08 17:27 | Cloned from Silent Knight DH24120 | [ASSA ABLOY, Bosch, Hochiki, N/A, Notifier, Potter, Rixson, RSG, Silent Knight, System Sensor] [AUX POWER] [DOOR RELEASE] 7200, ADI_K7-998TRI689, D370, D370C, DH Series, DH(1224)FPC, DH(1224)GPC, DH(1224)RPC, DH(1224)SPC, DH(24120)FPC, DH(24120)GPC, DH(2 [Bosch, Generic, Hochiki, N/A, Notifier, Potter, Rixson, RSG, Silent Knight, System Sensor] [RELAY] [DOOR RELEASE] 110VAC DOOR HOLDER, ADI_K7-998TRI689, D370, D370C, DH Series, DH(1224)FPC, DH(1224)GPC, DH(1224)RPC, DH(1224)SPC, DH(24120)FPC, DH(24120)GP [Potter] [AUX POWER] [*] DH1224, DH24120 [Bosch, Hochiki, N/A, Notifier, Potter, Rixson, RSG, Silent Knight, System Sensor] [AUX POWER] [DOOR RELEASE] ADI_K7-998TRI689, D370, D370C, DH Series, DH(1224)FPC, DH(1224)GPC, DH(1224)RPC, DH(1224)SPC, DH(24120)FPC, DH(24120)GPC, DH(24120)GPC2, DH(2412
6c180ef6-6385-44bd-964c-1ef11cae98bf | 170 BASIC SHAPE |  |  | North | Siemens |  | Hardware |  |  |  | Hardware | TRUE | OD-LP | 500-633016 | CLEAR LENS FOR CAB DOOR MOUNTS TO CAB OUTER DOOR | 1 | [12 empty] | #FFFF0000 | FA-170 BASIC SHAPE | 1 | FALSE | FALSE | FALSE | 5000 | [21 empty] | THOR\acont | 2024-09-08 17:27
19ade73f-59ee-4f16-8369-1f007f340378 | NFPA 170 SMOKE HEAT CO DETECTOR |  |  | North | MIRCOM |  | Smoke/Heat/CO Detector |  |  |  | Module | TRUE | MIX-FC351AP w/B501-WHITE | + | Advanced Multi-Criteria Fire/CO Detector (UL), Standard Base | 1 | 0.0002 | 0.0045 |  |  |  |  | FALSE | TRUE | FLUSH |  | 4" SQ. DEEP | 3 "O" PLASTER RING | #FFFF0000 | FA-NFPA 170 SMOKE HEAT CO DETECTOR | 1 | FALSE | FALSE | FALSE | 1408 |  |  | 7272-0028:0206 | [10 empty] | FALSE | [5 empty] | DESKTOP-7EIEB7A\acont | 2021-05-18 07:07 | THOR\acont | 2024-09-08 17:27 | Cloned from Notifier FCO-951 w/B300-6 | [MIRCOM] [SLC SENSORS] [*] [#4 TYPE ADDR ¦ SENSORS] DNR w/MIX-2251BR (C), DNR w/MIX-2351RAP (C), MIX-1251AP w/B200SR-LF-WH (C), MIX-1251AP w/B200SR-WH (C), MIX-1251AP w/B210LP (C), MIX-1251AP w/B224RB-WH (C), MIX-1251AP w/B501 (C), MIX-1251B w/B200SR-LF- [MIRCOM] [SLC MODULES SENSORS] [*] [#2 SHARED ADDR ¦ SENSORS] DNR w/MIX-2251BR (C), DNR w/MIX-2351RAP (C), MIX-1251AP w/B200SR-LF-WH (C), MIX-1251AP w/B200SR-WH (C), MIX-1251AP w/B210LP (C), MIX-1251AP w/B224RB-WH (C), MIX-1251AP w/B501 (C), MIX-1251B w/
6be55fac-16c5-45d3-81bc-1f070a6854d3 | NFPA 170 AMPLIFIER RACK | RISER AMP |  | North | Potter |  | Amplifier |  |  |  | Assembly | TRUE | PVC-DP100 (70V) | + | Distributed Panel, Dual Channel, 100W | 1 | [6 empty] | FALSE | [5 empty] | #FFFF0000 | FA-NFPA 170 AMPLIFIER RACK | 1 | FALSE | FALSE | FALSE | 300 | [8 empty] | 7,12,18 |  |  |  | 100 | TRUE | [5 empty] | DESKTOP-7SAL8M7\acont | 2020-11-03 16:06 | THOR\acont | 2024-09-08 17:27 | Cloned from Hochiki FNVDP100 (70V)
4545a87f-9968-494a-8485-1f07353c1013 | NFPA 170 FIRE ALARM CONTROL UNIT | RISER FACP |  | North | Siemens |  | Fire Alarm Control Unit |  |  |  | Assembly | TRUE | FS-250 | ++ | ASSEMBLY, FACP | 1 | [6 empty] | FALSE | [5 empty] | #FFFF0000 | FA-NFPA 170 FIRE ALARM CONTROL UNIT | 1 | FALSE | FALSE | FALSE | 202 | [8 empty] | 7,10,18,26,33,38 |  | 10 |  |  | TRUE | [7 empty] | THOR\acont | 2024-09-08 17:27
57456b8c-8daf-4ca8-8bb8-1f09513a2500 |  |  |  | North | Potter | [5 empty] | Module | TRUE | PFC-3002T |  | Conventional 2 Zone Fire Panel | 1 | [6 empty] | FALSE | [5 empty] | #FFFFFFFF |  |  | FALSE | FALSE | FALSE | [14 empty] | FALSE | [7 empty] | THOR\acont | 2024-10-09 10:48
edf8174b-3dd8-40e6-82e6-1f0e0485e5c0 | NFPA 170 SPEAKER STROBE CEILING |  |  | North | Edwards |  | Speaker/Strobe |  |  |  | Module | TRUE | GCSVHRF |  | Speaker/Strobe, Ceiling, Red, FIRE, High CD | 1 | [6 empty] | FALSE | TRUE |  |  |  |  | #FF0070C0 | FA-NFPA 170 SPEAKER STROBE CEILING | 1 | FALSE | FALSE | FALSE | 2020 | [13 empty] | FALSE |  |  | C |  |  | THOR\acont | 2024-09-17 10:07 | THOR\acont | 2024-10-09 10:48 | Cloned from Edwards GCSVRF | [Edwards, Kidde] [AUDIO 25v] [25V AUDIO] EGCSRF (C), EGCSRN (C), EGCSVHRF (C), EGCSVHRF-FR (C), EGCSVHRF-SP (C), EGCSVHRN (C), EGCSVHWA (C), EGCSVHWF (C), EGCSVHWF-FR (C), EGCSVHWF-SP (C), EGCSVHWN (C), EGCSVRF (C), EGCSVRN (C), EGCSVWA (C), EGC [Edwards, Kidde] [NAC] [24 FWR] EGCSVHRF (C), EGCSVHRF-FR (C), EGCSVHRF-SP (C), EGCSVHRN (C), EGCSVHWA (C), EGCSVHWF (C), EGCSVHWF-FR (C), EGCSVHWF-SP (C), EGCSVHWN (C), EGCVHRF (C), EGCVHRF-FR (C), EGCVHRF-SP (C), EGCVHRN (C), EGCVHWA (C), [Edwards, Kidde] [AUDIO 70.7v] [70V AUDIO] EGCSRF (C), EGCSRN (C), EGCSVHRF (C), EGCSVHRF-FR (C), EGCSVHRF-SP (C), EGCSVHRN (C), EGCSVHWA (C), EGCSVHWF (C), EGCSVHWF-FR (C), EGCSVHWF-SP (C), EGCSVHWN (C), EGCSVRF (C), EGCSVRN (C), EGCSVWA (C), E [Edwards, Kidde] [NAC] [24 VDC] EGCSVHRF (C), EGCSVHRF-FR (C), EGCSVHRF-SP (C), EGCSVHRN (C), EGCSVHWA (C), EGCSVHWF (C), EGCSVHWF-FR (C), EGCSVHWF-SP (C), EGCSVHWN (C), EGCVHRF (C), EGCVHRF-FR (C), EGCVHRF-SP (C), EGCVHRN (C), EGCVHWA (C),
db0a746e-f2c5-414f-bd8b-1f18d9ed6aee |  |  |  | North | Autocall | [5 empty] | Module | TRUE | A100-6310 | ++ | ES Net NIC cards for 4100ES, TrueSite Workstation, or Incident Commander, Two vertical blocks | 1 | 0.12 | 0.12 | [10 empty] | #FFFFFFFF |  |  | FALSE | FALSE | FALSE | [20 empty] | THOR\acont | 2024-02-22 16:22 | THOR\acont | 2024-10-09 10:48 | Cloned from Autocall A100-6104 CLONED
4b982b38-025d-4d6c-92f6-1f19203968be | NFPA 170 REMOTE EVACUATION AMPLIFIER CABINET | RISER LOC |  | North | Gamewell FCI |  | Amplifier Cabinet |  |  |  | Assembly | TRUE | E3 Series Voice Evac Assembly (2 x AM-50-70) | + | E3 Series Voice Evacuation Panel w/2 x AM-50-70 | 1 | [6 empty] | TRUE | [5 empty] | #FFFF0000 | FA-NFPA 170 REMOTE EVACUATION AMPLIFIER CABINET | 1 | FALSE | FALSE | FALSE | 300 | [13 empty] | TRUE | [5 empty] | THOR\acont | 2024-04-25 06:49 | THOR\acont | 2024-09-08 17:27 | Cloned from Gamewell FCI E3 Series Voice Evac Assembly (4 x AM-50-70)
c9d6bcc7-8b27-49b4-9fa7-1f19e8fe08a1 | NFPA 170 DUCT SMOKE DETECTOR |  |  | North | Notifier |  | Duct Smoke Detector |  |  |  | Module | TRUE | DNR w/FSP-951R | ++ | Intelligent Non-Relay Photoelectric Duct Detector/ FSP-951R. FlashScan and CLIP mode. | 1 | 0.0002 | 0.0045 |  |  |  |  | FALSE | TRUE | FLUSH |  | N/A | N/A | #FFFF0000 | FA-NFPA 170 DUCT SMOKE DETECTOR | 1 | FALSE | FALSE | FALSE | 1400 |  |  | 3242-1653:0209 | [10 empty] | FALSE | [5 empty] | DESKTOP-7SAL8M7\acont | 2019-09-30 13:37 | THOR\acont | 2024-09-08 17:27 | 20191121 AC Detector with base | [Honeywell, Notifier, System Sensor] [SLC SENSORS] [*] [#4 TYPE ADDR ¦ SENSORS] 2251B (C), 2251-COPTIR (C), 2251-COPTIR w/B200S-WH (C), 2251TB (C), 2251TMB (C), 5251B (C), 5251B-WP (C), 5251H (C), 5251RB (C), 5251RB-WP (C), 7251 (C), 7251DH (C), DH200LP [Honeywell, Notifier, System Sensor] [SLC MODULES SENSORS] [*] [#2 SHARED ADDR ¦ SENSORS] 2251B (C), 2251-COPTIR (C), 2251-COPTIR w/B200S-WH (C), 2251TB (C), 2251TMB (C), 5251B (C), 5251B-WP (C), 5251H (C), 5251RB (C), 5251RB-WP (C), 7251 (C), 7251DH (C) | [Fike, Firelite, Monaco Enterprises, Notifier, Space Age Electronics] 723-370-00, 723-371-00, D365PL, D4120, D4120W, DNR, DNR w/FIK‐2351R, DNR w/FSP-851R, DNR w/FSP-951R, DNR w/FSP-951R-IV, DNR w/NP-100R, DNR w/NP-200R, DNR w/SD365R, DNRW, DNRW w/FSP-951R
59b2e2dc-ffcd-49f6-9198-1f1f8729821a | NFPA 170 FIRE ALARM CONTROL UNIT | RISER TRANSPONDER |  | North | Autocall |  | Fire Alarm Control Unit |  |  |  | Assembly | TRUE | A100-9601 | + | Local Mode Transponder, includes bay equipment with power distribution interface, and A100-0625 Local Mode Transponder Interface Module mounted in Block A | 1 | [12 empty] | #FFFF0000 | FA-NFPA 170 FIRE ALARM CONTROL UNIT | 1 | FALSE | FALSE | FALSE | [20 empty] | DESKTOP-7EIEB7A\acont | 2022-04-14 08:58 | THOR\acont | 2024-09-08 17:27 | Cloned from Autocall A2975-9449
fa671a1b-39ed-4b40-a030-1f2035b3b5df |  |  |  | North | Siemens | [5 empty] | Module | TRUE | SB-5R | 310-019860 | SRFC MNTG BX,MS-51,500,MSX-1 SE | 1 | [12 empty] | #FFFFFFFF |  |  | FALSE | FALSE | FALSE | [20 empty] | DESKTOP-7SAL8M7\acont | 2019-08-13 09:04 | THOR\acont | 2024-10-09 10:48
1dc6a129-432f-4b8f-a40c-1f23f9614b72 |  |  |  | North | Bosch | [5 empty] | Module | TRUE | 563872 | * | PLUG IN COMMUNICATOR | 1 | [12 empty] | #FFFFFFFF |  |  | FALSE | FALSE | FALSE | [20 empty] | DESKTOP-7EIEB7A\acont | 2021-08-13 06:25 | THOR\acont | 2024-10-09 10:48
e25fca2b-49b7-4c58-9ea8-1f292d647714 | NFPA 170 STROBE WALL |  |  | North | Hochiki |  | Strobe |  |  |  | Module | TRUE | RSSA-24MCC-NW |  | Strobe, 24 Vdc, White, selectable, - Amber Lens | 1 | 0 | 0.11 |  |  |  |  | FALSE | FALSE |  | *Refer to Install Sheet |  |  | #FF0070C0 | FA-NFPA 170 STROBE WALL | 1 | FALSE | FALSE | FALSE | 2023 | [13 empty] | FALSE | [7 empty] | THOR\acont | 2024-09-08 17:27 |  | [Eaton Wheelock, Hochiki] [NAC] RSSA-24MCC-NW, RSSB-24MCC-NW, RSSG-24MCC-NW
98dc1b18-9ece-408b-a91d-1f2a6732ee6e | NFPA 170 HEAT DETECTOR |  |  | North | Kidde |  | Heat Detector |  |  |  | Module | TRUE | V-HRD | + | Vigilant series rate-of-rise heat detector | 1 | [6 empty] | FALSE | [5 empty] | #FFFF0000 | FA-NFPA 170 HEAT DETECTOR | 1 | FALSE | FALSE | FALSE | 1403 | [13 empty] | FALSE | [5 empty] | AULAPTOP-PC\Aulaptop | 2018-09-03 13:55 | THOR\acont | 2024-09-08 17:27 | 20191121 AC Detector without base | [Edwards, Kidde] [SLC EST SENSORS] 01 [*] [EST3, iO1000] DS-HFS (C), DS-PS (C), FX-HD w/IB4U BASE, FX-HD w/RB4U BASE, FX-HD w/SB4U BASE, FX-HD w/SB4U-LF BASE, FX-HD wB4U BASE, FX-PD w/B4U BASE (C), FX-PD w/IB4U BASE (C), FX-PD w/SB4U BASE (C), FX-PD w/SB [Kidde] [SLC EST SENSORS] [*] [#4 TYPE ADDR ¦ SENSORS] DS-HFS (C), DS-PS (C), FX-HD w/IB4U BASE, FX-HD w/RB4U BASE, FX-HD w/SB4U BASE, FX-HD w/SB4U-LF BASE, FX-HD wB4U BASE, FX-PD w/B4U BASE (C), FX-PD w/IB4U BASE (C), FX-PD w/SB4U BASE (C), FX-PD w/SB4U [Edwards, Kidde] [SLC EST MODULES/SENSORS] 01 [*] [iO64] DS-HFS (C), DS-PS (C), FX-HD w/IB4U BASE, FX-HD w/RB4U BASE, FX-HD w/SB4U BASE, FX-HD w/SB4U-LF BASE, FX-HD wB4U BASE, FX-PD w/B4U BASE (C), FX-PD w/IB4U BASE (C), FX-PD w/SB4U BASE (C), FX-PD w/SB [Kidde] [SLC EST MODULES SENSORS] [*] [#2 SHARED ADDR ¦ SENSORS] DS-HFS (C), DS-PS (C), FX-HD w/IB4U BASE, FX-HD w/RB4U BASE, FX-HD w/SB4U BASE, FX-HD w/SB4U-LF BASE, FX-HD wB4U BASE, FX-PD w/B4U BASE (C), FX-PD w/IB4U BASE (C), FX-PD w/SB4U BASE (C), FX
fbbe2095-45d5-4849-b289-1f2dc158a6b0 | NFPA 170 SPEAKER WALL |  |  | North | Edwards |  | Speaker |  |  |  | Module | TRUE | 90243A-803-07-L | UL1480 HyperSpike LineWave Loudspeaker Array 8 Gray | HyperSpike UL LineWave line array loudspeaker 8 Gray | 1 | [12 empty] | #FF0070C0 | FA-NFPA 170 SPEAKER WALL | 1 | FALSE | FALSE | FALSE | 2021 | [16 empty] | X8 |  |  | HOMEAUGUSTXPS-1\aucon | 2021-01-25 12:46 | THOR\acont | 2024-09-08 17:27 | August Added Hyperspike | [Edwards] [AUDIO 70.7v] 90243A-803-01-L, 90243A-803-05-L, 90243A-803-06-L, 90243A-803-07-L [Edwards] [AUDIO 25v] 90243A-803-01-L, 90243A-803-05-L, 90243A-803-06-L, 90243A-803-07-L
e0e5e7b7-4684-48b3-be71-1f344b8d2e96 | NFPA 170 DOOR HOLDER |  |  | North | Kidde |  | Door Holder |  |  |  | Module | TRUE | 1501-AQN5 |  | Single, Floor Mount, 24Vac/dc or 120Vac | 1 | 0.015 | [5 empty] | FALSE | [5 empty] | #FFFF0000 | FA-NFPA 170 DOOR HOLDER | 1 | FALSE | FALSE | FALSE | 2500 | [13 empty] | FALSE | [5 empty] | DESKTOP-7SAL8M7\acont | 2020-01-02 06:59 | THOR\acont | 2024-09-08 17:27 | Cloned from Edwards 1501-AQN5 | [Edwards, Kidde, LCN] [AUX POWER] 1501-AQN5, 1504-AQN5, 1505-AQN5, 1508-AQN5, 1509-AQN5, 2310ME, 3130SE, 4040SE, 4310 HSA, 4310ME, 4410 HSA, SEM7830, SEM7840, SEM7850
64eda846-ecc0-41a7-9156-1f34718a8af1 | NFPA 170 HORN STROBE |  |  | North | Eaton Wheelock |  | Horn/Strobe |  |  |  | Module | TRUE | EL4XSPSTA-ALW | ++ | Outdoor speaker/strobe, amber, white, alert | 1 | [6 empty] | TRUE | [5 empty] | #FF0070C0 | FA-NFPA 170 HORN STROBE | 1 | FALSE | FALSE | FALSE | 2020 | [16 empty] | WP |  |  | THOR\acont | 2025-01-28 12:43 |  |  | Cloned from Eaton Wheelock EL3RSPSTA-NW CLONED CLONED | [Eaton Wheelock] [AUDIO 70.7v] [70V AUDIO] EL3RSPK-NR, EL3RSPK-NW, EL3RSPSTA-ALW, EL3RSPSTA-NW, EL3RSPST-FR, EL3RSPST-FW, EL4XSPK-NR, EL4XSPK-NW, EL4XSPSTA-ALW, EL4XSPSTA-NW, EL4XSPST-FR, EL4XSPST-FW [Eaton Wheelock] [AUDIO 25v] [25V AUDIO] EL3RSPK-NR, EL3RSPK-NW, EL3RSPSTA-ALW, EL3RSPSTA-NW, EL3RSPST-FR, EL3RSPST-FW, EL4XSPK-NR, EL4XSPK-NW, EL4XSPSTA-ALW, EL4XSPSTA-NW, EL4XSPST-FR, EL4XSPST-FW [Eaton Wheelock] [NAC] [16-33 VFWR] EL3RSPSTA-ALW, EL3RSPSTA-NW, EL4XSPSTA-ALW, EL4XSPSTA-NW
8d7d248a-2c12-4092-8f1e-1f4085ed74b0 | NFPA 170 STROBE WALL |  |  | North | Edwards |  | Strobe |  |  |  | Module | TRUE | G4SEWA-R |  | White Strobe Expander, White, ALERT Marking, Red Lens | 1 | [6 empty] | TRUE | [5 empty] | #FF0070C0 | FA-NFPA 170 STROBE WALL | 1 | FALSE | FALSE | FALSE | [20 empty] | AUGUSTXPS17-EUP\aucon | 2022-08-27 12:20 | THOR\acont | 2024-09-08 17:27 | Cloned from Edwards G4SEWN-B CLONED CLONED CLONED CLONED CLONED CLONED CLONED | [Edwards] [NAC] [24 FWR] G4SERA-A, G4SEWA-A, G4SEWN-A [Edwards] [NAC] [24 VDC] G4SEWA-R, G4SEWF-R [Edwards] [NAC] [24 VDC] G4SERA-A, G4SEWA-A, G4SEWN-A [Edwards] [NAC] [24 FWR] G4SEWA-R, G4SEWF-R
90e9f2a8-16c5-47f3-a6c9-1f425d6e28c1 | NFPA 170 SMOKE DETECTOR |  |  | North | Hochiki |  | Smoke Detector |  |  |  | Module | TRUE | SLR-24H w/HSC-224L LATCHING LED BASE | SLR-24H w/HSC-224L LATCHING LED BASE | PHOTOELECTRIC SMOKE DETECTOR w/ LATCHING LED BASE | 1 |  | 0.188 |  |  |  |  | TRUE | TRUE |  | *Refer to Install Sheet |  |  | #FFFF0000 | FA-NFPA 170 SMOKE DETECTOR | 1 | FALSE | FALSE | FALSE | 1408 | [16 empty] | L |  |  | DESKTOP-0D6CQVA\lousc | 2019-10-12 06:54 | THOR\acont | 2024-09-08 17:27 | from Hochiki SLR-24V w/HSC-224L LATCHING LED BASE | [Hochiki] [IDC] 02 [IDC] SLR-24H w/HSC-220L LATCHING LED BASE (C), SLR-24H w/HSC-220R - 2 WIRE RELAY BASE (C), SLR-24H w/HSC-221L LATCHING LED BASE (C), SLR-24H w/HSC-221R - 2 WIRE RELAY BASE (C), SLR-24H w/HSC-224L LATCHING LED BASE (C), SLR-24H w/HSC-2
702886dd-e116-4a4d-a547-1f46f1d5dec7 |  |  |  | North | Firelite |  | Cards & Components |  |  |  | Card | TRUE | ANN-S/PG | + | Serial/Parallel Printer Interface Module | 1 | 0.045 | 0.045 |  |  |  |  | TRUE | FALSE |  |  |  |  | #FFFFFFFF |  |  | FALSE | FALSE | FALSE | [14 empty] | FALSE | [5 empty] | DESKTOP-7SAL8M7\acont | 2019-02-18 18:24 | THOR\acont | 2024-10-09 10:48 | Cloned from Firelite ANN-LC | [ADT Unimode, Eaton Wheelock, Farenhyt, Firelite, Gamewell FCI, Monaco Enterprises, Notifier, Potter, Secutron, Silent Knight] [AUX POWER] [*] 790-012-00, ACM-16ATF, ACM-30, ACM-32AF, ACM-48A, ACM-8RF, ADT-LCD-80, AEM-16ATF, AEM-32AF, AFM-16AF, AFM-16ATF [Farenhyt, Firelite, Gamewell FCI] [RS-485] ANN-100, ANN-80, ANN-80-W, ANN-I/O, ANN-I/O LED, ANN-LC, ANN-LED, ANN-RLED, ANN-RLY, ANN-S/PG, GFANN-80, GFANN-80-W, VW-DIS-D, W-DIS-D
ee18c1bc-6d94-44f7-a9be-1f4afe0d046d | NFPA 170 SPEAKER STROBE |  |  | North | Eaton Wheelock |  | Speaker/Strobe |  |  |  | Module | TRUE | ELSPSTR-M | + | WALL SPEAKER STROBE, RED, EMERGENGY | 1 | [6 empty] | TRUE | [5 empty] | #FF0070C0 | FA-NFPA 170 SPEAKER STROBE | 1 | FALSE | FALSE | FALSE | 2020 | [19 empty] | DESKTOP-7EIEB7A\acont | 2021-04-29 07:55 | THOR\acont | 2024-09-08 17:27 | Cloned from Eaton Wheelock ELSPSTR-AL CLONED | [Concealite, Eaton Wheelock] [AUDIO 70.7v] [70V AUDIO] ELSPKR, ELSPKR-AL, ELSPKRC (C), ELSPKRC-AL (C), ELSPKRC-N (C), ELSPKR-N, ELSPKW, ELSPKW-AL, ELSPKWC (C), ELSPKWC-AL (C), ELSPKWC-N (C), ELSPKW-N, ELSPSTR, ELSPSTR-AL, ELSPSTRC (C), ELSPSTRC-AL (C), E [Concealite, Eaton Wheelock] [AUDIO 25v] [25V AUDIO] ELSPKR, ELSPKR-AL, ELSPKRC (C), ELSPKRC-AL (C), ELSPKRC-N (C), ELSPKR-N, ELSPKW, ELSPKW-AL, ELSPKWC (C), ELSPKWC-AL (C), ELSPKWC-N (C), ELSPKW-N, ELSPSTR, ELSPSTR-AL, ELSPSTRC (C), ELSPSTRC-AL (C), ELS [Eaton Wheelock] [NAC] [24VFWR] ELSPSTR, ELSPSTR-AL, ELSPSTR-M, ELSPSTR-N, ELSPSTW, ELSPSTW-AL, ELSPSTW-M, ELSPSTW-N [Eaton Wheelock] [NAC] [24VDC] ELSPSTR, ELSPSTR-AL, ELSPSTR-M, ELSPSTR-N, ELSPSTW, ELSPSTW-AL, ELSPSTW-M, ELSPSTW-N
cf7c4e5a-6759-41c1-a2f6-1f4c170bbbf4 | NFPA 170 SPEAKER WALL |  |  | North | Federal Signal |  | Speaker |  |  |  | Module | TRUE | 300GCX-024 |  | SelecTone® Hazardous Location 15W Amplified Speaker, Gray, 24VDC - Requires Connection Kit | 1 | 0 | 0.67 |  |  |  |  | FALSE | [5 empty] | #FF0070C0 | FA-NFPA 170 SPEAKER WALL | 1 | FALSE | FALSE | FALSE | 2021 | [13 empty] | FALSE |  |  | HZ |  |  | DESKTOP-7SAL8M7\acont | 2020-11-17 10:48 | THOR\acont | 2024-09-08 17:27 | Cloned from Federal Signal SPHX | [Federal Signal] [AUDIO 70.7v] [70V AUDIO] 300GCX-024, 300GCX-024B [Federal Signal] [AUDIO 25v] [25V AUDIO] 300GCX-024, 300GCX-024B [Federal Signal] [AUX POWER] [*] 300GCX-024, 300GCX-024B, AM300GCX, AM302GCX
0c30efbb-5b4b-47ea-b225-1f4ff8cda387 |  |  |  | North | Edwards |  | Hardware |  |  |  | Hardware | TRUE | EVZSLED |  | In-graphic LED - Red, Yellow, or Green for EV graphics | 1 | [6 empty] | FALSE | [5 empty] | #FFFFFFFF |  |  | FALSE | FALSE | FALSE | [14 empty] | FALSE | [7 empty] | THOR\acont | 2024-10-09 10:48
9683cd47-c764-430e-8d2a-1f52379167d8 |  |  |  | North | Edwards |  | Hardware |  |  |  | Hardware | TRUE | 6263-EC |  | Air Velocity Test Kit | 1 | [6 empty] | FALSE | [5 empty] | #FFFFFFFF |  |  | FALSE | FALSE | FALSE | [14 empty] | FALSE | [7 empty] | THOR\acont | 2024-10-09 10:48
797476e3-c657-47bb-a90e-1f5702f6c510 | NFPA 170 FIRE ALARM CONTROL UNIT | RISER FACP |  | North | Bosch |  | Fire Alarm Control Unit |  |  |  | Assembly | TRUE | FPD-7024 | ++ | Fire Alarm Control Panel | 1 |  |  |  |  | 24 |  | TRUE | [5 empty] | #FFFF0000 | FA-NFPA 170 FIRE ALARM CONTROL UNIT | 1 | FALSE | FALSE | FALSE |  |  |  | 7165-1615:0227 | [5 empty] | 7,18 |  | 18 | 4 |  | TRUE | [5 empty] | DESKTOP-7EIEB7A\acont | 2021-10-06 11:52 | THOR\acont | 2024-09-08 17:27
5577b9c1-7791-44d7-809f-1f64a795f5e8 | NFPA 170 SPEAKER STROBE CEILING |  |  | North | Simplex |  | Speaker/Strobe |  |  |  | Module | TRUE | 49HFV-APPLC-BA | + | Ceiling mount Addressable High fidelity S/V appliance only. Assembled in USA | 1 | 0 | 0 |  |  |  |  | TRUE | TRUE |  |  |  |  | #FF0070C0 | FA-NFPA 170 SPEAKER STROBE CEILING | 1 | FALSE | FALSE | FALSE | 2019 | [16 empty] | C |  |  | DESKTOP-7EIEB7A\acont | 2022-02-21 14:58 | THOR\acont | 2024-09-08 17:27 | Cloned from Autocall A49HFV-APPLC-BA | [Autocall, Simplex] [AUDIO 25v] [25V AUDIO] 49HF-APPLC (C), 49HF-APPLC-BA (C), 49HFV-APPLC (C), 49HFV-APPLC-BA (C), 49HFVH-APPLC (C), 49HFVH-APPLC-BA (C), 49SO-APPLC (C), 49SO-APPLC-BA (C), 49SO-APPLC-O (C), 49SO-APPLC-O-BA (C), 49SV-APPLC (C), 49SV-APPL [Autocall, Simplex] [AUDIO 70.7v] [70V AUDIO] 49HF-APPLC (C), 49HF-APPLC-BA (C), 49HFV-APPLC (C), 49HFV-APPLC-BA (C), 49HFVH-APPLC (C), 49HFVH-APPLC-BA (C), 49SO-APPLC (C), 49SO-APPLC-BA (C), 49SO-APPLC-O (C), 49SO-APPLC-O-BA (C), 49SV-APPLC (C), 49SV-AP [Autocall, Simplex] [IDNac] [23VDC] 49HFV-APPLC (C), 49HFV-APPLC-BA (C), 49SV-APPLC (C), 49SV-APPLC-BA (C), 49VO-APPLC (C), 49VO-APPLC-BA (C), A49HFV-APPLC (C), A49HFV-APPLC-BA (C), A49SV-APPLC (C), A49SV-APPLC-BA (C), A49VO-APPLC (C), A49VO-APPLC-BA (C)
4c945ad4-72dd-4b49-864b-1f65ddf847eb | NFPA 170 STROBE WALL |  |  | North | Eaton Wheelock |  | Strobe |  |  |  | Module | TRUE | EL4XST-FW | ++ | WALL STROBE, WHITE, FIRE | 1 | [6 empty] | TRUE | [5 empty] | #FF0070C0 | FA-NFPA 170 STROBE WALL | 1 | FALSE | FALSE | FALSE | 2020 | [19 empty] | THOR\acont | 2024-08-16 07:56 | THOR\acont | 2024-09-08 17:27 | Cloned from Eaton Wheelock EL4XST-FR | [Eaton Wheelock] [NAC] [24VDC] EL3RMST, EL3RMTSTA, EL3RST-FR, EL3RST-FW, EL4XMST, EL4XMTSTA, EL4XST-FR, EL4XST-FW
ce004f26-2b06-4fe9-90e4-1f68c6d41807 |  |  |  | North | Siemens | [5 empty] | Module | TRUE | 40/40L4B-112SF | S54430-F203-A1 | UV/IR FLM 4.5U BIT WO1 75C 3/4" SS FM | 1 | [12 empty] | #FFFFFFFF |  |  | FALSE | FALSE | FALSE | [20 empty] | DESKTOP-7SAL8M7\acont | 2019-08-13 09:04 | THOR\acont | 2024-10-09 10:48
6fd711bf-81df-4269-8a6c-1f7ede0d16ff | NFPA 170 ADDRESSABLE INPUT MONITOR MODULE |  |  | North | Autocall |  | Addressable Module |  |  |  | Module | TRUE | A4090-9001 | + | IDNet Addressable Supervised Module IAM | 1 | 0.0008 | 0.001 |  |  |  |  | TRUE | [5 empty] | #FFFF0000 | FA-NFPA 170 ADDRESSABLE INPUT MONITOR MODULE | 1 | FALSE | FALSE | FALSE | 1000 | [19 empty] | DESKTOP-0D6CQVA\lousc | 2019-06-16 12:27 | THOR\acont | 2024-09-08 17:27 | Cloned from AutoCall A4090-9010 | [Autocall, Simplex] [IDNet] [MODULES ++] 2080-9056, 2080-9057, 2080-9067, 2080-9068, 2080-9069, 2080-9070, 4009-9201 Main Board, 4009-9401 Main Board, 4010-9901, 4090-5261, 4090-9001, 4090-9002, 4090-9005, 4090-9006, 4090-9008, 4090-9116, 4098-9019 (Cont | [Autocall, Simplex] 4090-9001, 4090-9116, A4090-9001, A4090-9051, A4090-9116, A4090-9117
b13be696-0434-454d-a5a6-1f8456ff0b91 | NFPA 170 DUCT SMOKE DETECTOR |  |  | North | NAPCO |  | Duct Smoke Detector |  |  |  | Module | TRUE | FWC-FSLC-DUCT | ++ | Addressable SLC Duct smoke detector, photoelectric | 1 | 0.011 | 0.001 |  |  | 24 |  |  | TRUE |  |  |  |  | #FFFF0000 | FA-NFPA 170 DUCT SMOKE DETECTOR | 1 | FALSE | FALSE | FALSE | 1400 | [19 empty] | DESKTOP-7SAL8M7\acont | 2020-01-21 11:59 | THOR\acont | 2024-09-08 17:27 |  | [NAPCO] [SLC NAPCO FIRE] 01 [*] FWC-FSLC-CZM, FWC-FSLC-DUCT (C), FWC-FSLC-EZM1, FWC-FSLC-EZM2, FWC-FSLC-HEAT w/FWC-FSLC-SMK6B, FWC-FSLC-ISO, FWC-FSLC-PULL, FWC-FSLC-PULL2, FWC-FSLC-PULLK, FWC-FSLC-PULLK2, FWC-FSLC-RM2, FWC-FSLC-SMK w/FWC-FSLC-SMK6B (C), [NAPCO] [AUX POWER] [AUX INPUT] FWC-FSLC-DUCT (C)
2c5a9ee0-fd5a-4dbf-bd8d-1f8951ba4391 | CADGEN AUX POWER SUPPLY | CADGEN AUX POWER SUPPLY |  | North | Elmdene |  | Auxilliary Power Supply |  |  |  | Assembly | TRUE | STX2401-C | + | STX Range 24V dc EN54 Power Supply Unit, 1A, 7AH | 1 | [6 empty] | FALSE | FALSE |  |  |  |  | #FFFF0000 | FA-CADGEN AUX POWER SUPPLY | 1 | FALSE | FALSE | FALSE | 212 | [8 empty] | 7 |  | 7 |  |  | TRUE | [5 empty] | DESKTOP-7EIEB7A\acont | 2023-02-13 10:25 | THOR\acont | 2024-09-08 17:27 | Cloned from Elmdene STX2401-T
67884567-fc52-4630-8bfc-1f8dd83eba1f | NFPA 170 SPEAKER STROBE |  |  | North | Siemens |  | Speaker/Strobe |  |  |  | Module | TRUE | SLSPSWR-M | S54329-F67-A2 | SLSPSWR-M SPK/ST,WALL,RED,EMGCY | 1 | [12 empty] | #FF0070C0 | FA-NFPA 170 SPEAKER STROBE | 1 | FALSE | FALSE | FALSE | 2019 | [19 empty] | DESKTOP-7SAL8M7\acont | 2019-08-13 09:04 | THOR\acont | 2024-09-08 17:27 |  | [Siemens] [NAC] [24 VDC] SLSPSWR-AL, SLSPSWR-ALA, SLSPSWR-F, SLSPSWR-M, SLSPSWR-N, SLSPSWR-NA, SLSPSWW-AL, SLSPSWW-ALA, SLSPSWW-F, SLSPSWW-M, SLSPSWW-N, SLSPSWW-NA, SLSWR-A, SLSWR-AL, SLSWR-ALA, SLSWR-F, SLSWR-FB, SLSWR-N, SLSWR-NA, SLSWW-AL, SLSWW-ALA, [Siemens] [AUDIO 25v] [25V AUDIO] SL2SPSCW-F (C), SLSPCR-A (C), SLSPCR-AL (C), SLSPCR-F (C), SLSPCR-N (C), SLSPCW-A (C), SLSPCW-AL (C), SLSPCW-F (C), SLSPCW-N (C), SLSPSCR-A (C), SLSPSCR-AL (C), SLSPSCR-ALA (C), SLSPSCR-F (C), SLSPSCR-N (C), SLSPSCR-NA ( [Siemens] [NAC] [16 VDC] SLSPSWR-AL, SLSPSWR-ALA, SLSPSWR-F, SLSPSWR-M, SLSPSWR-N, SLSPSWR-NA, SLSPSWW-AL, SLSPSWW-ALA, SLSPSWW-F, SLSPSWW-M, SLSPSWW-N, SLSPSWW-NA, SLSWR-A, SLSWR-AL, SLSWR-ALA, SLSWR-F, SLSWR-FB, SLSWR-N, SLSWR-NA, SLSWW-AL, SLSWW-ALA, [Siemens] [AUDIO 70.7v] [70V AUDIO] SL2SPSCW-F (C), SLSPCR-A (C), SLSPCR-AL (C), SLSPCR-F (C), SLSPCR-N (C), SLSPCW-A (C), SLSPCW-AL (C), SLSPCW-F (C), SLSPCW-N (C), SLSPSCR-A (C), SLSPSCR-AL (C), SLSPSCR-ALA (C), SLSPSCR-F (C), SLSPSCR-N (C), SLSPSCR-NA
1bd9851e-70f8-4e7a-aad3-1f93715a3976 |  |  |  | North | Simplex |  | Hardware |  |  |  | Hardware | TRUE | 2081-9288 | ++ | System Batteries, Sealed Lead-Acid, 12.7 Ah | 1 | 0 | 0 |  |  |  |  | TRUE | [5 empty] | #FFFFFFFF |  |  | FALSE | FALSE | FALSE | [20 empty] | THOR\acont | 2025-02-04 10:04 | THOR\acont | 2025-02-04 10:07 | Cloned from Simplex 2081-9274
517cb4ba-d79c-4d1a-87dd-1f99f4fcc002 | NFPA 170 MINI HORN |  |  | North | Potter |  | Horn |  |  |  | Module | TRUE | MH-12/24TR |  | Mini-Horn, Red, Terminals | 1 | 0 | 0.015 |  |  |  |  | FALSE | [5 empty] | #FF0070C0 | FA-NFPA 170 MINI HORN | 1 | FALSE | FALSE | FALSE | 2014 | [13 empty] | FALSE | [7 empty] | THOR\acont | 2024-09-08 17:27 |  | [Potter] [NAC] [UL MAX] MH-12/24R, MH-12/24TR, MH-12/24TW, MH-12/24W
75f63613-2bb2-4ec0-9b24-1f99f5df530e |  |  |  | North | Simplex |  | Cards & Components |  |  |  | Card | TRUE | 4009-9809 | + | IDNet Repeater, output is Class A or Class B | 1 | 0.07 | 0.07 |  |  |  |  | TRUE | [5 empty] | #FFFFFFFF |  |  | FALSE | FALSE | FALSE | [20 empty] | DESKTOP-7EIEB7A\acont | 2022-02-24 09:28 | THOR\acont | 2024-10-09 10:48 | Cloned from Autocall A009-9809 |  | [Autocall, Simplex] 4009-9809, A009-9809
5f79db65-2652-422e-9c4b-1f9bee768863 |  |  |  | North | Simplex |  | Cards & Components |  |  |  | Card | TRUE | 4002 4 Zone Adder Card | ++ | 4002 4 Zone Adder Card | 1 | 0.13 | 0.16 | 3 |  |  |  | TRUE | [5 empty] | #FFFFFFFF |  |  | FALSE | FALSE | FALSE | [14 empty] | FALSE | [5 empty] | XPS-17-9710\August | 2024-09-20 08:54 | THOR\acont | 2024-10-09 10:48 | Cloned from Simplex 4002 Main Board | [Simplex] [IDC] [#1 RELAY] 4002 4 Zone Adder Card, 4002 Main Board, 4006-910x Main Board, 4006-912x Main Board [Simplex] [IDC] [#2 RELAY] 4002 4 Zone Adder Card, 4002 Main Board, 4006-910x Main Board, 4006-912x Main Board | [Simplex] 4002 4 Zone Adder Card
c6702e35-6db6-45d2-89b5-1f9e6cb0a37d | NFPA 170 SPEAKER STROBE |  |  | North | Eaton Wheelock |  | Speaker/Strobe |  |  |  | Module | TRUE | ET70WP-2475W-FW w/WFP-W |  | Speaker/Strobe, wall, 24 VDC, WP, white weatherproof w/flush plate | 1 | 0 | 0.155 |  |  |  |  | FALSE | FALSE |  |  |  |  | #FF0070C0 | FA-NFPA 170 SPEAKER STROBE | 1 | FALSE | FALSE | FALSE | 2019 | [13 empty] | FALSE |  |  | WP |  |  | DESKTOP-7EIEB7A\acont | 2022-04-27 06:53 | THOR\acont | 2024-09-08 17:27 | Cloned from Eaton Wheelock ET70WP-2475W-FW w/IOB-W | [Eaton Wheelock, Hochiki] [AUDIO 70.7v] [70V AUDIO] ET70WP-24115C-FR (C), ET70WP-24115C-FW (C), ET70WP-24135C-FR (C), ET70WP-24135C-FW (C), ET70WP-24135W-FR (C), ET70WP-24135W-FW (C), ET70WP-24177C-FR (C), ET70WP-24177C-FW (C), ET70WP-24185W-FR, ET70WP-2 [Eaton Wheelock, Hochiki] [NAC] [UL 1971] ET70WP-2475W-FR, ET70WP-2475W-FR w/IOB-R, ET70WP-2475W-FR w/WFP-R, ET70WP-2475W-FW, ET70WP-2475W-FW w/IOB-R, ET70WP-2475W-FW w/IOB-W, ET70WP-2475W-FW w/WFP-W [Eaton Wheelock, Hochiki] [AUDIO 25v] [25V AUDIO] ET70WP-24115C-FR (C), ET70WP-24115C-FW (C), ET70WP-24135C-FR (C), ET70WP-24135C-FW (C), ET70WP-24135W-FR (C), ET70WP-24135W-FW (C), ET70WP-24177C-FR (C), ET70WP-24177C-FW (C), ET70WP-24185W-FR, ET70WP-241 [Eaton Wheelock, Hochiki] [NAC] [UL 1638 @ 77°F] ET70WP-2475W-FR, ET70WP-2475W-FR w/IOB-R, ET70WP-2475W-FR w/WFP-R, ET70WP-2475W-FW, ET70WP-2475W-FW w/IOB-R, ET70WP-2475W-FW w/IOB-W, ET70WP-2475W-FW w/WFP-W
b8925df5-e6b0-410e-9471-1fa1810f60f3 |  |  |  | North | Firelite |  | Cards & Components |  |  |  | Card | TRUE | ES-50X Main Board | ++ | Main Board | 1 | 0.141 | 0.257 | 2.7 |  |  |  | TRUE | FALSE |  |  |  |  | #FFFFFFFF |  |  | FALSE | FALSE | FALSE | [14 empty] | FALSE | [5 empty] | DESKTOP-7SAL8M7\acont | 2018-09-26 05:59 | THOR\acont | 2024-10-09 10:48 | Cloned from Firelite MS-9050UD Main Board | [Firelite] [IDC] 02 ACM-8RF, ANN-RLY, CDRM-300, CRF-300, CRF-300-6, ES-1000X MAIN BOARD, ES-200X MAIN BOARD with PWRMOD24, ES-200X MAIN BOARD without PWRMOD24, ES-50X Main Board, ES-50XP Main Board [Firelite] [IDC] 04 ACM-8RF, ANN-RLY, CRF-300-6, ES-1000X MAIN BOARD, ES-200X MAIN BOARD with PWRMOD24, ES-200X MAIN BOARD without PWRMOD24, ES-50X Main Board, ES-50XP Main Board [Ditek, Monaco Enterprises, Spectronix, WBOX] [VAC ] [VAC] 0E-SPROACHW, 210-524-00, DTK-120HW, DTK-120HWLOK, DTK-120HW-SS, DTK-1F, DTK-1FF, SA400 Main Board [ADT Unimode, AES, Firelite, NAPCO, Notifier] [VAC ] [VAC] 1640, 200UDLS Main Board, 411UDAC Main Board, ACC-25/50 Main Board, BE-500 CPU, CPU-N16LD, CPU-N16LND, ECC-125DA (25V) Main Board, ECC-50/100 Main Board (100W, 25V), ECC-50/100 Main Board (100W, [Firelite] [IDC] 03 ACM-8RF, ANN-RLY, CDRM-300, CRF-300-6, ES-1000X MAIN BOARD, ES-200X MAIN BOARD with PWRMOD24, ES-200X MAIN BOARD without PWRMOD24, ES-50X Main Board, ES-50XP Main Board | [Firelite] ES-50X Main Board, ES-50XP Main Board
f5e2fe9b-7db2-473b-80cc-1fa32cd57cad | NFPA 170 SPEAKER STROBE CEILING |  |  | North | System Sensor |  | Speaker/Strobe |  |  |  | Module | TRUE | SPSCWH | + | Speaker Strobe, High cd | 1 | 0 | 0.017 |  |  |  |  | FALSE | TRUE |  |  |  |  | #FF0070C0 | FA-NFPA 170 SPEAKER STROBE CEILING | 1 | FALSE | FALSE | FALSE | 2020 | [13 empty] | FALSE |  |  | C, WP |  |  | DESKTOP-7EIEB7A\acont | 2022-12-20 07:39 | THOR\acont | 2024-09-08 17:27 | Cloned from System Sensor SPSCWHK | [System Sensor] [NAC] [VDC, TEMPORAL HIGH] SCRHK (C), SCWHK (C), SPSCRH (C), SPSCWH (C), SPSCWHK (C), SPSCWHK-P (C), SPSRHK [BluePoint, System Sensor] [AUDIO 25v] [25V AUDIO] BP04-311P, SPCR (C), SPCW (C), SPCWK (C), SPRK, SPSCWH (C), SPSCWHK (C), SPSCWHK-P (C), SPSCWK (C), SPSCWK-CLR-ALERT (C), SPSRHK, SPSRK, SPSRK-P, SPSWK, SPSWK-CLR-ALERT, SPSWK-P, SPWK [System Sensor] [NAC] [VFWR, TEMPORAL HIGH] SCRHK (C), SCWHK (C), SPSCRH (C), SPSCWH (C), SPSCWHK (C), SPSCWHK-P (C), SPSRHK [BluePoint, System Sensor] [AUDIO 70.7v] [70V AUDIO] BP04-311P, SPCR (C), SPCW (C), SPCWK (C), SPRK, SPSCWH (C), SPSCWHK (C), SPSCWHK-P (C), SPSCWK (C), SPSCWK-CLR-ALERT (C), SPSRHK, SPSRK, SPSRK-P, SPSWK, SPSWK-CLR-ALERT, SPSWK-P, SPWK
00ea7319-9ef1-4d58-a987-1fa351787e6f |  |  |  | North | Siemens | [5 empty] | Module | TRUE | PAD-4-ENCL | 500-050081 | PAD-4 NAC expander enclosure | 1 | [12 empty] | #FFFFFFFF |  |  | FALSE | FALSE | FALSE | [20 empty] | DESKTOP-7SAL8M7\acont | 2019-08-13 09:04 | THOR\acont | 2024-10-09 10:48
900c9242-6989-41c6-8fc7-1fa3c9690f59 | NFPA 170 SMOKE DETECTOR |  |  | North | Edwards |  | Smoke Detector |  |  |  | Module | TRUE | SIGA-ISI w/SIGA-AB4G BASE | ++ | Ionization Smoke Detector, EN-54 Listed | 1 | 4.5e-05 | 4.5e-05 |  |  |  |  | FALSE | TRUE |  |  |  |  | #FFFF0000 | FA-NFPA 170 SMOKE DETECTOR | 1 | FALSE | FALSE | FALSE | 1408 | [13 empty] | FALSE | [7 empty] | THOR\acont | 2024-10-08 16:31 | 20191121 AC Detector with base | [Edwards, Kidde] [SLC EST MODULES SENSORS] [*] [#2 SHARED ADDR ¦ SENSORS] KI-DDOS (C), SIGA2-COS w/SIGA-AB4G BASE, SIGA2-COS w/SIGA-AB4G-LF BASE, SIGA2-COS w/SIGA-AB4GT BASE, SIGA2-COS w/SIGA-IB BASE, SIGA2-COS w/SIGA-RB BASE, SIGA2-COS w/SIGA-SB BASE, S [Edwards, Kidde] [SLC EST SENSORS] 01 [*] [EST3, iO1000] DS-HFS (C), DS-PS (C), FX-HD w/IB4U BASE, FX-HD w/RB4U BASE, FX-HD w/SB4U BASE, FX-HD w/SB4U-LF BASE, FX-HD wB4U BASE, FX-PD w/B4U BASE (C), FX-PD w/IB4U BASE (C), FX-PD w/SB4U BASE (C), FX-PD w/SB [Edwards, Kidde] [AUX POWER] FX-HD w/SB4U BASE, FX-PD w/SB4U BASE (C), FX-PHD w/SB4U BASE (C), KI-COD w/KI-ABST BASE (C), KI-HCD w/KI-ABST BASE, KI-HRD w/KI-ABST BASE, KI-PCD w/KI-ABST BASE (C), KI-PD w/KI-ABST BASE (C), KI-PHCD w/KI-ABST BASE (C), KI-PH [Edwards, Kidde] [SLC EST SENSORS] [*] [#4 TYPE ADDR ¦ SENSORS] KI-DDOS (C), SIGA2-COS w/SIGA-AB4G BASE, SIGA2-COS w/SIGA-AB4G-LF BASE, SIGA2-COS w/SIGA-AB4GT BASE, SIGA2-COS w/SIGA-IB BASE, SIGA2-COS w/SIGA-RB BASE, SIGA2-COS w/SIGA-SB BASE, SIGA2-HCOS [Edwards, Kidde] [SLC EST MODULES/SENSORS] 01 [*] [iO64] DS-HFS (C), DS-PS (C), FX-HD w/IB4U BASE, FX-HD w/RB4U BASE, FX-HD w/SB4U BASE, FX-HD w/SB4U-LF BASE, FX-HD wB4U BASE, FX-PD w/B4U BASE (C), FX-PD w/IB4U BASE (C), FX-PD w/SB4U BASE (C), FX-PD w/SB
0b9d47e3-d7b4-4a5f-ae5a-1fad81241e45 | NFPA 170 SPEAKER STROBE |  |  | North | Edwards |  | Speaker/Strobe |  |  |  | Module | TRUE | G4WN-S7VMG |  | 70V Speaker/Strobe, White, no markings, Multi-cd green | 1 | 0 | 0.078 |  |  |  |  | FALSE | [5 empty] | #FF0070C0 | FA-NFPA 170 SPEAKER STROBE | 1 | FALSE | FALSE | FALSE | 2019 | [13 empty] | FALSE | [7 empty] | THOR\acont | 2024-09-08 17:27 |  | [Edwards, Kidde] [NAC] [24 VDC] G4ERA-A, G4ERA-B, G4ERA-G, G4ERA-R, G4ERF-C, G4ERN-A, G4ERN-B, G4ERN-C, G4ERN-G, G4ERN-R, G4EWA-A, G4EWA-B, G4EWA-G, G4EWA-R, G4EWF-C, G4EWN-A, G4EWN-B, G4EWN-C, G4EWN-G, G4EWN-R, G4F-S2V1575, G4F-S2VM, G4F-S7V1575, G4F-S7 [Edwards, Kidde] [NAC] [16 VDC] G4ERA-A, G4ERA-B, G4ERA-G, G4ERA-R, G4ERF-C, G4ERN-A, G4ERN-B, G4ERN-C, G4ERN-G, G4ERN-R, G4EWA-A, G4EWA-B, G4EWA-G, G4EWA-R, G4EWF-C, G4EWN-A, G4EWN-B, G4EWN-C, G4EWN-G, G4EWN-R, G4F-S2V1575, G4F-S2VM, G4F-S7V1575, G4F-S7 [Edwards, Kidde] [AUDIO 70.7v] [70V AUDIO] G4F-S7, G4F-S7V1575, G4F-S7VM, G4HFRF-S7, G4HFRF-S7VMC, G4HFRN-S7, G4HFRN-S7VMC, G4HFWA-S7, G4HFWA-S7VMA, G4HFWA-S7VMC, G4HFWF-S7, G4HFWF-S7VMC, G4HFWN-S7, G4HFWN-S7VMA, G4HFWN-S7VMB, G4HFWN-S7VMC, G4RF-S7, G4RF
16203fdd-6b56-4957-ac88-1fae4ec2f95e | NFPA 170 STROBE WALL |  |  | North | Potter |  | Strobe |  |  |  | Module | TRUE | CSLP-24WB-WP |  | Strobe, Wall, White, Blue, Outdoor, Low Profile | 1 | 0 | 0.164 |  |  |  |  | FALSE | FALSE |  |  |  |  | #FF0070C0 | FA-NFPA 170 STROBE WALL | 1 | FALSE | FALSE | FALSE | 2023 | [13 empty] | FALSE | [7 empty] | THOR\acont | 2024-09-08 17:27 |  | [Potter] [NAC] [UL MAX, HIGH DB] CS-24B-WP, CS-24G-WP, CS-24R-WP, CS-24WB-WP, CS-24WG-WP, CS-24WR-WP, CSLP-24B-WP, CSLP-24G-WP, CSLP-24R-WP, CSLP-24WB-WP, CSLP-24WG-WP, CSLP-24WR-WP
5d8b7b2f-fa37-41b1-91a8-1fb2b625bb4d | NFPA 170 SPEAKER STROBE |  |  | North | Edwards |  | Speaker/Strobe |  |  |  | Module | TRUE | G4WA-S2VMR |  | 25V Speaker/Strobe, White, ALERT, Multi-cd red | 1 | 0 | 0.078 |  |  |  |  | FALSE | [5 empty] | #FF0070C0 | FA-NFPA 170 SPEAKER STROBE | 1 | FALSE | FALSE | FALSE | 2019 | [13 empty] | FALSE | [7 empty] | THOR\acont | 2024-09-08 17:27 |  | [Edwards, Kidde] [NAC] [24 VDC] G4ERA-A, G4ERA-B, G4ERA-G, G4ERA-R, G4ERF-C, G4ERN-A, G4ERN-B, G4ERN-C, G4ERN-G, G4ERN-R, G4EWA-A, G4EWA-B, G4EWA-G, G4EWA-R, G4EWF-C, G4EWN-A, G4EWN-B, G4EWN-C, G4EWN-G, G4EWN-R, G4F-S2V1575, G4F-S2VM, G4F-S7V1575, G4F-S7 [Edwards, Kidde] [AUDIO 25v] [25V AUDIO] EGCF-S2VMH (C), G4F-S2, G4F-S2V1575, G4F-S2VM, G4HFRF-S2, G4HFRF-S2VMC, G4HFRN-S2, G4HFRN-S2VMC, G4HFWA-S2, G4HFWA-S2VMA, G4HFWA-S2VMC, G4HFWF-S2, G4HFWF-S2VMC, G4HFWN-S2, G4HFWN-S2VMA, G4HFWN-S2VMC, G4RF-S2, G4RF [Edwards, Kidde] [NAC] [16 VDC] G4ERA-A, G4ERA-B, G4ERA-G, G4ERA-R, G4ERF-C, G4ERN-A, G4ERN-B, G4ERN-C, G4ERN-G, G4ERN-R, G4EWA-A, G4EWA-B, G4EWA-G, G4EWA-R, G4EWF-C, G4EWN-A, G4EWN-B, G4EWN-C, G4EWN-G, G4EWN-R, G4F-S2V1575, G4F-S2VM, G4F-S7V1575, G4F-S7
dc77de71-a257-4879-b47e-1fb4be8c6d5b | NFPA 170 FIRE ALARM CONTROL UNIT | RISER FACP |  | North | DMP |  | Fire Alarm Control Unit |  |  |  | Assembly | TRUE | XR550 |  | XR550 Fire Control Panel | 1 | [6 empty] | FALSE | FALSE |  |  |  |  | #FFFF0000 | FA-NFPA 170 FIRE ALARM CONTROL UNIT | 1 | FALSE | FALSE | FALSE | 202 | [8 empty] | 7,12,18 |  |  |  |  | TRUE | [5 empty] | DESKTOP-7EIEB7A\acont | 2022-03-10 06:44 | THOR\acont | 2024-09-08 17:27 | Cloned from DMP XR550
6f4cb5d5-40d5-4a99-80ba-1fc4bc2bc36b |  |  |  | North | Edwards |  | Cards & Components |  |  |  | Card | TRUE | 4-PPS/M | n | Primary Power Supply 120V | 1 | [6 empty] | TRUE | [5 empty] | #FFFFFFFF |  |  | FALSE | FALSE | FALSE | [20 empty] | DESKTOP-EUPOT3B\aucon | 2022-01-20 06:02 | THOR\acont | 2024-10-09 10:48 | Cloned from Edwards 3-PPS/M |  | [Edwards] 3-BBC/M, 3-BBC/M-230, 3-BBC/M-230-E, 3-PPS/M, 3-PPS/M-230, 3-PPS/M-230-E, 4-PPS/M, 4-PPS/M-230, 4-PPS/M-230-E
05e18e85-ea94-4a26-82bb-1fcbbf1a1ef4 |  |  |  | North | Notifier |  | Cards & Components |  |  |  | Card | TRUE | XPIQ-AA25 | + | Audio amplifier; 25 watts of power at 25 VRMS | 1 | 0.08 | 2.125 |  |  |  |  | TRUE | FALSE | SURFACE |  |  |  | #FFFFFFFF |  |  | FALSE | FALSE | FALSE | [9 empty] | 12,26 |  |  |  | 50 | FALSE | [5 empty] | THOR\acont | 2024-11-07 07:12 | THOR\acont | 2024-11-07 07:35 | Cloned from Notifier DAA2-5025 |  | [Notifier] XPIQ-AA25
83125b16-af7f-43c9-abfa-1fccc2ae0b61 |  |  |  | North | Bosch | [5 empty] | Module | TRUE | D122L | * | DUAL BTRY HARNESS LNG LDS 0000075268 | 1 | [12 empty] | #FFFFFFFF |  |  | FALSE | FALSE | FALSE | [20 empty] | DESKTOP-7EIEB7A\acont | 2021-08-13 06:25 | THOR\acont | 2024-10-09 10:48
d9dca813-5f00-46be-af50-1fced78fd9db |  |  |  | North | ProdataKey, Inc. |  | Cards & Components |  |  |  | Card | TRUE | 8DW Main Board |  | Main Board | 1 | [6 empty] | TRUE | [5 empty] | #FFFFFFFF |  |  | TRUE | FALSE | FALSE | [20 empty] | DESKTOP-7EIEB7A\acont | 2022-02-12 08:17 | THOR\acont | 2024-10-09 10:48 | Cloned from ProdataKey, Inc. 8DE Main Board |  | [ProdataKey, Inc.] 8DE Main Board, 8DW Main Board
c5d43fdf-99a5-4aa4-a4fb-1fd018c8e88c | NFPA 170 SMOKE DETECTOR |  |  | North | Simplex |  | Smoke Detector |  |  |  | Module | TRUE | 4098-9778 w/4098-9776 | + | TrueAlarm Photoelectric Smoke Detector w/TrueAlarm Standard Sensor Base - Black | 1 | 0.0008 | 0.001 |  |  |  |  | TRUE | TRUE |  |  |  |  | #FFFF0000 | FA-NFPA 170 SMOKE DETECTOR | 1 | FALSE | FALSE | FALSE | 1408 | [16 empty] | P |  |  | DESKTOP-7EIEB7A\acont | 2022-02-15 11:20 | THOR\acont | 2024-09-08 17:27 | Cloned from Autocall A4098-9778 w/A4098-9776 | [Autocall, Simplex] [IDNet] [SENSORS ++] 4098-9714 (C), 4098-9714 w/4098-9770 (C), 4098-9714 w/4098-9771 (C), 4098-9714 w/4098-9772 (C), 4098-9714 w/4098-9773 (C), 4098-9714 w/4098-9780 (C), 4098-9714 w/4098-9789 (C), 4098-9714 w/4098-9791 (C), 4098-9714
c9779bb1-4ed9-4da7-b0fd-1fd075cc439e |  |  |  | North | Edwards |  | Cards & Components |  |  |  | Card | TRUE | SIGA-AA30 | ++ | 30 Watt Intelligent Audio Amplifier | 2 | 0.002 | 1.55 |  |  |  |  | TRUE | [5 empty] | #FFFFFFFF |  |  | FALSE | FALSE | FALSE | [13 empty] | 30 | FALSE | [5 empty] | DESKTOP-7SAL8M7\acont | 2020-01-17 06:14 | THOR\acont | 2025-02-03 09:50 | Cloned from Kidde SIGA-AA30 | [Edwards, Kidde] [AMP POWER] [*] SIGA-AA30, SIGA-AA50 [Edwards, Kidde] [SLC EST MODULES SENSORS] [*] [#1 SHARED ADDR ¦ MODULES] GSA-UIO2R, GSA-UIO6, GSA-UIO6R, RZI16-2, SIGA-270, SIGA-270P, SIGA-278, SIGA-AA30, SIGA-AA50, SIGA-CC1, SIGA-CC1S, SIGA-CC2, SIGA-CC2A, SIGA-CR, SIGA-CR2, SIGA-CRH, SIGA-CRR, SIGA- [Edwards, Kidde] [AUDIO 25v] [25VRMS AUDIO IN] SIGA-AA30, SIGA-AA50 [Edwards, Kidde] [SLC EST MODULES] 01 [*] [EST3, iO1000 ] FX-2WIRE, FX-IDC1A, FX-IDC1B, FX-IDC2B, FX-IDCWS, FX-ISO, FX-NAC, GSA-CC1, GSA-CC1S, GSA-CC2, GSA-CT1, GSA-CT2, GSA-IO, GSA-MAB, GSA-MCC1, GSA-MCC1S, GSA-MCC2, GSA-MCT2, GSA-MIO, GSA-MM1, GSA-MRM1 [Edwards, Kidde] [AUDIO LOW] [1VRMS AUDIO IN] SIGA-AA30, SIGA-AA50 [Edwards, Kidde] [SLC EST MODULES] [*] [#3 TYPE ADDR ¦ MODULES] GSA-UIO2R, GSA-UIO6, GSA-UIO6R, RZI16-2, SIGA-270, SIGA-270P, SIGA-278, SIGA-AA30, SIGA-AA50, SIGA-CC1, SIGA-CC1S, SIGA-CC2, SIGA-CC2A, SIGA-CR, SIGA-CR2, SIGA-CRH, SIGA-CRR, SIGA-CT1, SIGA- [Edwards, Kidde] [SLC EST MODULES] 02 [EST3, iO1000 ] FX-IDC2B, FX-IDCWS, GSA-CT2, GSA-MCT2, GSA-REL, GSA-T3T4, GSA-WTM, SIGA-AA30, SIGA-AA50, SIGA-CC2, SIGA-CC2A, SIGA-CT2, SIGA-CT2I, SIGA-MCC2, SIGA-MCC2A, SIGA-MCT2, SIGA-MDM, SIGA-REL, SIGA-TCDR, SIGA | [Edwards, Kidde] SIGA-AA30 [Edwards, Kidde] SIGA-AA30, SIGA-AA50
4bf8ff76-c632-46fd-bd6d-1fd0accb1aba | NFPA 170 LOCAL OPERATOR CONSOLE | RISER LOC |  | North | Sigcom |  | Local Operator Console |  |  |  | Module | TRUE | MNS-LOC-R | + | Local Operating Console with Key Lock | 1 | 0.024 | 0.032 |  |  |  |  | TRUE | FALSE |  |  |  |  | #FFFF0000 | FA-NFPA 170 LOCAL OPERATOR CONSOLE | 1 | FALSE | FALSE | FALSE | 211 | [13 empty] | FALSE |  |  | LOC |  |  | DESKTOP-7EIEB7A\acont | 2021-03-11 16:20 | THOR\acont | 2024-09-08 17:27 | Cloned from Firelite ECC-LOC | [Sigcom] [AUX POWER] [*] [24VDC] MNS-LOC-R [Sigcom] [RS-485] [AUDIO LOOP] MNS-LOC-R [Sigcom] [RS-485] [DATA LOOP] MNS-LOC-R
5948843f-1a77-4991-b78c-1fd34a53e918 |  |  |  | North | Bosch | [5 empty] | Module | TRUE | NDA-U-PMTE | * | Pendant Pipe Extension, 20 Inch (50Cm) | 1 | [12 empty] | #FFFFFFFF |  |  | FALSE | FALSE | FALSE | [20 empty] | DESKTOP-7EIEB7A\acont | 2021-08-13 06:25 | THOR\acont | 2024-10-09 10:48
ecfec7eb-85f1-4203-b8aa-1fd931e608d4 | NFPA 170 FIRE ALARM CONTROL UNIT | RISER FACP |  | North | Edwards |  | Fire Alarm Control Unit |  |  |  | Assembly | TRUE | FSP302G-2 |  | FACP - 3 Cl 'B' IDCs, 2 Cl 'B' NACs, 230V, Gray | 1 | [6 empty] | FALSE | [5 empty] | #FFFF0000 | FA-NFPA 170 FIRE ALARM CONTROL UNIT | 1 | FALSE | FALSE | FALSE | 202 | [8 empty] | 7,12,18 |  |  |  |  | TRUE | [7 empty] | THOR\acont | 2024-09-08 17:27
d3b23d34-8b09-470c-b27d-1fda1c6b02e3 | NFPA 170 REMOTE ANNUNCIATOR |  |  | North | Simplex |  | Cards & Components |  |  |  | Module | TRUE | 4100-9404 | ++ | Remote ES Touch Screen Display, red | 1 | 0.16 | 0.225 |  |  |  |  | TRUE | [5 empty] | #FFFF0000 | FA-NFPA 170 REMOTE ANNUNCIATOR | 1 | FALSE | FALSE | FALSE | [20 empty] | THOR\acont | 2025-02-24 12:52 | THOR\acont | 2025-02-24 12:54 | Cloned from Simplex 4100-9616 | [Autocall, Simplex] [RUI] 4009-9401 Main Board, 4100-9404, 4100-9405, 4100-9616, 4100-9617, 4606-9202, A009-9401 Main Board, A009-970x MAIN BOARD, A009-970xx MAIN BOARD, A100-9404, A100-9405, A100-9616, A100-9617, A4606-9202
1a5d3530-1cab-4a0c-a802-1fe398443577 | NFPA 170 HEAT DETECTOR |  |  | North | Edwards |  | Heat Detector |  |  |  | Module | TRUE | SIGA-HRS w/SIGA-AB4G-LF BASE | ++ | Heat Detector, 15F ROR, 135F Fixed Temperature | 1 | 4.5e-05 | 4.5e-05 |  |  |  |  | FALSE | [5 empty] | #FFFF0000 | FA-NFPA 170 HEAT DETECTOR | 1 | FALSE | FALSE | FALSE | 1403 | [13 empty] | FALSE |  |  | LF |  |  |  |  | THOR\acont | 2024-10-08 16:33 | 20191121 AC Detector with base | [Edwards, Kidde] [AUX POWER] FX-HD w/SB4U-LF BASE, FX-PD w/SB4U-LF BASE (C), FX-PHD w/SB4U-LF BASE (C), SIGA2-COS w/SIGA-AB4G-LF BASE, SIGA2-HCOS w/SIGA-AB4G-LF BASE, SIGA2-HFS w/SIGA-AB4G-LF BASE, SIGA2-HRS w/SIGA-AB4G-LF BASE, SIGA2-PCOS w/SIGA-AB4G-LF [Edwards, Kidde] [SLC EST MODULES SENSORS] [*] [#2 SHARED ADDR ¦ SENSORS] KI-DDOS (C), SIGA2-COS w/SIGA-AB4G BASE, SIGA2-COS w/SIGA-AB4G-LF BASE, SIGA2-COS w/SIGA-AB4GT BASE, SIGA2-COS w/SIGA-IB BASE, SIGA2-COS w/SIGA-RB BASE, SIGA2-COS w/SIGA-SB BASE, S [Edwards, Kidde] [SLC EST SENSORS] [*] [#4 TYPE ADDR ¦ SENSORS] KI-DDOS (C), SIGA2-COS w/SIGA-AB4G BASE, SIGA2-COS w/SIGA-AB4G-LF BASE, SIGA2-COS w/SIGA-AB4GT BASE, SIGA2-COS w/SIGA-IB BASE, SIGA2-COS w/SIGA-RB BASE, SIGA2-COS w/SIGA-SB BASE, SIGA2-HCOS [Edwards, Kidde] [SLC EST MODULES/SENSORS] 01 [*] [iO64] DS-HFS (C), DS-PS (C), FX-HD w/IB4U BASE, FX-HD w/RB4U BASE, FX-HD w/SB4U BASE, FX-HD w/SB4U-LF BASE, FX-HD wB4U BASE, FX-PD w/B4U BASE (C), FX-PD w/IB4U BASE (C), FX-PD w/SB4U BASE (C), FX-PD w/SB [Edwards, Kidde] [SLC EST SENSORS] 01 [*] [EST3, iO1000] DS-HFS (C), DS-PS (C), FX-HD w/IB4U BASE, FX-HD w/RB4U BASE, FX-HD w/SB4U BASE, FX-HD w/SB4U-LF BASE, FX-HD wB4U BASE, FX-PD w/B4U BASE (C), FX-PD w/IB4U BASE (C), FX-PD w/SB4U BASE (C), FX-PD w/SB
50cec5cb-0222-456a-a259-1fe6aa157b43 |  |  |  | North | Edwards |  | Cards & Components |  |  |  | Card | TRUE | VS2-GC |  | FACP, 1-2 Loop, 500pt max, 4 Cl B NACs, gray, 120v, w/ 8RY LED, Cdn | 1 | [6 empty] | TRUE | [5 empty] | #FFFFFFFF |  |  | FALSE | FALSE | FALSE | [14 empty] | FALSE | [7 empty] | THOR\acont | 2024-10-09 10:48
04db782a-16fb-4838-b276-1fe92e324ba4 |  |  |  | North | Kidde |  | Cards & Components |  |  |  | Card | TRUE | ANS25MDG |  | OBSOLETE - 25W Audio Notification Panel, Gray | 1 | [6 empty] | TRUE | [5 empty] | #FFFFFFFF |  |  | FALSE | FALSE | FALSE | [14 empty] | FALSE | [5 empty] | DESKTOP-7SAL8M7\acont | 2020-01-02 07:17 | THOR\acont | 2024-10-09 10:48 | Cloned from Edwards ANS25MDG
7302c246-bd5a-49e4-bfe5-1feba37a9cd5 |  |  |  | North | Bosch |  | Hardware |  |  |  | Hardware | TRUE | D55 | ++ | Keypad desk stand | 1 | [12 empty] | #FFFFFFFF |  |  | FALSE | FALSE | FALSE | [20 empty] | DESKTOP-7EIEB7A\acont | 2022-07-25 08:25 | THOR\acont | 2024-10-09 10:48 | Cloned from Bosch D138
18e6efae-a669-4902-a253-1fed94b696a1 |  |  |  | North | Autocall |  | Cards & Components |  |  |  | Card | TRUE | A100-1282 |  | 8 Switch, 16 Red/Yellow LED Module | 1 | 0 | 0.024 |  |  |  |  | TRUE | [5 empty] | #FFFFFFFF |  |  | FALSE | FALSE | FALSE | [20 empty] | DESKTOP-0D6CQVA\lousc | 2019-07-07 17:57 | THOR\acont | 2024-10-09 10:48 | Cloned from AutoCall A100-1281
18a1041c-89aa-4da1-acb2-1fee1573a8eb |  |  |  | North | Firelite |  | Cards & Components |  |  |  | Card | TRUE | ECC-50W-25V | + | 25V, 50 Watt Audio Amplifier Module | 1 | 0.1 | 0.235 |  |  |  |  | TRUE | FALSE |  |  |  |  | #FFFFFFFF |  |  | FALSE | FALSE | FALSE | [14 empty] | FALSE | [7 empty] | THOR\acont | 2024-10-09 10:48
bff250f5-113c-4984-abfc-1ff828686710 |  |  |  | North | Notifier |  | Cards & Components |  |  |  | Card | TRUE | DVC-AO | + | Digital Voice Command, Analog Output | 1 | 0.175 | 0.175 |  |  |  |  | TRUE |  | SURFACE |  | PROVIDED ("WX"HX"D) | N/A | #FFFFFFFF |  |  | FALSE | FALSE | FALSE |  |  |  | 7165-0028:0224 | [10 empty] | FALSE | [7 empty] | THOR\acont | 2024-10-09 10:48 |  |  | [Notifier] DVC-AO
d950367a-bc9f-498d-860a-1ffd59db3c72 | CADGEN INPUT OUTPUT PANEL |  |  | North | ProdataKey, Inc. |  | Input/Output Panel |  |  |  | Assembly | TRUE | 8DW |  | Eight Door/Ten Floor Controller - Wireless | 1 | [6 empty] | TRUE | [5 empty] | #FFFF0000 | FA-CADGEN INPUT OUTPUT PANEL | 1 | FALSE | FALSE | FALSE | [17 empty] | 8 |  |  | DESKTOP-7EIEB7A\acont | 2022-02-12 08:17 | THOR\acont | 2024-09-08 17:27 | Cloned from ProdataKey, Inc. 8DE
b7ea4c27-453e-46cb-a85a-2005780996a3 | NFPA 170 HORN CEILING |  |  | North | Siemens |  | Horn |  |  |  | Module | TRUE | SL2FSCR-F | S54329-F111-A1++ | Sounder, Ceiling, Clear, Red, Fire | 1 | [7 empty] | TRUE |  |  |  |  | #FF0070C0 | FA-NFPA 170 HORN CEILING | 1 | FALSE | FALSE | FALSE | 2023 | [16 empty] | LF |  |  | DESKTOP-7EIEB7A\acont | 2023-08-03 12:10 | THOR\acont | 2024-09-08 17:27 | Cloned from Siemens SL2FSSCR-F | [Siemens] [NAC] [24 VDC, HORN TEMPORAL] SL2FSCR-AL (C), SL2FSCR-CO (C), SL2FSCR-F (C), SL2FSCR-N (C), SL2FSCW-AL (C), SL2FSCW-CO (C), SL2FSCW-F (C), SL2FSCW-N (C), SL2FSWR-AL, SL2FSWR-CO, SL2FSWR-F, SL2FSWR-N, SL2FSWW-AL, SL2FSWW-CO, SL2FSWW-F, SL2FSWW-N
d2172cd4-1174-486c-8350-2010f37e17be |  |  |  | North | MIRCOM | [5 empty] | Module | TRUE | QMP-5101N | ++ | Master Network Paging Control Module | 1 | 0.003 | 0.007 | [10 empty] | #FFFFFFFF |  |  | FALSE | FALSE | FALSE | [20 empty] | THOR\acont | 2024-02-24 16:13 | THOR\acont | 2024-10-09 10:48 |  | [MIRCOM] [IDC] 06 [PTT] QMP-5101N, QMP-5101NV [MIRCOM] [MIC] [MIC] QMP-5101N, QMP-5101NV
02b36fc9-5667-432d-b404-2017ed591134 | NFPA 170 SPEAKER CEILING |  |  | North | System Sensor |  | Speaker |  |  |  | Module | TRUE | SPCWL-TILE | + | Speaker Ceiling Tile, White | 1 | [6 empty] | FALSE | TRUE |  |  |  |  | #FF0070C0 | FA-NFPA 170 SPEAKER CEILING | 1 | FALSE | FALSE | FALSE | 2019 | [13 empty] | FALSE | [5 empty] | DESKTOP-7EIEB7A\acont | 2023-01-10 11:47 | THOR\acont | 2024-09-08 17:27 | Cloned from System Sensor SPCWL | [BluePoint, System Sensor] [AUDIO 25v] [25V AUDIO] BP04-511P (C), BP04-A511P (C), SPCRL (C), SPCWL (C), SPCWL-TILE (C), SPSCR (C), SPSCRH (C), SPSCRL (C), SPSCW (C), SPSCWL (C), SPSCWL-CLR-ALERT (C), SPSCWL-P (C), SPSCWL-SP (C), SPSCWL-TILE (C) [BluePoint, System Sensor] [AUDIO 70.7v] [70V AUDIO] BP04-511P (C), BP04-A511P (C), SPCRL (C), SPCWL (C), SPCWL-TILE (C), SPSCR (C), SPSCRH (C), SPSCRL (C), SPSCW (C), SPSCWL (C), SPSCWL-CLR-ALERT (C), SPSCWL-P (C), SPSCWL-SP (C), SPSCWL-TILE (C)
dc5d4156-0371-4779-9c18-201e02bb125b | CADGEN MOTION DETECTOR WALL |  |  | North | Bosch |  | Motion Detector |  |  |  | Module | TRUE | ISC-BDL2-W12HE | ++ | Motion detector, 12m, FR | 1 | 0.01 | 0.01 |  |  | 12 |  | FALSE | [5 empty] | #FFFF0000 | FA-CADGEN MOTION DETECTOR WALL | 1 | FALSE | FALSE | FALSE | [14 empty] | FALSE | [5 empty] | DESKTOP-7EIEB7A\acont | 2022-07-26 11:32 | THOR\acont | 2024-09-08 17:27 | Cloned from Bosch ISC-BDL2-W12GE | [BluePoint, Bosch, Honeywell] [AUX POWER] [*] [12VDC ++] BP01-302, BP01-303, D125B, D185, DS1101i, DS1102i, DS1103i, DS1108i, DS936 (C), DS9360 (C), DS936B (C), DS936-CHI (C), DS936-FRA (C), DS937 (C), DS9370 (C), DS9371 (C), DS939 (C), DS939-CHI (C), EN [Bosch, Optex] [IDC] 01 [INPUT] DS1101i, DS1102i, DS1103i, DS1108i, DS936 (C), DS9360 (C), DS936B (C), DS936-CHI (C), DS936-FRA (C), DS937 (C), DS9370 (C), DS9371 (C), DS939 (C), DS939-CHI (C), FX-360 (C), ISC-BDL2-W12G, ISC-BDL2-W12GE, ISC-BDL2-W12HE, I [Bosch, Optex] [ACCESS CONTROL INPUT] [*] [INPUT] DS1101i, DS1102i, DS1103i, DS1108i, DS936 (C), DS9360 (C), DS936B (C), DS936-CHI (C), DS936-FRA (C), DS937 (C), DS9370 (C), DS9371 (C), DS939 (C), DS939-CHI (C), FX-360 (C), ISC-BDL2-W12G, ISC-BDL2-W12GE,
b25b1f45-5af2-46d7-8dbb-201e48c3e176 | NFPA 170 SPEAKER STROBE |  |  | North | Edwards |  | Speaker/Strobe |  |  |  | Module | TRUE | 757-3A-RS25 |  | 30cdW, 15cdC Strobe, Re-Ent Speaker, 25V 2, 4, 8, 15w | 1 | [6 empty] | FALSE | [5 empty] | #FF0070C0 | FA-NFPA 170 SPEAKER STROBE | 1 | FALSE | FALSE | FALSE | 2019 | [13 empty] | FALSE | [7 empty] | THOR\acont | 2024-09-08 17:27
c6337280-2de4-4ba0-aafb-20211d9ab4ad | NFPA 170 HORN |  |  | North | Kidde |  | Horn |  |  |  | Module | TRUE | WGARF | ++ | Outdoor rated horn, red, fire | 1 | [6 empty] | FALSE | [5 empty] | #FF0070C0 | FA-NFPA 170 HORN | 1 | FALSE | FALSE | FALSE | 2010 | [13 empty] | FALSE |  |  | WP |  |  | THOR\acont | 2024-12-19 13:51 | THOR\acont | 2024-12-19 13:57 | Cloned from Edwards WGARF | [Edwards, Kidde] [NAC] [VDC, TEMPORAL] WGARA, WGARF, WGARF-FR, WGARF-SP, WGARN, WGAWA, WGAWF, WGAWF-FR, WGAWF-SP, WGAWN
829d9a13-fd94-438e-abab-20248767ece4 | NFPA 170 SPEAKER STROBE |  |  | North | Eaton Wheelock |  | Speaker/Strobe |  |  |  | Module | TRUE | E70-24MCWH-FR | + | Speaker/Strobe, 24 VDC, Multi-Candela, , 25/70 Vrms, red | 1 | 0 | 0.42 |  |  |  |  | FALSE | FALSE |  |  |  |  | #FF0070C0 | FA-NFPA 170 SPEAKER STROBE | 1 | FALSE | FALSE | FALSE | 2019 | [13 empty] | FALSE | [7 empty] | THOR\acont | 2024-09-08 17:27 |  | [Eaton Wheelock] [NAC] [UL MAX FWR] E70-24MCWH-FR, E70-24MCWH-FW, E90-24MCWH-FR, E90-24MCWH-FW [Bosch, Eaton Wheelock] [AUDIO 25v] [25V AUDIO] E70-24MCW-FR, E70-24MCW-FW, E70-24MCW-FW, E70-24MCWH-FR, E70-24MCWH-FW, E70-24W-FR, E90-24MCWH-FR, E90-24MCWH-FW [Bosch, Eaton Wheelock] [AUDIO 70.7v] [70V AUDIO] E70-24MCW-FR, E70-24MCW-FW, E70-24MCW-FW, E70-24MCWH-FR, E70-24MCWH-FW, E70-24W-FR, E90-24MCWH-FR, E90-24MCWH-FW
ba42b343-afb2-43ff-9917-202c75d9d772 |  |  |  | North | Siemens | [5 empty] | Module | TRUE | WBBS-R-3/4T-3/4B | 500-636130 | WEATHERPROOF BACK BOX 3/4" K.O. BLACK | 1 | [12 empty] | #FFFFFFFF |  |  | FALSE | FALSE | FALSE | [20 empty] | DESKTOP-7SAL8M7\acont | 2019-08-13 09:04 | THOR\acont | 2024-10-09 10:48
0d4116d6-4c85-4717-aee7-2032058916c6 |  |  |  | North | MIRCOM | [5 empty] | Module | TRUE | BB-1001DB | ++ | Remote Annunciator Enclosure Houses one module. “D” White “DR” Red "DS" Stainless Steel or "DB" for Black Door. | 1 | [12 empty] | #FFFFFFFF |  |  | FALSE | FALSE | FALSE | [20 empty] | THOR\acont | 2024-02-26 09:30 | THOR\acont | 2024-10-09 10:48 | Cloned from MIRCOM BB-1001D/DR/DS/DB
c0b844d3-f0ab-4be8-ae42-20325fc36946 |  |  |  | North | Edwards |  | Hardware |  |  |  | Hardware | TRUE | 3-CAB24D-E |  | Door Assembly for 3-CAB14, EN-54 | 1 | [12 empty] | #FFFFFFFF |  |  | FALSE | FALSE | FALSE | [20 empty] | DESKTOP-7SAL8M7\acont | 2019-12-13 12:52 | THOR\acont | 2024-10-09 10:48
5fba841b-ab4f-43f1-b868-203298361052 |  |  |  | North | Edwards |  | Hardware |  |  |  | Hardware | TRUE | 276B-RSB |  | Surface Box for SIGA-278, Red | 1 | [6 empty] | FALSE | [5 empty] | #FFFFFFFF |  |  | FALSE | FALSE | FALSE | [14 empty] | FALSE | [7 empty] | THOR\acont | 2024-10-09 10:48
e93fb8b1-b7fb-471a-a27a-203a309063fd |  |  |  | North | Edwards |  | Cards & Components |  |  |  | Card | TRUE | ANSBKUPA |  | Backup amplifier switching module - Class 'A' | 1 | 0.04 | 0.01 |  |  |  |  | TRUE | [5 empty] | #FFFFFFFF |  |  | FALSE | FALSE | FALSE | [14 empty] | FALSE | [7 empty] | THOR\acont | 2024-10-09 10:48
402d71fb-7758-4850-961f-203a676379d9 | NFPA 170 HORN STROBE |  |  | North | Kidde |  | Horn/Strobe |  |  |  | Module | TRUE | WGAVWF-FR | ++ | Outdoor rated horn-strobe, white, fire feu | 1 | [6 empty] | FALSE | [5 empty] | #FF0070C0 | FA-NFPA 170 HORN STROBE | 1 | FALSE | FALSE | FALSE | 2012 | [13 empty] | FALSE |  |  | WP |  |  | THOR\acont | 2024-12-19 13:51 | THOR\acont | 2024-12-19 13:57 | Cloned from Edwards WGAVWF-FR | [Edwards, Kidde] [NAC] [VDC, TEMPORAL] WGAVRA, WGAVRF, WGAVRF-FR, WGAVRF-SP, WGAVRN, WGAVWA, WGAVWF, WGAVWF-FR, WGAVWF-SP, WGAVWN
e9ed1770-3b40-4f66-ad43-2042f8320b24 | NFPA 170 GAS DETECTOR |  |  | North | Potter |  | Gas Detection |  |  |  | Module | TRUE | PAD300-CD w/PAD300-IB | ++ | Carbon-Monoxide Detector with 6” Base with an Isolator Module Included | 1 | 0.0006 | 0.0006 |  |  |  |  | FALSE | [5 empty] | #FFFF0000 | FA-NFPA 170 GAS DETECTOR | 1 | FALSE | FALSE | FALSE | 1402 | [13 empty] | FALSE |  |  | IB |  |  | DESKTOP-7EIEB7A\acont | 2023-01-19 17:12 | THOR\acont | 2024-09-08 17:27 | Cloned from Potter PAD100-CD w/PAD100-IB | [Potter] [SLC PAD] [*] [#2 SHARED ADDR ¦ SENSORS] PAD100-CD w/PAD100-4DB, PAD100-CD w/PAD100-6DB, PAD100-CD w/PAD100-IB, PAD100-CD w/PAD100-LFSB, PAD100-CD w/PAD100-RB, PAD100-CD w/PAD100-SB, PAD100-CD w/PAD100-SPKB, PAD100-DUCT (C), PAD100-DUCTR (C), PA
ca601080-870b-424b-9c32-204cade6650c | NFPA 170 REMOTE VOICE EVACUATION MICROPHONE |  |  | North | Block Definition Only |  | Remote Microphone |  |  |  | Module | TRUE | NFPA 170 REMOTE VOICE EVACUATION MICROPHONE |  | NFPA 170 REMOTE VOICE EVACUATION MICROPHONE | 1 | [12 empty] | #FFFF0000 | FA-NFPA 170 REMOTE VOICE EVACUATION MICROPHONE | 1 | FALSE | FALSE | FALSE | 265 | [19 empty] | AULAPTOP-PC\Aulaptop | 2020-03-26 07:41 | THOR\acont | 2024-09-08 17:27
6938cde9-f334-40de-a322-204fc49b78b7 |  |  |  | North | Altronix |  | Cards & Components |  |  |  | Card | TRUE | AL1042ULADA Main Board | ++ | Main Board | 1 | 0.09 | 0.175 | 10 |  | 24 |  | TRUE | FALSE |  |  |  |  | #FFFFFFFF |  |  | FALSE | FALSE | FALSE | [14 empty] | FALSE | [5 empty] | DESKTOP-7EIEB7A\acont | 2022-09-14 10:52 | THOR\acont | 2024-10-09 10:48 | Cloned from Altronix AL802ULADA Main Board | [Altronix, BluePoint] [IDC] [#2 BATTERY] AL1042ULADA Main Board, AL1042ULADA Main Board COPY, AL842ULADA Main Board, BP-AL802JGBP Main Board [Altronix, BluePoint] [NAC Trigger] [#1 INPUT] AL1042ULADA Main Board, AL1042ULADA Main Board COPY, AL842ULADA Main Board, BP-AL802JGBP Main Board [Altronix, BluePoint] [IDC] [#1 AC FAILURE] AL1042ULADA Main Board, AL1042ULADA Main Board COPY, AL842ULADA Main Board, BP-AL802JGBP Main Board | [Altronix, BluePoint] AL1042ULADA Main Board, AL1042ULADA Main Board COPY, AL842ULADA Main Board, BP-AL802JGBP Main Board
ce89f624-5642-4d12-8317-2057a6c36bf4 | NFPA 170 SMOKE DETECTOR |  |  | North | Edwards |  | Smoke Detector |  |  |  | Module | TRUE | 521NCSXT |  | 2W Sm Det, 8.5-33Vdc w/sm heat 135FT & RR, 85dbA Sounder | 1 |  | 0.03 |  |  |  |  | FALSE | TRUE |  |  |  |  | #FFFF0000 | FA-NFPA 170 SMOKE DETECTOR | 1 | FALSE | FALSE | FALSE | 1408 | [13 empty] | FALSE | [7 empty] | THOR\acont | 2024-09-08 17:27 | 20191121 AC Detector without base | [Edwards] [IDC] 14 521NCSXT (C)
050614b5-c6f8-4e31-8305-205ac7f88006 |  |  |  | North | Siemens |  | Hardware |  |  |  | Hardware | TRUE | SLSPBBCW | S54329-F55-A2 | SLSPBBCW BACKBOX,SPK,CLG,WHT,SURF | 1 | [7 empty] | TRUE |  |  |  |  | #FFFFFFFF |  |  | FALSE | FALSE | FALSE | [20 empty] | DESKTOP-7SAL8M7\acont | 2019-08-13 09:04 | THOR\acont | 2024-10-09 10:48
cd70e817-4d59-468f-af37-2060c5ed2495 | NFPA 170 SPEAKER WALL |  |  | North | Siemens |  | Speaker |  |  |  | Module | TRUE | S-LP70 | + | Speaker, 70v | 1 | [6 empty] | FALSE | FALSE |  |  |  |  | #FF0070C0 | FA-NFPA 170 SPEAKER WALL | 1 | FALSE | FALSE | FALSE | 2021 | [13 empty] | FALSE | [5 empty] | DESKTOP-7EIEB7A\acont | 2021-08-17 09:36 | THOR\acont | 2024-09-08 17:27 | Cloned from Eaton Wheelock ET70-R | [Siemens] [AUDIO 70.7v] [70V AUDIO] S-LP70, S-LP70-C (C), S-LP70-MCS
a8384a33-a0ca-463c-abfb-2065758a725d | NFPA 170 HEAT DETECTOR |  |  | North | Autocall |  | Heat Detector |  |  |  | Module | TRUE | A4098-9614 w/A4098-9683 | + | Electronic Heat Detector 2-Wire 200° F (93° C) with auxiliary alarm relay output | 1 | 0.0001 | 0 |  |  |  |  | TRUE | TRUE | Ceiling Mount; For Drop Ceiling use Caddy Bar 512 or Equal. |  |  |  | #FFFF0000 | FA-NFPA 170 HEAT DETECTOR | 1 | FALSE | FALSE | FALSE | 1403 |  |  |  |  | 521 | [11 empty] | 200 |  |  | DESKTOP-7EIEB7A\acont | 2022-02-15 10:16 | THOR\acont | 2024-09-08 17:27 | Cloned from Autocall A4098-9614 w/A4098-9683 | [Autocall, Simplex] [IDC] 01 2098-9201 (C), 2098-9202 (C), 2098-9203 (C), 2098-9208 (C), 2098-9576 (C), 2099-9101 (C), 2099-9102 (C), 2099-9103 (C), 2099-9104 (C), 2099-9105 (C), 2099-9107 (C), 2099-9108 (C), 2099-9754 (C), 2099-9755 (C), 2099-9756 (C),
d0e8d8c8-50d1-4d33-9a9d-206ee231cde5 | NFPA 170 SMOKE DETECTOR |  |  | North | Kidde |  | Smoke Detector |  |  |  | Module | TRUE | FX-PD w/IB4U BASE | ++ | Intelligent Addressable Optical Smoke Detector | 1 | 4.5e-05 | 4.5e-05 |  |  |  |  | FALSE | TRUE |  |  |  |  | #FFFF0000 | FA-NFPA 170 SMOKE DETECTOR | 1 | FALSE | FALSE | FALSE | 1408 | [13 empty] | FALSE | [5 empty] | DESKTOP-7EIEB7A\acont | 2022-03-08 14:24 | THOR\acont | 2024-09-08 17:27 | Cloned from Edwards SIGA-PD w/SIGA-IB BASE | [Edwards, Kidde] [SLC EST SENSORS] 01 [*] [EST3, iO1000] DS-HFS (C), DS-PS (C), FX-HD w/IB4U BASE, FX-HD w/RB4U BASE, FX-HD w/SB4U BASE, FX-HD w/SB4U-LF BASE, FX-HD wB4U BASE, FX-PD w/B4U BASE (C), FX-PD w/IB4U BASE (C), FX-PD w/SB4U BASE (C), FX-PD w/SB [Edwards, Kidde] [SLC EST MODULES/SENSORS] 01 [*] [iO64] DS-HFS (C), DS-PS (C), FX-HD w/IB4U BASE, FX-HD w/RB4U BASE, FX-HD w/SB4U BASE, FX-HD w/SB4U-LF BASE, FX-HD wB4U BASE, FX-PD w/B4U BASE (C), FX-PD w/IB4U BASE (C), FX-PD w/SB4U BASE (C), FX-PD w/SB [Kidde] [SLC EST SENSORS] [*] [#4 TYPE ADDR ¦ SENSORS] DS-HFS (C), DS-PS (C), FX-HD w/IB4U BASE, FX-HD w/RB4U BASE, FX-HD w/SB4U BASE, FX-HD w/SB4U-LF BASE, FX-HD wB4U BASE, FX-PD w/B4U BASE (C), FX-PD w/IB4U BASE (C), FX-PD w/SB4U BASE (C), FX-PD w/SB4U [Kidde] [SLC EST MODULES SENSORS] [*] [#2 SHARED ADDR ¦ SENSORS] DS-HFS (C), DS-PS (C), FX-HD w/IB4U BASE, FX-HD w/RB4U BASE, FX-HD w/SB4U BASE, FX-HD w/SB4U-LF BASE, FX-HD wB4U BASE, FX-PD w/B4U BASE (C), FX-PD w/IB4U BASE (C), FX-PD w/SB4U BASE (C), FX
7830bf52-9c08-4514-af4e-207d95b1a25e |  |  |  | North | Notifier |  | Cards & Components |  |  |  | Card | TRUE | B200SR-WH |  | Intelligent Sounder Base | 1 | [6 empty] | TRUE | FALSE |  |  |  |  | #FFFFFFFF |  |  | FALSE | FALSE | FALSE | [14 empty] | FALSE | [7 empty] | THOR\acont | 2024-10-09 10:48 |  | [Notifier] [AUX POWER] B200SR-WH, FSD-751P w/B200SR (C), FSD-751PL w/B200SR (C), FSD-751RP w/B200SR (C), FSD-751RPL w/B200SR (C), FSI-851 w/B200SR (C), FSL-751 w/B200SR (C), FSP-851 w/B200SR (C), FSP-851T w/B200SR (C), FST-851 w/B200SR (C), FST-851H w/B2
4f93890a-0a60-4f53-a114-2080ff344f27 |  |  |  | North | Potter | [5 empty] | Module | TRUE | FSS-26T |  | Dynamic Flat Trumpet Siren | 1 | [6 empty] | FALSE | [5 empty] | #FFFFFFFF |  |  | FALSE | FALSE | FALSE | [14 empty] | FALSE | [7 empty] | THOR\acont | 2024-10-09 10:48
80765a49-3fc4-4c99-a703-2082fd2e072f |  |  |  | North | Edwards |  | Hardware |  |  |  | Hardware | TRUE | CBA48-FVT |  | Vertical Flush Vertical Trim, gray, for CBA48 wall box | 1 | [6 empty] | FALSE | [5 empty] | #FFFFFFFF |  |  | FALSE | FALSE | FALSE | [14 empty] | FALSE | [7 empty] | THOR\acont | 2024-10-09 10:48
a451f917-9aa4-4eaf-bd1a-208ba5d56475 | NFPA 170 FIRE ALARM CONTROL UNIT | RISER FACP |  | North | Advanced |  | Fire Alarm Control Unit |  |  |  | Assembly | TRUE | AX-CTL-1CG |  | Fire Alarm Control Panel 1 loop with 2 NAC ckts small cabinet grey (obsolete) | 1 | [6 empty] | FALSE | [5 empty] | #FFFF0000 | FA-NFPA 170 FIRE ALARM CONTROL UNIT | 1 | FALSE | FALSE | FALSE | 202 | [8 empty] | 7,12,18 |  |  |  |  | TRUE | [7 empty] | AUGUSTALIEN\aucon | 2025-02-14 18:13
47218521-64c7-4ea6-aedb-208ed63a58d7 | NFPA 170 ADDRESSABLE INPUT MONITOR MODULE |  |  | North | DMP |  | Addressable Module |  |  |  | Module | TRUE | 714-8 |  | 8 Zone Input Module, gray Model 340 enclosure | 1 | 0.0328 | 0.036 |  |  |  |  | FALSE | [5 empty] | #FFFF0000 | FA-NFPA 170 ADDRESSABLE INPUT MONITOR MODULE | 1 | FALSE | FALSE | FALSE | 1000 | [13 empty] | FALSE |  |  | 8 |  |  | DESKTOP-7SAL8M7\acont | 2020-08-19 11:22 | THOR\acont | 2024-09-08 17:27 | Cloned from DMP 714 | [BluePoint, DMP] [DMP LX BUS] [*] [LX BUS] 712-8, 714, 714-16, 714-16L-G, 714-16L-R, 714-16PCB, 714-16-R, 714-8, 714-8L-G, 714-8L-R, 714-8PCB, 714-8-R, 715-16, 715-16PCB, 715-8, 715-8 COPY, 715-8PCB, BP-DHE-714-8 | [BluePoint, DMP] 712-8, 714-8, 714-8L-G, 714-8L-R, 714-8PCB, 714-8-R, 715-8, 715-8 COPY, 715-8PCB, BP-DHE-714-8
931ae79b-9c13-4f38-bfed-2091309cbd93 | NFPA 170 SMOKE DETECTOR |  |  | North | MIRCOM |  | Smoke Detector |  |  |  | Module | TRUE | MIX-1251AP w/B200SR-WH | + | Intelligent Ionization Smoke Sensor, Sounder Base | 1 | 0.0003 | 0.0065 |  |  |  |  | FALSE | TRUE |  |  |  |  | #FFFF0000 | FA-NFPA 170 SMOKE DETECTOR | 1 | FALSE | FALSE | FALSE | 1408 | [13 empty] | FALSE |  |  | I, SB |  |  | DESKTOP-7SAL8M7\acont | 2019-04-14 08:13 | THOR\acont | 2024-09-08 17:27 | 20191121 AC Detector with base | [MIRCOM] [SLC MODULES SENSORS] [*] [#2 SHARED ADDR ¦ SENSORS] DNR w/MIX-2251BR (C), DNR w/MIX-2351RAP (C), MIX-1251AP w/B200SR-LF-WH (C), MIX-1251AP w/B200SR-WH (C), MIX-1251AP w/B210LP (C), MIX-1251AP w/B224RB-WH (C), MIX-1251AP w/B501 (C), MIX-1251B w/ [MIRCOM] [SLC SENSORS] [*] [#4 TYPE ADDR ¦ SENSORS] DNR w/MIX-2251BR (C), DNR w/MIX-2351RAP (C), MIX-1251AP w/B200SR-LF-WH (C), MIX-1251AP w/B200SR-WH (C), MIX-1251AP w/B210LP (C), MIX-1251AP w/B224RB-WH (C), MIX-1251AP w/B501 (C), MIX-1251B w/B200SR-LF- [MIRCOM, Monaco Enterprises] [AUX POWER] 721-121-00 w/B200SR-WH (C), 721-124-00 w/B200SR-WH (C), 722-121-00 w/B200SR-WH (C), 722-406-00 w/B200SR-WH (C), 723-345-00 w/B200SR-WH (C), 723-353-00 w/B200SR-WH (C), 723-361-00 w/B200SR-WH (C), MIX-1251AP w/B200
8b1be1be-a000-4a5b-bc29-209192272e9f |  |  |  | North | Potter |  | Cards & Components |  |  |  | Card | TRUE | PFC-6006 MAIN BOARD | + | Main Board for PFC-6006 Conventional Fire Alarm Control Panel | 1 | 0.105 | 0.16 |  |  |  |  | TRUE | [5 empty] | #FFFFFFFF |  |  | FALSE | FALSE | FALSE | [14 empty] | FALSE | [7 empty] | THOR\acont | 2024-10-09 10:48 |  | [Advanced, Potter] [VAC ] [120VAC] AFC-100 Main Board, AFC-1000 Main Board, AFC-50 Main Board, ARC-100 Main Board, AX-PSN104 Main Board, AX-PSN106 Main Board, AX-PSN108 Main Board, AX-PSN-64 Main Board, DCA-10025 (25V) Main Board, DCA-10025 (70V) Main Bo | [Potter] PFC-6006 MAIN BOARD
1bc7e646-880e-4f2b-af25-20995a717e76 | BP MANUAL STATION |  |  | North | BluePoint |  | Manual Station |  |  |  | Assembly | TRUE | BP02-A202M | ++ | MPS ASSEMBLY RF-BR/NH | 1 | [6 empty] | FALSE | [5 empty] | #FFFF0000 | FA-BP MANUAL STATION | 1 | FALSE | FALSE | FALSE | 957 | [13 empty] | FALSE |  |  | M |  |  | THOR\acont | 2024-04-12 12:57 | THOR\acont | 2024-09-08 17:27 | Cloned from BluePoint BP02-A202P | [BluePoint, Bosch] [BOSCH WIRELESS] [ALL DEVICES ++] BP01-302, BP02-202M, BP02-202P, BP02-A202M, BP02-A202P, BP02-A202PH, BP03-302, BP03-A102M, BP03-A102P, RFBT-A, RFDL-11, RFDL-11-A, RFDL-11-CHI, RFDW-RM, RFDW-RM-A, RFDW-RM-CHI, RFDW-SM, RFDW-SM-A, RFDW
7bbabe40-a723-4f0f-b87b-209e8f779149 | CADGEN PANIC BUTTON |  |  | North | BluePoint |  | Panic Button |  |  |  | Assembly | TRUE | BP03-A102P | ++ | Police Mobile Pendant ASSEMBLY-BR | 1 |  |  |  |  | 3 | [7 empty] | #FFFF0000 | FA-CADGEN PANIC BUTTON | 1 | FALSE | FALSE | FALSE | [17 empty] | RPT |  |  | THOR\acont | 2024-04-12 13:02 | THOR\acont | 2024-09-08 17:27 | Cloned from Bosch RFPB-TB-A | [BluePoint, Bosch] [BOSCH WIRELESS] [ALL DEVICES ++] BP01-302, BP02-202M, BP02-202P, BP02-A202M, BP02-A202P, BP02-A202PH, BP03-302, BP03-A102M, BP03-A102P, RFBT-A, RFDL-11, RFDL-11-A, RFDL-11-CHI, RFDW-RM, RFDW-RM-A, RFDW-RM-CHI, RFDW-SM, RFDW-SM-A, RFDW
65c0cb56-77e0-433d-b9c4-20a21867747d | NFPA 170 REMOTE VOICE EVACUATION MICROPHONE |  |  | North | Notifier |  | Remote Microphone |  |  |  | Assembly | TRUE | RM-1 Assembly w/CAB-RM |  | Remote Microphone In Cabinet | 1 | [6 empty] | TRUE | [5 empty] | #FFFF0000 | FA-NFPA 170 REMOTE VOICE EVACUATION MICROPHONE | 1 | FALSE | FALSE | FALSE | [14 empty] | FALSE | [5 empty] | DESKTOP-7EIEB7A\acont | 2021-05-18 14:11 | THOR\acont | 2024-09-08 17:27 | Cloned from Notifier RM-1
41422f06-70ba-41ec-a8cc-20b0fd6e56c5 | NFPA 170 AREA OF REFUGE MASTER |  |  | North | Rath Area of Refuge |  | Area of Refuge Component |  |  |  | Assembly | TRUE | 2500-205PSS |  | 5 ZONE FLUSH MOUNT CABINET W/DOOR | 1 | [6 empty] | FALSE | [5 empty] | #FF00B050 | FA-NFPA 170 AREA OF REFUGE MASTER | 1 | FALSE | FALSE | FALSE | 4000 | [13 empty] | FALSE | [5 empty] | DESKTOP-7EIEB7A\acont | 2022-05-18 08:15 | THOR\acont | 2024-09-08 17:27 | Cloned from Rath Area of Refuge 2500-205FM
78f62c8e-19c1-405e-8d30-20b3f44056db | NFPA 170 REMOTE EVACUATION AMPLIFIER CABINET |  |  | North | Silent Knight |  | Amplifier Cabinet |  |  |  | Module | TRUE | EVS-LOC |  | Supervised Remote Command Unit | 1 | 0.08 | 0.225 |  |  |  |  | FALSE | [5 empty] | #FFFF0000 | FA-NFPA 170 REMOTE EVACUATION AMPLIFIER CABINET | 1 | FALSE | FALSE | FALSE | 301 | [13 empty] | FALSE | [7 empty] | THOR\acont | 2024-09-08 17:27 |  | [Silent Knight, Stanley Security Solutions] [VBUS] EVS-100W MAIN BOARD, EVS-125W MAIN BOARD, EVS-50W MAIN BOARD, EVS-INT50W, EVS-LOC, EVS-RCU, VIP-50 Main Board [Silent Knight] [SBUS] [*] [SBUS ++] 5635R, 5635W, 5815XL, 5860, 5860R, 5865-3, 5865-4, 6815, 6855, 6860, EVS-LOC, EVS-RCU, RA-100, RA-1000, RA-1000R, RA-2000, SK-5210, SK-5217
af0b3d7c-40fb-45bf-b480-20bad052c00b | NFPA 170 HORN |  |  | North | Kidde |  | Horn |  |  |  | Module | TRUE | WGARN | ++ | Outdoor rated horn, red, none | 1 | [6 empty] | FALSE | [5 empty] | #FF0070C0 | FA-NFPA 170 HORN | 1 | FALSE | FALSE | FALSE | 2010 | [13 empty] | FALSE |  |  | WP |  |  | THOR\acont | 2024-12-19 13:51 | THOR\acont | 2024-12-19 13:57 | Cloned from Edwards WGARN | [Edwards, Kidde] [NAC] [VDC, TEMPORAL] WGARA, WGARF, WGARF-FR, WGARF-SP, WGARN, WGAWA, WGAWF, WGAWF-FR, WGAWF-SP, WGAWN
6ce30348-3048-428b-9041-20be0690c95a | NFPA 170 FIRE ALARM CONTROL UNIT | RISER FACP |  | North | Monaco Enterprises |  | Fire Alarm Control Unit |  |  |  | Assembly | TRUE | 227-856-xx |  | MAAP(+) Point Reporting, Narrowband surface-mount M-2 Addressable Control Panel with one AAC, one ADC, and four 12V/18 Ah batteries in a 43-inch-high × 18-inch-wide × 3.6-inch-deep NEMA 1 enclosure with space for one optional expansion backplanes, Specify Frequency | 1 | [12 empty] | #FFFF0000 | FA-NFPA 170 FIRE ALARM CONTROL UNIT | 1 | FALSE | FALSE | FALSE | 202 | [13 empty] | TRUE | [5 empty] | AULAPTOP-PC\Aulaptop | 2019-04-20 02:23 | THOR\acont | 2024-09-08 17:27
f715e861-cace-411f-a89c-20be221eefa9 | NFPA 170 DUCT SMOKE DETECTOR |  |  | North | Simplex |  | Duct Smoke Detector |  |  |  | Module | TRUE | 4098-9756 w/4098-9714 | + | Duct Sensor Housing with supervised multiple relay output, requires separate 24 VDC fire alarm power and A4081-9008 end-of-line resistor harness; includes one 4098-9843 relay | 1 | 0.0008 | 0.001 |  |  |  |  | TRUE | TRUE |  |  | 4 ⅛" H x 4" W x 1 ⅜" D (105 mm x 102 mm x 35 mm) |  | #FFFF0000 | FA-NFPA 170 DUCT SMOKE DETECTOR | 1 | FALSE | FALSE | FALSE | 1400 | [16 empty] | R |  |  | DESKTOP-7EIEB7A\acont | 2022-02-16 09:29 | THOR\acont | 2024-09-08 17:27 | Cloned from Autocall A4098-9756 | [Autocall, Simplex] [AUX POWER] 4098-9756 w/4098-9714 (C), A4098-9756 w/A4098-9714 (C) [Autocall, Simplex] [IDNet] [SENSORS ++] 4098-9714 (C), 4098-9714 w/4098-9770 (C), 4098-9714 w/4098-9771 (C), 4098-9714 w/4098-9772 (C), 4098-9714 w/4098-9773 (C), 4098-9714 w/4098-9780 (C), 4098-9714 w/4098-9789 (C), 4098-9714 w/4098-9791 (C), 4098-9714 | [Autocall, Simplex] 4098-9756 w/4098-9714, A4098-9756 w/A4098-9714
8ec12d4d-4c3d-4d35-b387-20c06d35edf9 |  |  |  | North | Autocall |  | Hardware |  |  |  | Hardware | TRUE | A2975-9145 | + | Red Mounting Box, requires Adapter Plate A4905-9931 | 1 | 0 | 0 |  |  |  |  | TRUE | [5 empty] | #FFFFFFFF |  |  | FALSE | FALSE | FALSE | [20 empty] | DESKTOP-0D6CQVA\lousc | 2019-07-05 09:41 | THOR\acont | 2024-10-09 10:48 | Cloned from AutoCall A4905-9931
f1d86e76-ff7a-484c-994c-20c55940c1cb | NFPA 170 BELL |  |  | North | System Sensor |  | Bell |  |  |  | Module | TRUE | SSM24-10 |  | Alarm Bell 10" 24VDC, red | 1 | 0 | 0.0535 |  |  |  |  | FALSE | FALSE | SURFACE |  | 4-1/8" X 4-1/8" X 2" (BY TSI) | N/A | #FFFF0000 | FA-NFPA 170 BELL | 1 | FALSE | FALSE | FALSE | 2000 |  |  | 7135-1653:0217 | [10 empty] | FALSE | [7 empty] | THOR\acont | 2024-09-08 17:27 |  | [Hochiki, Monaco Enterprises, System Sensor] [NAC] 581-473-00, B6-24, SSM24-10, SSM24-6, SSM24-8
2270969a-75ef-4d84-b67d-20c8168e9d39 | NFPA 170 SPEAKER WALL |  |  | North | Simplex |  | Speaker |  |  |  | Module | TRUE | 4902-9721 |  | SPEAKER WHITE TRUEALERT | 1 | [6 empty] | TRUE | [5 empty] | #FF0070C0 | FA-NFPA 170 SPEAKER WALL | 1 | FALSE | FALSE | FALSE | 2021 | [19 empty] | ALIENWIN10\AugWin7 | 2019-07-01 11:52 | THOR\acont | 2024-09-08 17:27 | Cloned from New Part CLONED CLONED CLONED CLONED | [Autocall, Simplex] [AUDIO 25v] [25V AUDIO] 4902-9721, 4903-9148, 4903-9149, 4903-9150, 4903-9153, 4903-9193, 4906-9151, 4906-9153, 4906-9154 (C), 4906-9158 (C), 4906-9159 (C), 4906-9160 (C), A4902-9716, A4902-9717, A4902-9721, A4906-9151, A4906-9153, A4 [Autocall, Simplex] [AUDIO 70.7v] [70V AUDIO] 4902-9721, 4903-9148, 4903-9149, 4903-9150, 4903-9153, 4903-9193, 4906-9151, 4906-9153, 4906-9154 (C), 4906-9158 (C), 4906-9159 (C), 4906-9160 (C), A4902-9716, A4902-9717, A4902-9721, A4906-9151, A4906-9153,
7831127f-063d-4f8f-853a-20d0899e5c52 | CADGEN MOTION DETECTOR WALL |  |  | North | Bosch |  | Motion Detector |  |  |  | Module | TRUE | ISC-BPR2-W12-CHI | ++ | Motion detector, 40ft (12m) | 1 | 0.01 | 0.01 |  |  | 12 |  | FALSE | [5 empty] | #FFFF0000 | FA-CADGEN MOTION DETECTOR WALL | 1 | FALSE | FALSE | FALSE | [14 empty] | FALSE | [5 empty] | DESKTOP-7EIEB7A\acont | 2022-07-26 11:29 | THOR\acont | 2024-09-08 17:27 | Cloned from Bosch ISC-BPR2-W12 | [Bosch, Optex] [IDC] 01 [INPUT] DS1101i, DS1102i, DS1103i, DS1108i, DS936 (C), DS9360 (C), DS936B (C), DS936-CHI (C), DS936-FRA (C), DS937 (C), DS9370 (C), DS9371 (C), DS939 (C), DS939-CHI (C), FX-360 (C), ISC-BDL2-W12G, ISC-BDL2-W12GE, ISC-BDL2-W12HE, I [Bosch, Optex] [ACCESS CONTROL INPUT] [*] [INPUT] DS1101i, DS1102i, DS1103i, DS1108i, DS936 (C), DS9360 (C), DS936B (C), DS936-CHI (C), DS936-FRA (C), DS937 (C), DS9370 (C), DS9371 (C), DS939 (C), DS939-CHI (C), FX-360 (C), ISC-BDL2-W12G, ISC-BDL2-W12GE, [BluePoint, Bosch, Honeywell] [AUX POWER] [*] [12VDC ++] BP01-302, BP01-303, D125B, D185, DS1101i, DS1102i, DS1103i, DS1108i, DS936 (C), DS9360 (C), DS936B (C), DS936-CHI (C), DS936-FRA (C), DS937 (C), DS9370 (C), DS9371 (C), DS939 (C), DS939-CHI (C), EN
1809e450-fafb-4844-abe0-20d107da0484 | CADGEN AUX POWER SUPPLY | CADGEN AUX POWER SUPPLY |  | North | Altronix |  | Auxilliary Power Supply |  |  |  | Assembly | TRUE | AL125UL | ++ | Power Supply Charger, Two (2) 12VDC or 24VDC Class 2 Rated Power-Limited Outputs | 1 | [6 empty] | FALSE | FALSE |  | 8.5” x 7.5” x 3.5” (215.9mm x 190.5mm x 88.9mm) |  |  | #FFFF0000 | FA-CADGEN AUX POWER SUPPLY | 1 | FALSE | FALSE | FALSE | 212 | [8 empty] | 4 |  | 4 |  |  | TRUE | [5 empty] | DESKTOP-7EIEB7A\acont | 2022-09-15 11:51 | THOR\acont | 2024-09-08 17:27 | Cloned from Altronix AL1024ULX
6bf4844e-1ca8-426d-b30b-20d1d15817e9 | NFPA 170 ADDRESSABLE INPUT MONITOR MODULE |  |  | North | Fike |  | Addressable Module |  |  |  | Module | TRUE | FIK-M500M | ++ | Addressable monitor module | 1 | 0.000375 | 0.0004 |  |  | 24 |  | FALSE |  |  |  | 4.5” x 4” x 1.25” (113.6 mm x 101.6 mm x 31.75 mm) |  | #FFFF0000 | FA-NFPA 170 ADDRESSABLE INPUT MONITOR MODULE | 1 | FALSE | FALSE | FALSE | 1000 | [13 empty] | FALSE | [5 empty] | DESKTOP-7EIEB7A\acont | 2023-01-03 08:05 | THOR\acont | 2024-09-08 17:27 | Cloned from Farenhyt IDP-MONITOR | [Fike] [SLC IDP MODULES] [*] [#3 TYPE ADDR ¦ MODULES] FIK-CR-6, FIK-CZ-6, FIK-IM-10, FIK-M500DM, FIK-M500M, FIK-M500MR-2, FIK-M500R, FIK-M500S, FIK-M501M, FIK-M502M, FIK-PULL-DA, FIK-PULL-SA, FIK-SC-6 | [Fike] FIK-M500M, FIK-M501M
b9b87ea6-16b2-43d8-a8aa-20d2cab0f5bb | NFPA 170 SMOKE CO DETECTOR |  |  | North | Potter |  | Smoke/CO Detector |  |  |  | Module | TRUE | PAD200-PCD w/PAD100-RB (Split) | + | Photoelectric Smoke/CO Detector with 6" Base with One Form-C Relay Contact | 1 | 0.0005 | 0.0005 |  |  |  |  | FALSE | TRUE |  |  |  |  | #FFFF0000 | FA-NFPA 170 SMOKE CO DETECTOR | 1 | FALSE | FALSE | FALSE | 1411 | [13 empty] | FALSE |  |  | RB |  |  | THOR\acont | 2025-02-13 10:27 |  |  | Cloned from Potter PAD200-PCD w/PAD100-RB | [Potter] [SLC PAD] [*] [#2 SHARED ADDR ¦ SENSORS] PAD100-CD w/PAD100-4DB, PAD100-CD w/PAD100-6DB, PAD100-CD w/PAD100-IB, PAD100-CD w/PAD100-LFSB, PAD100-CD w/PAD100-RB, PAD100-CD w/PAD100-SB, PAD100-CD w/PAD100-SPKB, PAD100-DUCT (C), PAD100-DUCTR (C), PA
4b8e2017-ef8b-4829-b3fe-20d341d73bff |  |  |  | North | Siemens |  | Hardware |  |  |  | Hardware | TRUE | 5000-010 | 500-050278+ | Semi-flush trim plate for controller back box | 1 | [12 empty] | #FFFFFFFF |  |  | FALSE | FALSE | FALSE | [20 empty] | DESKTOP-7EIEB7A\acont | 2022-06-29 10:13 | THOR\acont | 2024-10-09 10:48 | Cloned from Bosch FRAY5000-TRIM
1008b61a-a49d-4970-adf0-20d9ac7d7127 |  |  |  | North | Fike |  | Cards & Components |  |  |  | Card | TRUE | 10-2660 |  | 20 zone Annunciator Card | 1 | 0.051 | 0.144 |  |  |  |  | TRUE | [5 empty] | #FFFFFFFF |  |  | FALSE | FALSE | FALSE | [14 empty] | FALSE | [5 empty] | AULAPTOP-PC\Aulaptop | 2019-07-06 06:59 | THOR\acont | 2024-10-09 10:48 | Cloned from Fike XXXX CLONED
c365fe9a-fec9-4224-a3b7-20da709f26c5 | NFPA 170 HORN STROBE CEILING |  |  | North | Bosch |  | Horn/Strobe |  |  |  | Module | TRUE | W-HSWC | ++ | Ceiling-mount Multi-candela Horn Strobe (two-wire, 12/24 V, white) | 1 | [6 empty] | TRUE | TRUE |  |  |  |  | #FF0070C0 | FA-NFPA 170 HORN STROBE CEILING | 1 | FALSE | FALSE | FALSE | 2020 | [16 empty] | LF |  |  | DESKTOP-7EIEB7A\acont | 2022-08-26 12:23 | THOR\acont | 2024-09-08 17:27 | Cloned from Eaton Wheelock W-HSRC | [Bosch] [NAC] [24 VDC, HIGH] W-HSRC (C), W-HSWC (C)
95349f22-acfe-4387-b21d-20dec7fe4776 |  |  |  | North | Edwards |  | Hardware |  |  |  | Hardware | TRUE | MN-HSTEP1 |  | Heavy duty foldable tripod with 3ft extension and carrying bag. Suggested use with 1600 watt HPSA or 650 watt MPSA demonstration kits. Not to be used with 3200 watt or 6400 watt systems. | 1 | [6 empty] | FALSE | [5 empty] | #FFFFFFFF |  |  | FALSE | FALSE | FALSE | [14 empty] | FALSE | [7 empty] | THOR\acont | 2024-10-09 10:48
81483e30-ddc4-42ad-9f18-20e2873b3c3a |  |  |  | North | Potter | [5 empty] | Module | TRUE | PSW-2 |  | Plunger Switch | 1 | [6 empty] | FALSE | [5 empty] | #FFFFFFFF |  |  | FALSE | FALSE | FALSE | [14 empty] | FALSE | [7 empty] | THOR\acont | 2024-10-09 10:48
e8a35726-8957-4827-b927-20e5193d9765 |  |  |  | North | Monaco Enterprises | [5 empty] | Module | TRUE | 227-623-00 MAIN BOARD |  | MAIN BOARD | 1 | [6 empty] | TRUE | [5 empty] | #FFFFFFFF |  |  | FALSE | FALSE | FALSE | [20 empty] | AULAPTOP-PC\Aulaptop | 2019-05-14 09:48 | THOR\acont | 2024-10-09 10:48 | Cloned from Monaco Enterprises New Part CLONED CLONED CLONED CLONED
7e5766b0-d66e-478e-90bf-20eaaf3a3782 | NFPA 170 GAS DETECTOR |  |  | North | Edwards |  | Gas Detection |  |  |  | Module | TRUE | SIGA-COD w/SIGA-AB4GT BASE | ++ | Intelligent Carbon Monoxide Detector | 1 | 3.2e-05 | 3.2e-05 |  |  |  |  | FALSE | TRUE |  |  |  |  | #FFFF0000 | FA-NFPA 170 GAS DETECTOR | 1 | FALSE | FALSE | FALSE | 1408 | [13 empty] | FALSE | [7 empty] | THOR\acont | 2024-10-08 16:26 | 20191121 AC Detector with base | [Edwards, Kidde] [SLC EST SENSORS] [*] [#4 TYPE ADDR ¦ SENSORS] KI-DDOS (C), SIGA2-COS w/SIGA-AB4G BASE, SIGA2-COS w/SIGA-AB4G-LF BASE, SIGA2-COS w/SIGA-AB4GT BASE, SIGA2-COS w/SIGA-IB BASE, SIGA2-COS w/SIGA-RB BASE, SIGA2-COS w/SIGA-SB BASE, SIGA2-HCOS [Edwards, Kidde] [SLC EST SENSORS] 01 [*] [EST3, iO1000] DS-HFS (C), DS-PS (C), FX-HD w/IB4U BASE, FX-HD w/RB4U BASE, FX-HD w/SB4U BASE, FX-HD w/SB4U-LF BASE, FX-HD wB4U BASE, FX-PD w/B4U BASE (C), FX-PD w/IB4U BASE (C), FX-PD w/SB4U BASE (C), FX-PD w/SB [Edwards, Kidde] [SLC EST MODULES SENSORS] [*] [#2 SHARED ADDR ¦ SENSORS] KI-DDOS (C), SIGA2-COS w/SIGA-AB4G BASE, SIGA2-COS w/SIGA-AB4G-LF BASE, SIGA2-COS w/SIGA-AB4GT BASE, SIGA2-COS w/SIGA-IB BASE, SIGA2-COS w/SIGA-RB BASE, SIGA2-COS w/SIGA-SB BASE, S [Edwards, Kidde] [AUX POWER] KI-COD w/KI-ABDT BASE (C), KI-HCD w/KI-ABDT BASE, KI-HRD w/KI-ABDT BASE, KI-PCD w/KI-ABDT BASE (C), KI-PD w/KI-ABDT BASE (C), KI-PHCD w/KI-ABDT BASE (C), KI-PHD w/KI-ABDT BASE (C), KIR-COD w/KI-ABDT BASE (C), KIR-HCD w/KI-ABD [Edwards, Kidde] [SLC EST MODULES/SENSORS] 01 [*] [iO64] DS-HFS (C), DS-PS (C), FX-HD w/IB4U BASE, FX-HD w/RB4U BASE, FX-HD w/SB4U BASE, FX-HD w/SB4U-LF BASE, FX-HD wB4U BASE, FX-PD w/B4U BASE (C), FX-PD w/IB4U BASE (C), FX-PD w/SB4U BASE (C), FX-PD w/SB
55345b1b-df15-431e-99f2-20f330c78559 | NFPA 170 SPEAKER WALL |  |  | North | Edwards |  | Speaker |  |  |  | Module | TRUE | WGSRF-FR | ++ | Outdoor rated speaker, wall, red, fire feu | 1 | [6 empty] | FALSE | FALSE |  |  |  |  | #FF0070C0 | FA-NFPA 170 SPEAKER WALL | 1 | FALSE | FALSE | FALSE | 2021 | [13 empty] | FALSE |  |  | WP |  |  | THOR\acont | 2024-04-09 09:04 | THOR\acont | 2024-09-08 17:27 | Cloned from Edwards WGSRF | [Edwards, Hochiki, Kidde] [AUDIO 70.7v] [70V AUDIO] EG4SRF, EG4SRN, EG4SVRF, EG4SVRN, EG4SVWA, EG4SVWF, EG4SVWN, EG4SWA, EG4SWF, EG4SWN, G4SRF, G4SRN, G4SVRF, G4SVRN, G4SVWA, G4SVWF, G4SVWN, G4SWA, G4SWF, G4SWN, WGSRA, WGSRF, WGSRF-FR, WGSRF-SP, WGSRN, W [Edwards, Hochiki, Kidde] [AUDIO 25v] [25V AUDIO] EG4SRF, EG4SRN, EG4SVRF, EG4SVRN, EG4SVWA, EG4SVWF, EG4SVWN, EG4SWA, EG4SWF, EG4SWN, G4SRF, G4SRN, G4SVRF, G4SVRN, G4SVWA, G4SVWF, G4SVWN, G4SWA, G4SWF, G4SWN, WGSRA, WGSRF, WGSRF-FR, WGSRF-SP, WGSRN, WGS
3ece1304-8270-4962-a4e0-20f36076e718 | NFPA 170 DGP |  |  | North | Notifier |  | Hardware |  |  |  | Hardware | TRUE | TR-C4 |  | Accessory semi-flush-mount trim ring, three tiers (opening 24.062" [61.118 cm] W x 37.187" [94.455 cm] H), BLACK, 3.50 lbs. | 1 | [6 empty] | FALSE | [5 empty] | #FFFF0000 | FA-NFPA 170 DGP | 1 | FALSE | FALSE | FALSE | [9 empty] | 7,12,18 |  |  |  |  | TRUE | [5 empty] | DESKTOP-7EIEB7A\acont | 2021-04-01 14:57 | THOR\acont | 2024-09-08 17:27 | Cloned from Notifier TR-AA4
f819e9c9-a711-45df-b252-20f76c636f1d |  |  |  | North | Edwards |  | Cards & Components |  |  |  | Card | TRUE | NETSW-EIS6-MM |  | 10/100 MB Ethernet Network Switching Hub | 1 | [6 empty] | TRUE | [5 empty] | #FFFFFFFF |  |  | FALSE | FALSE | FALSE | [14 empty] | FALSE | [7 empty] | THOR\acont | 2024-10-09 10:48
a65d6ad6-776e-4978-881b-20fc0344b2f0 | NFPA 170 SPEAKER CEILING |  |  | North | Siemens |  | Speaker |  |  |  | Module | TRUE | SC-SP-CR-F |  | CEILING ACEND SPEAKER, RED, "FIRE" | 1 | [6 empty] | TRUE | TRUE |  |  |  |  | #FF0070C0 | FA-NFPA 170 SPEAKER CEILING | 1 | FALSE | FALSE | FALSE | [20 empty] | XPS-17-9710\August | 2024-10-08 05:34 | XPS-17-9710\August | 2024-10-11 07:22 | 20241008 NEW SIEMENS PARTS | [Siemens] [AUDIO 70.7v] [70V AUDIO] SC-SP-CR-F (C), SC-SP-CW-F (C), SC-SP-WR-F, SC-SP-WW-F, SC-SS-CR-F (C), SC-SS-CW-F (C), SC-SS-WR-F, SC-SS-WW-F [Siemens] [AUDIO 25v] [25V AUDIO] SC-SP-CR-F (C), SC-SP-CW-F (C), SC-SP-WR-F, SC-SP-WW-F, SC-SS-CR-F (C), SC-SS-CW-F (C), SC-SS-WR-F, SC-SS-WW-F
e8a1105c-c3f7-406e-a0c6-20fc25218522 | NFPA 170 ABORT SWITCH |  |  | North | Ansul |  | Switch |  |  |  | Module | TRUE | 433940 | ++ | Flush Mount Abort Switch | 1 | [6 empty] | TRUE | [5 empty] | #FFFF0000 | FA-NFPA 170 ABORT SWITCH | 1 | FALSE | FALSE | FALSE | [20 empty] | AUGUSTXPS17-EUP\aucon | 2022-05-25 03:56 | THOR\acont | 2024-09-08 17:27 | Cloned from Ansul New Part CLONED | [Ansul] [IDC] 01 [*] [ALL DEVICES ++] 428655, 428656, 430559, 430562, 430565, 430566, 431196, 433940, 433941
1ff091a6-3678-405e-9f9c-21017224e14a | NFPA 170 DGP |  |  | North | Notifier |  | Hardware |  |  |  | Hardware | TRUE | SBB-A4R |  | Backbox assembly, one tier, RED, 21 lbs. | 1 | [6 empty] | FALSE | [5 empty] | #FFFF0000 | FA-NFPA 170 DGP | 1 | FALSE | FALSE | FALSE | [9 empty] | 7,12,18 |  |  |  |  | TRUE | [5 empty] | DESKTOP-7EIEB7A\acont | 2021-04-01 14:48 | THOR\acont | 2024-09-08 17:27 | Cloned from Notifier DR-AA4BR
4d63dafc-27c0-4852-b979-2101a17e48bf |  |  |  | North | Bosch | [5 empty] | Module | TRUE | NDA-U-PA1 | * | Surveillance Cabinet 120Vac | 1 | [12 empty] | #FFFFFFFF |  |  | FALSE | FALSE | FALSE | [20 empty] | DESKTOP-7EIEB7A\acont | 2021-08-13 06:25 | THOR\acont | 2024-10-09 10:48
cb193d3b-73c7-4630-ab9a-2105a8762830 |  |  |  | North | Siemens | [5 empty] | Module | TRUE | BTX-1 | 175-083897 | BATTERY SET 12V 33AH MOUNTS IN CAB ENCLOSURE OR BATTERY BOX | 1 | [12 empty] | #FFFFFFFF |  |  | FALSE | FALSE | FALSE | [20 empty] | DESKTOP-7SAL8M7\acont | 2019-08-13 09:04 | THOR\acont | 2024-10-09 10:48
4999828a-68c8-4542-8ae0-210b8ec4385e |  |  |  | North | Simplex |  | Hardware |  |  |  | Hardware | TRUE | 4100-0011 |  | FACTORY USE ONLY-AUDIO SHIPKIT | 1 | [12 empty] | #FFFFFFFF |  |  | FALSE | FALSE | FALSE | [20 empty] | AULAPTOP-PC\Aulaptop | 2019-07-04 04:36 | THOR\acont | 2024-10-09 10:48
8514ffd0-b245-44c3-9b19-211534f1c051 | NFPA 170 FIRE ALARM COMMUNICATOR |  |  | North | Silent Knight |  | Communicator |  |  |  | Assembly | TRUE | SK-IP-2 |  | FIRE ALARM COMMUNICATOR, IP | 1 | [6 empty] | FALSE | [5 empty] | #FFFF0000 | FA-NFPA 170 FIRE ALARM COMMUNICATOR | 1 | FALSE | FALSE | FALSE | 251 | [8 empty] | 7,12,18 |  |  |  |  | TRUE | [7 empty] | THOR\acont | 2024-09-08 17:27
c1ecf9c8-3e3d-4976-90d9-2115825900c9 | NFPA 170 SPEAKER STROBE CEILING |  |  | North | Edwards |  | Speaker/Strobe |  |  |  | Module | TRUE | GCHFWA-S7VMCH |  | 70V Ceiling Speaker/Strobe, White, 95, 115, 150, 177 cd,ALERT | 1 | 0 | 0.502 |  |  |  |  | FALSE | TRUE |  |  |  |  | #FF0070C0 | FA-NFPA 170 SPEAKER STROBE CEILING | 1 | FALSE | FALSE | FALSE | 2020 | [13 empty] | FALSE |  |  | C |  |  |  |  | THOR\acont | 2024-09-08 17:27 |  | [Edwards, Kidde] [AUDIO 70.7v] [70V AUDIO] G4F-S7, G4F-S7V1575, G4F-S7VM, G4HFRF-S7, G4HFRF-S7VMC, G4HFRN-S7, G4HFRN-S7VMC, G4HFWA-S7, G4HFWA-S7VMA, G4HFWA-S7VMC, G4HFWF-S7, G4HFWF-S7VMC, G4HFWN-S7, G4HFWN-S7VMA, G4HFWN-S7VMB, G4HFWN-S7VMC, G4RF-S7, G4RF [Edwards, Kidde] [NAC] [16 VDC] EGCF-S2VMH (C), EGCF-VMH (C), GCF-S2VMH (C), GCF-S7VMH (C), GCF-VMH (C), GCHFRF-S2VMCH (C), GCHFRF-S7VMCH (C), GCHFRN-S2VMCH (C), GCHFRN-S7VMCH (C), GCHFWA-S2VMAH (C), GCHFWA-S2VMCH (C), GCHFWA-S7VMAH (C), GCHFWA-S7VMCH (C [Edwards, Kidde] [NAC] [24 VDC] EGCF-S2VMH (C), EGCF-VMH (C), GCF-S2VMH (C), GCF-S7VMH (C), GCF-VMH (C), GCHFRF-S2VMCH (C), GCHFRF-S7VMCH (C), GCHFRN-S2VMCH (C), GCHFRN-S7VMCH (C), GCHFWA-S2VMAH (C), GCHFWA-S2VMCH (C), GCHFWA-S7VMAH (C), GCHFWA-S7VMCH (C
ffa40d12-bf6c-457f-acf0-211b9cebc2d3 | NFPA 170 HEAT DETECTOR |  |  | North | Chemtronics |  | Heat Detector |  |  |  | Module | TRUE | AT-200 | ++ | Heat Detector, 200°F (93°C) Fixed | 1 | [6 empty] | FALSE | TRUE |  |  |  |  | #FFFF0000 | FA-NFPA 170 HEAT DETECTOR | 1 | FALSE | FALSE | FALSE | 1403 | [13 empty] | FALSE | [7 empty] | THOR\acont | 2024-09-08 17:27 | 20191121 AC Detector without base | [Chemtronics, Firelite, MIRCOM, Notifier, System Sensor] [IDC] 01 [*] [IDC 2-WIRE ++] 1151 (C), 1151EIS (C), 1400 (C), 1451 (C), 1451DH (C), 1451DHHT (C), 2100AT (C), 2100S (C), 2100TR (C), 2100TS (C), 2151 w/B110LP (C), 2151 w/B116LP (C), 2151 w/B401 (C
c78486ee-5f38-4e19-b411-211d376b274e | NFPA 170 NOTIFICATION CIRCUIT EXTENDER PANEL | RISER NAC |  | North | Farenhyt |  | Notification Circuit Extender Panel |  |  |  | Assembly | TRUE | 5496 | ++ | Intelligent Power Module | 1 | [6 empty] | FALSE |  |  |  | 16" H x 12.25" W x 3" D (40.6 x 30.9 x 7.6 cm) |  | #FFFF0000 | FA-NFPA 170 NOTIFICATION CIRCUIT EXTENDER PANEL | 1 | FALSE | FALSE | FALSE | 212 | [8 empty] | 7,12,18,26,34 |  |  |  |  | TRUE | [5 empty] | DESKTOP-7SAL8M7\acont | 2020-04-14 15:34 | THOR\acont | 2024-09-08 17:27 | Cloned from Silent Knight 5496
9222c5da-f8e1-4f0c-b6bb-211f9dd93ae7 |  |  |  | North | Notifier |  | Cards & Components |  |  |  | Card | TRUE | UDACT-2 |  | Universal Digital Alarm Communicator Transmitter-2 | 1 | 0.04 | 0.1 |  |  |  |  | TRUE | FALSE | SURFACE |  | PROVIDED ("WX"HX"D) | N/A | #FFFFFFFF |  |  | FALSE | FALSE | FALSE |  |  |  | 7165-0028:0224 | [10 empty] | FALSE | [7 empty] | THOR\acont | 2024-10-09 10:48 |  |  | [Notifier] UDACT, UDACT-2
6cfe56e7-7506-4499-9291-2124414a93a4 | NFPA 170 ADDRESSABLE INPUT MONITOR MODULE |  |  | North | Secutron |  | Addressable Module |  |  |  | Module | TRUE | MRI-M500R | ++ | Relay Module | 1 | 0.0003 | 0.0055 |  |  |  |  | FALSE | FALSE |  |  | 4.25"W x 4.65"H x 1.1"D |  | #FFFF0000 | FA-NFPA 170 ADDRESSABLE INPUT MONITOR MODULE | 1 | FALSE | FALSE | FALSE | 1000 | [13 empty] | FALSE | [5 empty] | DESKTOP-7EIEB7A\acont | 2023-06-24 20:18 | THOR\acont | 2024-09-08 17:27 | Cloned from Secutron MRI-M500DM CLONED | [Secutron] [AUX POWER, RELAY] [RISER INPUT] MRI-M500R [Secutron] [SLC MODULES SENSORS] [*] [#1 SHARED ADDR ¦ MODULES] MRI-501MA, MRI-M500DM, MRI-M500M, MRI-M500R, MRI-M500S, MRI-M501M, MRI-M502M, MRM-800MP, MRM-802MP, MRM-810MPU, MRM-822MP [Secutron] [SLC MODULES] [*] [#3 TYPE ADDR ¦ MODULES] MRI-501MA, MRI-M500DM, MRI-M500M, MRI-M500R, MRI-M500S, MRI-M501M, MRI-M502M, MRM-800MP, MRM-802MP, MRM-810MPU, MRM-822MP | [Secutron] MRI-M500R
6a511417-4cd9-4437-87a3-21315d0f8fde | NFPA 170 SPEAKER STROBE CEILING |  |  | North | Edwards |  | Speaker/Strobe |  |  |  | Module | TRUE | GCWA-S7VMHR |  | 70V Speaker/Strobe white, ALERT, High cd, red | 1 | 0 | 0.502 |  |  |  |  | FALSE | TRUE |  |  |  |  | #FF0070C0 | FA-NFPA 170 SPEAKER STROBE CEILING | 1 | FALSE | FALSE | FALSE | 2020 | [13 empty] | FALSE |  |  | C |  |  |  |  | THOR\acont | 2024-09-08 17:27 |  | [Edwards, Kidde] [NAC] [16 VDC] EGCF-S2VMH (C), EGCF-VMH (C), GCF-S2VMH (C), GCF-S7VMH (C), GCF-VMH (C), GCHFRF-S2VMCH (C), GCHFRF-S7VMCH (C), GCHFRN-S2VMCH (C), GCHFRN-S7VMCH (C), GCHFWA-S2VMAH (C), GCHFWA-S2VMCH (C), GCHFWA-S7VMAH (C), GCHFWA-S7VMCH (C [Edwards, Kidde] [AUDIO 70.7v] [70V AUDIO] G4F-S7, G4F-S7V1575, G4F-S7VM, G4HFRF-S7, G4HFRF-S7VMC, G4HFRN-S7, G4HFRN-S7VMC, G4HFWA-S7, G4HFWA-S7VMA, G4HFWA-S7VMC, G4HFWF-S7, G4HFWF-S7VMC, G4HFWN-S7, G4HFWN-S7VMA, G4HFWN-S7VMB, G4HFWN-S7VMC, G4RF-S7, G4RF [Edwards, Kidde] [NAC] [24 VDC] EGCF-S2VMH (C), EGCF-VMH (C), GCF-S2VMH (C), GCF-S7VMH (C), GCF-VMH (C), GCHFRF-S2VMCH (C), GCHFRF-S7VMCH (C), GCHFRN-S2VMCH (C), GCHFRN-S7VMCH (C), GCHFWA-S2VMAH (C), GCHFWA-S2VMCH (C), GCHFWA-S7VMAH (C), GCHFWA-S7VMCH (C
ddfdd443-f710-4350-9635-213b4d3a1812 | NFPA 170 DGP |  |  | North | Notifier |  | Hardware |  |  |  | Hardware | TRUE | TR-D4 |  | Accessory semi-flush-mount trim ring, four tiers (opening 24.062" [61.118 cm] W x 45.812" [116.363 cm] H), BLACK, 3.80 lbs. | 1 | [6 empty] | FALSE | [5 empty] | #FFFF0000 | FA-NFPA 170 DGP | 1 | FALSE | FALSE | FALSE | [9 empty] | 7,12,18 |  |  |  |  | TRUE | [5 empty] | DESKTOP-7EIEB7A\acont | 2021-04-01 15:01 | THOR\acont | 2024-09-08 17:27 | Cloned from Notifier TR-C4
c42d629e-11d0-4144-a33d-214d40cacad1 | NFPA 170 MANUAL PULL |  |  | North | Notifier |  | Manual Station |  |  |  | Module | TRUE | NBG-12WL | ++ | Wireless Manual Pull Station | 1 | [6 empty] | FALSE | [5 empty] | #FFFF0000 | FA-NFPA 170 MANUAL PULL | 1 | FALSE | FALSE | FALSE | 957 | [13 empty] | FALSE |  |  | W |  |  | DESKTOP-7SAL8M7\acont | 2019-06-14 10:34 | THOR\acont | 2024-09-08 17:27 | Cloned from Firelite W-BG12LX | [Honeywell, Notifier, System Sensor] [SLC MODULES] [*] [#3 TYPE ADDR ¦ MODULES] 30-3013 w/FMM-101, Q3013D, ACM-8R, ACPS-610, AMPS-24, AMPS-24E, EM-1M, EM-1MI, EM-1MM, EM-1MMI, EM-1R, EM-1RI, EM-1SR, EM-1SRI, FCM-1, FCM-1-REL, FD7044 MM-101, FDM-1, FDRM-1 [Farenhyt, Firelite, Gamewell FCI, Notifier, Silent Knight] [SWIFT MESH DEVICES] 01 FWH-200FIX135, FWH-200ROR135, FW-MM, FW-RM, NBG-12WL, WAM-MM, WAM-RC, W-BG12LX, W-CRF, W-H355, W-H355R, WIDP-HEAT w/B210W, WIDP-HEAT-ROR w/B210W, WIDP-MONITOR, WIDP-PULL- [Honeywell, Notifier, System Sensor] [SLC MODULES SENSORS] [*] [#1 SHARED ADDR ¦ MODULES] 30-3013 w/FMM-101, Q3013D, ACM-8R, ACPS-610, AMPS-24, AMPS-24E, EM-1M, EM-1MI, EM-1MM, EM-1MMI, EM-1R, EM-1RI, EM-1SR, EM-1SRI, FCM-1, FCM-1-REL, FD7044 MM-101, FDM [Chemtronics, Firelite, MIRCOM, Notifier, System Sensor] [IDC] 01 [*] [IDC 2-WIRE ++] 1151 (C), 1151EIS (C), 1400 (C), 1451 (C), 1451DH (C), 1451DHHT (C), 2100AT (C), 2100S (C), 2100TR (C), 2100TS (C), 2151 w/B110LP (C), 2151 w/B116LP (C), 2151 w/B401 (C
37d17c95-f93c-44a4-8d81-214dd6d01254 | NFPA 170 HORN STROBE |  |  | North | Autocall |  | Horn/Strobe |  |  |  | Module | TRUE | A4906-9131 | + | Weatherproof appliance with multi-candela Horn strobe Wall Mount Red | 1 | 0 | 0 |  |  |  |  | TRUE | [5 empty] | #FF0070C0 | FA-NFPA 170 HORN STROBE | 1 | FALSE | FALSE | FALSE | 2012 | [16 empty] | WP |  |  |  |  | THOR\acont | 2024-09-08 17:27 | Cloned from AutoCall A4906-9105 | [Autocall, Simplex] [NAC] 4906-9131, 4906-9132, A4906-9131, A4906-9132 [Autocall, Simplex] [NAC] [24VDC STEADY] 4906-9131, 4906-9132, A4906-9131, A4906-9132
197b7155-ba3d-4b56-820e-214effa07e0e | NFPA 170 FIRE ALARM CONTROL UNIT | RISER FACP |  | North | Autocall |  | Fire Alarm Control Unit |  |  |  | Assembly | TRUE | A100-9701 | + | 4100ES Master Controller Assembly, A100-2152 - #2 | 1 | 0.277 | 0.321 |  |  |  |  | TRUE | [5 empty] | #FFFF0000 | FA-NFPA 170 FIRE ALARM CONTROL UNIT | 1 | FALSE | FALSE | FALSE | 202 | [8 empty] | 50 |  |  |  |  | TRUE | [5 empty] | DESKTOP-QGO6JOK\acont | 2021-08-18 08:53 | THOR\acont | 2025-02-04 10:27 | Cloned from AutoCall A100-9111
8d950cbf-8be4-4d01-b98b-2155980c3815 | NFPA 170 SMOKE DETECTOR |  |  | North | Gentex |  | Smoke Detector |  |  |  | Module | TRUE | GN-503F |  | 918-0007-002 120VAC Smoke/CO Alarm, 9VDC Battery Backup, Form A/C Relay | 1 | [6 empty] | TRUE | TRUE |  |  |  |  | #FFFF0000 | FA-NFPA 170 SMOKE DETECTOR | 1 | FALSE | FALSE | FALSE | 1408 | [16 empty] | CO |  |  | DESKTOP-7SAL8M7\acont | 2019-02-11 12:45 | THOR\acont | 2024-09-08 17:27 | 20191121 AC Detector without base | [First Alert, Generic, Gentex, Kidde, N/A] [IDC] 01 120VAC SMOKE DETECTOR (C), 7020BSL (C), 7139CS-C (C), 7139CS-W (C), 9120 (C), 9120F (C), 9120H (C), 9120HF (C), 9120T (C), 9120TF (C), 9123 (C), 9123F (C), 9123H (C), 9123HF (C), 9123T (C), 9123TF (C), [First Alert, Generic, Gentex, Kidde, N/A] [VAC ] 120VAC SMOKE DETECTOR (C), 7020BSL (C), 7139CS-C (C), 7139CS-W (C), 9120 (C), 9120F (C), 9120H (C), 9120HF (C), 9120T (C), 9120TF (C), 9123 (C), 9123F (C), 9123H (C), 9123HF (C), 9123T (C), 9123TF (C), FU
fcc0a59d-3cd4-4b9a-ab98-2159c823c076 |  |  |  | North | Autocall | [5 empty] | Module | TRUE | A100-6075 |  |  | 1 | [12 empty] | #FFFFFFFF |  |  | FALSE | FALSE | FALSE | [20 empty] | ALIENWIN10\AugWin7 | 2019-11-19 16:19 | THOR\acont | 2024-10-09 10:48
ee8a0357-74c8-4df9-bec6-21696b97a34a | NFPA 170 FIRE PHONE |  |  | North | Block Definition Only |  | Fire Phone |  |  |  | Module | TRUE | NFPA 170 FIRE PHONE |  | NFPA 170 FIRE PHONE | 1 | [12 empty] | #FFFF0000 | FA-NFPA 170 FIRE PHONE | 1 | FALSE | FALSE | FALSE | 208 | [19 empty] | AULAPTOP-PC\Aulaptop | 2020-03-26 07:41 | THOR\acont | 2024-09-08 17:27
7a988772-0333-472d-8149-216c645d297f | NFPA 170 SMOKE DETECTOR |  |  | North | Notifier |  | Smoke Detector |  |  |  | Module | TRUE | NP-200T | ++ | Addressable low-profile photoelectric smoke detector with thermal sensor. B300-6 base included. FlashScan only. | 1 | 0.0002 | 0.0045 |  |  |  |  | FALSE | TRUE | FLUSH |  | 4" SQ. DEEP | 3 "O" PLASTER RING | #FFFF0000 | FA-NFPA 170 SMOKE DETECTOR | 1 | FALSE | FALSE | FALSE | 1408 |  |  | 7272-0028:0206 | [10 empty] | FALSE | [7 empty] | THOR\acont | 2024-09-08 17:27 | 20191121 AC Detector without base | [Honeywell, Notifier, System Sensor] [SLC SENSORS] [*] [#4 TYPE ADDR ¦ SENSORS] 2251B (C), 2251-COPTIR (C), 2251-COPTIR w/B200S-WH (C), 2251TB (C), 2251TMB (C), 5251B (C), 5251B-WP (C), 5251H (C), 5251RB (C), 5251RB-WP (C), 7251 (C), 7251DH (C), DH200LP [Honeywell, Notifier, System Sensor] [SLC MODULES SENSORS] [*] [#2 SHARED ADDR ¦ SENSORS] 2251B (C), 2251-COPTIR (C), 2251-COPTIR w/B200S-WH (C), 2251TB (C), 2251TMB (C), 5251B (C), 5251B-WP (C), 5251H (C), 5251RB (C), 5251RB-WP (C), 7251 (C), 7251DH (C)
ff867f05-8fd3-45cc-afa7-216c73c9fafa |  |  |  | North | Autocall |  | Cards & Components |  |  |  | Card | TRUE | A100-6301 |  | Left port, single-mode 4120 duplex fiber media card | 1 | 0.055 | 0.055 |  |  |  |  | TRUE | [5 empty] | #FFFFFFFF |  |  | FALSE | FALSE | FALSE | [20 empty] | DESKTOP-0D6CQVA\lousc | 2019-07-06 11:33 | THOR\acont | 2024-10-09 10:48 | Cloned from AutoCall A100-6056
8feb14ec-bc9c-4c9e-a2e4-216d5948acc6 | NFPA 170 HORN STROBE |  |  | North | Gentex |  | Horn/Strobe |  |  |  | Module | TRUE | WGEC24-75WRLP |  | 24 Volt Low Profile Evacuation Outdoor Horn/Strobe, Weather Proof, Wall, Red, Low Profile | 1 | 0 | 0.198 |  |  |  |  | FALSE | [5 empty] | #FF0070C0 | FA-NFPA 170 HORN STROBE | 1 | FALSE | FALSE | FALSE | 2012 | [13 empty] | FALSE | [7 empty] | THOR\acont | 2024-09-08 17:27 |  | [Bosch, Gentex, Hochiki, VES] [NAC] [UL MAX] VF4007-X0, WGEC24-75PWR, WGEC24-75PWRLP, WGEC24-75PWW, WGEC24-75PWWLP, WGEC24-75WR, WGEC24-75WRLP, WGEC24-75WW, WGEC24-75WWLP, WHEC24-75WR, WHEC24-75WW
82a2fdb9-f6b7-42b9-a809-216f422780e4 |  |  |  | North | GRI PRODUCTS | Security/Access Control |  |  |  |  | Module | TRUE | 4463A |  |  | 1 | [12 empty] | #FFFFFFFF |  |  | FALSE | FALSE | FALSE | [20 empty] | THOR\acont | 2024-03-12 21:43 | THOR\acont | 2024-10-09 10:48
32870291-469e-4520-ae36-216f947d774c | NFPA 170 HORN STROBE |  |  | North | Eaton Wheelock |  | Horn/Strobe |  |  |  | Module | TRUE | AS-24MCWH-FR |  | Horn Strobe, 24 VDC, High Intensity Multi-candela, red, | 1 | 0 | 0.665 |  |  |  |  | FALSE | FALSE |  |  |  |  | #FF0070C0 | FA-NFPA 170 HORN STROBE | 1 | FALSE | FALSE | FALSE | 2012 | [13 empty] | FALSE | [7 empty] | THOR\acont | 2024-09-08 17:27 |  | [Eaton Wheelock] [NAC] AS-24MCWH-FR, AS-24MCWH-FW
0f2b47c0-7dcd-4eb1-89bf-216fdbc92634 | NFPA 170 BATTERY CABINET |  |  | North | Edwards |  | Enclosure |  |  |  | Assembly | TRUE | BC-2 |  | Battery Cabinet, for 10 & 17 AH batteries | 1 | [6 empty] | FALSE | [5 empty] | #FFFF0000 | FA-NFPA 170 BATTERY CABINET | 1 | FALSE | FALSE | FALSE | [14 empty] | FALSE | [7 empty] | THOR\acont | 2024-09-08 17:27
2e145123-e839-4f18-a52a-2174631d3e93 |  |  |  | North | Edwards |  | Hardware |  |  |  | Hardware | TRUE | TRIM-12R |  | Red Flush Mount Trim Ring for QS-12-R-* | 1 | [6 empty] | FALSE | [5 empty] | #FFFFFFFF |  |  | FALSE | FALSE | FALSE | [14 empty] | FALSE | [7 empty] | THOR\acont | 2024-10-09 10:48
ad3ace94-b893-4483-b045-217936d12193 | NFPA 170 AREA OF REFUGE REMOTE |  |  | North | Rath Area of Refuge |  | Area of Refuge Component |  |  |  | Module | TRUE | 2100-984LR | + | SmartRescue System Call Box | 1 | [6 empty] | FALSE | [5 empty] | #FF00B050 | FA-NFPA 170 AREA OF REFUGE REMOTE | 1 | FALSE | FALSE | FALSE | 4002 | [13 empty] | FALSE | [5 empty] | DESKTOP-7EIEB7A\acont | 2022-12-13 08:29 | THOR\acont | 2024-09-08 17:27 | Cloned from Rath Area of Refuge 2100-956RR | [Rath Area of Refuge] [AUX POWER] [*] 2100-956RR, 2100-956RR MAIN CARD, 2100-956RR MAIN CARD-2, 2100-956SR, 2100-958NSR, 2100-984LR, 2500-205B MAIN CARD, 2500-205FM MAIN CARD, 2500-205PSS MAIN CARD, 2500-210B MAIN CARD, 2500-210FM MAIN CARD, 2500-UPSMONI [Rath Area of Refuge] [AOR Call Circuit] 2100-956RR, 2100-956SR, 2100-958NSR, 2100-984LR, 2400-805SP, 2400-808NSP, 2400-808SSPC, 3300FSCN, 3300FSN
38241212-5b66-4106-a8ff-2179f35fbe51 | NFPA 170 HORN STROBE |  |  | North | Potter |  | Horn/Strobe |  |  |  | Module | TRUE | SSX-52C | ++ | 115dBA Durable Siren or Siren Strobe | 1 |  | 0.748 |  |  | 12 |  | FALSE | [5 empty] | #FF0070C0 | FA-NFPA 170 HORN STROBE | 1 | FALSE | FALSE | FALSE | 2012 | [13 empty] | FALSE | [7 empty] | THOR\acont | 2024-09-08 17:27 | Cloned from Potter SSX-52 CLONED CLONED | [Potter] [NAC] [*] [VDC] SSX-52, SSX-52A, SSX-52B, SSX-52C, SSX-52R
d554ecec-ae1e-4add-aa5e-217c430fe5a6 |  |  |  | North | Firelite |  | Cards & Components |  |  |  | Card | TRUE | ACC-AAM25 (Backup) | ++ | 25 watt, 25 VRMS Audio Amplifier Module with single Class A or Class B speaker circuit. | 1 | 0.065 | 0 |  |  |  |  | TRUE | FALSE |  |  |  |  | #FFFFFFFF |  |  | FALSE | FALSE | FALSE | [14 empty] | FALSE | [5 empty] | DESKTOP-7EIEB7A\acont | 2022-12-07 12:31 | THOR\acont | 2024-10-09 10:48 | Cloned from Firelite ACC-AAM25
4eb31bcb-6a4a-4d48-b916-217e8bc61617 |  |  |  | North | Silent Knight |  | Cards & Components |  |  |  | Card | TRUE | SK-FFT MAIN BOARD |  | FIRE ALARM CONTROL PANEL MAIN BOARD | 1 | [6 empty] | TRUE | [5 empty] | #FFFFFFFF |  |  | FALSE | FALSE | FALSE | [14 empty] | FALSE | [7 empty] | THOR\acont | 2024-10-09 10:48 |  | [Farenhyt, Silent Knight, Stanley Security Solutions] [VAC ] 5104B Main Board, 5204 Main Board, 5207 Main Board, 5208 Main Board, 5495 Main Board, 5496 Main Board, 5499 Main Board, 5600 Main Board, 5700 Main Board, 5808 Main Board, 5820XL Main Board, 588 | [Silent Knight] SK-FFT MAIN BOARD
b805e446-0190-4161-b779-2188de5923b6 |  |  |  | North | Potter | [5 empty] | Module | TRUE | AMS-38 |  | Mechanical Surface Mount Contact | 1 | [6 empty] | FALSE | [5 empty] | #FFFFFFFF |  |  | FALSE | FALSE | FALSE | [14 empty] | FALSE | [7 empty] | THOR\acont | 2024-10-09 10:48
9f892bec-b4da-45a5-b6c7-2190e2db9b6c | NFPA 170 SMOKE HEAT DETECTOR |  |  | North | Potter |  | Smoke/Heat Detector |  |  |  | Module | TRUE | PAD300-PHD w/PAD300-RB | ++ | Photoelectric Smoke/Heat Detector with 6" Base with One Form-C Relay Contact | 1 | 0.0006 | 0.0006 |  |  |  |  | FALSE | TRUE |  |  |  |  | #FFFF0000 | FA-NFPA 170 SMOKE HEAT DETECTOR | 1 | FALSE | FALSE | FALSE | 1411 | [13 empty] | FALSE |  |  | RB |  |  | DESKTOP-7EIEB7A\acont | 2023-01-20 07:02 | THOR\acont | 2024-09-08 17:27 | Cloned from Potter PAD200-PHD w/PAD100-RB | [Potter] [SLC PAD] [*] [#2 SHARED ADDR ¦ SENSORS] PAD100-CD w/PAD100-4DB, PAD100-CD w/PAD100-6DB, PAD100-CD w/PAD100-IB, PAD100-CD w/PAD100-LFSB, PAD100-CD w/PAD100-RB, PAD100-CD w/PAD100-SB, PAD100-CD w/PAD100-SPKB, PAD100-DUCT (C), PAD100-DUCTR (C), PA | [Potter] PAD300-CD w/PAD300-RB, PAD300-HD w/PAD300-RB, PAD300-PCD w/PAD300-RB, PAD300-PCD w/PAD300-RB (Split), PAD300-PD w/PAD300-RB, PAD300-PHD w/PAD300-RB, PAD300-PHD w/PAD300-RB (Split)
828f231f-f15e-4a58-b79f-219da5f869d4 | NFPA 170 HEAT DETECTOR |  |  | North | System Sensor |  | Heat Detector |  |  |  | Module | TRUE | 4451HT | ++ | Thermal Detector, electronic, 190°F (87°C) fixed & rate-of-r | 1 | 0.0001 | 0.039 |  |  |  |  | FALSE | TRUE |  |  |  |  | #FFFF0000 | FA-NFPA 170 HEAT DETECTOR | 1 | FALSE | FALSE | FALSE | 1403 | [13 empty] | FALSE | [7 empty] | THOR\acont | 2024-09-08 17:27 | 20191121 AC Detector without base | [Firelite, Macurco, Notifier, Silent Knight, System Sensor] [AUX POWER] [*] [AUX INPUT ++] 1251B (C), 1412B (C), 1424 (C), 2112/24AT (C), 2112/24S (C), 2112/24TS (C), 2112AITR (C), 2112ATR (C), 2112R (C), 2124AITR (C), 2124ATR (C), 2124R (C), 2151 w/B110 [Firelite, Macurco, Notifier, Silent Knight, System Sensor] [IDC] 01 [IDC 4-WIRE ++] 1251B (C), 1412B (C), 1424 (C), 2112/24AT (C), 2112/24S (C), 2112/24TS (C), 2112AITR (C), 2112ATR (C), 2112R (C), 2124AITR (C), 2124ATR (C), 2124R (C), 2151 w/B110RLP (C
fbe34d64-82b2-4b0c-8436-21a1a4d4cda2 |  |  |  | North | Bosch | [5 empty] | Module | TRUE | DIP-71F8-16HD | * | NVR 32CH IP 7000 3U 128TB | 1 | [12 empty] | #FFFFFFFF |  |  | FALSE | FALSE | FALSE | [20 empty] | DESKTOP-7EIEB7A\acont | 2021-08-13 06:25 | THOR\acont | 2024-10-09 10:48
63cd7544-710c-49f6-a9ef-21b811848d62 |  |  |  | North | Siemens | [5 empty] | Module | TRUE | SEF-HMC-W | 500-636040 | E SPEAKER FLUSH HI MULTI CANDELA WHITE | 1 | [12 empty] | #FFFFFFFF |  |  | FALSE | FALSE | FALSE | [20 empty] | DESKTOP-7SAL8M7\acont | 2019-08-13 09:04 | THOR\acont | 2024-10-09 10:48
5dfbcaf0-3ab4-487b-8eba-21ba9f3ec812 | NFPA 170 SPEAKER WALL |  |  | North | Kidde |  | Speaker |  |  |  | Module | TRUE | WGSWA | ++ | Outdoor rated speaker, wall, white, alert | 1 | [6 empty] | FALSE | FALSE |  |  |  |  | #FF0070C0 | FA-NFPA 170 SPEAKER WALL | 1 | FALSE | FALSE | FALSE | 2021 | [13 empty] | FALSE |  |  | WP |  |  | THOR\acont | 2024-12-19 13:51 | THOR\acont | 2024-12-19 13:57 | Cloned from Edwards WGSWA | [Edwards, Hochiki, Kidde] [AUDIO 70.7v] [70V AUDIO] EG4SRF, EG4SRN, EG4SVRF, EG4SVRN, EG4SVWA, EG4SVWF, EG4SVWN, EG4SWA, EG4SWF, EG4SWN, G4SRF, G4SRN, G4SVRF, G4SVRN, G4SVWA, G4SVWF, G4SVWN, G4SWA, G4SWF, G4SWN, WGSRA, WGSRF, WGSRF-FR, WGSRF-SP, WGSRN, W [Edwards, Hochiki, Kidde] [AUDIO 25v] [25V AUDIO] EG4SRF, EG4SRN, EG4SVRF, EG4SVRN, EG4SVWA, EG4SVWF, EG4SVWN, EG4SWA, EG4SWF, EG4SWN, G4SRF, G4SRN, G4SVRF, G4SVRN, G4SVWA, G4SVWF, G4SVWN, G4SWA, G4SWF, G4SWN, WGSRA, WGSRF, WGSRF-FR, WGSRF-SP, WGSRN, WGS
87aaa302-6401-416a-b443-21d2a4541e3e | NFPA 170 DIGITAL ALARM COMMNUCATOR TRANSMITTER |  |  | North | Sigcom |  | Communicator |  |  |  | Module | TRUE | DTX 16 Zone |  | DTX Series Long Range Radio Alarm Transceivers (16 Zone) | 1 | 0 | 0 |  |  |  |  | FALSE | [5 empty] | #FFFF0000 | FA-NFPA 170 DIGITAL ALARM COMMNUCATOR TRANSMITTER | 1 | FALSE | FALSE | FALSE | 250 | [13 empty] | FALSE |  |  | 8 |  |  | DESKTOP-7SAL8M7\acont | 2020-09-14 15:08 | THOR\acont | 2024-09-08 17:27 | Cloned from DMP 715-16 |  | [Sigcom] DTX 16 Zone
e269f9b5-6f37-42cb-b1d8-21d832a5b092 |  |  |  | North | Kidde |  | Hardware |  |  |  | Hardware | TRUE | MIRBPS6A-6 |  | 6 Pack, Remote Booster Power Supply, 6.5A, 120Vac, red | 1 | [6 empty] | FALSE | [5 empty] | #FFFFFFFF |  |  | FALSE | FALSE | FALSE | [14 empty] | FALSE | [5 empty] | DESKTOP-7SAL8M7\acont | 2020-01-02 08:46 | THOR\acont | 2024-10-09 10:48 | Cloned from Edwards BPS6A-6
a0fb08e4-a27b-4889-b019-21ddcf56c9db | NFPA 170 HORN STROBE |  |  | North | Eaton Wheelock |  | Horn/Strobe |  |  |  | Module | TRUE | ZNS-24MCW-FR |  | Horn/Strobe, Wall mount 24 VDC, red with easy snap base | 1 | 0 | 0.244 |  |  |  |  | FALSE | FALSE |  |  |  |  | #FF0070C0 | FA-NFPA 170 HORN STROBE | 1 | FALSE | FALSE | FALSE | 2012 | [13 empty] | FALSE | [7 empty] | THOR\acont | 2024-09-08 17:27 |  | [Eaton Wheelock] [NAC] ZNS-24MCW-FR, ZNS-24MCW-FW
3a26cf0d-24a4-4a00-9151-21df75829173 |  |  |  | North | Edwards |  | Hardware |  |  |  | Hardware | TRUE | 27193-11 |  | One gang surface mount box, red | 1 | [6 empty] | FALSE | [5 empty] | #FFFFFFFF |  |  | FALSE | FALSE | FALSE | [14 empty] | FALSE | [7 empty] | THOR\acont | 2024-10-09 10:48
069b8493-a64e-47ac-9942-21e05ff5e6f8 | NFPA 170 HORN STROBE CEILING |  |  | North | Potter |  | Horn/Strobe |  |  |  | Module | TRUE | SH24C-3075110 |  | Selectable Candela Ceiling Horn Strobe | 1 | 0 | 0.16 |  |  |  |  | FALSE | TRUE |  |  |  |  | #FF0070C0 | FA-NFPA 170 HORN STROBE CEILING | 1 | FALSE | FALSE | FALSE | 2013 | [13 empty] | FALSE |  |  | C |  |  |  |  | THOR\acont | 2024-09-08 17:27 |  | [Potter] [NAC] [UL MAX, HIGH DB] SH24C-3075110 (C)
e3c53287-ab0d-40e4-a57f-21e1e7b6d48e |  |  |  | North | Siemens | [5 empty] | Module | TRUE | BK-33 | 515-087135 | 5/10AH BATTERY CHASSIS & BRACKET (3) SPACE | 1 | [12 empty] | #FFFFFFFF |  |  | FALSE | FALSE | FALSE | [20 empty] | DESKTOP-7SAL8M7\acont | 2019-08-13 09:04 | THOR\acont | 2024-10-09 10:48
c2bbfacb-81b5-4b2d-b2b7-21e26e8ccca9 | NFPA 170 HEAT DETECTOR |  |  | North | Notifier |  | Heat Detector |  |  |  | Module | TRUE | 302-ET-194 | ++ | Heat Detector, 194°F (90°C) | 1 | [6 empty] | FALSE | TRUE |  |  |  |  | #FFFF0000 | FA-NFPA 170 HEAT DETECTOR | 1 | FALSE | FALSE | FALSE | 1403 | [13 empty] | FALSE | [7 empty] | THOR\acont | 2024-09-08 17:27 | 20191121 AC Detector without base | [Chemtronics, Firelite, MIRCOM, Notifier, System Sensor] [IDC] 01 [*] [IDC 2-WIRE ++] 1151 (C), 1151EIS (C), 1400 (C), 1451 (C), 1451DH (C), 1451DHHT (C), 2100AT (C), 2100S (C), 2100TR (C), 2100TS (C), 2151 w/B110LP (C), 2151 w/B116LP (C), 2151 w/B401 (C
515d4622-6d6b-47cf-97e8-21ec25fc5774 |  |  |  | North | MIRCOM | [5 empty] | Module | TRUE | ALCN-960D | ++ | Quad Intelligent Analog Loop Module daughter board | 1 | 0.2 | 0.23 | [10 empty] | #FFFFFFFF |  |  | FALSE | FALSE | FALSE | [20 empty] | DESKTOP-7EIEB7A\acont | 2023-01-11 09:02 | THOR\acont | 2024-10-09 10:48 |  |  | [MIRCOM] ALCN-4792D, ALCN-4792MISO, ALCN-960D, ALCN-960MISO
f3872334-6b6f-485e-a689-21f166b82d70 | NFPA 170 DOOR HOLDER |  |  | North | Siemens |  | Door Holder |  |  |  | Module | TRUE | SDH-7D |  | 24VDC, concealed wiring | 1 | 0.068 |  |  |  | 24 |  | FALSE | [5 empty] | #FFFF0000 | FA-NFPA 170 DOOR HOLDER | 1 | FALSE | FALSE | FALSE | 2500 | [13 empty] | FALSE | [5 empty] | THOR\acont | 2023-09-27 09:17 | THOR\acont | 2024-09-08 17:27 | Cloned from Siemens SDH-2D CLONED CLONED CLONED CLONED CLONED | [Siemens] [AUX POWER] [*] SDH-2D, SDH-3D, SDH-4D, SDH-5D, SDH-6D, SDH-7D, SDH-8D
f2a62794-06d0-435f-8665-21f7b19c182b | NFPA 170 BELL |  |  | North | Edwards |  | Bell |  |  |  | Module | TRUE | 439D-6AW-R | + | Bell, 6" 24Vdc, Red | 1 | [6 empty] | FALSE | [5 empty] | #FFFF0000 | FA-NFPA 170 BELL | 1 | FALSE | FALSE | FALSE | 2000 | [13 empty] | FALSE | [7 empty] | THOR\acont | 2024-09-08 17:27 |  | [Edwards, Kidde] [NAC] [VDC] 439D-10AW, 439D-10AWC, 439D-10AW-R, 439D-6AW, 439D-6AWC, 439D-6AW-R, 439D-8AW, 439D-8AW-R, 439DEX-10AW, 439DEX-6AW, 439DEX-8AW
44b29993-8a57-43df-a875-21f834f3ea18 | NFPA 170 HORN STROBE CEILING |  |  | North | FCI |  | Strobe |  |  |  | Module | TRUE | PC24115W | ++ | Horn, electronic, white, w/115 cd strobe | 1 | 0 | 0.347 |  |  |  |  | FALSE | TRUE |  |  |  |  | #FF0070C0 | FA-NFPA 170 HORN STROBE CEILING | 1 | FALSE | FALSE | FALSE | 2022 | [13 empty] | FALSE |  |  | C |  |  | THOR\acont | 2025-02-25 16:23 | THOR\acont | 2025-02-25 16:25 | Cloned from FCI PC2415W CLONED CLONED CLONED CLONED CLONED CLONED CLONED | [Eaton Wheelock, FCI] [NAC] [DC MAX] PC24115 (C), PC24115W (C), RS-2415W-FR
2af6b5b7-bd3e-40f9-b445-21f8c904a501 | NFPA 170 MANUAL PULL |  |  | North | Potter |  | Manual Station |  |  |  | Module | TRUE | RMS-6T-EXP-WP |  | Explosion Proof Pull Station | 1 | [6 empty] | FALSE | [5 empty] | #FFFF0000 | FA-NFPA 170 MANUAL PULL | 1 | FALSE | FALSE | FALSE | 957 | [13 empty] | FALSE |  |  | XP |  |  |  |  | THOR\acont | 2024-09-08 17:27 |  | [Notifier, Potter] [IDC] 01 CF-135EWT, CF-135MP, CF-135W, CF-165MP, CF-165W, CF-200EWT, CF-200MP, CF-200W, CF-285MP, CF-285W, CPS-24 w/SB, CR-135EWT, CR-135MP, CR-135W, CR-165MP, CR-165W, CR-200EWT, CR-200MP, CR-200W, DSD-P (C), P32-1T, PS40 Series, PS40
77bcc9fe-412c-4735-a7d3-22049b4f9a05 | NFPA 170 NOTIFICATION CIRCUIT EXTENDER PANEL | RISER NAC |  | North | Harrington |  | Notification Circuit Extender Panel |  |  |  | Assembly | TRUE | AL802ULADA |  | 24VDC or 12VDC @ 8 amp max Two (2) Class A or four (4) Class B outputs. | 1 | [6 empty] | FALSE | [5 empty] | #FFFF0000 | FA-NFPA 170 NOTIFICATION CIRCUIT EXTENDER PANEL | 1 | FALSE | FALSE | FALSE | 212 | [8 empty] | 7,12,18 |  |  |  |  | TRUE | [7 empty] | THOR\acont | 2024-09-08 17:27
8cf2fa35-1bf6-4de8-ae6a-2205f04fe42f | NFPA 170 SPEAKER STROBE |  |  | North | Autocall |  | Speaker/Strobe |  |  |  | Module | TRUE | A4906-9153 | + | Multi-tapped Speaker with Multi-Candela Synchronized Strobe, White | 1 | [6 empty] | TRUE | [5 empty] | #FF0070C0 | FA-NFPA 170 SPEAKER STROBE | 1 | FALSE | FALSE | FALSE | 2019 | [19 empty] | ALIENWIN10\AugWin7 | 2019-07-01 11:52 | THOR\acont | 2024-09-08 17:27 | Cloned from New Part CLONED CLONED CLONED CLONED CLONED | [Autocall, Simplex] [AUDIO 70.7v] [70V AUDIO] 4902-9721, 4903-9148, 4903-9149, 4903-9150, 4903-9153, 4903-9193, 4906-9151, 4906-9153, 4906-9154 (C), 4906-9158 (C), 4906-9159 (C), 4906-9160 (C), A4902-9716, A4902-9717, A4902-9721, A4906-9151, A4906-9153, [Autocall, Simplex] [NAC] [MAX (WALL)] 4906-9151, 4906-9153, A4906-9151, A4906-9153 [Autocall, Simplex] [NAC] [MAX (CEILING)] 4906-9151, 4906-9153, A4906-9151, A4906-9153 [Autocall, Simplex] [AUDIO 25v] [25V AUDIO] 4902-9721, 4903-9148, 4903-9149, 4903-9150, 4903-9153, 4903-9193, 4906-9151, 4906-9153, 4906-9154 (C), 4906-9158 (C), 4906-9159 (C), 4906-9160 (C), A4902-9716, A4902-9717, A4902-9721, A4906-9151, A4906-9153, A4
f57f5bf3-bbff-49c3-b06f-2207a5b49efd | NFPA 170 NOTIFICATION CIRCUIT EXTENDER PANEL | RISER NAC |  | North | Siemens |  | Notification Circuit Extender Panel |  |  |  | Assembly | TRUE | PAD-3/RSE-300 |  | ASSEMBLY, FIRE ALARM POWER PANEL, NAC 6 AMP | 1 | [12 empty] | #FFFF0000 | FA-NFPA 170 NOTIFICATION CIRCUIT EXTENDER PANEL | 1 | FALSE | FALSE | FALSE | 212 | [21 empty] | THOR\acont | 2024-09-08 17:27
3885c7e3-6f1b-4477-836d-2207fefab916 |  |  |  | North | UPG |  | Hardware |  |  |  | Hardware | TRUE | UB12120 | System Batteries, Sealed Lead-Acid | 12V 12AH Sealed Lead-Acid Battery | 1 | 0 | 0 |  |  |  |  | FALSE |  | Installed Inside Cabinet |  | L: 5.94 in W: 3.86 in H: 3.72 in |  | #FFFFFFFF |  |  | FALSE | FALSE | FALSE | [20 empty] | DESKTOP-0D6CQVA\lousc | 2019-06-26 20:06 | THOR\acont | 2024-10-09 10:48
7ce74be5-4433-4ce7-ae2b-2209d65c734a |  |  |  | North | Bosch | [5 empty] | Module | TRUE | NUC-51022-F4-RO | * | ***(Ross) FLEXIDOME IP micro 5000 Fixed dome 2MP 97 IP66 | 1 | [12 empty] | #FFFFFFFF |  |  | FALSE | FALSE | FALSE | [20 empty] | DESKTOP-7EIEB7A\acont | 2021-08-13 06:25 | THOR\acont | 2024-10-09 10:48
ea44099f-1f8a-43a8-9421-221bc056d090 |  |  |  | North | Bosch | [5 empty] | Module | TRUE | PRS-CSRM | * | PRAESIDEO Remote Call Station Module | 1 | [12 empty] | #FFFFFFFF |  |  | FALSE | FALSE | FALSE | [20 empty] | DESKTOP-7EIEB7A\acont | 2021-08-13 06:25 | THOR\acont | 2024-10-09 10:48
7da14e59-bf22-4007-9d48-221f82c9dc1e |  |  |  | North | Eaton Wheelock |  | Cards & Components |  |  |  | Card | TRUE | SP40S Main Board | ++ | Main Board | 1 | 0.13 | 4.7 |  | 40 |  |  | TRUE | [5 empty] | #FFFFFFFF |  |  | FALSE | FALSE | FALSE | [14 empty] | FALSE | [5 empty] | AULAPTOP-PC\Aulaptop | 2018-12-06 05:28 | THOR\acont | 2024-10-09 10:48 | Cloned from Siemens New Part | [Eaton Wheelock] [RELAY] [ALL DEVICES ++] SP40S Main Board [Eaton Wheelock] [RELAY] [#7] SP40S Main Board [Eaton Wheelock] [RELAY] [#5] SP40S Main Board [Eaton Wheelock] [RELAY] [#6] SP40S Main Board [Eaton Wheelock] [RELAY] [#2] SP40S Main Board [Eaton Wheelock] [RELAY] [#8] SP40S Main Board [Eaton Wheelock] [RELAY] [#3] SP40S Main Board [Eaton Wheelock] [RELAY] [#4] SP40S Main Board [Eaton Wheelock] [IDC] [#1 ALARM] SP40S Main Board [Eaton Wheelock] [IDC] [#1 TROUBLE] SP40S Main Board | [Eaton Wheelock] SP40S Main Board
2379dce7-9283-4213-89d5-221fe4c85fa9 |  |  |  | North | Edwards |  | Hardware |  |  |  | Hardware | TRUE | MN-HSECCDM1 |  | ECC Replacement inverter display module | 1 | [6 empty] | FALSE | [5 empty] | #FFFFFFFF |  |  | FALSE | FALSE | FALSE | [14 empty] | FALSE | [7 empty] | THOR\acont | 2024-10-09 10:48
7f455dd0-f821-4a46-b33d-2224251964b2 | NFPA 170 JUNCTION BOX |  |  | North | BluePoint |  | Junction Box |  |  |  | Module | TRUE | BP04-201L | + | IWS Back Box | 1 | [6 empty] | FALSE | [5 empty] | #FF00B050 | FA-NFPA 170 JUNCTION BOX | 1 | FALSE | FALSE | FALSE | [14 empty] | FALSE | [5 empty] | THOR\acont | 2024-04-12 13:13 | THOR\acont | 2024-09-08 17:27 | Cloned from System Sensor SBBWL
95f42144-0f58-4525-926b-22271ea22ddd |  |  |  | North | Edwards |  | Hardware |  |  |  | Hardware | TRUE | EVZLED |  | Back Lit Graphic LED - Red, Yellow, or Green for EV graphics | 1 | [6 empty] | FALSE | [5 empty] | #FFFFFFFF |  |  | FALSE | FALSE | FALSE | [14 empty] | FALSE | [7 empty] | THOR\acont | 2024-10-09 10:48
7b4a8880-586a-4ec3-a83f-22299dbd1be2 |  |  |  | North | Edwards |  | Cards & Components |  |  |  | Card | TRUE | 2-LCD |  | OBSOLETE - Liquid Crystal Display Module | 1 | [6 empty] | TRUE | [5 empty] | #FFFFFFFF |  |  | FALSE | FALSE | FALSE | [14 empty] | FALSE | [7 empty] | THOR\acont | 2024-10-09 10:48
7101ba65-3426-4577-951c-222e91626ef8 | NFPA 170 HEAT DETECTOR |  |  | North | Gamewell FCI |  | Heat Detector |  |  |  | Module | TRUE | ATD-L3R w/B224BI-WH | + | Thermal heat detector, 135°F rate of rise, bright white, Velociti w/ Isolator base, bright white | 1 | 0.0002 | 0.0045 |  |  |  |  | FALSE | TRUE | FLUSH |  | 4" SQ. DEEP | 3 "O" PLASTER RING | #FFFF0000 | FA-NFPA 170 HEAT DETECTOR | 1 | FALSE | FALSE | FALSE | 1403 | [13 empty] | FALSE |  |  | 135°, I |  |  | DESKTOP-7SAL8M7\acont | 2019-05-06 10:45 | THOR\acont | 2024-09-08 17:27 | 20191121 AC Detector with base | [Gamewell FCI] [SLC SENSORS] [*] [#4 TYPE ADDR ¦ SENSORS] ADPF (C), ASD-PL2F w/B200S-LF-WH (C), ASD-PL2F w/B210LP (C), ASD-PL2FR (C), ASD-PL3 w/B200S-LF-WH (C), ASD-PL3 w/B200SR-LF-WH (C), ASD-PL3 w/B200SR-WH (C), ASD-PL3 w/B224BI-WH (C), ASD-PL3 w/B224R [Gamewell FCI] [SLC MODULES SENSORS] [*] [#2 SHARED ADDR ¦ SENSORS] ADPF (C), ASD-PL2F w/B200S-LF-WH (C), ASD-PL2F w/B210LP (C), ASD-PL2FR (C), ASD-PL3 w/B200S-LF-WH (C), ASD-PL3 w/B200SR-LF-WH (C), ASD-PL3 w/B200SR-WH (C), ASD-PL3 w/B224BI-WH (C), ASD-P
febe82e9-dbee-4176-beaa-223247936742 |  |  |  | North | Farenhyt |  | Cards & Components |  |  |  | Card | TRUE | 5496 Main Board | ++ | Main Board | 1 | 0.04 | 0.16 | 6 |  |  |  | TRUE | [5 empty] | #FFFFFFFF |  |  | FALSE | FALSE | FALSE | [14 empty] | FALSE | [5 empty] | DESKTOP-7SAL8M7\acont | 2020-04-14 15:34 | THOR\acont | 2024-10-09 10:48 | Cloned from Silent Knight 5496 MAIN BOARD | [Farenhyt, Silent Knight, Stanley Security Solutions] [VAC ] 5104B Main Board, 5204 Main Board, 5207 Main Board, 5208 Main Board, 5495 Main Board, 5496 Main Board, 5499 Main Board, 5600 Main Board, 5700 Main Board, 5808 Main Board, 5820XL Main Board, 588 [Farenhyt] [SBUS] [SBUS ++] 5496 Main Board, RPS-1000 Main Board | [Farenhyt] 5496 Main Board
98ba544a-a5ef-4c97-9606-2232d1bd1e27 | NFPA 170 HORN STROBE |  |  | North | Kidde |  | Horn/Strobe |  |  |  | Module | TRUE | EG4AVWF-SP |  | Wall horn-strobe, white, FUEGO | 1 | [6 empty] | FALSE |  | GRSW-10 |  |  |  | #FF0070C0 | FA-NFPA 170 HORN STROBE | 1 | FALSE | FALSE | FALSE | 2012 | [13 empty] | FALSE | [5 empty] | DESKTOP-7SAL8M7\acont | 2020-08-19 11:55 | THOR\acont | 2024-09-08 17:27 | Cloned from Edwards G4AVWF-SP | [Edwards, Kidde] [NAC] [VFWR, HIGH DB] EG4AVRF, EG4AVRF-FR, EG4AVRF-SP, EG4AVRN, EG4AVWF, EG4AVWF-FR, EG4AVWF-SP, EG4AVWN, G4AVRF, G4AVRF-FR, G4AVRF-SP, G4AVRN, G4AVWF, G4AVWF w/STI, G4AVWF-FR, G4AVWF-SP, G4AVWN [Edwards, Kidde] [NAC] [VDC, LOW DB] EG4AVRF, EG4AVRF-FR, EG4AVRF-SP, EG4AVRN, EG4AVWF, EG4AVWF-FR, EG4AVWF-SP, EG4AVWN, G4AVRF, G4AVRF-FR, G4AVRF-SP, G4AVRN, G4AVWF, G4AVWF w/STI, G4AVWF-FR, G4AVWF-SP, G4AVWN [Edwards, Kidde] [NAC] [VDC, HIGH DB] EG4AVRF, EG4AVRF-FR, EG4AVRF-SP, EG4AVRN, EG4AVWF, EG4AVWF-FR, EG4AVWF-SP, EG4AVWN, G4AVRF, G4AVRF-FR, G4AVRF-SP, G4AVRN, G4AVWF, G4AVWF w/STI, G4AVWF-FR, G4AVWF-SP, G4AVWN [Edwards, Kidde] [NAC] [VFWR, LOW DB] EG4AVRF, EG4AVRF-FR, EG4AVRF-SP, EG4AVRN, EG4AVWF, EG4AVWF-FR, EG4AVWF-SP, EG4AVWN, G4AVRF, G4AVRF-FR, G4AVRF-SP, G4AVRN, G4AVWF, G4AVWF w/STI, G4AVWF-FR, G4AVWF-SP, G4AVWN
b5ba0e01-f3ac-4cd9-8a7f-2234d8b166e1 | NFPA 170 HORN |  |  | North | Siemens |  | Horn |  |  |  | Module | TRUE | SL2HWR-N | S54329-F85-A1++ | Horn, Wall, Red, Fire | 1 | [12 empty] | #FF0070C0 | FA-NFPA 170 HORN | 1 | FALSE | FALSE | FALSE | 2010 | [19 empty] | DESKTOP-7EIEB7A\acont | 2023-08-02 11:29 | THOR\acont | 2024-09-08 17:27 | Cloned from Siemens SL2MTWR-F | [Siemens] [NAC] [24 VDC, HORN HIGH] SL2HCR-N (C), SL2HCW-N (C), SL2HWR-N, SL2HWW-N
f3490771-3e6d-49c9-b32f-22354d4d4ec6 |  |  |  | North | Edwards |  | Hardware |  |  |  | Hardware | TRUE | 757A-RR |  | Retrofit Ring - RED | 1 | [6 empty] | FALSE | [5 empty] | #FFFFFFFF |  |  | FALSE | FALSE | FALSE | [14 empty] | FALSE | [7 empty] | THOR\acont | 2024-10-09 10:48
19ec4373-b2a6-4d9b-8a5c-223d6a6d2edb | NFPA 170 GAS DETECTOR |  |  | North | Farenhyt |  | Gas Detection |  |  |  | Module | TRUE | CO1224TR w/ IDP-MINIMON | ++ | Carbon Monoxide Detector with RealTest with IDP-Minimon | 1 | 0.00035 | 0.00035 |  |  |  |  | FALSE | [5 empty] | #FFFF0000 | FA-NFPA 170 GAS DETECTOR | 1 | FALSE | FALSE | FALSE | 1402 | [13 empty] | FALSE |  |  | CO |  |  | DESKTOP-7SAL8M7\acont | 2020-09-14 08:11 | THOR\acont | 2024-09-08 17:27 | Cloned from System Sensor CO1224TR | [Farenhyt, System Sensor] [AUX POWER] [*] [12/24 VDC] CO1224A, CO1224T, CO1224TR, CO1224TR w/ IDP-MINIMON, CO1224TR w/ IDP-MONITOR [Farenhyt, Silent Knight] [SLC MODULES SENSORS] [*] [#2 SHARED ADDR ¦ SENSORS] CO1224TR w/ IDP-MINIMON, CO1224TR w/ IDP-MONITOR, DNR w/IDP-PHOTO-R-W (C), DNR w/SK-PHOTO-R-W (C), DNRW w/IDP-PHOTO-R-W (C), DNRW w/SK-PHOTO-R-W (C), HFS-D (C), HFS-P (C), HFS [Farenhyt] [SLC IDP MODULES] [*] [#3 TYPE ADDR ¦ MODULES] CO1224TR w/ IDP-MINIMON, CO1224TR w/ IDP-MONITOR, Hood System/IDP-MINIMON, IDP-CONTROL, IDP-CONTROL-6, IDP-MINIMON, IDP-MON-10, IDP-MONITOR, IDP-MONITOR-2, IDP-PULL-DA, IDP-PULL-SA, IDP-RELAY, IDP
b0111736-c9c1-45b2-a17c-22427706a534 | NFPA 170 SPEAKER STROBE |  |  | North | Eaton Wheelock |  | Speaker/Strobe |  |  |  | Module | TRUE | ET70WP-2475W-FR w/IOB-R |  | Speaker/Strobe, wall, 24 VDC, WP, red weatherproof w/red backbox | 1 | 0 | 0.155 |  |  |  |  | FALSE | FALSE |  |  |  |  | #FF0070C0 | FA-NFPA 170 SPEAKER STROBE | 1 | FALSE | FALSE | FALSE | 2019 | [13 empty] | FALSE |  |  | WP |  |  | DESKTOP-7EIEB7A\acont | 2022-04-22 11:42 | THOR\acont | 2024-09-08 17:27 | Cloned from Eaton Wheelock ET70WP-2475W-FW w/IOB-W CLONED | [Eaton Wheelock, Hochiki] [NAC] [UL 1971] ET70WP-2475W-FR, ET70WP-2475W-FR w/IOB-R, ET70WP-2475W-FR w/WFP-R, ET70WP-2475W-FW, ET70WP-2475W-FW w/IOB-R, ET70WP-2475W-FW w/IOB-W, ET70WP-2475W-FW w/WFP-W [Eaton Wheelock, Hochiki] [NAC] [UL 1638 @ 77°F] ET70WP-2475W-FR, ET70WP-2475W-FR w/IOB-R, ET70WP-2475W-FR w/WFP-R, ET70WP-2475W-FW, ET70WP-2475W-FW w/IOB-R, ET70WP-2475W-FW w/IOB-W, ET70WP-2475W-FW w/WFP-W [Eaton Wheelock, Hochiki] [AUDIO 70.7v] [70V AUDIO] ET70WP-24115C-FR (C), ET70WP-24115C-FW (C), ET70WP-24135C-FR (C), ET70WP-24135C-FW (C), ET70WP-24135W-FR (C), ET70WP-24135W-FW (C), ET70WP-24177C-FR (C), ET70WP-24177C-FW (C), ET70WP-24185W-FR, ET70WP-2 [Eaton Wheelock, Hochiki] [AUDIO 25v] [25V AUDIO] ET70WP-24115C-FR (C), ET70WP-24115C-FW (C), ET70WP-24135C-FR (C), ET70WP-24135C-FW (C), ET70WP-24135W-FR (C), ET70WP-24135W-FW (C), ET70WP-24177C-FR (C), ET70WP-24177C-FW (C), ET70WP-24185W-FR, ET70WP-241
c5e86a32-073b-4cbe-9613-2245577c7f28 | NFPA 170 ADDRESSABLE OUTPUT MODULE |  |  | North | Silent Knight |  | Addressable Control/Relay |  |  |  | Module | TRUE | SK-CONTROL | ++ | Notification Module | 1 | 0.000375 | 0.000375 |  |  |  |  | FALSE |  |  |  | 4.5” H x 4” W x 1.3” D (11.4 cm x 10.2 cm x 3.2 cm) |  | #FFFF0000 | FA-NFPA 170 ADDRESSABLE OUTPUT MODULE | 1 | FALSE | FALSE | FALSE | 1100 | [13 empty] | FALSE | [7 empty] | THOR\acont | 2024-09-08 17:27 |  | [Silent Knight] [SLC SK MODULES] [*] [#3 TYPE ADDR ¦ MODULES] HFS-MM, SK-CONTROL, SK-CONTROL-6, SK-MINIMON, SK-MON-10, SK-MONITOR, SK-MONITOR-2, SK-PULL-DA, SK-PULL-SA, SK-RELAY, SK-RELAY-6, SK-RELAYMON-2, SK-ZONE, SK-ZONE-6, WAV-CRL, WAV-CWL, WAV-RL, WA [Farenhyt, Silent Knight] [AUX POWER, NAC] [RISER INPUT ++] IDP-CONTROL, SK-CONTROL [Farenhyt, Silent Knight] [SLC MODULES SENSORS] [*] [#1 SHARED ADDR ¦ MODULES] HFS-MM, Hood System/IDP-MINIMON, IDP-CONTROL, IDP-CONTROL-6, IDP-MINIMON, IDP-MON-10, IDP-MONITOR, IDP-MONITOR-2, IDP-PULL-DA, IDP-PULL-SA, IDP-RELAY, IDP-RELAY-6, IDP-RELAYMO | [Farenhyt, Silent Knight] IDP-CONTROL, SK-CONTROL
11c22907-121d-4af1-8b9e-2246063c1e86 | NFPA 170 HEAT DETECTOR |  |  | North | System Sensor |  | Heat Detector |  |  |  | Module | TRUE | 5603 | ++ | 135 °F (57° C) fixed temperature. | 1 | [6 empty] | FALSE | TRUE |  |  |  |  | #FFFF0000 | FA-NFPA 170 HEAT DETECTOR | 1 | FALSE | FALSE | FALSE | 1403 | [13 empty] | FALSE | [7 empty] | THOR\acont | 2024-09-08 17:27 | 20191121 AC Detector without base | [Chemtronics, Firelite, MIRCOM, Notifier, System Sensor] [IDC] 01 [*] [IDC 2-WIRE ++] 1151 (C), 1151EIS (C), 1400 (C), 1451 (C), 1451DH (C), 1451DHHT (C), 2100AT (C), 2100S (C), 2100TR (C), 2100TS (C), 2151 w/B110LP (C), 2151 w/B116LP (C), 2151 w/B401 (C
75ad2715-c8a6-4a2d-b4ac-2248594b5ed1 | NFPA 170 SMOKE DETECTOR |  |  | North | Hochiki |  | Smoke Detector |  |  |  | Module | TRUE | ACD-V w/ASBL SOUNDER BASE | ACD-V MULTI-CRITERIA SENSOR | ACD-V MULTI-CRITERIA SENSOR w/ASBL SOUNDER BASE SMOKE/CO | 1 | 0.00045 | 0.0072 |  |  |  |  | TRUE | TRUE |  | *Refer to Install Sheet |  |  | #FFFF0000 | FA-NFPA 170 SMOKE DETECTOR | 1 | FALSE | FALSE | FALSE | 1408 | [16 empty] | SB, CO |  |  | DESKTOP-0D6CQVA\lousc | 2019-09-29 17:00 | THOR\acont | 2024-09-08 17:27 | from Hochiki ACD-V w/YBN-NSA-4 STANDARD BASE | [Hochiki, VES] [SLC HOCHIKI] 01 [*] [SLC] ACC-EN (C), ACD-V w/ASBL SOUNDER BASE (C), ACD-V w/HSB-NSA-6 STANDARD BASE (C), ACD-V w/SCI-B4 SHORT CIRCUIT ISOLATOR BASE (C), ACD-V w/SCI-B6 SHORT CIRCUIT ISOLATOR BASE (C), ACD-V w/YBN-NSA-4 STANDARD BASE (C), [Hochiki] [AUX POWER] [24 VDC] ACC-V w/ASBL SOUNDER BASE (C), ACD-V w/ASBL SOUNDER BASE (C), AIE-EA w/ASBL SOUNDER BASE (C), ALK-V w/ASBL SOUNDER BASE (C), ALN-V w/ASBL SOUNDER BASE (C), ATG-EA w/ASBL SOUNDER BASE (C), ATJ-EA w/ASBL SOUNDER BASE (C)
e6fa6aff-ae5e-4574-adb8-2254a4f60847 |  |  |  | North | Monaco Enterprises | [5 empty] | Card | TRUE | 227-955-EN MAIN BOARD |  |  |  | 0.15 | 0.25 |  |  |  |  | TRUE | [5 empty] | #FFFFFFFF |  |  | FALSE | FALSE | [21 empty] | AULAPTOP-PC\Aulaptop | 2019-04-20 03:50 | DESKTOP-7EIEB7A\acont | 2023-03-31 12:04 |  |  | [Monaco Enterprises] 227-955-EN MAIN BOARD
12ad4037-199b-46ea-a216-22568bad0653 | NFPA 170 AREA OF REFUGE REMOTE |  |  | North | Alpha Communications |  | Area of Refuge Component |  |  |  | Module | TRUE | RCB2100SFD | + | Refuge Call Box (AlphaRefuge™ 2100 Series) | 1 | [6 empty] | FALSE | [5 empty] | #FF00B050 | FA-NFPA 170 AREA OF REFUGE REMOTE | 1 | FALSE | FALSE | FALSE | 4002 | [13 empty] | FALSE | [5 empty] | DESKTOP-7EIEB7A\acont | 2022-02-10 10:02 | THOR\acont | 2024-09-08 17:27 | Cloned from Rath Area of Refuge 2100-956SR | [Alpha Communications] [AOR Call Circuit] RCB2100SFD, RCB2100SFR
5896f75d-a4de-4c37-9b68-225ac6798596 | NFPA 170 SMOKE DETECTOR |  |  | North | Edwards |  | Smoke Detector |  |  |  | Module | TRUE | EC-100R |  | Reflective Beam Smoke Detector, Single As'bly, 160 to 330 ft. | 1 | 0.004 | 0.014 |  |  |  |  | FALSE | TRUE |  |  |  |  | #FFFF0000 | FA-NFPA 170 SMOKE DETECTOR | 1 | FALSE | FALSE | FALSE | 1408 | [13 empty] | FALSE | [7 empty] | THOR\acont | 2024-09-08 17:27 | 20191121 AC Detector without base
5909522f-5e7d-4698-8706-225c9268d0d4 | NFPA 170 HEAT DETECTOR |  |  | North | Edwards |  | Heat Detector |  |  |  | Module | TRUE | EC20RRU-3 |  | Heat Detector, 135FT, Rate Compensated | 1 |  | 0.1 |  |  |  |  | FALSE | [5 empty] | #FFFF0000 | FA-NFPA 170 HEAT DETECTOR | 1 | FALSE | FALSE | FALSE | 1403 | [13 empty] | FALSE | [7 empty] | THOR\acont | 2024-09-08 17:27 | 20191121 AC Detector without base | [Edwards] [IDC] 10 EC20FTU-3, EC20RRU-3 [Edwards, Kidde, Monaco Enterprises] [IDC] 01 1534-1, 200-GAOF, 270A-DPO, 270A-SPO, 270-DOC, 270-DOC-B, 270-DOC-F, 270-DPO, 270-GAO, 270-GAOB, 270-GAO-DOC, 270-GAO-DOCF, 270P-DPO, 270P-SPO, 270-SPO, 270-SPOW, 270-SPOWB, 270-SPOWF, 271-KR1/SR/GS, 276A-REL
11b489a8-0ed4-4bf0-86d8-225dcdd1cf5d | NFPA 170 SMOKE DETECTOR |  |  | North | Notifier |  | Smoke Detector |  |  |  | Module | TRUE | FSI-851 w/B200S | ++ | DETECTOR, SMOKE, ADDRESSABLE, IONIZATION w/SOUNDER BASE | 1 | 0.0003 | 0.0065 |  |  |  |  | FALSE | TRUE |  |  |  |  | #FFFF0000 | FA-NFPA 170 SMOKE DETECTOR | 1 | FALSE | FALSE | FALSE | 1408 | [13 empty] | FALSE |  |  | SB |  |  |  |  | THOR\acont | 2024-09-08 17:27 | 20191121 AC Detector with base | [Notifier, System Sensor] [AUX POWER] 2251-COPTIR w/B200S-WH (C), B200S, B200SR, B200S-WH, B210LP, FCO-851 w/B200S (C), FCO-951 w/B200S-WH (C), FCP-951 w/B200S-WH, FPC-951 w/B200S-IV (C), FPC-951 w/B200S-WH (C), FPTI-951 w/B200S-IV (C), FPTI-951 w/B200S- [Honeywell, Notifier, System Sensor] [SLC MODULES SENSORS] [*] [#2 SHARED ADDR ¦ SENSORS] 2251B (C), 2251-COPTIR (C), 2251-COPTIR w/B200S-WH (C), 2251TB (C), 2251TMB (C), 5251B (C), 5251B-WP (C), 5251H (C), 5251RB (C), 5251RB-WP (C), 7251 (C), 7251DH (C) [Honeywell, Notifier, System Sensor] [SLC SENSORS] [*] [#4 TYPE ADDR ¦ SENSORS] 2251B (C), 2251-COPTIR (C), 2251-COPTIR w/B200S-WH (C), 2251TB (C), 2251TMB (C), 5251B (C), 5251B-WP (C), 5251H (C), 5251RB (C), 5251RB-WP (C), 7251 (C), 7251DH (C), DH200LP
ee4334c4-6724-4cc7-98d1-226b29101813 |  |  |  | North | MIRCOM | [5 empty] | Module | TRUE | DOX-5014MB/R | new | Door for BB-5014 - “B” for Black and “R” for Red | 1 | [12 empty] | #FFFFFFFF |  |  | FALSE | FALSE | FALSE | [20 empty] | THOR\acont | 2024-02-24 16:13 | THOR\acont | 2024-10-09 10:48
72b633af-07bb-4d8e-b097-227200428d46 | CADGEN CARD READER |  |  | North | HID | Security/Access Control | Card Reader |  |  |  | Module | TRUE | 40 | ++ | Card reader, Single Gang Mount | 1 | 0.065 | 0.25 |  |  | 12 |  | FALSE | [5 empty] | #FFFF0000 | FA-CADGEN CARD READER | 1 | FALSE | FALSE | FALSE | 5000 | [13 empty] | FALSE | [5 empty] | DESKTOP-7EIEB7A\acont | 2023-01-26 09:57 | THOR\acont | 2024-09-08 17:27 | Cloned from HID 20 CLONED | [HID, Identive] [CARD READER INPUT] [*] [ALL DEVICES ++] 20, 20K, 40, 40K, 8216ABP00dk, R10, R15, R40, R90, RK40, RP40
68515079-e969-4342-bc02-2272b91068cf | 170 BASIC SHAPE |  |  | North | Brivo | Security/Access Control | Cards & Components |  |  |  | Card | TRUE | B-ACS6100L-E Large Panel Main Board |  |  | 1 | [6 empty] | TRUE | [5 empty] | #FFFF0000 | FA-170 BASIC SHAPE | 1 | FALSE | FALSE | FALSE | [20 empty] | AUGUSTALIEN\aucon | 2023-03-07 15:46 | THOR\acont | 2024-09-08 17:27 | Cloned from New Part CLONED CLONED |  | [Brivo] B-ACS6100L-E Large Panel Main Board, B-ACS6100R-E Regular Panel Main Board
80b81617-058a-400b-b261-2277752a931c | NFPA 170 DUCT SMOKE DETECTOR |  |  | North | Potter |  | Duct Smoke Detector |  |  |  | Module | TRUE | PAD200-DUCTR | + | Analog Addressable Duct Detector W/ Relay | 1 | 0.0005 | 0.0005 |  |  |  |  | FALSE | TRUE |  |  |  |  | #FFFF0000 | FA-NFPA 170 DUCT SMOKE DETECTOR | 1 | FALSE | FALSE | FALSE | 1400 | [13 empty] | FALSE |  |  | R |  |  | DESKTOP-7EIEB7A\acont | 2021-09-10 06:22 | THOR\acont | 2024-09-08 17:27 | Cloned from Potter PAD100-DUCTR | [Potter] [SLC PAD] [*] [#2 SHARED ADDR ¦ SENSORS] PAD100-CD w/PAD100-4DB, PAD100-CD w/PAD100-6DB, PAD100-CD w/PAD100-IB, PAD100-CD w/PAD100-LFSB, PAD100-CD w/PAD100-RB, PAD100-CD w/PAD100-SB, PAD100-CD w/PAD100-SPKB, PAD100-DUCT (C), PAD100-DUCTR (C), PA [Potter] [AUX POWER] PAD100-DUCTR (C), PAD200-DUCTR (C) | [Potter] PAD100-DUCTR, PAD200-DUCT, PAD200-DUCTR, PAD300-DUCTR w/PAD300-DD [Potter] PAD100-DUCTR, PAD100-OROI, PAD100-RM, PAD200-DUCTR, PAD300-DUCTR w/PAD300-DD
dbebdb68-1284-404f-847e-227e75269c01 | NFPA 170 ADDRESSABLE INPUT MONITOR MODULE |  |  | North | Notifier |  | Addressable Module |  |  |  | Module | TRUE | XP10-M | ++ | Ten Input Monitor Module | 10 | 0.0035 | 0.055 |  |  |  |  | TRUE | FALSE |  |  |  |  | #FFFF0000 | FA-NFPA 170 ADDRESSABLE INPUT MONITOR MODULE | 1 | FALSE | FALSE | FALSE | [14 empty] | FALSE |  |  | XP10-M |  |  |  |  | THOR\acont | 2024-09-08 17:27 |  | [Notifier] [SLC MODULES/SENSORS] [#05 ++] ACPS-610, AMPS-24, AMPS-24E, NMM-100-10, NZM-100-6, PMB-AUX, XP10-M, XP6-C, XP6-MA, XP6-R [Notifier] [SLC MODULES] [#03 ++] ACPS-610, AMPS-24, AMPS-24E, FWSG, NMM-100-10, NZM-100-6, PMB-AUX, XP10-M, XP6-C, XP6-MA, XP6-R [Notifier] [SLC MODULES] [#02 ++] ACPS-610, AMPS-24, AMPS-24E, FDM-1, FDRM-1, FWSG, NDM-100, NMM-100-10, NZM-100-6, PMB-AUX, XP10-M, XP6-C, XP6-MA, XP6-R [Notifier] [SLC MODULES/SENSORS] [#08 ++] NMM-100-10, XP10-M [Notifier] [SLC MODULES/SENSORS] [#09 ++] NMM-100-10, XP10-M [Notifier] [SLC MODULES/SENSORS] [#10 ++] NMM-100-10, XP10-M [Notifier] [SLC MODULES] [#06 ++] NMM-100-10, NZM-100-6, XP10-M, XP6-C, XP6-MA, XP6-R [Notifier] [SLC MODULES] [#05 ++] ACPS-610, AMPS-24, AMPS-24E, NMM-100-10, NZM-100-6, PMB-AUX, XP10-M, XP6-C, XP6-MA, XP6-R [Notifier] [SLC MODULES] [#04 ++] ACPS-610, AMPS-24, AMPS-24E, NMM-100-10, NZM-100-6, PMB-AUX, XP10-M, XP6-C, XP6-MA, XP6-R [Notifier] [SLC MODULES/SENSORS] [#03 ++] ACPS-610, AMPS-24, AMPS-24E, FWSG, NMM-100-10, NZM-100-6, PMB-AUX, XP10-M, XP6-C, XP6-MA, XP6-R [Notifier] [SLC MODULES/SENSORS] [#02 ++] ACPS-610, AMPS-24, AMPS-24E, FDM-1, FDRM-1, FWSG, NDM-100, NMM-100-10, NZM-100-6, PMB-AUX, XP10-M, XP6-C, XP6-MA, XP6-R [Notifier] [SLC MODULES/SENSORS] [#06 ++] NMM-100-10, NZM-100-6, XP10-M, XP6-C, XP6-MA, XP6-R [Notifier] [SLC MODULES] [#08 ++] NMM-100-10, XP10-M [Notifier] [SLC MODULES] [#09 ++] NMM-100-10, XP10-M [Notifier] [SLC MODULES/SENSORS] [#07 ++] NMM-100-10, XP10-M [Honeywell, Notifier, System Sensor] [SLC MODULES SENSORS] [*] [#1 SHARED ADDR ¦ MODULES] 30-3013 w/FMM-101, Q3013D, ACM-8R, ACPS-610, AMPS-24, AMPS-24E, EM-1M, EM-1MI, EM-1MM, EM-1MMI, EM-1R, EM-1RI, EM-1SR, EM-1SRI, FCM-1, FCM-1-REL, FD7044 MM-101, FDM [Notifier] [SLC MODULES] [#07 ++] NMM-100-10, XP10-M [Notifier] [SLC MODULES] [#10 ++] NMM-100-10, XP10-M [Notifier] [SLC MODULES/SENSORS] [#04 ++] ACPS-610, AMPS-24, AMPS-24E, NMM-100-10, NZM-100-6, PMB-AUX, XP10-M, XP6-C, XP6-MA, XP6-R [Honeywell, Notifier, System Sensor] [SLC MODULES] [*] [#3 TYPE ADDR ¦ MODULES] 30-3013 w/FMM-101, Q3013D, ACM-8R, ACPS-610, AMPS-24, AMPS-24E, EM-1M, EM-1MI, EM-1MM, EM-1MMI, EM-1R, EM-1RI, EM-1SR, EM-1SRI, FCM-1, FCM-1-REL, FD7044 MM-101, FDM-1, FDRM-1 | [Gamewell FCI, Notifier] MMI-10F, XP10-M
a3fe5857-3d30-4506-8a96-228139b11397 | NFPA 170 SMOKE DETECTOR SOUNDER |  |  | North | Apollo |  | Smoke Detector |  |  |  | Module | FALSE | 55000-600 w/45681-705 | ++ | XP95 Optical Smoke Detector w/Sounder Base | 1 | 0.00069 | 0.018 |  |  |  |  | FALSE | TRUE |  |  |  |  | #FFFF0000 | FA-NFPA 170 SMOKE DETECTOR SOUNDER | 1 | FALSE | FALSE | FALSE | 1408 | [13 empty] | FALSE | [5 empty] | DESKTOP-7EIEB7A\acont | 2023-02-13 08:40 | THOR\acont | 2024-09-08 17:27 | Cloned from Apollo 55000-600 w/ | [Advanced, Apollo] [SLC APOLLO MODULES SENSORS] [*] [#2 SHARED ADDR ¦ SENSORS] SA5150-650ADV w/SA5000-230ADV (C), SA5150-750ADV w/SA5000-210ADV (C), 45681-800 (C), 45681-805 (C), 55000-450 w/45681-210UL (C), 55000-450 w/45681-225APO (C), 55000-450 w/ [Apollo] [SLC APOLLO MODULES/SENSORS] [*] [#1] 45681-800 (C), 45681-805 (C), 55000-001 (C), 55000-002 (C), 55000-005 (C), 55000-006 (C), 55000-009 (C), 55000-010 (C), 55000-450 w/45681-210UL (C), 55000-450 w/45681-225APO (C), 55000-450 w/45681-250USA (C)
69c6b6a7-e24a-453a-a45e-22833259ffb6 |  |  |  | North | Edwards |  | Hardware |  |  |  | Hardware | TRUE | CV10908 |  | ¾” CPVC Straight Coupling, Bag of 25 | 1 | [6 empty] | FALSE | [5 empty] | #FFFFFFFF |  |  | FALSE | FALSE | FALSE | [14 empty] | FALSE | [7 empty] | THOR\acont | 2024-10-09 10:48
419dbf33-6063-4d28-bb44-228479bc4e05 | NFPA 170 SPEAKER CEILING |  |  | North | Edwards |  | Speaker |  |  |  | Module | TRUE | GCHFRN-S2 |  | 25V Speaker, Red, | 1 | [6 empty] | FALSE | TRUE |  |  |  |  | #FF0070C0 | FA-NFPA 170 SPEAKER CEILING | 1 | FALSE | FALSE | FALSE | 2019 | [13 empty] | FALSE |  |  | C |  |  |  |  | THOR\acont | 2024-09-08 17:27 |  | [Edwards, Kidde] [AUDIO 25v] [25V AUDIO] EGCF-S2VMH (C), G4F-S2, G4F-S2V1575, G4F-S2VM, G4HFRF-S2, G4HFRF-S2VMC, G4HFRN-S2, G4HFRN-S2VMC, G4HFWA-S2, G4HFWA-S2VMA, G4HFWA-S2VMC, G4HFWF-S2, G4HFWF-S2VMC, G4HFWN-S2, G4HFWN-S2VMA, G4HFWN-S2VMC, G4RF-S2, G4RF
c3528595-64db-4ae6-b6a8-22868ae2222f | NFPA 170 SMOKE DETECTOR |  |  | North | Gamewell FCI |  | Smoke Detector |  |  |  | Module | TRUE | ASD-PL3-IV w/B200S-LF-IV | + | Photoelectric smoke detector, ivory, Velociti/CLIP w/ Intelligent addressable low frequency sounder base, ivory | 1 | 0.0002 | 0.0045 |  |  |  |  | FALSE | TRUE | FLUSH |  | 4" SQ. DEEP | 3 "O" PLASTER RING | #FFFF0000 | FA-NFPA 170 SMOKE DETECTOR | 1 | FALSE | FALSE | FALSE | 1408 | [13 empty] | FALSE |  |  | LF |  |  | DESKTOP-7SAL8M7\acont | 2019-04-25 06:51 | THOR\acont | 2024-09-08 17:27 | 20191121 AC Detector with base | [Gamewell FCI] [SLC SENSORS] [*] [#4 TYPE ADDR ¦ SENSORS] ADPF (C), ASD-PL2F w/B200S-LF-WH (C), ASD-PL2F w/B210LP (C), ASD-PL2FR (C), ASD-PL3 w/B200S-LF-WH (C), ASD-PL3 w/B200SR-LF-WH (C), ASD-PL3 w/B200SR-WH (C), ASD-PL3 w/B224BI-WH (C), ASD-PL3 w/B224R [Gamewell FCI] [SLC MODULES SENSORS] [*] [#2 SHARED ADDR ¦ SENSORS] ADPF (C), ASD-PL2F w/B200S-LF-WH (C), ASD-PL2F w/B210LP (C), ASD-PL2FR (C), ASD-PL3 w/B200S-LF-WH (C), ASD-PL3 w/B200SR-LF-WH (C), ASD-PL3 w/B200SR-WH (C), ASD-PL3 w/B224BI-WH (C), ASD-P [Gamewell FCI] [AUX POWER] [16VDC, HIGH VOLUME, 16VDC, LOW VOLUME] ASD-PL2F w/B200S-LF-WH (C), ASD-PL3 w/B200S-LF-WH (C), ASD-PL3F w/B200S-LF-WH (C), ASD-PL3-IV w/B200S-LF-IV (C), ASD-PTL3 w/B200S-LF-WH (C), ASD-PTL3-IV w/B200S-LF-IV (C), ATD-L3 w/B200S-
109d46b5-5c36-4a64-95fb-22897f48b429 | NFPA 170 CELL COMM | RISER CELL COMM |  | North | Honeywell |  | Cellular Communicator |  |  |  | Module | TRUE | LTE-CFA | ++ | Commercial Fire Internet and LTE Communicator, AT&T | 1 | 0.09 | 0.105 |  |  | 12 |  | TRUE |  |  |  | 15.0"H X 12,75"W x 3.0" D |  | #FFFF0000 | FA-NFPA 170 CELL COMM | 1 | FALSE | FALSE | FALSE | 250 | [13 empty] | FALSE | [5 empty] | DESKTOP-7EIEB7A\acont | 2021-09-29 14:35 | THOR\acont | 2024-09-08 17:27 | Cloned from Honeywell LTE-CFV | [Honeywell] [KEYPAD] [KEYPAD] LTE-CFA, LTE-CFV [DSC, Firelite, Honeywell, Rath Area of Refuge] [AUX POWER] [*] [AUX INPUT] 2100-LTEVER4-2, 3G4010, CLSS Pathway Pro, HON-CGW-MBB, HW-AV-LTE-M, HW-TG7FE-A, HW-TG7FE-V, HW-TG7FS-A, HW-TG7FS-V, LE4010, LTE-CFA, LTE-CFV [DSC, Honeywell, Rath Area of Refuge] [DACT] [#2 DACT] 2100-LTEVER4-2, 3G4010, HW-AV-LTE-M, HW-TG7FE-A, HW-TG7FE-V, HW-TG7FS-A, HW-TG7FS-V, LE4010, LTE-CFA, LTE-CFV, LTE-HSV, LTE-IA, LTE-IV [DSC, Honeywell, Rath Area of Refuge] [DACT] [#1 DACT] 2100-LTEVER4-2, 3G4010, HW-AV-LTE-M, HW-TG7FE-A, HW-TG7FE-V, HW-TG7FS-A, HW-TG7FS-V, LE4010, LTE-CFA, LTE-CFV, LTE-HSV, LTE-IA, LTE-IV
8177ba54-ed32-4b39-8957-228b5a657255 | NFPA 170 MINI HORN |  |  | North | Gentex |  | Horn |  |  |  | Module | TRUE | GX93-PW |  | Low Current Mini-sounder, 24 VDC, Continuous, Plain, White | 1 | 0 | 0.018 |  |  |  |  | FALSE | FALSE |  |  |  |  | #FF0070C0 | FA-NFPA 170 MINI HORN | 1 | FALSE | FALSE | FALSE | 2014 | [13 empty] | FALSE | [7 empty] | THOR\acont | 2024-09-08 17:27 |  | [Gentex] [NAC] [UL MAX] GX93-PR, GX93-PW, GX93-R, GX93-W
cbf81b4c-980e-4811-aeac-228bde055af8 | NFPA 170 SMOKE DETECTOR |  |  | North | Siemens |  | Smoke Detector |  |  |  | Module | TRUE | OP720/DB721 | ++ | Optical Smoke Detector with Short Circuit Isolator (supplied with Standard Base) | 1 | 0.00022 | 0.00022 | [10 empty] | #FFFF0000 | FA-NFPA 170 SMOKE DETECTOR | 1 | FALSE | FALSE | FALSE | [20 empty] | DESKTOP-7EIEB7A\acont | 2021-11-19 10:16 | THOR\acont | 2024-09-08 17:27 |  | [Siemens] [C-NET] [*] [#1 DETECTOR] FDBZ290/OOH740/DB721/FDBZ290-AA, FDL241-9/FDLB291/DLR1191, HI720/DB721, HI720/DBS720, HI720/FDSB226-WW/FDB228, HI720/FDSB227-WW/FDB228, HI722//FDSB227-WW/FDB228, HI722/DB721, HI722/DBS720, HI722/FDSB226-WW/FDB228, OH72
56c9b869-ce66-434a-81e7-228de0d42e7e | NFPA 170 FIRE ALARM CONTROL UNIT | RISER FACP |  | North | Silent Knight |  | Fire Alarm Control Unit |  |  |  | Assembly | TRUE | SK-4 | ++ | 120 VAC 4 Zone Conventional FACP | 1 | [6 empty] | FALSE |  |  |  | 14.5" W x 15" H x 3" D (36.83 W x 38.10 H x 7.62 D cm) |  | #FFFF0000 | FA-NFPA 170 FIRE ALARM CONTROL UNIT | 1 | FALSE | FALSE | FALSE | 202 | [8 empty] | 7,12,18 |  | 7 |  |  | TRUE | [7 empty] | THOR\acont | 2024-09-08 17:27 |  |  | [Fike, First Alert, Honeywell, Siemens, Silent Knight] 10-2542, 10-2622, 5110XM Main Board, FA1600C Main Board, FA1600C-24 Main Board, FA1600CA Main Board, FA1600CB Main Board, FC924-US Main Board, SK-2, SK-4, VISTA-128FBPT Main Board, VISTA-20P Main Boar
55b3ce05-22ca-4dda-8684-228ece43db86 | NFPA 170 SMOKE DETECTOR |  |  | North | Kidde |  | Smoke Detector |  |  |  | Module | TRUE | EC5000R (Prism) | + | Fireray 5000 Beam Detector Prism | 1 | [6 empty] | FALSE | TRUE |  |  |  |  | #FFFF0000 | FA-NFPA 170 SMOKE DETECTOR | 1 | FALSE | FALSE | FALSE | 1408 | [13 empty] | FALSE |  |  | SBP |  |  | DESKTOP-QGO6JOK\acont | 2023-12-19 09:58 | THOR\acont | 2024-09-08 17:27 | Cloned from Simplex 4098-9019 (Prism)
e0581c7a-650c-4760-98e1-22a23bca1ed8 | NFPA 170 FIRE PUMP CONTROLLER |  |  | North | N/A |  | Pump Controller |  |  |  | Module | TRUE | FURNISHED BY OTHERS |  | FIRE PUMP CONTROLLER | 1 | [12 empty] | #FFFF0000 | FA-NFPA 170 FIRE PUMP CONTROLLER | 1 | FALSE | FALSE | FALSE | 1800 | [19 empty] | DESKTOP-7EIEB7A\acont | 2022-02-02 10:55 | THOR\acont | 2024-09-08 17:27 | Cloned from Generic FIRE PUMP CONTROLLER | [Generic, N/A] [IDC] [#4 CONNECTED TO EM POWER] FIRE PUMP CONTROLLER, FURNISHED BY OTHERS [Generic, N/A] [IDC] [#1 PUMP RUNNING] FIRE PUMP CONTROLLER, FURNISHED BY OTHERS [Generic, N/A] [IDC] [#3 PHASE REVERSAL] FIRE PUMP CONTROLLER, FURNISHED BY OTHERS [Generic, N/A] [IDC] [#5 DISCONNECT] FIRE PUMP CONTROLLER, FURNISHED BY OTHERS [Generic, N/A] [IDC] [#2 LOSS OF POWER] FIRE PUMP CONTROLLER, FURNISHED BY OTHERS
df5488bf-4769-4f6e-bfdf-22a9425495d7 | NFPA 170 HEAT DETECTOR |  |  | North | Hochiki |  | Heat Detector |  |  |  | Module | TRUE | DFE-135 w/NS4-221 STANDARD BASE | DFE-135 w/NS4-221 STANDARD BASE | HEAT DETECTOR w/ STANDARD BASE | 1 |  | 0.196 |  |  |  |  | TRUE | TRUE |  | *Refer to Install Sheet |  |  | #FFFF0000 | FA-NFPA 170 HEAT DETECTOR | 1 | FALSE | FALSE | FALSE | 1403 | [19 empty] | DESKTOP-0D6CQVA\lousc | 2019-10-12 07:53 | THOR\acont | 2024-09-08 17:27 | Cloned from Hochiki DCD-135 w/NS4-221 STANDARD BASE | [Hochiki] [IDC] 01 [IDC] DCD-135 w/HSC-220L LATCHING LED BASE (C), DCD-135 w/HSC-220R - 2 WIRE RELAY BASE (C), DCD-135 w/HSC-221L LATCHING LED BASE (C), DCD-135 w/HSC-221R - 2 WIRE RELAY BASE (C), DCD-135 w/HSC-224L LATCHING LED BASE (C), DCD-135 w
884d2e15-a5f9-4290-9413-22ac4cf50146 | NFPA 170 FLOW DETECTOR |  |  | North | Potter |  | Flow Detector |  |  |  | Module | TRUE | VSR-SFT | + | Waterflow Alarm Switch with Union | 1 | [6 empty] | FALSE | [5 empty] | #FFFF0000 | FA-NFPA 170 FLOW DETECTOR | 1 | FALSE | FALSE | FALSE |  |  |  | 7770-0328:0001 | [10 empty] | FALSE | [7 empty] | THOR\acont | 2024-09-08 17:27 |  | [Potter] [IDC] 01 OSYSU Series, OSYSU-CRH, OSYSU-EX, OSYSU-EX-O, PCVS Series, PCVS-CRH, PIVS-U-EX, PIVSU-EX-O, PS10 Series, PS10-EX, PS15, PS25, PS40 Series, PS40-EX, RBVS, VSG, VSR Series, VSR-10, VSR-AT, VSR-C, VSR-CF, VSR-FE-2, VSR-FEX Series, VSR-S S [Farenhyt, Generic, N/A, Notifier, Potter, Silent Knight] [AUX POWER] [BELL POWER ++] FURNISHED BY OTHERS, PS10 Series, PS10-EX, VSG, VSR Series, VSR-10, VSR-AT, VSR-C, VSR-CF, VSR-FE-2, VSR-FEX Series, VSR-S Series, VSR-SF, VSR-SFG, VSR-SFT, VSR-SG, VSR
68143656-5802-477c-a15f-22b39f6234e6 |  |  |  | North | Potter | [5 empty] | Module | TRUE | CF-285W |  | Fixed Temperature Heat Detector, 285°F (140°C) | 1 | [6 empty] | FALSE | [5 empty] | #FFFFFFFF |  |  | FALSE | FALSE | FALSE | [14 empty] | FALSE | [7 empty] | THOR\acont | 2024-10-09 10:48 |  | [Notifier, Potter] [IDC] 01 CF-135EWT, CF-135MP, CF-135W, CF-165MP, CF-165W, CF-200EWT, CF-200MP, CF-200W, CF-285MP, CF-285W, CPS-24 w/SB, CR-135EWT, CR-135MP, CR-135W, CR-165MP, CR-165W, CR-200EWT, CR-200MP, CR-200W, DSD-P (C), P32-1T, PS40 Series, PS40
d2f789c4-b906-41e2-af61-22b43c4faed2 |  |  |  | North | Potter | [5 empty] | Module | TRUE | AMS-39 Series |  | Standard Surface Mount Contact | 1 | [6 empty] | FALSE | [5 empty] | #FFFFFFFF |  |  | FALSE | FALSE | FALSE | [14 empty] | FALSE | [7 empty] | THOR\acont | 2024-10-09 10:48
927c0a0c-6476-4d2c-a2d5-22ba8c1ef5af | NFPA 170 HORN STROBE |  |  | North | Eaton Wheelock |  | Horn/Strobe |  |  |  | Module | TRUE | ELHSW-A | + | WALL HORN STROBE, WHITE, AGENT | 1 | [6 empty] | TRUE | [5 empty] | #FF0070C0 | FA-NFPA 170 HORN STROBE | 1 | FALSE | FALSE | FALSE | 2020 | [19 empty] | DESKTOP-7EIEB7A\acont | 2021-04-29 09:45 | THOR\acont | 2024-09-08 17:27 | Cloned from Eaton Wheelock ELHSW | [Eaton Wheelock] [NAC] [24VDC, HIGH CONT.] ELHSR, ELHSR-A, ELHSR-N, ELHSW, ELHSW-A, ELHSW-AL, ELHSW-EV, ELHSW-N [Eaton Wheelock] [NAC] [24VDC, LOW CONT.] ELHSR, ELHSR-A, ELHSR-N, ELHSW, ELHSW-A, ELHSW-AL, ELHSW-EV, ELHSW-N
bee4cea6-d222-4701-8f7c-22bcacb98272 |  |  |  | North | Autocall |  | Cards & Components |  |  |  | Card | TRUE | A100-3206 |  | Relay Module 8 SPDT relays - 3 Amps | 1 | 0.015 | 0.19 |  |  |  |  | TRUE | [5 empty] | #FFFFFFFF |  |  | FALSE | FALSE | FALSE | [20 empty] | DESKTOP-0D6CQVA\lousc | 2019-06-15 07:34 | THOR\acont | 2024-10-09 10:48 | Cloned from AutoCall A100-1240 |  | [Autocall] A100-3206
f7f5a0b7-9afa-4433-9cb7-22c4cfc1a5b6 |  |  |  | North | Bosch | [5 empty] | Module | TRUE | NDE-4502-AL-RO | * | ***(Ross) FLEXIDOME IP 4000i IR Fixed dome 2MP 3-10mm auto IP66 outdoor (quote 7000077509/4) | 1 | [12 empty] | #FFFFFFFF |  |  | FALSE | FALSE | FALSE | [20 empty] | DESKTOP-7EIEB7A\acont | 2021-08-13 06:25 | THOR\acont | 2024-10-09 10:48
3a792191-12f6-46b9-9327-22c7edca064c |  |  |  | North | Edwards |  | Cards & Components |  |  |  | Card | TRUE | QS1-CPU-1-PG |  | OBSOLETE - CPU/Display with 1 Annunciator Option Space, Portuguese | 1 | [6 empty] | TRUE | [5 empty] | #FFFFFFFF |  |  | FALSE | FALSE | FALSE | [14 empty] | FALSE | [7 empty] | THOR\acont | 2024-10-09 10:48
6f064ee3-ebc9-4e3d-9682-22c83ca90ed3 | CADGEN DOOR CONTACT |  |  | North | Bosch |  | Door Contact |  |  |  | Module | TRUE | RFDW-SM-A | ++ | Wireless surface mount contact | 1 |  |  |  |  | 1.5 | [7 empty] | #FFFF0000 | FA-CADGEN DOOR CONTACT | 1 | FALSE | FALSE | FALSE | [17 empty] | REX |  |  |  |  | THOR\acont | 2024-09-08 17:27 |  | [BluePoint, Bosch] [BOSCH WIRELESS] [ALL DEVICES ++] BP01-302, BP02-202M, BP02-202P, BP02-A202M, BP02-A202P, BP02-A202PH, BP03-302, BP03-A102M, BP03-A102P, RFBT-A, RFDL-11, RFDL-11-A, RFDL-11-CHI, RFDW-RM, RFDW-RM-A, RFDW-RM-CHI, RFDW-SM, RFDW-SM-A, RFDW
39137f49-0f84-41ce-bccd-22ce2d779301 |  |  |  | North | Siemens | [5 empty] | Module | TRUE | EA-33 | 599-021033 | 1 24 MOD ENCLOSURE KIT/EA-33 KIT 1 EB-33 BACKBOX 1 ED-33 DOOR RAIL KIT FOR THE EK-33 KIT | 1 | [12 empty] | #FFFFFFFF |  |  | FALSE | FALSE | FALSE | [20 empty] | DESKTOP-7SAL8M7\acont | 2019-08-13 09:04 | THOR\acont | 2024-10-09 10:48
3c586231-2638-4876-b1c3-22d19d43388e |  |  |  | North | Edwards |  | Hardware |  |  |  | Hardware | TRUE | QS2-1-G-2E-DT |  | OBSOLETE - FAP w/ 1 Option Card Space, Gray, EN-54, Belgian Dutch, 230V | 1 | [6 empty] | FALSE | [5 empty] | #FFFFFFFF |  |  | FALSE | FALSE | FALSE | [14 empty] | FALSE | [7 empty] | THOR\acont | 2024-10-09 10:48
a4d1fd20-906a-4866-aacd-22d274a7cbfb | NFPA 170 STROBE CEILING |  |  | North | Edwards |  | Strobe |  |  |  | Module | TRUE | GCVHWA |  | Strobe, running man, white, ALERT, high cd | 1 | [6 empty] | FALSE | TRUE |  |  |  |  | #FF0070C0 | FA-NFPA 170 STROBE CEILING | 1 | FALSE | FALSE | FALSE | 2022 | [13 empty] | FALSE |  |  | C |  |  | THOR\acont | 2024-09-17 12:33 | THOR\acont | 2024-10-09 10:48 | Cloned from Edwards GCVHWN | [Edwards, Kidde] [NAC] [24 FWR] EGCSVHRF (C), EGCSVHRF-FR (C), EGCSVHRF-SP (C), EGCSVHRN (C), EGCSVHWA (C), EGCSVHWF (C), EGCSVHWF-FR (C), EGCSVHWF-SP (C), EGCSVHWN (C), EGCVHRF (C), EGCVHRF-FR (C), EGCVHRF-SP (C), EGCVHRN (C), EGCVHWA (C), [Edwards, Kidde] [NAC] [24 VDC] EGCSVHRF (C), EGCSVHRF-FR (C), EGCSVHRF-SP (C), EGCSVHRN (C), EGCSVHWA (C), EGCSVHWF (C), EGCSVHWF-FR (C), EGCSVHWF-SP (C), EGCSVHWN (C), EGCVHRF (C), EGCVHRF-FR (C), EGCVHRF-SP (C), EGCVHRN (C), EGCVHWA (C),
8e55429b-319b-46d7-a506-22d3f36e46cc |  |  |  | North | Edwards |  | Hardware |  |  |  | Hardware | TRUE | EVTLED |  | Trouble LED | 1 | [6 empty] | FALSE | [5 empty] | #FFFFFFFF |  |  | FALSE | FALSE | FALSE | [14 empty] | FALSE | [7 empty] | THOR\acont | 2024-10-09 10:48
fff81fbb-34eb-4a58-a28d-22d57f884642 | NFPA 170 HORN STROBE |  |  | North | Eaton Wheelock |  | Horn/Strobe |  |  |  | Module | TRUE | CH70-24110W-FR | ++ | Chime Strobe, 24 VDC, Red, 110cd | 1 | [6 empty] | FALSE | FALSE |  |  |  |  | #FF0070C0 | FA-NFPA 170 HORN STROBE | 1 | FALSE | FALSE | FALSE | 2012 | [13 empty] | FALSE | [5 empty] | THOR\acont | 2023-10-23 17:11 | THOR\acont | 2024-09-08 17:27 | Cloned from Eaton Wheelock CH70-241575W-FR CLONED CLONED | [Eaton Wheelock] [NAC] [24VDC] CH70-24110W-FR, CH70-241575W-FR, CH70-2415W-FR, CH70-2430W-FR, CH70-2475W-FR [Eaton Wheelock] [HORN] [24VDC 4-WIRE HORN ONLY] CH70-24110W-FR, CH70-241575W-FR, CH70-2415W-FR, CH70-2430W-FR, CH70-2475W-FR, CH70-24R, CH70-24-W [Eaton Wheelock] [STROBE] [24VDC 4-WIRE STROBE ONLY] CH70-24110W-FR, CH70-241575W-FR, CH70-2415W-FR, CH70-2430W-FR, CH70-2475W-FR
ae7a045f-50b6-49a3-9427-22e23a16071b | NFPA 170 FLOW DETECTOR |  |  | North | Notifier |  | Flow Detector |  |  |  | Module | TRUE | WFD30-2 | + | Waterflow detector, 3 inch flow, 2 inch hole | 1 | [6 empty] | FALSE | FALSE |  |  |  |  | #FFFF0000 | FA-NFPA 170 FLOW DETECTOR | 1 | FALSE | FALSE | FALSE | 1700 | [13 empty] | FALSE | [7 empty] | THOR\acont | 2024-09-08 17:27 | 20191121 AC Detector without base | [Det-Tronics, Edwards, Kidde, Notifier] [IDC] 01 30-3013, 30-3013 w/FMM-101, Q3013D, 5621 (C), 5622 (C), 5623 (C), 5624 (C), BNG-1, BNG-1F, BNG-1FTS, BNG-1R, BNG-1SP, BNG-1TS, BNG-1TSL, BNG-1TSR, BNG-1TSRL, CP-651 (C), HD-601 (C), HD-602 (C), HD-603 (C), [Farenhyt, Generic, N/A, Notifier, Potter, Silent Knight] [AUX POWER] [BELL POWER ++] FURNISHED BY OTHERS, PS10 Series, PS10-EX, VSG, VSR Series, VSR-10, VSR-AT, VSR-C, VSR-CF, VSR-FE-2, VSR-FEX Series, VSR-S Series, VSR-SF, VSR-SFG, VSR-SFT, VSR-SG, VSR
cf4303a1-eb7e-482d-ae21-22e588a8710f | NFPA 170 SMOKE DETECTOR |  |  | North | Notifier |  | Smoke Detector |  |  |  | Module | TRUE | FSP-851T w/B501 | ++ | DETECTOR, SMOKE, ADDRESSABLE PHOTO w/RELAY BASE | 1 | 0.0003 | 0.0065 |  |  |  |  | FALSE | TRUE | FLUSH |  | 4" SQ. DEEP | 3 "O" PLASTER RING | #FFFF0000 | FA-NFPA 170 SMOKE DETECTOR | 1 | FALSE | FALSE | FALSE | 1408 |  |  | 7272-0028:0206 | [10 empty] | FALSE |  |  | RB |  |  |  |  | THOR\acont | 2024-09-08 17:27 | 20191121 AC Detector with base | [Honeywell, Notifier, System Sensor] [SLC MODULES SENSORS] [*] [#2 SHARED ADDR ¦ SENSORS] 2251B (C), 2251-COPTIR (C), 2251-COPTIR w/B200S-WH (C), 2251TB (C), 2251TMB (C), 5251B (C), 5251B-WP (C), 5251H (C), 5251RB (C), 5251RB-WP (C), 7251 (C), 7251DH (C) [Honeywell, Notifier, System Sensor] [SLC SENSORS] [*] [#4 TYPE ADDR ¦ SENSORS] 2251B (C), 2251-COPTIR (C), 2251-COPTIR w/B200S-WH (C), 2251TB (C), 2251TMB (C), 5251B (C), 5251B-WP (C), 5251H (C), 5251RB (C), 5251RB-WP (C), 7251 (C), 7251DH (C), DH200LP
d041825d-11da-4022-84c2-22e7eb89028e | NFPA 170 SMOKE DETECTOR |  |  | North | Notifier |  | Smoke Detector |  |  |  | Module | TRUE | NP-200R | ++ | Remote test capable addressable photoelectric smoke detector for use with DNR(W) duct detector housing. FlashScan only. | 1 | 0.0002 | 0.0045 |  |  |  |  | FALSE | TRUE | FLUSH |  | 4" SQ. DEEP | 3 "O" PLASTER RING | #FFFF0000 | FA-NFPA 170 SMOKE DETECTOR | 1 | FALSE | FALSE | FALSE | 1408 |  |  | 7272-0028:0206 | [10 empty] | FALSE | [7 empty] | THOR\acont | 2024-09-08 17:27 | 20191121 AC Detector without base | [Honeywell, Notifier, System Sensor] [SLC SENSORS] [*] [#4 TYPE ADDR ¦ SENSORS] 2251B (C), 2251-COPTIR (C), 2251-COPTIR w/B200S-WH (C), 2251TB (C), 2251TMB (C), 5251B (C), 5251B-WP (C), 5251H (C), 5251RB (C), 5251RB-WP (C), 7251 (C), 7251DH (C), DH200LP [Honeywell, Notifier, System Sensor] [SLC MODULES SENSORS] [*] [#2 SHARED ADDR ¦ SENSORS] 2251B (C), 2251-COPTIR (C), 2251-COPTIR w/B200S-WH (C), 2251TB (C), 2251TMB (C), 5251B (C), 5251B-WP (C), 5251H (C), 5251RB (C), 5251RB-WP (C), 7251 (C), 7251DH (C)
2385494c-08f6-40fe-bf63-22e83b058da8 | NFPA 170 ADDRESSABLE INPUT MONITOR MODULE |  |  | North | Notifier |  | Addressable Module |  |  |  | Module | TRUE | NDM-100 | ++ | Monitor module, dual, two independent Class B circuits. | 2 | 0.00075 | 0.0064 |  |  |  |  | FALSE | FALSE |  |  |  |  | #FFFF0000 | FA-NFPA 170 ADDRESSABLE INPUT MONITOR MODULE | 1 | FALSE | FALSE | FALSE | 1000 | [13 empty] | FALSE |  |  | 2 |  |  |  |  | THOR\acont | 2024-09-08 17:27 |  | [Honeywell, Notifier, System Sensor] [SLC MODULES] [*] [#3 TYPE ADDR ¦ MODULES] 30-3013 w/FMM-101, Q3013D, ACM-8R, ACPS-610, AMPS-24, AMPS-24E, EM-1M, EM-1MI, EM-1MM, EM-1MMI, EM-1R, EM-1RI, EM-1SR, EM-1SRI, FCM-1, FCM-1-REL, FD7044 MM-101, FDM-1, FDRM-1 [Honeywell, Notifier, System Sensor] [SLC MODULES SENSORS] [*] [#1 SHARED ADDR ¦ MODULES] 30-3013 w/FMM-101, Q3013D, ACM-8R, ACPS-610, AMPS-24, AMPS-24E, EM-1M, EM-1MI, EM-1MM, EM-1MMI, EM-1R, EM-1RI, EM-1SR, EM-1SRI, FCM-1, FCM-1-REL, FD7044 MM-101, FDM [Notifier] [SLC MODULES/SENSORS] [#02 ++] ACPS-610, AMPS-24, AMPS-24E, FDM-1, FDRM-1, FWSG, NDM-100, NMM-100-10, NZM-100-6, PMB-AUX, XP10-M, XP6-C, XP6-MA, XP6-R [Notifier] [SLC MODULES] [#02 ++] ACPS-610, AMPS-24, AMPS-24E, FDM-1, FDRM-1, FWSG, NDM-100, NMM-100-10, NZM-100-6, PMB-AUX, XP10-M, XP6-C, XP6-MA, XP6-R | [Notifier] NDM-100
ecdb0f8c-6494-420d-b2d2-22eb346c58ff | NFPA 170 STROBE WALL |  |  | North | Kidde |  | Strobe |  |  |  | Module | TRUE | GL1WF-VMC |  | Strobe, white , FIRE , LED , 15-110 cd, clear lens. | 1 | [6 empty] | FALSE | [5 empty] | #FF0070C0 | FA-NFPA 170 STROBE WALL | 1 | FALSE | FALSE | FALSE | 2023 | [13 empty] | FALSE | [5 empty] | DESKTOP-7SAL8M7\acont | 2020-01-02 08:14 | THOR\acont | 2024-09-08 17:27 | Cloned from Edwards GL1WF-VMC | [Edwards, Kidde] [NAC] [24 VDC] GL1RF-VMC, GL1WF-VMC, GL1WN-VMC [Edwards, Kidde] [NAC] [16 VDC] GL1RF-VMC, GL1WF-VMC, GL1WN-VMC [Edwards, Kidde] [NAC] [16 VFWR] GL1RF-VMC, GL1WF-VMC, GL1WN-VMC
5688961b-76e8-46fa-be8f-22ebbe37260f |  |  |  | North | Notifier |  | Cards & Components |  |  |  | Card | TRUE | DS-AMP (70V, 100W) | + | Digital Series Amplifier | 1 | 0.13 | 6.5 |  |  |  |  | TRUE |  | SURFACE |  | PROVIDED ("WX"HX"D) | N/A | #FFFFFFFF |  |  | FALSE | FALSE | FALSE |  |  |  | 7165-0028:0224 | [9 empty] | 100 | FALSE | [5 empty] | DESKTOP-7EIEB7A\acont | 2021-04-12 13:33 | THOR\acont | 2024-10-09 10:48 | Cloned from Notifier DS-AMP (25v) | [Notifier] [AUDIO LOW] AA-100, AA-120, AA-30, DS-AMP (25V, 125W), DS-AMP (70V, 100W) | [Notifier] DS-AMP (70V, 100W)
f3d3d562-9411-41a4-82fd-22f73f56e6b7 |  |  |  | North | Siemens |  | Hardware |  |  |  | Hardware | TRUE | DB2-HR |  | Detector Relay Base | 1 | 0 | 0.0002 |  |  |  |  | TRUE | [5 empty] | #FFFFFFFF |  |  | FALSE | FALSE | FALSE | [20 empty] | DESKTOP-QGO6JOK\acont | 2022-06-14 09:06 | THOR\acont | 2024-10-09 10:48
434e9627-66f7-4ce0-ac2f-22f7d711a2bd | NFPA 170 AMPLIFIER RACK | RISER AMP |  | North | Edwards |  | Amplifier |  |  |  | Assembly | TRUE | ANS25MDR2 |  | 25W Audio Notification Panel, Red | 1 | 0.18 | 1 |  |  |  |  | FALSE | [5 empty] | #FFFF0000 | FA-NFPA 170 AMPLIFIER RACK | 1 | FALSE | FALSE | FALSE | 300 | [8 empty] | 7,12,18 |  |  |  |  | TRUE | [5 empty] | HOMEAUGUSTXPS-1\aucon | 2022-01-03 14:14 | THOR\acont | 2024-09-08 17:27 | Cloned from Edwards ANS25MDG2
d7f99c58-caed-436d-80bc-22f971c3df22 | NFPA 170 DUCT SMOKE DETECTOR |  |  | North | Edwards |  | Hardware |  |  |  | Module | TRUE | ESD-SJ |  | SuperDuct, Sensor (RJ45), 4-wire | 1 | [6 empty] | FALSE | [5 empty] | #FFFF0000 | FA-NFPA 170 DUCT SMOKE DETECTOR | 1 | FALSE | FALSE | FALSE | [14 empty] | FALSE |  |  | SJ |  |  |  |  | XPS-17-9710\August | 2024-10-07 14:40 |  | [Edwards] [Detector Connect] [Connect] ESD-SJ, ESD-ST
65bed2c5-f086-4a14-bef5-22fdca8c3e36 | NFPA 170 DUCT SMOKE DETECTOR |  |  | North | Bosch |  | Duct Smoke Detector |  |  |  | Assembly | TRUE | FAD-325-V2F | + | Kit, analog duct housing w/ smoke head | 1 | 0.008 | 0.035 |  |  |  |  | FALSE | TRUE |  |  |  |  | #FFFF0000 | FA-NFPA 170 DUCT SMOKE DETECTOR | 1 | FALSE | FALSE | FALSE | 1400 | [13 empty] | FALSE | [5 empty] | DESKTOP-7EIEB7A\acont | 2021-06-09 08:14 | THOR\acont | 2024-09-08 17:27 | Cloned from Firelite D355PL |  | [Bosch, Edwards, Firelite] BEAM355S, D355PL, EC-50R, FAD-325-V2F
e981e9f9-559a-40ea-9b31-22fe6c7559ca | NFPA 170 ISOLATION MODULE |  |  | North | SAFE Fire Detection |  | Isolator Module |  |  |  | Module | TRUE | RG5225 |  | Intrinsic Safety Barrier, Addressable | 1 | 0.1 | 0.1 |  |  |  |  | FALSE | [5 empty] | #FFFF0000 | FA-NFPA 170 ISOLATION MODULE | 1 | FALSE | FALSE | FALSE | 6000 | [13 empty] | FALSE |  |  | LIN |  |  | THOR\acont | 2025-02-20 10:53 | THOR\acont | 2025-02-20 10:56 | Cloned from SAFE Fire Detection RG5224 | [SAFE Fire Detection] [IDC] 01 [LIN] RG5224, RG5225, TC1000, TC1002 | [SAFE Fire Detection] RG5224, RG5225, TC1000, TC1002
6373515d-a08a-4bde-8f9a-230521d1aff6 | NFPA 170 REMOTE ANNUNCIATOR |  |  | North | Bosch |  | Remote Annunciator |  |  |  | Module | TRUE | D1257RB | ++ | Remote fire annunciator, red/grey | 1 | 0.104 | 0.225 |  |  | 12 | [7 empty] | #FFFF0000 | FA-NFPA 170 REMOTE ANNUNCIATOR | 1 | FALSE | FALSE | FALSE | [17 empty] | B926F |  |  | DESKTOP-7EIEB7A\acont | 2022-08-25 15:09 | THOR\acont | 2024-09-08 17:27 | Cloned from Bosch D1255RB | [Bosch] [SDI BOSCH] [*] [ALL DEVICES ++] B426, B450, B450-CHI, B450-M, B901, D1255, D1255RB, D1255W, D1256RB, D1257RB, D1260, D1260B, D1260BLK, D1260R, D1260W
177f900f-5bb8-42b3-81ad-230827480a7b |  |  |  | North | Bosch | [5 empty] | Module | TRUE | NDA-U-PMTE-RO | * | ***(ROSS) Pendant Pipe Extension, 20 Inch (50Cm) | 1 | [12 empty] | #FFFFFFFF |  |  | FALSE | FALSE | FALSE | [20 empty] | DESKTOP-7EIEB7A\acont | 2021-08-13 06:25 | THOR\acont | 2024-10-09 10:48
e28ad59e-5551-43fe-8ae5-230c948dea29 |  |  |  | North | Edwards |  | Hardware |  |  |  | Hardware | TRUE | 4-CAB16DR-E |  | Red Door Assembly for 3-CAB7, EN-54 Compliance | 1 | [12 empty] | #FFFFFFFF |  |  | FALSE | FALSE | FALSE | [20 empty] | DESKTOP-7SAL8M7\acont | 2019-12-13 12:52 | THOR\acont | 2024-10-09 10:48
ab36c506-dc7f-467b-990c-231e2ec23c60 | NFPA 170 SMOKE DETECTOR |  |  | North | Fike |  | Smoke Detector |  |  |  | Module | TRUE | OSI-RI-FIK | ++ | Intelligent imaging beam smoke detector (includes reflector) | 1 | 0.02 | 0.022 |  |  | 15 |  | FALSE | TRUE |  |  | 6” x 10” x 4.5” (152.4 x 254 x 114.3 mm) |  | #FFFF0000 | FA-NFPA 170 SMOKE DETECTOR | 1 | FALSE | FALSE | FALSE | 1408 | [13 empty] | FALSE |  |  | BT |  |  | DESKTOP-7EIEB7A\acont | 2023-01-02 16:29 | THOR\acont | 2024-09-08 17:27 | Cloned from Farenhyt OSI-RI-FH | [Fike] [SLC IDP SENSORS] [*] [#4 TYPE ADDR ¦ SENSORS] DNR w/FIK‐2351R (C), FIK-2351 w/B200S-LF-WH (C), FIK-2351 w/B200S-WH (C), FIK-2351 w/B224RB-WH (C), FIK-2351 w/B300-6 (C), FIK-2351T w/B200S-LF-WH (C), FIK-2351T w/B200S-WH (C), FIK-2351T w/B224RB-WH [Fike, Firelite] [AUX POWER] [HEATER PWR] OSI-RI-FIK (C), OSI-RI-FL (C) | [Fike, Firelite, Notifier, Silent Knight] FS-OSI-RI, OSI-RI-FIK, OSI-RI-FL, OSI-RI-SK
1374e778-7231-4759-bd87-23214fecfbef | NFPA 170 SMOKE DETECTOR |  |  | North | Notifier |  | Smoke Detector |  |  |  | Module | TRUE | FSI-851 w/B210LP | ++ | DETECTOR, SMOKE, ADDRESSABLE IONIZATION w/STANDARD BASE | 1 | 0.0003 | 0.0065 |  |  |  |  | FALSE | TRUE |  |  |  |  | #FFFF0000 | FA-NFPA 170 SMOKE DETECTOR | 1 | FALSE | FALSE | FALSE | 1408 | [13 empty] | FALSE | [7 empty] | THOR\acont | 2024-09-08 17:27 | 20191121 AC Detector with base | [Honeywell, Notifier, System Sensor] [SLC SENSORS] [*] [#4 TYPE ADDR ¦ SENSORS] 2251B (C), 2251-COPTIR (C), 2251-COPTIR w/B200S-WH (C), 2251TB (C), 2251TMB (C), 5251B (C), 5251B-WP (C), 5251H (C), 5251RB (C), 5251RB-WP (C), 7251 (C), 7251DH (C), DH200LP [Honeywell, Notifier, System Sensor] [SLC MODULES SENSORS] [*] [#2 SHARED ADDR ¦ SENSORS] 2251B (C), 2251-COPTIR (C), 2251-COPTIR w/B200S-WH (C), 2251TB (C), 2251TMB (C), 5251B (C), 5251B-WP (C), 5251H (C), 5251RB (C), 5251RB-WP (C), 7251 (C), 7251DH (C)
e0e3587c-8c8c-4897-8537-2329cbbebaba |  |  |  | North | Bosch | [5 empty] | Module | TRUE | DIP-6184-8HD | * | Storage expansion for 7188, provides 25TB of additional storage. If unavailable, setup a 7184 for ad | 1 | [12 empty] | #FFFFFFFF |  |  | FALSE | FALSE | FALSE | [20 empty] | DESKTOP-7EIEB7A\acont | 2021-08-13 06:25 | THOR\acont | 2024-10-09 10:48
94df5411-4d3c-488b-9a2a-232a5367b455 | NFPA 170 FIRE ALARM CONTROL UNIT | RISER FACP |  | North | Autocall |  | Fire Alarm Control Unit |  |  |  | Assembly | TRUE | A007-9201 | ++ | 4007ES Red with a 3 A, Class B, IDNAC SLC for up to 127 addressable notification appliances, and 4 A output power supply/battery charger; includes IDNet+ communications for 100 addressable points | 1 | [6 empty] | TRUE | [5 empty] | #FFFF0000 | FA-NFPA 170 FIRE ALARM CONTROL UNIT | 1 | FALSE | FALSE | FALSE | 202 | [8 empty] | 7,12,18,33 |  |  | 4 |  | TRUE | [5 empty] | DESKTOP-0D6CQVA\lousc | 2019-06-24 18:05 | THOR\acont | 2024-09-08 17:27 | Cloned from AutoCall A007-9202
e605cf04-2339-4848-9dc5-232b0388558f | NFPA 170 STROBE CEILING |  |  | North | Kidde |  | Strobe |  |  |  | Module | TRUE | EGCF-VM |  | Strobe, running man, white, FIRE, 15, 30, 75, 95 cd, clear | 1 | 0 | 0.168 |  |  |  |  | FALSE | TRUE |  |  |  |  | #FF0070C0 | FA-NFPA 170 STROBE CEILING | 1 | FALSE | FALSE | FALSE | 2022 | [13 empty] | FALSE |  |  | C |  |  | DESKTOP-7SAL8M7\acont | 2020-01-02 08:10 | THOR\acont | 2024-09-08 17:27 | Cloned from Edwards GCF-VM | [Edwards, Kidde] [NAC] [24 VDC] EGCFR-VM (C), EGCF-VM (C), GCFR-S7VM (C), GCFR-VM (C), GCF-S2VM (C), GCF-S7VM (C), GCF-VM (C), GCHFRF-S2VMC (C), GCHFRF-S7VMC (C), GCHFRN-S2VMC (C), GCHFRN-S7VMC (C), GCHFWA-S2VMA (C), GCHFWA-S2VMC (C), GCHFWA-S7VMA (C), G [Edwards, Kidde] [NAC] [16 VDC] EGCFR-VM (C), EGCF-VM (C), GCFR-S7VM (C), GCFR-VM (C), GCF-S2VM (C), GCF-S7VM (C), GCF-VM (C), GCHFRF-S2VMC (C), GCHFRF-S7VMC (C), GCHFRN-S2VMC (C), GCHFRN-S7VMC (C), GCHFWA-S2VMA (C), GCHFWA-S2VMC (C), GCHFWA-S7VMA (C), G
bf820cb0-1df7-4fb0-82e7-2331869f5636 |  |  |  | North | Silent Knight |  | Cards & Components |  |  |  | Card | TRUE | 6815 | ++ | SLC Loop Expander | 1 | 0.078 | 0.078 |  |  |  |  | TRUE | [5 empty] | #FFFFFFFF |  |  | FALSE | FALSE | FALSE | [14 empty] | FALSE | [5 empty] | ALIENWIN10\AugWin7 | 2019-11-04 13:12 | THOR\acont | 2024-10-09 10:48 | Cloned from Silent Knight 5815XL SD PROTOCOL | [Silent Knight] [SBUS] [*] [SBUS ++] 5635R, 5635W, 5815XL, 5860, 5860R, 5865-3, 5865-4, 6815, 6855, 6860, EVS-LOC, EVS-RCU, RA-100, RA-1000, RA-1000R, RA-2000, SK-5210, SK-5217 | [Farenhyt, Silent Knight] 5815XL, 5815XL w/RMK5815, 6815, 6815 w/RMK5815
4e11af1b-f74a-4537-8a95-2331e4609ef9 |  |  |  | North | Gamewell FCI |  | Cards & Components |  |  |  | Card | TRUE | 1100-1326 | + | INI-VGE-UTP (Classic Bulk Voice Gateway unshielded twisted-pair only) | 1 | 0.15 | 0.15 |  |  |  |  | TRUE | [5 empty] | #FFFFFFFF |  |  | FALSE | FALSE | FALSE | [14 empty] | FALSE | [7 empty] | THOR\acont | 2024-10-09 10:48 |  | [Gamewell FCI] [AUX POWER] [*] 1100-0455, 1100-0503, 1100-0505, 1100-1321, 1100-1322, 1100-1323, 1100-1324, 1100-1325, 1100-1326, ANU-48, ASM-16, INI-VGC, INI-VGE, INI-VGX, LCD-7100 MAIN CARD, LCD-E3, LCD-SLP, LCD-SLP MAIN BOARD, M34-110, M34-56, NGA, RA [Gamewell FCI] [ARCNET] 1100-1322, 1100-1324, 1100-1326, INI-VGC, INI-VGE, INI-VGX | [Gamewell FCI] 1100-1321, 1100-1322, 1100-1323, 1100-1324, 1100-1325, 1100-1326, INI-VGC, INI-VGE, INI-VGX
f3be6016-7d64-4649-8999-2332b29598de | NFPA 170 FIRE ALARM CONTROL UNIT | RISER FACP |  | North | Edwards |  | Fire Alarm Control Unit |  |  |  | Assembly | TRUE | iO1000G-SP |  | FACP, 1-4 Loop, 1000pt max, 4 Cl B NACs, gray, 120v, Spanish | 1 | [6 empty] | FALSE | [5 empty] | #FFFF0000 | FA-NFPA 170 FIRE ALARM CONTROL UNIT | 1 | FALSE | FALSE | FALSE | 202 | [8 empty] | 7,12,18 |  |  |  |  | TRUE | [7 empty] | THOR\acont | 2024-09-08 17:27
b97accba-5d7a-453e-8538-233ad601fcab | NFPA 170 RELEASING SERVICE FIRE ALARM CONTROL UNIT |  |  | North | Ansul |  | Releasing Control Unit |  |  |  | Module | TRUE | 4090-9006 | + | Suppression Release Peripheral mounted in NEMA 1 red box; required for ULC listing | 1 |  | 3 | [8 empty] | 1-3/8” W x 2-7/16” L x 1-1/16” H (34 mm x 62 mm x 27 mm) |  | #FFFF0000 | FA-NFPA 170 RELEASING SERVICE FIRE ALARM CONTROL UNIT | 1 | FALSE | FALSE | FALSE | 210 | [19 empty] | DESKTOP-7EIEB7A\acont | 2021-06-17 09:03 | THOR\acont | 2024-09-08 17:27 | Cloned from Block Definition Only NFPA 170 RELEASING SERVICE FIRE ALARM CONTROL UNIT | [Ansul] [NAC] [RAC CURRENT .5A, RAC CURRENT .75A, RAC CURRENT .87A, RAC CURRENT 1.25A, RAC CURRENT 1.5A, RAC CURRENT 1.75A, RAC CURRENT 1A, RAC CURRENT 2A] 4090-9006 [Ansul] [IDNet] 4090-9002, 4090-9006, 4090-9007, 4090-9051, 4090-9119, 4098-9714 w/4098-9793 (C) | [Ansul, Autocall, Simplex] 4090-9006, A4090-9005, A4090-9006
8be85a2b-6362-4691-9067-233e8bccec4b | NFPA 170 AMPLIFIER RACK | RISER AMP |  | North | Notifier |  | Amplifier |  |  |  | Assembly | TRUE | DAA2-7525 Assembly | + | Amplifier Assembly with 1x DAA2-7525 | 1 | [6 empty] | FALSE |  | SURFACE |  | PROVIDED ("WX"HX"D) | N/A | #FFFF0000 | FA-NFPA 170 AMPLIFIER RACK | 1 | FALSE | FALSE | FALSE | 300 |  |  | 7165-0028:0224 | [5 empty] | 7,12,18,26,50 |  |  |  | 75 | TRUE | [7 empty] | THOR\acont | 2024-09-08 17:27
4ddbff5a-6f6f-4dc8-a18d-234382c8c36a | NFPA 170 STROBE WALL |  |  | North | Potter |  | Strobe |  |  |  | Module | TRUE | SL-24H-WP |  | Weatherproof Selectable Candela Strobe High Intensity | 1 | 0 | 0.151 |  |  |  |  | FALSE | [5 empty] | #FF0070C0 | FA-NFPA 170 STROBE WALL | 1 | FALSE | FALSE | FALSE | 2023 | [13 empty] | FALSE | [7 empty] | THOR\acont | 2024-09-08 17:27 |  | [Potter] [NAC] [UL MAX] SL-24H-WP
d871d64d-6910-4623-a03c-23457daabac8 |  |  |  | North | Simplex |  | Cards & Components |  |  |  | Card | TRUE | 4100-5115 |  | XPS EXPANSION MODULE, 3 NACS | 1 | [6 empty] | TRUE | [5 empty] | #FFFFFFFF |  |  | FALSE | FALSE | FALSE | [20 empty] | AULAPTOP-PC\Aulaptop | 2019-07-04 04:36 | THOR\acont | 2024-10-09 10:48
b8d95d0f-0be8-4f1b-9db7-234e3f3e1751 | NFPA 170 HORN STROBE CEILING |  |  | North | Edwards |  | Horn/Strobe |  |  |  | Module | TRUE | GCWA-HDVMC |  | MNEC Horn-Strobe, white, ALERT, 15-95 cd, clear | 1 | 0 | 0.275 |  |  |  |  | FALSE | TRUE |  |  |  |  | #FF0070C0 | FA-NFPA 170 HORN STROBE CEILING | 1 | FALSE | FALSE | FALSE | 2013 | [13 empty] | FALSE |  |  | C |  |  |  |  | THOR\acont | 2024-09-08 17:27 |  | [Edwards, Kidde] [NAC] [16 VDC, LOW DB] EGCF-HDVM (C), GCF-HDVM (C), GCFR-HDVM (C), GC-HDVM (C), GCWA-HDVMA (C), GCWA-HDVMB (C), GCWA-HDVMC (C), GCWA-HDVMG (C), GCWA-HDVMR (C), GCWN-HDVMA (C), GCWN-HDVMB (C), GCWN-HDVMC (C), GCWN-HDVMG (C), GCWN-HDVMR (C [Edwards, Kidde] [NAC] [24 VDC, HIGH DB] EGCF-HDVM (C), GCF-HDVM (C), GCFR-HDVM (C), GC-HDVM (C), GCWA-HDVMA (C), GCWA-HDVMB (C), GCWA-HDVMC (C), GCWA-HDVMG (C), GCWA-HDVMR (C), GCWN-HDVMA (C), GCWN-HDVMB (C), GCWN-HDVMC (C), GCWN-HDVMG (C), GCWN-HDVMR ( [Edwards, Kidde] [NAC] [24 VDC, LOW DB] EGCF-HDVM (C), GCF-HDVM (C), GCFR-HDVM (C), GC-HDVM (C), GCWA-HDVMA (C), GCWA-HDVMB (C), GCWA-HDVMC (C), GCWA-HDVMG (C), GCWA-HDVMR (C), GCWN-HDVMA (C), GCWN-HDVMB (C), GCWN-HDVMC (C), GCWN-HDVMG (C), GCWN-HDVMR (C [Edwards, Kidde] [NAC] [16 VDC, HIGH DB] EGCF-HDVM (C), GCF-HDVM (C), GCFR-HDVM (C), GC-HDVM (C), GCWA-HDVMA (C), GCWA-HDVMB (C), GCWA-HDVMC (C), GCWA-HDVMG (C), GCWA-HDVMR (C), GCWN-HDVMA (C), GCWN-HDVMB (C), GCWN-HDVMC (C), GCWN-HDVMG (C), GCWN-HDVMR (
cace6923-d6a1-4d29-b703-235998255048 |  |  |  | North | Simplex |  | Cards & Components |  |  |  | Card | TRUE | 4010-2504 |  | CSG with IP Communicator | 1 | 0.125 | 0.125 |  |  |  |  | TRUE | [5 empty] | #FFFFFFFF |  |  | FALSE | FALSE | FALSE | [20 empty] | THOR\acont | 2025-02-04 12:18 | THOR\acont | 2025-02-04 12:20 | Cloned from Simplex 4100-CSG-PNP
44c4416d-6aa0-4a0d-9621-236855913904 |  |  |  | North | Kidde |  | Cards & Components |  |  |  | Card | TRUE | FX-SLC1 |  | Expansion module, one 250-device loop. | 1 | 0.055 | 0.08 |  |  |  |  | TRUE | [5 empty] | #FFFFFFFF |  |  | FALSE | FALSE | FALSE | [14 empty] | FALSE | [5 empty] | THOR\acont | 2025-02-20 08:35 |  |  | Cloned from Kidde VM-SLC |  | [Kidde] FX-SLC1
1a2ed4fb-75fa-4a63-8e29-237816c4fec2 |  |  |  | North | Advanced |  | Hardware |  |  |  | Hardware | TRUE | Mxp-516 | ++ | 2 Position Key Switch Assembly - Trapped | 1 | [6 empty] | TRUE | [5 empty] | #FFFFFFFF |  |  | FALSE | FALSE | FALSE | [20 empty] | DESKTOP-7EIEB7A\acont | 2023-02-13 07:19 | THOR\acont | 2024-10-09 10:48 | Cloned from Advanced Mxp-515
675b8737-31ec-4fd4-90a5-237b4bebeb9f |  |  |  | North | Edwards |  | Hardware |  |  |  | Hardware | TRUE | 116EX-P |  | Pendant Mounting Module | 1 | [6 empty] | FALSE | [5 empty] | #FFFFFFFF |  |  | FALSE | FALSE | FALSE | [14 empty] | FALSE | [7 empty] | THOR\acont | 2024-10-09 10:48
76a97d8a-fa5a-4a60-9c5c-237c088add88 |  |  |  | North | Firelite |  | Hardware |  |  |  | Hardware | TRUE | XRM-24B | + | Transformer, only suitable for use in FACPs with main circuit board number 03611 | 1 |  |  | 3 |  |  |  | TRUE | [5 empty] | #FFFFFFFF |  |  | FALSE | FALSE | FALSE | [12 empty] | 3 | [7 empty] | DESKTOP-7SAL8M7\acont | 2019-03-28 12:59 | THOR\acont | 2024-10-09 10:48 |  | [ADT Unimode, AES, Firelite, NAPCO, Notifier] [VAC ] [VAC] 1640, 200UDLS Main Board, 411UDAC Main Board, ACC-25/50 Main Board, BE-500 CPU, CPU-N16LD, CPU-N16LND, ECC-125DA (25V) Main Board, ECC-50/100 Main Board (100W, 25V), ECC-50/100 Main Board (100W,
5157e6f7-3ff6-4b98-beb6-23811010b6cb | NFPA 170 SMOKE DETECTOR |  |  | North | FFE |  | Smoke Detector |  |  |  | Module | TRUE | 5000-031 (Detector) | + | Fireray 5000 Beam Detector Head | 1 | [6 empty] | FALSE | TRUE |  |  |  |  | #FFFF0000 | FA-NFPA 170 SMOKE DETECTOR | 1 | FALSE | FALSE | FALSE | 1408 | [13 empty] | FALSE |  |  | SBD |  |  | DESKTOP-7EIEB7A\acont | 2021-05-27 08:44 | THOR\acont | 2024-09-08 17:27 | Cloned from Potter 5000-031 (Detector) | [FFE, Potter] [BEAM DET] 1430185 (Detector) (C), 3000-103 (Detector) (C), 5000-031 (Detector) (C), 5000-103 (Detector) (C), 6030-300 (Detector) (C)
7191d430-2977-4a99-a9ad-2385d8148d46 |  |  |  | North | Edwards |  | Hardware |  |  |  | Hardware | TRUE | 30072 |  | Cartridge for P/N 30730 Filter | 1 | [6 empty] | FALSE | [5 empty] | #FFFFFFFF |  |  | FALSE | FALSE | FALSE | [14 empty] | FALSE | [7 empty] | THOR\acont | 2024-10-09 10:48
eacffb97-fa41-4229-8846-2387355d0894 |  |  |  | North | Honeywell |  | Cards & Components |  |  |  | Card | TRUE | XLS3000-CPUD | ++ | NFS2-3030 Fire Alarm Control Panel Main Board (Central Processing Unit), 120V Power, Includes Chassis, Display Option | 1 | 0.34 | 0.34 |  |  |  |  | TRUE | FALSE |  |  |  |  | #FFFFFFFF |  |  | FALSE | FALSE | FALSE | [14 empty] | FALSE | [5 empty] | DESKTOP-7EIEB7A\acont | 2022-10-06 07:12 | THOR\acont | 2024-10-09 10:48 | Cloned from Notifier CPU2-3030D | [Honeywell, Notifier] [IDC] [#1 ALARM] AFP-100 Main Board, AFP-200 Main Board, BE-500 CPU, CPU-2020, CPU2-3030, CPU2-3030D, CPU2-640, CPU-320, CPU-320SYS, CPU-N16LD, CPU-N16LND, NCA-2, NCD, NFW-100X Main Board with PWRMOD24, NFW2-100 Main Board, NFW-50 M [Honeywell, Notifier] [IDC] [#3 SUPERVISORY] AFP-100 Main Board, AFP-200 Main Board, CPU-2020, CPU2-3030, CPU2-3030D, CPU2-640, CPU-320, CPU-320SYS, CPU-N16LD, CPU-N16LND, NCA-2, NCD, NFW-100X Main Board with PWRMOD24, NFW2-100 Main Board, NFW-50 Main Bo [Honeywell, Notifier] [IDC] [#2 TROUBLE] AA-30, AFP-100 Main Board, AFP-200 Main Board, BE-500 CPU, CPU-2020, CPU2-3030, CPU2-3030D, CPU2-640, CPU-320, CPU-320SYS, CPU-N16LD, CPU-N16LND, NCA-2, NCD, NFW-100X Main Board with PWRMOD24, NFW2-100 Main Board, [Honeywell, Notifier] [IDC] [#4 SECURITY] CPU-2020, CPU2-3030, CPU2-3030D, CPU2-640, CPU-320, CPU-320SYS, CPU-N16LD, CPU-N16LND, NCA-2, NCD, XLS3000-CPUD | [Honeywell, Notifier] CPU-2020, CPU2-3030, CPU2-3030D, CPU2-640, CPU-320, CPU-320SYS, CPU-N16LD, CPU-N16LND, NCA-2, NCD, XLS140-2 MAIN CARD, XLS3000-CPUD
c2b8e5a8-d7b9-4c0e-bc4e-238b24fdbde1 |  |  |  | North | Edwards |  | Hardware |  |  |  | Hardware | TRUE | FW-UL6SSSD500GB |  | FireWorks UL6 replacement 500 GB Solid State System Drive (SSD) - blank | 1 | [6 empty] | FALSE | [5 empty] | #FFFFFFFF |  |  | FALSE | FALSE | FALSE | [14 empty] | FALSE | [7 empty] | THOR\acont | 2024-10-09 10:48
a2bd6a34-feac-40e9-b686-238f2b1decf2 | NFPA 170 STROBE WALL |  |  | North | Eaton Wheelock |  | Strobe |  |  |  | Module | TRUE | ELSTR-ALA | + | WALL STROBE, RED, ALERT, AMBER | 1 | [6 empty] | TRUE | [5 empty] | #FF0070C0 | FA-NFPA 170 STROBE WALL | 1 | FALSE | FALSE | FALSE | 2020 | [19 empty] | DESKTOP-7EIEB7A\acont | 2021-05-18 16:16 | THOR\acont | 2024-09-08 17:27 | Cloned from Eaton Wheelock ELSTR-AL | [Eaton Wheelock] [NAC] [24VDC] ELSTR, ELSTR-A, ELSTR-AL, ELSTR-ALA, ELSTR-N, ELSTR-NA, ELSTW, ELSTW-A, ELSTW-AL, ELSTW-ALA, ELSTW-EV, ELSTW-N, ELSTW-NA, STR, STW
dabff136-44ff-4941-a7bc-239029cc78f2 | NFPA 170 HEAT DETECTOR |  |  | North | Autocall |  | Heat Detector |  |  |  | Module | TRUE | A4098-9612E w/A4098-9683E | + | Electronic Heat Detector 2-Wire 135° F (57° C) with auxiliary alarm relay output, High Humidity | 1 | 0.0001 | 0.086 |  |  |  |  | TRUE | TRUE |  |  |  |  | #FFFF0000 | FA-NFPA 170 HEAT DETECTOR | 1 | FALSE | FALSE | FALSE | 1403 | [16 empty] | 135 |  |  | THOR\acont | 2024-02-22 15:26 | THOR\acont | 2024-09-08 17:27 | Cloned from Autocall A4098-9612E w/A4098-9682E CLONED CLONED | [Autocall, Simplex] [IDC] 02 [*] 4090-9008, 4098-9612E w/4098-9683E (C), 4098-9612E w/4098-9684E (C), 4098-9612E w/4098-9788E (C), 4098-9613E w/4098-9683E (C), 4098-9613E w/4098-9684E (C), 4098-9613E w/4098-9788E (C), 4098-9614E w/4098-9683E (C), 4098-96 | [Autocall, Simplex] 4098-9612 w/4098-9682, 4098-9612E w/4098-9682E, 4098-9612E w/4098-9683E, 4098-9612E w/4098-9684E, 4098-9612E w/4098-9788E, 4098-9613 w/4098-9682, 4098-9613E w/4098-9682E, 4098-9613E w/4098-9683E, 4098-9613E w/4098-9684E, 4098-9613E w/4
1602103b-dc54-43e5-9110-23997c11733d | NFPA 170 AIR SAMPLING DETECTION PIPING |  |  | North | Edwards |  | Air Sampling Detection |  |  |  | Module | TRUE | 33-30620A |  | ASD-640 Detector w/ Command Module in molded plastic case | 1 | [6 empty] | FALSE | [5 empty] | #FFFF0000 | FA-NFPA 170 AIR SAMPLING DETECTION PIPING | 1 | FALSE | FALSE | FALSE | 5010 | [13 empty] | FALSE | [7 empty] | THOR\acont | 2024-09-08 17:27
5b4682d3-0fa7-40f7-8fde-239e24fefc9f |  |  |  | North | Firelite |  | Cards & Components |  |  |  | Card | TRUE | ECC-50W-25V (Backup Only) | + | 25V, 50 Watt Audio Amplifier Module | 1 | 0.1 | 0 |  |  |  |  | TRUE | FALSE |  |  |  |  | #FFFFFFFF |  |  | FALSE | FALSE | FALSE | [14 empty] | FALSE | [5 empty] | DESKTOP-7SAL8M7\acont | 2019-02-27 08:11 | THOR\acont | 2024-10-09 10:48 | Cloned from Firelite ECC-50W-25V
dbcb5b48-0a40-4e04-bcc6-23a0c2150e06 | NFPA 170 SPEAKER STROBE CEILING |  |  | North | Siemens |  | Speaker/Strobe |  |  |  | Module | TRUE | FDSB227-WW/FDB228/FDBZ298 | ++ | Ceiling Voice Sounder VAD with Short Circuit isolator, White LEDs, 71…96 dB (A) High = O-4-15 Medium = C-3-12 Low = O-2-6.2 | 1 | [12 empty] | #FF0070C0 | FA-NFPA 170 SPEAKER STROBE CEILING | 1 | FALSE | FALSE | FALSE | [20 empty] | DESKTOP-7EIEB7A\acont | 2021-11-19 10:16 | THOR\acont | 2024-09-08 17:27 |  | [Siemens] [C-NET] [#2 BEACON WHITE HIGH, #2 BEACON WHITE INDICATOR, #2 BEACON WHITE LOW, #2 BEACON WHITE MED] FDSB226-WW/FDB228/FDBZ298, FDSB227-WW/FDB228/FDBZ298, HI720/FDSB226-WW/FDB228, HI720/FDSB227-WW/FDB228, HI722//FDSB227-WW/FDB228, HI722/FDSB226- [Siemens] [C-NET] [#2 BEACON/VOICE WHITE HIGH, #2 BEACON/VOICE WHITE INDICATOR, #2 BEACON/VOICE WHITE LOW, #2 BEACON/VOICE WHITE MED] FDSB227-WW/FDB228/FDBZ298, HI720/FDSB227-WW/FDB228, HI722//FDSB227-WW/FDB228, OH720/FDSB227-WW/FDB228, OOH740/FDSB227-WW [Siemens] [C-NET] [#2 TONE/VOICE] FDSB226-WW/FDB228/FDBZ298, FDSB227-WW/FDB228/FDBZ298, HI720/FDSB226-WW/FDB228, HI720/FDSB227-WW/FDB228, HI722//FDSB227-WW/FDB228, HI722/FDSB226-WW/FDB228, OH720/FDSB226-WW/FDB228, OH720/FDSB227-WW/FDB228, OOH740/FDSB226-
0871b383-058b-46a8-8997-23a66e94727b | NFPA 170 WIRELESS CONTROL UNIT |  |  | North | Block Definition Only |  | Wireless Control Unit |  |  |  | Module | TRUE | NFPA 170 WIRELESS CONTROL UNIT |  | NFPA 170 WIRELESS CONTROL UNIT | 1 | [12 empty] | #FFFF0000 | FA-NFPA 170 WIRELESS CONTROL UNIT | 1 | FALSE | FALSE | FALSE | [20 empty] | AULAPTOP-PC\Aulaptop | 2020-03-26 07:41 | THOR\acont | 2024-09-08 17:27
0201e1bb-c767-468b-ba3a-23a72551e012 | CADGEN LINE BREAK SINGLE 2 |  |  | East | N/A |  | Miscellaneous |  |  |  | Module | TRUE | LINE BREAK (SINGLE) |  | LINE BREAK SYMBOL | 1 | [6 empty] | FALSE | FALSE | PROVIDED BY ELECTRICAL CONTRACTOR |  | PROVIDED BY OTHERS |  | #FFFF0000 | FA-CADGEN LINE BREAK SINGLE 2 | 1 | TRUE | TRUE | FALSE | [14 empty] | FALSE | [5 empty] | DESKTOP-7EIEB7A\acont | 2023-02-20 17:57 | THOR\acont | 2024-09-08 17:27 | Cloned from N/A LINE BREAK (SINGLE) | [Generic, N/A] [JUNCTION PASSTHROUGH] [#10] CLASS A RETURN, END OF LINE DEVICE, END OF LINE RESISTOR, FIBER PATCH PANEL, FIRE ALARM TERMINAL CABINET, FURNISHED BY OTHERS, FURNISHED BY OTHERS, JUNCTION BOX, JUNCTION BOX CEILING, LINE BREAK (DOUBLE), LINE [Generic, N/A] [JUNCTION PASSTHROUGH] [#31] CLASS A RETURN, END OF LINE DEVICE, END OF LINE RESISTOR, FIBER PATCH PANEL, FIRE ALARM TERMINAL CABINET, FURNISHED BY OTHERS, FURNISHED BY OTHERS, JUNCTION BOX, JUNCTION BOX CEILING, LINE BREAK (DOUBLE), LINE [Generic, N/A, Space Age Electronics] [JUNCTION PASSTHROUGH] [#2] CLASS A RETURN, END OF LINE DEVICE, END OF LINE RESISTOR, FIBER PATCH PANEL, FIRE ALARM TERMINAL CABINET, FURNISHED BY OTHERS, FURNISHED BY OTHERS, JUNCTION BOX, JUNCTION BOX CEILING, LINE [Generic, N/A] [JUNCTION PASSTHROUGH] [#23] CLASS A RETURN, END OF LINE DEVICE, END OF LINE RESISTOR, FIBER PATCH PANEL, FIRE ALARM TERMINAL CABINET, FURNISHED BY OTHERS, FURNISHED BY OTHERS, JUNCTION BOX, JUNCTION BOX CEILING, LINE BREAK (DOUBLE), LINE [Generic, N/A] [JUNCTION PASSTHROUGH] [#11] CLASS A RETURN, END OF LINE DEVICE, END OF LINE RESISTOR, FIBER PATCH PANEL, FIRE ALARM TERMINAL CABINET, FURNISHED BY OTHERS, FURNISHED BY OTHERS, JUNCTION BOX, JUNCTION BOX CEILING, LINE BREAK (DOUBLE), LINE [Generic, N/A] [JUNCTION PASSTHROUGH] [#26] CLASS A RETURN, END OF LINE DEVICE, END OF LINE RESISTOR, FIBER PATCH PANEL, FIRE ALARM TERMINAL CABINET, FURNISHED BY OTHERS, FURNISHED BY OTHERS, JUNCTION BOX, JUNCTION BOX CEILING, LINE BREAK (DOUBLE), LINE [Generic, N/A] [JUNCTION PASSTHROUGH] [#38] CLASS A RETURN, END OF LINE DEVICE, END OF LINE RESISTOR, FIBER PATCH PANEL, FIRE ALARM TERMINAL CABINET, FURNISHED BY OTHERS, FURNISHED BY OTHERS, JUNCTION BOX, JUNCTION BOX CEILING, LINE BREAK (DOUBLE), LINE [Generic, N/A] [JUNCTION PASSTHROUGH] [#42] CLASS A RETURN, END OF LINE DEVICE, END OF LINE RESISTOR, FIBER PATCH PANEL, FIRE ALARM TERMINAL CABINET, FURNISHED BY OTHERS, FURNISHED BY OTHERS, JUNCTION BOX, JUNCTION BOX CEILING, LINE BREAK (DOUBLE), LINE [Generic, N/A] [JUNCTION PASSTHROUGH] [#36] CLASS A RETURN, END OF LINE DEVICE, END OF LINE RESISTOR, FIBER PATCH PANEL, FIRE ALARM TERMINAL CABINET, FURNISHED BY OTHERS, FURNISHED BY OTHERS, JUNCTION BOX, JUNCTION BOX CEILING, LINE BREAK (DOUBLE), LINE [Generic, N/A] [JUNCTION PASSTHROUGH] [#9] CLASS A RETURN, END OF LINE DEVICE, END OF LINE RESISTOR, FIBER PATCH PANEL, FIRE ALARM TERMINAL CABINET, FURNISHED BY OTHERS, FURNISHED BY OTHERS, JUNCTION BOX, JUNCTION BOX CEILING, LINE BREAK (DOUBLE), LINE B [Generic, N/A] [JUNCTION PASSTHROUGH] [#28] CLASS A RETURN, END OF LINE DEVICE, END OF LINE RESISTOR, FIBER PATCH PANEL, FIRE ALARM TERMINAL CABINET, FURNISHED BY OTHERS, FURNISHED BY OTHERS, JUNCTION BOX, JUNCTION BOX CEILING, LINE BREAK (DOUBLE), LINE [Generic, N/A, Space Age Electronics] [JUNCTION PASSTHROUGH] [#5] CLASS A RETURN, END OF LINE DEVICE, END OF LINE RESISTOR, FIBER PATCH PANEL, FIRE ALARM TERMINAL CABINET, FURNISHED BY OTHERS, FURNISHED BY OTHERS, JUNCTION BOX, JUNCTION BOX CEILING, LINE [Generic, N/A, Space Age Electronics] [JUNCTION PASSTHROUGH] [#6] CLASS A RETURN, END OF LINE DEVICE, END OF LINE RESISTOR, FIBER PATCH PANEL, FIRE ALARM TERMINAL CABINET, FURNISHED BY OTHERS, FURNISHED BY OTHERS, JUNCTION BOX, JUNCTION BOX CEILING, LINE [Generic, N/A] [JUNCTION PASSTHROUGH] [#30] CLASS A RETURN, END OF LINE DEVICE, END OF LINE RESISTOR, FIBER PATCH PANEL, FIRE ALARM TERMINAL CABINET, FURNISHED BY OTHERS, FURNISHED BY OTHERS, JUNCTION BOX, JUNCTION BOX CEILING, LINE BREAK (DOUBLE), LINE [Generic, N/A] [JUNCTION PASSTHROUGH] [#20] CLASS A RETURN, END OF LINE DEVICE, END OF LINE RESISTOR, FIBER PATCH PANEL, FIRE ALARM TERMINAL CABINET, FURNISHED BY OTHERS, FURNISHED BY OTHERS, JUNCTION BOX, JUNCTION BOX CEILING, LINE BREAK (DOUBLE), LINE [Generic, N/A] [JUNCTION PASSTHROUGH] [#15] CLASS A RETURN, END OF LINE DEVICE, END OF LINE RESISTOR, FIBER PATCH PANEL, FIRE ALARM TERMINAL CABINET, FURNISHED BY OTHERS, FURNISHED BY OTHERS, JUNCTION BOX, JUNCTION BOX CEILING, LINE BREAK (DOUBLE), LINE [Generic, N/A, Space Age Electronics] [JUNCTION PASSTHROUGH] 02 [ALL DEVICES ++] CLASS A RETURN, END OF LINE DEVICE, END OF LINE RESISTOR, FIBER PATCH PANEL, FIRE ALARM TERMINAL CABINET, FURNISHED BY OTHERS, FURNISHED BY OTHERS, JUNCTION BOX, JUNCTION BO [Generic, N/A] [JUNCTION PASSTHROUGH] [#16] CLASS A RETURN, END OF LINE DEVICE, END OF LINE RESISTOR, FIBER PATCH PANEL, FIRE ALARM TERMINAL CABINET, FURNISHED BY OTHERS, FURNISHED BY OTHERS, JUNCTION BOX, JUNCTION BOX CEILING, LINE BREAK (DOUBLE), LINE [Generic, N/A] [JUNCTION PASSTHROUGH] [#33] CLASS A RETURN, END OF LINE DEVICE, END OF LINE RESISTOR, FIBER PATCH PANEL, FIRE ALARM TERMINAL CABINET, FURNISHED BY OTHERS, FURNISHED BY OTHERS, JUNCTION BOX, JUNCTION BOX CEILING, LINE BREAK (DOUBLE), LINE [Generic, N/A, Space Age Electronics] [JUNCTION PASSTHROUGH] [#7] CLASS A RETURN, END OF LINE DEVICE, END OF LINE RESISTOR, FIBER PATCH PANEL, FIRE ALARM TERMINAL CABINET, FURNISHED BY OTHERS, FURNISHED BY OTHERS, JUNCTION BOX, JUNCTION BOX CEILING, LINE [Generic, N/A] [JUNCTION PASSTHROUGH] [#24] CLASS A RETURN, END OF LINE DEVICE, END OF LINE RESISTOR, FIBER PATCH PANEL, FIRE ALARM TERMINAL CABINET, FURNISHED BY OTHERS, FURNISHED BY OTHERS, JUNCTION BOX, JUNCTION BOX CEILING, LINE BREAK (DOUBLE), LINE [Generic, N/A] [JUNCTION PASSTHROUGH] [#40] CLASS A RETURN, END OF LINE DEVICE, END OF LINE RESISTOR, FIBER PATCH PANEL, FIRE ALARM TERMINAL CABINET, FURNISHED BY OTHERS, FURNISHED BY OTHERS, JUNCTION BOX, JUNCTION BOX CEILING, LINE BREAK (DOUBLE), LINE [Generic, N/A] [JUNCTION PASSTHROUGH] [#37] CLASS A RETURN, END OF LINE DEVICE, END OF LINE RESISTOR, FIBER PATCH PANEL, FIRE ALARM TERMINAL CABINET, FURNISHED BY OTHERS, FURNISHED BY OTHERS, JUNCTION BOX, JUNCTION BOX CEILING, LINE BREAK (DOUBLE), LINE [Generic, N/A, Space Age Electronics] [JUNCTION PASSTHROUGH] [#3] CLASS A RETURN, END OF LINE DEVICE, END OF LINE RESISTOR, FIBER PATCH PANEL, FIRE ALARM TERMINAL CABINET, FURNISHED BY OTHERS, FURNISHED BY OTHERS, JUNCTION BOX, JUNCTION BOX CEILING, LINE [Generic, N/A] [JUNCTION PASSTHROUGH] [#18] CLASS A RETURN, END OF LINE DEVICE, END OF LINE RESISTOR, FIBER PATCH PANEL, FIRE ALARM TERMINAL CABINET, FURNISHED BY OTHERS, FURNISHED BY OTHERS, JUNCTION BOX, JUNCTION BOX CEILING, LINE BREAK (DOUBLE), LINE [Generic, N/A] [JUNCTION PASSTHROUGH] [#39] CLASS A RETURN, END OF LINE DEVICE, END OF LINE RESISTOR, FIBER PATCH PANEL, FIRE ALARM TERMINAL CABINET, FURNISHED BY OTHERS, FURNISHED BY OTHERS, JUNCTION BOX, JUNCTION BOX CEILING, LINE BREAK (DOUBLE), LINE [Generic, N/A] [JUNCTION PASSTHROUGH] [#27] CLASS A RETURN, END OF LINE DEVICE, END OF LINE RESISTOR, FIBER PATCH PANEL, FIRE ALARM TERMINAL CABINET, FURNISHED BY OTHERS, FURNISHED BY OTHERS, JUNCTION BOX, JUNCTION BOX CEILING, LINE BREAK (DOUBLE), LINE [Generic, N/A, Space Age Electronics] [JUNCTION PASSTHROUGH] [#4] CLASS A RETURN, END OF LINE DEVICE, END OF LINE RESISTOR, FIBER PATCH PANEL, FIRE ALARM TERMINAL CABINET, FURNISHED BY OTHERS, FURNISHED BY OTHERS, JUNCTION BOX, JUNCTION BOX CEILING, LINE [Generic, N/A] [JUNCTION PASSTHROUGH] [#14] CLASS A RETURN, END OF LINE DEVICE, END OF LINE RESISTOR, FIBER PATCH PANEL, FIRE ALARM TERMINAL CABINET, FURNISHED BY OTHERS, FURNISHED BY OTHERS, JUNCTION BOX, JUNCTION BOX CEILING, LINE BREAK (DOUBLE), LINE [Generic, N/A] [JUNCTION PASSTHROUGH] [#13] CLASS A RETURN, END OF LINE DEVICE, END OF LINE RESISTOR, FIBER PATCH PANEL, FIRE ALARM TERMINAL CABINET, FURNISHED BY OTHERS, FURNISHED BY OTHERS, JUNCTION BOX, JUNCTION BOX CEILING, LINE BREAK (DOUBLE), LINE [Generic, N/A] [JUNCTION PASSTHROUGH] [#34] CLASS A RETURN, END OF LINE DEVICE, END OF LINE RESISTOR, FIBER PATCH PANEL, FIRE ALARM TERMINAL CABINET, FURNISHED BY OTHERS, FURNISHED BY OTHERS, JUNCTION BOX, JUNCTION BOX CEILING, LINE BREAK (DOUBLE), LINE [Generic, N/A] [JUNCTION PASSTHROUGH] [#29] CLASS A RETURN, END OF LINE DEVICE, END OF LINE RESISTOR, FIBER PATCH PANEL, FIRE ALARM TERMINAL CABINET, FURNISHED BY OTHERS, FURNISHED BY OTHERS, JUNCTION BOX, JUNCTION BOX CEILING, LINE BREAK (DOUBLE), LINE [Generic, N/A] [JUNCTION PASSTHROUGH] [#25] CLASS A RETURN, END OF LINE DEVICE, END OF LINE RESISTOR, FIBER PATCH PANEL, FIRE ALARM TERMINAL CABINET, FURNISHED BY OTHERS, FURNISHED BY OTHERS, JUNCTION BOX, JUNCTION BOX CEILING, LINE BREAK (DOUBLE), LINE [Generic, N/A] [JUNCTION PASSTHROUGH] [#21] CLASS A RETURN, END OF LINE DEVICE, END OF LINE RESISTOR, FIBER PATCH PANEL, FIRE ALARM TERMINAL CABINET, FURNISHED BY OTHERS, FURNISHED BY OTHERS, JUNCTION BOX, JUNCTION BOX CEILING, LINE BREAK (DOUBLE), LINE [Generic, N/A] [JUNCTION PASSTHROUGH] [#17] CLASS A RETURN, END OF LINE DEVICE, END OF LINE RESISTOR, FIBER PATCH PANEL, FIRE ALARM TERMINAL CABINET, FURNISHED BY OTHERS, FURNISHED BY OTHERS, JUNCTION BOX, JUNCTION BOX CEILING, LINE BREAK (DOUBLE), LINE [Generic, N/A] [JUNCTION PASSTHROUGH] [#41] CLASS A RETURN, END OF LINE DEVICE, END OF LINE RESISTOR, FIBER PATCH PANEL, FIRE ALARM TERMINAL CABINET, FURNISHED BY OTHERS, FURNISHED BY OTHERS, JUNCTION BOX, JUNCTION BOX CEILING, LINE BREAK (DOUBLE), LINE [Generic, N/A] [JUNCTION PASSTHROUGH] [#35] CLASS A RETURN, END OF LINE DEVICE, END OF LINE RESISTOR, FIBER PATCH PANEL, FIRE ALARM TERMINAL CABINET, FURNISHED BY OTHERS, FURNISHED BY OTHERS, JUNCTION BOX, JUNCTION BOX CEILING, LINE BREAK (DOUBLE), LINE [Generic, N/A, Space Age Electronics] [JUNCTION PASSTHROUGH] [#8] CLASS A RETURN, END OF LINE DEVICE, END OF LINE RESISTOR, FIBER PATCH PANEL, FIRE ALARM TERMINAL CABINET, FURNISHED BY OTHERS, FURNISHED BY OTHERS, JUNCTION BOX, JUNCTION BOX CEILING, LINE [Generic, N/A] [JUNCTION PASSTHROUGH] [#12] CLASS A RETURN, END OF LINE DEVICE, END OF LINE RESISTOR, FIBER PATCH PANEL, FIRE ALARM TERMINAL CABINET, FURNISHED BY OTHERS, FURNISHED BY OTHERS, JUNCTION BOX, JUNCTION BOX CEILING, LINE BREAK (DOUBLE), LINE [Generic, N/A] [JUNCTION PASSTHROUGH] [#19] CLASS A RETURN, END OF LINE DEVICE, END OF LINE RESISTOR, FIBER PATCH PANEL, FIRE ALARM TERMINAL CABINET, FURNISHED BY OTHERS, FURNISHED BY OTHERS, JUNCTION BOX, JUNCTION BOX CEILING, LINE BREAK (DOUBLE), LINE [Generic, N/A] [JUNCTION PASSTHROUGH] [#32] CLASS A RETURN, END OF LINE DEVICE, END OF LINE RESISTOR, FIBER PATCH PANEL, FIRE ALARM TERMINAL CABINET, FURNISHED BY OTHERS, FURNISHED BY OTHERS, JUNCTION BOX, JUNCTION BOX CEILING, LINE BREAK (DOUBLE), LINE [Generic, N/A] [JUNCTION PASSTHROUGH] [#22] CLASS A RETURN, END OF LINE DEVICE, END OF LINE RESISTOR, FIBER PATCH PANEL, FIRE ALARM TERMINAL CABINET, FURNISHED BY OTHERS, FURNISHED BY OTHERS, JUNCTION BOX, JUNCTION BOX CEILING, LINE BREAK (DOUBLE), LINE
52d37ad1-2d92-4ed0-935a-23a86b2ddc3e | NFPA 170 SOLENOID VALVE |  |  | East | Kidde |  | Solenoid |  |  |  | Module | TRUE | 890181 | ++ | Electric Control Head | 1 |  | 2 |  |  | 24 |  | FALSE | FALSE | PROVIDED BY SPRINKLER CONTRACTOR |  | PROVIDED BY OTHERS |  | #FFFF0000 | FA-NFPA 170 SOLENOID VALVE | 1 | FALSE | FALSE | FALSE | 913 | [13 empty] | FALSE | [5 empty] | DESKTOP-7EIEB7A\acont | 2022-10-12 14:22 | THOR\acont | 2024-09-08 17:27 | Cloned from Kidde 85-100000-100 | [Kidde] [AUX POWER, RELEASING] [*] [INPUT TYPE] 890181
aec6068a-6e01-4e9b-a312-23a990e67db7 | NFPA 170 SMOKE CO DETECTOR |  |  | North | Gamewell FCI |  | Smoke/CO Detector |  |  |  | Module | TRUE | MCS-COP3 w/B200S-LF-WH | + | Intelligent multi-criteria photo/CO, bright white, Velociti w/ Intelligent sounder base, low frequency, white, UL-listed | 1 | 0.0002 | 0.0045 |  |  |  |  | FALSE | TRUE | FLUSH |  | 4" SQ. DEEP | 3 "O" PLASTER RING | #FFFF0000 | FA-NFPA 170 SMOKE CO DETECTOR | 1 | FALSE | FALSE | FALSE | 1407 | [13 empty] | FALSE |  |  | LF |  |  | DESKTOP-7SAL8M7\acont | 2020-11-19 16:20 | THOR\acont | 2024-09-08 17:27 | Cloned from Gamewell MCS-COP3 w/B200S-LF-WH | [Gamewell FCI] [SLC SENSORS] [*] [#4 TYPE ADDR ¦ SENSORS] ADPF (C), ASD-PL2F w/B200S-LF-WH (C), ASD-PL2F w/B210LP (C), ASD-PL2FR (C), ASD-PL3 w/B200S-LF-WH (C), ASD-PL3 w/B200SR-LF-WH (C), ASD-PL3 w/B200SR-WH (C), ASD-PL3 w/B224BI-WH (C), ASD-PL3 w/B224R [Gamewell FCI] [AUX POWER] [16VDC, HIGH VOLUME, 16VDC, LOW VOLUME] ASD-PL2F w/B200S-LF-WH (C), ASD-PL3 w/B200S-LF-WH (C), ASD-PL3F w/B200S-LF-WH (C), ASD-PL3-IV w/B200S-LF-IV (C), ASD-PTL3 w/B200S-LF-WH (C), ASD-PTL3-IV w/B200S-LF-IV (C), ATD-L3 w/B200S-
a2dfc1db-6033-4bcc-af32-23acbb6e4a35 | NFPA 170 WIRELESS CONTROL UNIT |  |  | North | Bosch |  | Wireless Control Unit |  |  |  | Module | TRUE | EN4200 w/B820 | ++ | EN4200 Serial Receiver w/B820 | 1 | 0.22 | 0.22 | [10 empty] | #FFFF0000 | FA-NFPA 170 WIRELESS CONTROL UNIT | 1 | FALSE | FALSE | FALSE | [20 empty] | DESKTOP-7EIEB7A\acont | 2021-08-13 06:25 | THOR\acont | 2024-09-08 17:27 |  | [BluePoint, Bosch, Honeywell] [AUX POWER] [*] [12VDC ++] BP01-302, BP01-303, D125B, D185, DS1101i, DS1102i, DS1103i, DS1108i, DS936 (C), DS9360 (C), DS936B (C), DS936-CHI (C), DS936-FRA (C), DS937 (C), DS9370 (C), DS9371 (C), DS939 (C), DS939-CHI (C), EN | [Bosch] B820, EN4200, EN4200 w/B820
ae947792-53dd-4de1-bb92-23b605bf2ff5 | NFPA 170 HEAT DETECTOR |  |  | North | Hochiki |  | Heat Detector |  |  |  | Module | TRUE | DFE-190 w/HSC-224L LATCHING LED BASE | DFE-190 w/HSC-224L LATCHING LED BASE | HEAT DETECTOR w/ LATCHING LED BASE | 1 |  | 0.188 |  |  |  |  | TRUE | TRUE |  | *Refer to Install Sheet |  |  | #FFFF0000 | FA-NFPA 170 HEAT DETECTOR | 1 | FALSE | FALSE | FALSE | 1403 | [16 empty] | L |  |  | DESKTOP-0D6CQVA\lousc | 2019-10-12 07:53 | THOR\acont | 2024-09-08 17:27 | Cloned from Hochiki DCD-135 w/HSC-224L LATCHING LED BASE | [Hochiki] [IDC] 01 [IDC] DCD-135 w/HSC-220L LATCHING LED BASE (C), DCD-135 w/HSC-220R - 2 WIRE RELAY BASE (C), DCD-135 w/HSC-221L LATCHING LED BASE (C), DCD-135 w/HSC-221R - 2 WIRE RELAY BASE (C), DCD-135 w/HSC-224L LATCHING LED BASE (C), DCD-135 w
3e4ab858-bfed-4f6e-b8e7-23c0dc5ec7bf |  |  |  | North | TALK A PHONE | Area of Refuge | Cards & Components |  |  |  | Card | TRUE | AOR-10 MAIN CARD | ++ | Main Card | 1 |  | 2 |  |  |  |  | TRUE | [5 empty] | #FFFFFFFF |  |  | FALSE | FALSE | FALSE | [14 empty] | FALSE | [5 empty] | THOR\acont | 2024-01-10 16:00 | THOR\acont | 2024-10-09 10:48 | Cloned from TALK A PHONE AOR-5 MAIN CARD | [TALK A PHONE] [IDC] 01 AOR-10 MAIN CARD, AOR-5 MAIN CARD, AOR-PSU-5-10 MAIN CARD [TALK A PHONE] [AUX POWER] [*] AOR-10 MAIN CARD, AOR-5 MAIN CARD | [TALK A PHONE] AOR-10 MAIN CARD
c50f12e1-6d5d-44f9-bccb-23c16ec01fed | NFPA 170 BELL |  |  | North | Edwards |  | Bell |  |  |  | Module | TRUE | 439D-6AWC |  | Bell, 6" 24Vdc, Red | 1 | [6 empty] | FALSE | [5 empty] | #FFFF0000 | FA-NFPA 170 BELL | 1 | FALSE | FALSE | FALSE | 2000 | [13 empty] | FALSE | [7 empty] | THOR\acont | 2024-09-08 17:27 |  | [Edwards, Kidde] [NAC] [VDC] 439D-10AW, 439D-10AWC, 439D-10AW-R, 439D-6AW, 439D-6AWC, 439D-6AW-R, 439D-8AW, 439D-8AW-R, 439DEX-10AW, 439DEX-6AW, 439DEX-8AW
4da1ca57-3981-4460-8900-23ce44290887 | NFPA 170 CELL COMM | RISER CELL COMM |  | North | Notifier |  | Cellular Communicator |  |  |  | Module | TRUE | CELL-MOD | ++ | Cellular module housed in plastic enclosure. (External antenna sold separately) | 1 | 0.055 | 0.1 |  |  |  |  | TRUE | [5 empty] | #FFFF0000 | FA-NFPA 170 CELL COMM | 1 | FALSE | FALSE | FALSE | 250 | [19 empty] | DESKTOP-7EIEB7A\acont | 2021-04-03 16:58 | THOR\acont | 2024-09-08 17:27 | Cloned from Firelite CELL-MOD | [Firelite, Gamewell FCI, Notifier] [AUX POWER] [*] CELL-CAB-FL, CELL-CAB-N, CELL-MOD [Firelite, Gamewell FCI, Honeywell, Notifier] [DACT] 01 [DACT] CELL-CAB-FL, CELL-CAB-N, CELL-MOD, HWF2A-COM Main Board, HWF2V-COM Main Board
11b048d8-bc4a-4cce-bb44-23da238e8105 | NFPA 170 STROBE WALL |  |  | North | Potter |  | Strobe |  |  |  | Module | TRUE | SLP-24WW-WP |  | Outdoor Strobe, Fixed 75 Candela, Low Profile Enclosure, White | 1 | 0 | 0.112 |  |  |  |  | FALSE | [5 empty] | #FF0070C0 | FA-NFPA 170 STROBE WALL | 1 | FALSE | FALSE | FALSE | 2023 | [13 empty] | FALSE |  |  | WP |  |  |  |  | THOR\acont | 2024-09-08 17:27 |  | [Potter] [NAC] [24 VDC] S-24PWR-WP, S-24PWW-WP, S-24WR-WP, S-24WW-WP, SLP-24PWR-WP, SLP-24PWW-WP, SLP-24WR-WP, SLP-24WW-WP [Potter] [NAC] [UL MAX] S-24PWR-WP, S-24PWW-WP, SLP-24PWR-WP, SLP-24PWW-WP, SLP-24WR-WP, SLP-24WW-WP
1d79dfad-16d4-4ea8-a7fa-23dd0a41c985 |  |  |  | North | Bosch |  | Cards & Components |  |  |  | Card | TRUE | B450-M | ++ | Plug-in communicator interface, mobile, SDI, SDI2 | 1 | 0.06 | 0.18 |  |  | 12 |  | TRUE | [5 empty] | #FFFFFFFF |  |  | FALSE | FALSE | FALSE | [20 empty] | DESKTOP-7EIEB7A\acont | 2022-07-25 08:49 | THOR\acont | 2024-10-09 10:48 | Cloned from Bosch B450 | [Bosch] [SDI BOSCH] [*] [ALL DEVICES ++] B426, B450, B450-CHI, B450-M, B901, D1255, D1255RB, D1255W, D1256RB, D1257RB, D1260, D1260B, D1260BLK, D1260R, D1260W [BluePoint, Bosch] [SDI2 BOSCH] [*] [ALL DEVICES ++] B208, B299, B308, B426, B450, B450-CHI, B450-M, B810, B820, B901, B915, B915I, B920, B921C, B925F, B926F, B930, B940W, B942, B942W, BP-BHE-B208A, BP-BHE-B299
0b24b0a3-4421-4f1a-ad9a-23e3d8abef30 | 170 BASIC SHAPE |  |  | North | Edwards |  | Miscellaneous |  |  |  | Assembly | TRUE | 3-CAB5 |  | Complete Cabinet /w 5 LRM Spaces, White | 1 | [6 empty] | FALSE | [5 empty] | #FFFF0000 | FA-170 BASIC SHAPE | 1 | FALSE | FALSE | FALSE | [14 empty] | TRUE | [7 empty] | THOR\acont | 2024-09-08 17:27
d119f2e9-a473-43eb-9ab2-23e42c9a1b6e | NFPA 170 HEAT DETECTOR |  |  | North | Potter |  | Heat Detector |  |  |  | Module | TRUE | FHA | + | Addressable Fixed Temperature Heat Detector | 1 | 0.000325 | 0.000325 |  |  |  |  | FALSE | [5 empty] | #FFFF0000 | FA-NFPA 170 HEAT DETECTOR | 1 | FALSE | FALSE | FALSE | 1403 | [13 empty] | FALSE |  |  | F |  |  |  |  | THOR\acont | 2024-09-08 17:27 | 20191121 AC Detector without base | [Potter] [SLC NOHMI] [*] [#2 SHARED ADDR ¦ SENSORS] ARB, ASB, DDA (C), FHA, PSA (C), PSHA (C), RHA
1f242ee1-ba5c-4043-afa9-23ea02f12e96 | NFPA 170 STROBE CEILING |  |  | North | FCI |  | Strobe |  |  |  | Module | TRUE | SC24177/W | ++ | Ceiling mt. Strobe, 177 cd | 1 | 0 | 0.347 |  |  |  |  | FALSE | TRUE |  |  |  |  | #FF0070C0 | FA-NFPA 170 STROBE CEILING | 1 | FALSE | FALSE | FALSE | 2022 | [13 empty] | FALSE | [5 empty] | THOR\acont | 2025-02-25 16:17 | THOR\acont | 2025-02-25 16:20 | Cloned from FCI SC2430/W | [Eaton Wheelock, FCI] [NAC] [DC MAX] RS-2415W-FR, SC24177/W (C)
d574657e-7acb-45d4-9698-23eafff929ee | NFPA 170 SPEAKER CEILING |  |  | North | Siemens |  | Speaker |  |  |  | Module | TRUE | SLSPCR-N | S54329-F51-A1 | SLSPCR-N SPK,CLG,RED,NO-TXT | 1 | [7 empty] | TRUE |  |  |  |  | #FF0070C0 | FA-NFPA 170 SPEAKER CEILING | 1 | FALSE | FALSE | FALSE | 2019 | [16 empty] | C |  |  | DESKTOP-7SAL8M7\acont | 2019-08-13 09:04 | THOR\acont | 2024-09-08 17:27 |  | [Siemens] [AUDIO 70.7v] [70V AUDIO] SL2SPSCW-F (C), SLSPCR-A (C), SLSPCR-AL (C), SLSPCR-F (C), SLSPCR-N (C), SLSPCW-A (C), SLSPCW-AL (C), SLSPCW-F (C), SLSPCW-N (C), SLSPSCR-A (C), SLSPSCR-AL (C), SLSPSCR-ALA (C), SLSPSCR-F (C), SLSPSCR-N (C), SLSPSCR-NA [Siemens] [AUDIO 25v] [25V AUDIO] SL2SPSCW-F (C), SLSPCR-A (C), SLSPCR-AL (C), SLSPCR-F (C), SLSPCR-N (C), SLSPCW-A (C), SLSPCW-AL (C), SLSPCW-F (C), SLSPCW-N (C), SLSPSCR-A (C), SLSPSCR-AL (C), SLSPSCR-ALA (C), SLSPSCR-F (C), SLSPSCR-N (C), SLSPSCR-NA (
c80dc0b2-76d4-4abc-ab31-23f07d405700 | NFPA 170 SPEAKER STROBE CEILING |  |  | North | Simplex |  | Speaker/Strobe |  |  |  | Module | TRUE | 4906-9254 | ++ | Multi-Tapped Speaker with Multi-Candela Addressable Strobe, White, Fire, Ceiling | 1 | [6 empty] | TRUE | TRUE |  |  | 7 1/2 in. or 191 mm diameter speaker housing, 1/2 in. or 13 mm deep; lens extends 2 5/8 in. or 67 mm above housing; extension into box = 2 3/4 in. or 70 mm |  | #FF0070C0 | FA-NFPA 170 SPEAKER STROBE CEILING | 1 | FALSE | FALSE | FALSE | 2019 | [16 empty] | C |  |  | THOR\acont | 2023-12-04 13:45 | THOR\acont | 2024-09-08 17:27 | Cloned from Simplex 4906-9154 | [Autocall, Simplex] [NAC] 4906-9154 (C), 4906-9158 (C), 4906-9159 (C), 4906-9160 (C), 4906-9254 (C), A4906-9154 (C), A4906-9158 (C), A4906-9159 (C), A4906-9160 (C) [Simplex] [AUDIO 25v] [25V AUDIO] 4906-9253, 4906-9254 (C) [Simplex] [IDNac] [23 VDC RMS] 4906-9254 (C) [Simplex] [AUDIO 70.7v] [70V AUDIO] 4906-9253, 4906-9254 (C) [Autocall, Simplex] [NAC] [MAX] 4906-9154 (C), 4906-9158 (C), 4906-9159 (C), 4906-9160 (C), 4906-9254 (C), A4906-9154 (C), A4906-9158 (C), A4906-9159 (C), A4906-9160 (C) [Simplex] [IDNac] [17 VDC RMS] 4906-9254 (C)
6fa3c00b-19f4-4ab1-a6ee-23f5d6ffa87b |  |  |  | North | Notifier |  | Cards & Components |  |  |  | Card | TRUE | AA-120 | + | Audio Amplifier, 120W @25 VRMS w/built-in tone generator, 120 VAC | 1 | 0.051 | 7.3 |  |  |  |  | TRUE | [5 empty] | #FFFFFFFF |  |  | FALSE | FALSE | FALSE | [13 empty] | 120 | FALSE | [5 empty] | DESKTOP-7SAL8M7\acont | 2020-08-26 13:12 | THOR\acont | 2024-10-09 10:48 | Cloned from Gamewell AA-120 | [Notifier] [AUDIO LOW] AA-100, AA-120, AA-30, DS-AMP (25V, 125W), DS-AMP (70V, 100W) | [Notifier] AA-120
14c9cbd6-3a7d-4d10-8220-240207ed1cf5 |  |  |  | North | Notifier |  | Cards & Components |  |  |  | Card | TRUE | NCD | ++ | Main Board | 1 | 0.36 | 0.36 |  |  |  |  | TRUE | [5 empty] | #FFFFFFFF |  |  | FALSE | FALSE | FALSE | [14 empty] | FALSE | [5 empty] | DESKTOP-7EIEB7A\acont | 2022-03-30 13:46 | THOR\acont | 2024-10-09 10:48 | Cloned from Notifier NCA-2 | [Honeywell, Notifier] [IDC] [#4 SECURITY] CPU-2020, CPU2-3030, CPU2-3030D, CPU2-640, CPU-320, CPU-320SYS, CPU-N16LD, CPU-N16LND, NCA-2, NCD, XLS3000-CPUD [Honeywell, Notifier] [IDC] [#2 TROUBLE] AA-30, AFP-100 Main Board, AFP-200 Main Board, BE-500 CPU, CPU-2020, CPU2-3030, CPU2-3030D, CPU2-640, CPU-320, CPU-320SYS, CPU-N16LD, CPU-N16LND, NCA-2, NCD, NFW-100X Main Board with PWRMOD24, NFW2-100 Main Board, [Honeywell, Notifier] [IDC] [#1 ALARM] AFP-100 Main Board, AFP-200 Main Board, BE-500 CPU, CPU-2020, CPU2-3030, CPU2-3030D, CPU2-640, CPU-320, CPU-320SYS, CPU-N16LD, CPU-N16LND, NCA-2, NCD, NFW-100X Main Board with PWRMOD24, NFW2-100 Main Board, NFW-50 M [Notifier] [AUX POWER] [*] NCA-2, NCD [Honeywell, Notifier] [IDC] [#3 SUPERVISORY] AFP-100 Main Board, AFP-200 Main Board, CPU-2020, CPU2-3030, CPU2-3030D, CPU2-640, CPU-320, CPU-320SYS, CPU-N16LD, CPU-N16LND, NCA-2, NCD, NFW-100X Main Board with PWRMOD24, NFW2-100 Main Board, NFW-50 Main Bo | [Honeywell, Notifier] CPU-2020, CPU2-3030, CPU2-3030D, CPU2-640, CPU-320, CPU-320SYS, CPU-N16LD, CPU-N16LND, NCA-2, NCD, XLS140-2 MAIN CARD, XLS3000-CPUD
0a7e46f1-f519-4734-a6fe-240abc5989d5 | NFPA 170 FIRE ALARM CONTROL UNIT | RISER FACP |  | North | Hochiki |  | Fire Alarm Control Unit |  |  |  | Assembly | TRUE | HCA-8D (8-ZONES) WITH DIALER | + | CONVENTIONAL FIRE ALARM CONTROL PANEL | 1 | [6 empty] | FALSE |  |  | *Refer to Install Sheet |  |  | #FFFF0000 | FA-NFPA 170 FIRE ALARM CONTROL UNIT | 1 | FALSE | FALSE | FALSE | 202 | [8 empty] | 7,12,18 |  |  |  |  | TRUE | [5 empty] | DESKTOP-0D6CQVA\lousc | 2019-10-06 14:35 | THOR\acont | 2024-09-08 17:27 | from Hochiki HCA-4D (4-ZONES) WITH DIALER |  | [Hochiki] HCA-2 (2-ZONES), HCA-2D (2-ZONES) WITH DIALER, HCA-4 (4-ZONES), HCA-4D (4-ZONES) WITH DIALER, HCA-8 (8-ZONES), HCA-8D (8-ZONES) WITH DIALER [Hochiki] HCA-8 (8-ZONES), HCA-8D (8-ZONES) WITH DIALER [Hochiki] HCA-2 (2-ZONES), HCA-2D (2-ZONES) WITH DIALER, HCA-4 (4-ZONES), HCA-4D (4-ZONES) WITH DIALER, HCA-8 (8-ZONES), HCA-8D (8-ZONES) WITH DIALER
427cc238-8c18-45f2-9e2d-24153c13d7d9 | NFPA 170 SMOKE HEAT CO DETECTOR |  |  | North | Potter |  | Smoke/Heat/CO Detector |  |  |  | Module | TRUE | PAD200-PCHD w/PAD100-4DB (Split) | + | Photoelectric Smoke/Heat/CO Detector with 4" Standard Base | 1 | 0.0003 | 0.0003 |  |  |  |  | FALSE | TRUE |  |  |  |  | #FFFF0000 | FA-NFPA 170 SMOKE HEAT CO DETECTOR | 1 | FALSE | FALSE | FALSE | 1411 | [13 empty] | FALSE |  |  | 4DB |  |  | THOR\acont | 2025-02-13 11:50 |  |  | Cloned from Potter PAD200-PCHD w/PAD100-4DB | [Potter] [SLC PAD] [*] [#2 SHARED ADDR ¦ SENSORS] PAD100-CD w/PAD100-4DB, PAD100-CD w/PAD100-6DB, PAD100-CD w/PAD100-IB, PAD100-CD w/PAD100-LFSB, PAD100-CD w/PAD100-RB, PAD100-CD w/PAD100-SB, PAD100-CD w/PAD100-SPKB, PAD100-DUCT (C), PAD100-DUCTR (C), PA
b0f173e2-50c1-497b-a03b-2415828ecebe |  |  |  | North | Edwards |  | Hardware |  |  |  | Hardware | TRUE | 3-RCC7R | + | Cabinet with Red door and Black wallbox, Supports up to one 3-CHAS7 | 1 | [12 empty] | #FFFFFFFF |  |  | FALSE | FALSE | FALSE | [22 empty] | THOR\acont | 2024-10-09 10:48
9c271b7d-d482-4e52-a935-241642a6fab6 | NFPA 170 FIRE PHONE |  |  | North | Simplex |  | Fire Phone |  |  |  | Module | TRUE | 2084-9014 | ++ | Red pluggable phone, for use with 2094-9002 or 2084-9023 jack stations | 1 | [6 empty] | FALSE | [5 empty] | #FFFF0000 | FA-NFPA 170 FIRE PHONE | 1 | FALSE | FALSE | FALSE | [14 empty] | FALSE | [5 empty] | THOR\acont | 2025-02-04 12:31 |  |  | Cloned from Autocall A2084-9014 | [Autocall, Potter, Simplex] [FFT] [FFT] 2084-9001, 2084-9002, 2084-9003, 2084-9006, 2084-9007, 2084-9014, 2084-9018, 2084-9023, 2084-9024, A2084-9001, A2084-9002, A2084-9003, A2084-9006, A2084-9007, A2084-9014, A2084-9018, A2084-9023, A2084-9024, FFT-FPJ
daaa2f38-7896-42ce-a17a-241d59385aef |  |  |  | North | Bosch | [5 empty] | Module | TRUE | ISN-AP1 | * | 25Ft PIR WTEMP COMP | 1 | [12 empty] | #FFFFFFFF |  |  | FALSE | FALSE | FALSE | [20 empty] | DESKTOP-7EIEB7A\acont | 2021-08-13 06:25 | THOR\acont | 2024-10-09 10:48
95398a47-3b0f-4df5-b841-241fbf5fae78 | CADGEN INPUT OUTPUT PANEL |  |  | North | DMP |  | Input/Output Panel |  |  |  | Module | TRUE | 734 | ++ | Access Control Module | 1 | 0.24 | 0.26 |  |  | 12 |  | TRUE |  |  |  | 4.5" W × 2.75" H × 1.75" D |  | #FFFF0000 | FA-CADGEN INPUT OUTPUT PANEL | 1 | FALSE | FALSE | FALSE | 1000 | [19 empty] | DESKTOP-7EIEB7A\acont | 2023-01-30 08:10 | THOR\acont | 2024-09-08 17:27 | Cloned from DMP 736P | [BluePoint, DMP] [DMP LX BUS] [*] [LX BUS] 711, 711S, 734, 734N, 734N-POE, 736P, 736V, 866, 867, BP-DHE-736PA | [DMP] 734, 734N, 734N-POE
5061b329-7548-408e-8c30-24223d8d01f5 | NFPA 170 NON ADDRESSABLE RELAY |  |  | North | Edwards |  | Non-Addressable Relay |  |  |  | Module | TRUE | MR608/S |  | 8 SPDT Relay /w LED, Switch, & Metal Enclosure | 1 | 0 | 0.12 |  |  |  |  | FALSE | [5 empty] | #FFFF0000 | FA-NFPA 170 NON ADDRESSABLE RELAY | 1 | FALSE | FALSE | FALSE | 1300 | [13 empty] | FALSE | [7 empty] | THOR\acont | 2024-09-08 17:27 |  | [Edwards] [AUX POWER] MR608/S, MR608/T, MR704/S, MR704/T, MR808/S, MR808/T
710aa001-b222-4eee-b6c4-242808c5ce0e | NFPA 170 SMOKE DETECTOR |  |  | North | Hochiki |  | Smoke Detector |  |  |  | Module | TRUE | ACC-V w/SCI-B6 SHORT CIRCUIT ISOLATOR BASE | ACC-V MULTI-CRITERIA SENSOR | ACC-V MULTI-CRITERIA SENSOR w/SCI-B6 SHORT CIRCUIT ISOLATOR BASE | 1 | 0.00045 | 0.00054 |  |  |  |  | TRUE | TRUE |  | *Refer to Install Sheet |  |  | #FFFF0000 | FA-NFPA 170 SMOKE DETECTOR | 1 | FALSE | FALSE | FALSE | 1408 | [16 empty] | SCI |  |  | DESKTOP-0D6CQVA\lousc | 2019-10-12 09:46 | THOR\acont | 2024-09-08 17:27 | Cloned from Hochiki ACD-V w/SCI-B6 SHORT CIRCUIT ISOLATOR BASE | [Hochiki] [SLC HOCHIKI] 02 [*] [SLC] ACC-V w/ASBL SOUNDER BASE (C), ACC-V w/HSB-NSA-6 STANDARD BASE (C), ACC-V w/SCI-B4 SHORT CIRCUIT ISOLATOR BASE (C), ACC-V w/SCI-B6 SHORT CIRCUIT ISOLATOR BASE (C), ACC-V w/YBN-NSA-4 STANDARD BASE (C), DH-98-A ANALOG D
4c7f4640-b5fc-42a5-a61a-2428903c6f76 |  |  |  | North | Siemens | [5 empty] | Module | TRUE | DB-3S | 595-381804 | SERIES-3 BASE | 1 | [12 empty] | #FFFFFFFF |  |  | FALSE | FALSE | FALSE | [20 empty] | DESKTOP-7SAL8M7\acont | 2019-08-13 09:04 | THOR\acont | 2024-10-09 10:48
a717c17d-03e8-4b8b-8ec5-242fbf6070f0 | NFPA 170 HORN CEILING |  |  | North | Siemens |  | Horn |  |  |  | Module | TRUE | SLHCW-N | S54329-F12-A2 | SLHCW-N HRN,CLG,WHT | 1 | [7 empty] | TRUE |  |  |  |  | #FF0070C0 | FA-NFPA 170 HORN CEILING | 1 | FALSE | FALSE | FALSE | 2011 | [16 empty] | C |  |  | DESKTOP-7SAL8M7\acont | 2019-08-13 09:04 | THOR\acont | 2024-09-08 17:27 | B,T | [Siemens] [NAC] [24 VDC, HIGH DB, CODE 3] SLHCR-N (C), SLHCW-F (C), SLHCW-N (C)
849749b8-7ff9-4231-a42e-2442fb7c2061 |  |  |  | North | Bosch | [5 empty] | Module | TRUE | EVI-15-BLK | * | 15in 2WAY SPEAKER SYSTEM BLK | 1 | [12 empty] | #FFFFFFFF |  |  | FALSE | FALSE | FALSE | [20 empty] | DESKTOP-7EIEB7A\acont | 2021-08-13 06:25 | THOR\acont | 2024-10-09 10:48
c8f89b15-2d75-4b77-ae12-244afeca2eb5 |  |  |  | North | Edwards |  | Cards & Components |  |  |  | Card | TRUE | SRU-8 |  | Eight Control Relay Module | 1 | [6 empty] | TRUE | [5 empty] | #FFFFFFFF |  |  | FALSE | FALSE | FALSE | [14 empty] | FALSE | [7 empty] | THOR\acont | 2024-10-09 10:48
bb980804-1562-4799-9814-244b59d9a950 | NFPA 170 HORN STROBE |  |  | North | System Sensor |  | Horn/Strobe |  |  |  | Module | TRUE | P2RL-SP | + | 2-Wire, Horn Strobe, Red, FUEGO | 1 | 0 | 0.245 |  |  |  |  | FALSE | [5 empty] | #FF0070C0 | FA-NFPA 170 HORN STROBE | 1 | FALSE | FALSE | FALSE | 2012 | [13 empty] | FALSE | [7 empty] | THOR\acont | 2024-09-08 17:27 |  | [System Sensor] [NAC] [24VDC, TEMPORAL HIGH] P2GRL, P2GWL, P2RL, P2RL w/WAV-RL, P2RL-P, P2RL-SP, P2WL, P2WL w/ WAV-WL, P2WL-P, P2WL-SP [System Sensor] [NAC] [24VFWR, TEMPORAL HIGH] P2GRL, P2GWL, P2RL, P2RL w/WAV-RL, P2RL-P, P2RL-SP, P2WL, P2WL w/ WAV-WL, P2WL-P, P2WL-SP [System Sensor] [NAC] [12VDC, TEMPORAL HIGH] P2GRL, P2GWL, P2RL, P2RL w/WAV-RL, P2RL-P, P2RL-SP, P2WL, P2WL w/ WAV-WL, P2WL-P, P2WL-SP
e4f41da7-9f19-4c6c-9f71-2452f34a5aa1 |  |  |  | North | Viking |  | Cards & Components |  |  |  | Card | TRUE | VFR400 Main Board | ++ | VFR400 Main Board | 1 | 0.121 | 0.274 |  |  |  |  | TRUE | [5 empty] | #FFFFFFFF |  |  | FALSE | FALSE | FALSE | [14 empty] | FALSE | [5 empty] | DESKTOP-7EIEB7A\acont | 2022-10-27 15:23 | THOR\acont | 2024-10-09 10:48 | Cloned from Potter PFC-4410RC MAIN BOARD | [Protectowire, SAFE Fire Detection, Viking] [IDC] [#3 SUPERVISORY] CTM-530, CTM-530E, CTM-530E-I, DLM-Z2, SRP-4x4 Main Board, VFR400 Main Board [Protectowire, SAFE Fire Detection, Viking] [IDC] [#2 TROUBLE] CTM-530, CTM-530E, CTM-530E-I, DLM-Z2, SRP-4x4 Main Board, VFR400 Main Board [Protectowire, Viking] [IDC] [#4 WATERFLOW] SRP-4x4 Main Board, VFR400 Main Board [Protectowire, SAFE Fire Detection, Viking] [IDC] [#1 ALARM] CTM-530, CTM-530E, CTM-530E-I, DLM-Z2, SRP-4x4 Main Board, VFR400 Main Board | [Viking] VFR400 Main Board
bd7ffde6-19d2-4c32-afc1-245426fae7fb | NFPA 170 NOTIFICATION CIRCUIT EXTENDER PANEL | RISER NAC |  | North | Kidde |  | Notification Circuit Extender Panel |  |  |  | Assembly | TRUE | APS10A |  | Remote Auxiliary/Booster Power Supply, 10A, 120Vac, Red | 1 | [6 empty] | FALSE | [5 empty] | #FFFF0000 | FA-NFPA 170 NOTIFICATION CIRCUIT EXTENDER PANEL | 1 | FALSE | FALSE | FALSE | 212 | [8 empty] | 7,12,18,65 |  |  |  |  | TRUE | [5 empty] | DESKTOP-7SAL8M7\acont | 2020-01-02 07:57 | THOR\acont | 2024-09-08 17:27 | Cloned from Edwards APS10A
085866af-3172-40ac-96e7-245b90b33bb6 | NFPA 170 HORN STROBE |  |  | North | Potter |  | Horn/Strobe |  |  |  | Module | TRUE | SSX-51 Series |  | 15W Armored Siren or Siren Strobe | 1 | [6 empty] | FALSE | [5 empty] | #FF0070C0 | FA-NFPA 170 HORN STROBE | 1 | FALSE | FALSE | FALSE | 2012 | [13 empty] | FALSE | [7 empty] | THOR\acont | 2024-09-08 17:27
7d39c284-21b4-4fe0-b008-245d9b10317b |  |  |  | North | MIRCOM |  | Cards & Components |  |  |  | Card | TRUE | FA-301-12DDR Main Board |  | Twelve Zone LCD Display Fire Alarm Control Panel with UDACT/Digital Communicator | 1 | 0.174 | 0.444 |  |  |  |  | TRUE | [5 empty] | #FFFFFFFF |  |  | FALSE | FALSE | FALSE | [14 empty] | FALSE | [5 empty] | AULAPTOP-PC\Aulaptop | 2018-10-13 07:25 | THOR\acont | 2024-10-09 10:48 | Cloned from MIRCOM FA-301-12DDR |  | [MIRCOM] FA-301-12DDR Main Board, FX-2000MNS Main Card [MIRCOM] FA-300-6DDR Main Board, FA-300-6DR Main Board, FA-301-12DDR Main Board [MIRCOM] FA-300-6DDR Main Board, FA-300-6DR Main Board, FA-301-12DDR Main Board [MIRCOM] FA-301-12DDR Main Board
de69347c-e1b9-4289-b2fd-245feee37c41 | NFPA 170 AREA OF REFUGE REMOTE UNIT |  |  | North | Block Definition Only |  | Area of Refuge Component |  |  |  | Module | TRUE | NFPA 170 AREA OF REFUGE REMOTE UNIT |  | NFPA 170 AREA OF REFUGE REMOTE UNIT | 1 | [12 empty] | #FF00B050 | FA-NFPA 170 AREA OF REFUGE REMOTE UNIT | 1 | FALSE | FALSE | FALSE | 4003 | [19 empty] | AULAPTOP-PC\Aulaptop | 2020-03-26 07:41 | THOR\acont | 2024-09-08 17:27
eac9ae02-7399-4128-81d4-246a2102ea83 | CADGEN STI STOPPER |  |  | North | STI |  | Accessories |  |  |  | Module | TRUE | STI-1221C |  | Strobe Damage Stopper - Cover and open back box, external mounting tabs | 1 | [6 empty] | FALSE | [5 empty] | #FFFF0000 | FA-CADGEN STI STOPPER | 1 | FALSE | FALSE | FALSE | [14 empty] | FALSE | [5 empty] | DESKTOP-7EIEB7A\acont | 2022-08-01 08:11 | THOR\acont | 2024-09-08 17:27 | Cloned from Edwards STI-1221A CLONED
b48a693d-3651-4234-b6f3-246d270e18d6 |  |  |  | North | PEDESTAL PRO | Security/Access Control |  |  |  |  | Module | TRUE | TOP CAP |  |  | 1 | [12 empty] | #FFFFFFFF |  |  | FALSE | FALSE | FALSE | [20 empty] | THOR\acont | 2024-03-12 21:43 | THOR\acont | 2024-10-09 10:48
4d024e0e-0dd5-4a2a-8ad8-24717f98f70e |  |  |  | North | Siemens | [5 empty] | Module | TRUE | MS-51 | 500-620503 | MANUAL STATIONS N.O. SPST | 1 | [12 empty] | #FFFFFFFF |  |  | FALSE | FALSE | FALSE | [20 empty] | DESKTOP-7SAL8M7\acont | 2019-08-13 09:04 | THOR\acont | 2024-10-09 10:48
d0b81166-d6e5-4497-bb93-247fce1e424f |  |  |  | North | Potter |  | Hardware |  |  |  | Hardware | TRUE | ABB-1012 |  | Slimline Rugged Outdoor Bell Box | 1 | [6 empty] | FALSE | [5 empty] | #FFFFFFFF |  |  | FALSE | FALSE | FALSE | [14 empty] | FALSE | [7 empty] | THOR\acont | 2024-10-09 10:48
3afda794-5be1-47c1-a5e1-248268e5fd1c |  |  |  | North | Edwards |  | Hardware |  |  |  | Hardware | TRUE | MN-HS16EXWARR2 |  | 1600 Watt class extended warranty - 2 years total. Must be ordered when HPSA is ordered. | 1 | [6 empty] | FALSE | [5 empty] | #FFFFFFFF |  |  | FALSE | FALSE | FALSE | [14 empty] | FALSE | [7 empty] | THOR\acont | 2024-10-09 10:48
4dceabed-70c0-4f2f-8c2e-248f6f5e5395 |  |  |  | North | Edwards |  | Hardware |  |  |  | Hardware | TRUE | EVZWLED |  | Back Lit Graphic LED - White for EV series graphics | 1 | [6 empty] | FALSE | [5 empty] | #FFFFFFFF |  |  | FALSE | FALSE | FALSE | [14 empty] | FALSE | [7 empty] | THOR\acont | 2024-10-09 10:48
dd8b01ac-9f67-402a-bb9f-248ff9e3072e | NFPA 170 SPEAKER STROBE |  |  | North | Kidde |  | Speaker/Strobe |  |  |  | Module | TRUE | G4HFRF-S7VMC |  | 70V Speaker/Strobe, Red, FIRE 15, 30, 75, 110 cd, Clear | 1 | 0 | 0.294 |  |  |  |  | FALSE | [5 empty] | #FF0070C0 | FA-NFPA 170 SPEAKER STROBE | 1 | FALSE | FALSE | FALSE | 2019 | [13 empty] | FALSE | [5 empty] | THOR\acont | 2024-04-18 13:41 | THOR\acont | 2024-09-08 17:27 | Cloned from Edwards G4HFRF-S7VMC | [Edwards, Kidde] [NAC] [24 VDC] G4ERA-A, G4ERA-B, G4ERA-G, G4ERA-R, G4ERF-C, G4ERN-A, G4ERN-B, G4ERN-C, G4ERN-G, G4ERN-R, G4EWA-A, G4EWA-B, G4EWA-G, G4EWA-R, G4EWF-C, G4EWN-A, G4EWN-B, G4EWN-C, G4EWN-G, G4EWN-R, G4F-S2V1575, G4F-S2VM, G4F-S7V1575, G4F-S7 [Edwards, Kidde] [AUDIO 70.7v] [70V AUDIO] G4F-S7, G4F-S7V1575, G4F-S7VM, G4HFRF-S7, G4HFRF-S7VMC, G4HFRN-S7, G4HFRN-S7VMC, G4HFWA-S7, G4HFWA-S7VMA, G4HFWA-S7VMC, G4HFWF-S7, G4HFWF-S7VMC, G4HFWN-S7, G4HFWN-S7VMA, G4HFWN-S7VMB, G4HFWN-S7VMC, G4RF-S7, G4RF [Edwards, Kidde] [NAC] [16 VDC] G4ERA-A, G4ERA-B, G4ERA-G, G4ERA-R, G4ERF-C, G4ERN-A, G4ERN-B, G4ERN-C, G4ERN-G, G4ERN-R, G4EWA-A, G4EWA-B, G4EWA-G, G4EWA-R, G4EWF-C, G4EWN-A, G4EWN-B, G4EWN-C, G4EWN-G, G4EWN-R, G4F-S2V1575, G4F-S2VM, G4F-S7V1575, G4F-S7
064eba88-b4ef-420b-ba8a-249aaf46a00d |  |  |  | North | Gamewell FCI |  | Hardware |  |  |  | Hardware | TRUE | E3ID3-D | ++ | Assy, Inner Door, 3-Bay, “D” Size | 1 | [6 empty] | TRUE |  |  |  | 19 3/8” W x 41” H x 4 1/2” D (49 W x 104 H x 11 D cm) |  | #FFFFFFFF |  |  | FALSE | FALSE | FALSE | [20 empty] | DESKTOP-7EIEB7A\acont | 2022-08-29 12:35 | THOR\acont | 2024-10-09 10:48 | Cloned from Gamewell FCI E3ID2-D
5427247c-42d3-426a-bac9-249ccef732c3 |  |  |  | North | Potter | [5 empty] | Module | TRUE | NGP-1000D-M3 |  | Nitrogen Generator with 1,000 Gallon Largest Riser Fill and 5,000 gallons of Total Sprinkler System Capacity | 1 | [6 empty] | FALSE | [5 empty] | #FFFFFFFF |  |  | FALSE | FALSE | FALSE | [14 empty] | FALSE | [7 empty] | THOR\acont | 2024-10-09 10:48
b981bda4-cc6e-47af-9378-249f56f0d347 | NFPA 170 HEAT DETECTOR |  |  | North | Notifier |  | Heat Detector |  |  |  | Module | TRUE | FST-951-IV w/B200S-IV | ++ | Low-profile 135°F fixed thermal sensor. Ivory. FlashS-can and CLIP mode. Sounder Base | 1 | 0.0002 | 0.0045 |  |  |  |  | FALSE | TRUE | FLUSH |  | 4" SQ. DEEP | 3 "O" PLASTER RING | #FFFF0000 | FA-NFPA 170 HEAT DETECTOR | 1 | FALSE | FALSE | FALSE | 1403 |  |  | 7272-0028:0206 | [10 empty] | FALSE | [5 empty] | DESKTOP-7EIEB7A\acont | 2021-05-14 10:49 | THOR\acont | 2024-09-08 17:27 | Cloned from Notifier FST-951-IV w/B224RB-IV | [Honeywell, Notifier, System Sensor] [SLC SENSORS] [*] [#4 TYPE ADDR ¦ SENSORS] 2251B (C), 2251-COPTIR (C), 2251-COPTIR w/B200S-WH (C), 2251TB (C), 2251TMB (C), 5251B (C), 5251B-WP (C), 5251H (C), 5251RB (C), 5251RB-WP (C), 7251 (C), 7251DH (C), DH200LP [Honeywell, Notifier, System Sensor] [SLC MODULES SENSORS] [*] [#2 SHARED ADDR ¦ SENSORS] 2251B (C), 2251-COPTIR (C), 2251-COPTIR w/B200S-WH (C), 2251TB (C), 2251TMB (C), 5251B (C), 5251B-WP (C), 5251H (C), 5251RB (C), 5251RB-WP (C), 7251 (C), 7251DH (C) [Notifier, System Sensor] [AUX POWER] 2251-COPTIR w/B200S-WH (C), B200S, B200SR, B200S-WH, B210LP, FCO-851 w/B200S (C), FCO-951 w/B200S-WH (C), FCP-951 w/B200S-WH, FPC-951 w/B200S-IV (C), FPC-951 w/B200S-WH (C), FPTI-951 w/B200S-IV (C), FPTI-951 w/B200S-
286cbe93-22f0-4ab3-b66e-24a98fef2388 |  |  |  | North | Edwards |  | Hardware |  |  |  | Hardware | TRUE | LNI-MFCA |  | Mounting plate, for LNI2000 & 24DC12 in MFC-A | 1 | [6 empty] | FALSE | [5 empty] | #FFFFFFFF |  |  | FALSE | FALSE | FALSE | [14 empty] | FALSE | [7 empty] | THOR\acont | 2024-10-09 10:48
cfa69600-98fb-4f5e-9556-24abe89aed63 | NFPA 170 HEAT DETECTOR |  |  | North | Notifier |  | Heat Detector |  |  |  | Module | TRUE | FST-851H w/B200SR-LF | ++ | Intelligent Addressable 195°F (88°C) Thermal Heat Detector w/ Flashscan, Sounder Base | 1 | 0.0003 | 0.0065 |  |  |  |  | FALSE | TRUE | FLUSH |  | 4" SQ. DEEP | 3 "O" PLASTER RING | #FFFF0000 | FA-NFPA 170 HEAT DETECTOR | 1 | FALSE | FALSE | FALSE | 1403 |  |  | 7270-0028:0196 | [10 empty] | FALSE |  |  | LF¦SB |  |  |  |  | THOR\acont | 2024-09-08 17:27 | 20191121 AC Detector with base | [Honeywell, Notifier, System Sensor] [SLC SENSORS] [*] [#4 TYPE ADDR ¦ SENSORS] 2251B (C), 2251-COPTIR (C), 2251-COPTIR w/B200S-WH (C), 2251TB (C), 2251TMB (C), 5251B (C), 5251B-WP (C), 5251H (C), 5251RB (C), 5251RB-WP (C), 7251 (C), 7251DH (C), DH200LP [Honeywell, Notifier, System Sensor] [SLC MODULES SENSORS] [*] [#2 SHARED ADDR ¦ SENSORS] 2251B (C), 2251-COPTIR (C), 2251-COPTIR w/B200S-WH (C), 2251TB (C), 2251TMB (C), 5251B (C), 5251B-WP (C), 5251H (C), 5251RB (C), 5251RB-WP (C), 7251 (C), 7251DH (C) [Notifier] [AUX POWER] [16VDC, HIGH VOLUME] FSD-751PL w/B200SR-LF (C), FSD-751RP w/B200SR-LF (C), FSD-751RPL w/B200SR-LF (C), FSI-851 w/B200SR-LF (C), FSL-751 w/B200SR-LF (C), FSP-851 w/B200SR-LF (C), FSP-851T w/B200SR-LF (C), FST-851 w/B200SR-LF (C), FS
167311d0-6753-40a9-ab8e-24b4765570d7 | NFPA 170 SPEAKER STROBE |  |  | North | Siemens |  | Speaker/Strobe |  |  |  | Module | TRUE | SL2SPSWW-F | S54329-F179-A1++ | Speaker-Strobe, Wall, Clear, White, Fire | 1 | [12 empty] | #FF0070C0 | FA-NFPA 170 SPEAKER STROBE | 1 | FALSE | FALSE | FALSE | 2023 | [19 empty] | DESKTOP-7EIEB7A\acont | 2023-08-03 07:56 | THOR\acont | 2024-09-08 17:27 | Cloned from Siemens SL2SWW-F | [Siemens] [AUDIO 25v] [25V AUDIO] SL2SPSCR-A (C), SL2SPSCR-AL (C), SL2SPSCR-ALA (C), SL2SPSCR-F (C), SL2SPSCR-FB (C), SL2SPSCR-N (C), SL2SPSCR-NA (C), SL2SPSCW-A (C), SL2SPSCW-AL (C), SL2SPSCW-ALA (C), SL2SPSCW-F (C), SL2SPSCW-FB (C), SL2SPSCW-N (C), SL2 [Siemens] [AUDIO 70.7v] [70V AUDIO] SL2SPSCR-A (C), SL2SPSCR-AL (C), SL2SPSCR-ALA (C), SL2SPSCR-F (C), SL2SPSCR-FB (C), SL2SPSCR-N (C), SL2SPSCR-NA (C), SL2SPSCW-A (C), SL2SPSCW-AL (C), SL2SPSCW-ALA (C), SL2SPSCW-F (C), SL2SPSCW-FB (C), SL2SPSCW-N (C), S [Siemens] [NAC] [16.0 – 33.0 VDC] SL2SPSWR-AL, SL2SPSWR-ALA, SL2SPSWR-F, SL2SPSWR-FB, SL2SPSWR-M, SL2SPSWR-N, SL2SPSWR-NA, SL2SPSWW-AL, SL2SPSWW-ALA, SL2SPSWW-F, SL2SPSWW-FB, SL2SPSWW-M, SL2SPSWW-N, SL2SPSWW-NA, SL2SWR-A, SL2SWR-AL, SL2SWR-ALA, SL2SWR-AL
a219a0d2-6a97-4b81-aa26-24b6d9c1d57f |  |  |  | North | Edwards |  | Cards & Components |  |  |  | Card | TRUE | 4X-12SR |  | 12 Switch, 12 Red LED Display/Control Module | 1 | 0.002 | 0.02 |  |  |  |  | TRUE | [5 empty] | #FFFFFFFF |  |  | FALSE | FALSE | FALSE | [14 empty] | FALSE | [7 empty] | THOR\acont | 2024-10-09 10:48
c24fea52-7750-4351-815f-24b82b904263 | NFPA 170 STROBE WALL |  |  | North | MIRCOM |  | Strobe |  |  |  | Module | TRUE | FS-400-WW | + | Wall Mount Strobe, White | 1 | [6 empty] | FALSE | [5 empty] | #FF0070C0 | FA-NFPA 170 STROBE WALL | 1 | FALSE | FALSE | FALSE | 2023 | [13 empty] | FALSE | [5 empty] | DESKTOP-7EIEB7A\acont | 2022-05-16 06:47 | THOR\acont | 2024-09-08 17:27 | Cloned from MIRCOM FS-340W | [MIRCOM] [NAC] [24 VDC] FS-400-RR, FS-400-WW [MIRCOM] [NAC] [24 VFWR] FS-400-RR, FS-400-WW
2a23f1a7-2713-44cb-ac1a-24ba41296100 |  |  |  | North | Autocall |  | Cards & Components |  |  |  | Card | TRUE | A100-6046 |  | Dual Port RS-232 standard interface | 1 | 0.06 | 0.06 |  |  |  |  | TRUE | [5 empty] | #FFFFFFFF |  |  | FALSE | FALSE | FALSE | [20 empty] | DESKTOP-0D6CQVA\lousc | 2019-07-06 11:44 | THOR\acont | 2024-10-09 10:48 | Cloned from AutoCall A100-6047 |  | [Autocall] A010-9930, A100-5152, A100-6038, A100-6046, A100-6101, A100-6102, A100-6103
92f1859b-3faf-46bd-b82e-24ba44e31a98 |  |  |  | North | Siemens | [5 empty] | Module | TRUE | 20/20MI-32SF | S54430-F4-A1 | MINI IR3 FLM DET 2.5-10M PLG SS FM | 1 | [12 empty] | #FFFFFFFF |  |  | FALSE | FALSE | FALSE | [20 empty] | DESKTOP-7SAL8M7\acont | 2019-08-13 09:04 | THOR\acont | 2024-10-09 10:48
a28713c3-1991-423c-94f3-24be1003b75c |  |  |  | North | Edwards |  | Hardware |  |  |  | Hardware | TRUE | E6-BR5 |  | Recess Mount Detector Base with diode, CE | 1 | [6 empty] | FALSE | [5 empty] | #FFFFFFFF |  |  | FALSE | FALSE | FALSE | [14 empty] | FALSE | [7 empty] | THOR\acont | 2024-10-09 10:48
47937741-f32c-4913-9a72-24c04d2959e8 | NFPA 170 ADDRESSABLE INPUT MONITOR MODULE |  |  | North | MIRCOM |  | Addressable Module |  |  |  | Module | TRUE | MIX-101P | ++ | Intelligent Addressable Priority Mini Monitor Module | 1 | 0.0006 | 0.0046 |  |  |  |  | FALSE |  |  |  | 3.0” W x 2.0” H x 0.75” D |  | #FFFF0000 | FA-NFPA 170 ADDRESSABLE INPUT MONITOR MODULE | 1 | FALSE | FALSE | FALSE | 1000 | [13 empty] | FALSE | [7 empty] | THOR\acont | 2024-09-08 17:27 |  | [MIRCOM] [SLC MODULES] [*] [#3 TYPE ADDR ¦ MODULES] CR-6, CZ-6, IM-10, MIX-100P, MIX-100R, MIX-100S, MIX-101P, MIX-4040, MIX-4040M, MIX-4041, MIX-4045, MIX-4045-M, MIX-4046, MIX-M500DM, MIX-M500DMAP, MIX-M500FP, MIX-M500M, MIX-M500MAP, MIX-M500R, MIX-M50 [MIRCOM] [SLC MODULES SENSORS] [*] [#1 SHARED ADDR ¦ MODULES] CR-6, CZ-6, IM-10, MIX-100P, MIX-100R, MIX-100S, MIX-100X, MIX-101P, MIX-4040, MIX-4040M, MIX-4041, MIX-4045, MIX-4045-M, MIX-4046, MIX-M500DM, MIX-M500DMAP, MIX-M500FP, MIX-M500M, MIX-M500MAP | [MIRCOM] MIX-100P, MIX-101P, MIX-M502M, MIX-M502MAP
57db33fa-16a1-4876-9e7f-24ca5b2ac42d | NFPA 170 HEAT DETECTOR |  |  | North | Edwards |  | Heat Detector |  |  |  | Module | TRUE | SIGA2-HRS w/SIGA-RB BASE | ++ | Heat Detector, 15F ROR, 135F Fixed Temperature | 1 | 4.5e-05 | 4.5e-05 |  |  |  |  | FALSE | [5 empty] | #FFFF0000 | FA-NFPA 170 HEAT DETECTOR | 1 | FALSE | FALSE | FALSE | 1403 | [13 empty] | FALSE | [7 empty] | THOR\acont | 2024-10-08 16:33 | 20191121 AC Detector with base | [Edwards, Kidde] [SLC EST MODULES/SENSORS] 01 [*] [iO64] DS-HFS (C), DS-PS (C), FX-HD w/IB4U BASE, FX-HD w/RB4U BASE, FX-HD w/SB4U BASE, FX-HD w/SB4U-LF BASE, FX-HD wB4U BASE, FX-PD w/B4U BASE (C), FX-PD w/IB4U BASE (C), FX-PD w/SB4U BASE (C), FX-PD w/SB [Edwards, Kidde] [SLC EST SENSORS] 01 [*] [EST3, iO1000] DS-HFS (C), DS-PS (C), FX-HD w/IB4U BASE, FX-HD w/RB4U BASE, FX-HD w/SB4U BASE, FX-HD w/SB4U-LF BASE, FX-HD wB4U BASE, FX-PD w/B4U BASE (C), FX-PD w/IB4U BASE (C), FX-PD w/SB4U BASE (C), FX-PD w/SB [Edwards, Kidde] [SLC EST SENSORS] [*] [#4 TYPE ADDR ¦ SENSORS] KI-DDOS (C), SIGA2-COS w/SIGA-AB4G BASE, SIGA2-COS w/SIGA-AB4G-LF BASE, SIGA2-COS w/SIGA-AB4GT BASE, SIGA2-COS w/SIGA-IB BASE, SIGA2-COS w/SIGA-RB BASE, SIGA2-COS w/SIGA-SB BASE, SIGA2-HCOS [Edwards, Kidde] [SLC EST MODULES SENSORS] [*] [#2 SHARED ADDR ¦ SENSORS] KI-DDOS (C), SIGA2-COS w/SIGA-AB4G BASE, SIGA2-COS w/SIGA-AB4G-LF BASE, SIGA2-COS w/SIGA-AB4GT BASE, SIGA2-COS w/SIGA-IB BASE, SIGA2-COS w/SIGA-RB BASE, SIGA2-COS w/SIGA-SB BASE, S
8356ac7b-2039-403e-ac1c-24ce7297625f | NFPA 170 HORN STROBE |  |  | North | System Sensor |  | Horn/Strobe |  |  |  | Module | TRUE | P2RL w/WAV-RL | + | 2-Wire, Horn Strobe, Red | 1 | 0 | 0.245 |  |  |  |  | FALSE | [5 empty] | #FF0070C0 | FA-NFPA 170 HORN STROBE | 1 | FALSE | FALSE | FALSE | 2012 | [13 empty] | FALSE | [5 empty] | DESKTOP-7SAL8M7\acont | 2020-09-14 15:53 | THOR\acont | 2024-09-08 17:27 | Cloned from System Sensor P2RL | [Farenhyt, Firelite, Gamewell FCI, Notifier, Silent Knight, System Sensor] [SWIFT MESH DEVICES] 01 HRL-LF w/ WAV-RL, HWL-LF w/ WAV-WL, P2RL w/WAV-RL, P2RLED w/WAV-RL, P2RL-LF w/ WAV-RL, P2WL w/ WAV-WL, P2WLED w/ WAV-WL, P2WL-LF w/ WAV-WL, SRL w/ WAV-RL, [System Sensor] [NAC] [12VDC, TEMPORAL HIGH] P2GRL, P2GWL, P2RL, P2RL w/WAV-RL, P2RL-P, P2RL-SP, P2WL, P2WL w/ WAV-WL, P2WL-P, P2WL-SP [System Sensor] [NAC] [24VDC, TEMPORAL HIGH] P2GRL, P2GWL, P2RL, P2RL w/WAV-RL, P2RL-P, P2RL-SP, P2WL, P2WL w/ WAV-WL, P2WL-P, P2WL-SP [System Sensor] [NAC] [24VFWR, TEMPORAL HIGH] P2GRL, P2GWL, P2RL, P2RL w/WAV-RL, P2RL-P, P2RL-SP, P2WL, P2WL w/ WAV-WL, P2WL-P, P2WL-SP
b08dc848-83af-4248-9168-24d4a8174669 |  |  |  | North | Siemens | [5 empty] | Module | TRUE | SNC | S54400-N1-A1 | Serial Netowrk Card (for Cerberus DMS) | 1 | [12 empty] | #FFFFFFFF |  |  | FALSE | FALSE | FALSE | [20 empty] | DESKTOP-7SAL8M7\acont | 2019-08-13 09:04 | THOR\acont | 2024-10-09 10:48
c76c7295-bc31-4d5f-92e2-24d961f7947a | NFPA 170 HEAT DETECTOR |  |  | North | Notifier |  | Heat Detector |  |  |  | Module | TRUE | FST-951R w/B300-6 | ++ | Low-profile, intelligent, rate-of-rise thermal sensor. FlashScan only. | 1 | 0.0002 | 0.0045 |  |  |  |  | FALSE | TRUE | FLUSH |  | 4" SQ. DEEP | 3 "O" PLASTER RING | #FFFF0000 | FA-NFPA 170 HEAT DETECTOR | 1 | FALSE | FALSE | FALSE | 1403 |  |  | 7272-0028:0206 | [10 empty] | FALSE | [7 empty] | THOR\acont | 2024-09-08 17:27 | 20191121 AC Detector without base | [Honeywell, Notifier, System Sensor] [SLC SENSORS] [*] [#4 TYPE ADDR ¦ SENSORS] 2251B (C), 2251-COPTIR (C), 2251-COPTIR w/B200S-WH (C), 2251TB (C), 2251TMB (C), 5251B (C), 5251B-WP (C), 5251H (C), 5251RB (C), 5251RB-WP (C), 7251 (C), 7251DH (C), DH200LP [Honeywell, Notifier, System Sensor] [SLC MODULES SENSORS] [*] [#2 SHARED ADDR ¦ SENSORS] 2251B (C), 2251-COPTIR (C), 2251-COPTIR w/B200S-WH (C), 2251TB (C), 2251TMB (C), 5251B (C), 5251B-WP (C), 5251H (C), 5251RB (C), 5251RB-WP (C), 7251 (C), 7251DH (C)
4c25be21-2fa2-43c4-9445-24da8d09e551 |  |  |  | North | Kidde |  | Cards & Components |  |  |  | Card | TRUE | VS4-GD Mainboard |  | Mainboard for VS4-GD assembly | 1 | 0.268 | 0.433 |  |  |  |  | TRUE | [5 empty] | #FFFFFFFF |  |  | FALSE | FALSE | FALSE | [14 empty] | FALSE | [7 empty] | THOR\acont | 2024-10-09 10:48 |  | [Edwards, Kidde, Macurco] [IDC] [#3 SUPERVISORY] 2IDC, 76-600000-001 Main Board, 76-800xxx-xxx Main Board, 77-600000-901 Main Board, 84-732001-901 Main Board, DVP-120 Mainboard, EST1-2Z Mainboard, FSP1004G Mainboard, FSP1004G-2 Mainboard, FSP1004GD Mainb [Edwards, Kidde, Macurco] [IDC] [#2 TROUBLE] 2IDC, 76-600000-001 Main Board, 76-800xxx-xxx Main Board, 77-600000-901 Main Board, 84-732001-901 Main Board, DVP-120 Mainboard, EST1-2Z Mainboard, FSP1004G Mainboard, FSP1004G-2 Mainboard, FSP1004GD Mainboard [Edwards, Kidde, Macurco] [IDC] [#1 ALARM] 2IDC, 76-600000-001 Main Board, 76-800xxx-xxx Main Board, 77-600000-901 Main Board, 84-732001-901 Main Board, DVP-120 Mainboard, EST1-2Z Mainboard, FSP1004G Mainboard, FSP1004G-2 Mainboard, FSP1004GD Mainboard, [Edwards, Kidde] [VAC ] 2IDC, 76-600000-001 Main Board, 76-800xxx-xxx Main Board, 77-600000-901 Main Board, 84-732001-901 Main Board, APS10A Mainboard, APS6A Mainboard, BPS10A Mainboard, BPS10A/230 Mainboard, BPS6A Mainboard, BPS6A/230 Mainboard, EST1-2Z | [Edwards] IO-SDC2 [Edwards, Kidde] FX-1000 Mainboard, FX-1000D Mainboard, FX-64RD Mainboard, iO1000G Mainboard, iO1000G-2 Mainboard, iO1000G-2-PG Mainboard, iO1000G-2-SP Mainboard, iO1000GC Mainboard, iO1000GD Mainboard, iO1000G-F Mainboard, iO1000G-PG Mainboard, iO1000G-S [Edwards, Kidde] FSP1004GD Mainboard, FSP1004RD Mainboard, FSP302GD Mainboard, FSP302RD Mainboard, FSP502GD Mainboard, FSP502RD Mainboard, FX-1000D Mainboard, FX-64RD Mainboard, iO1000GD Mainboard, iO1000RD Mainboard, iO64GD Mainboard, iO64RD Mainboard, V [Edwards, Kidde] FX-1000 Mainboard, FX-1000D Mainboard, iO1000G Mainboard, iO1000G-2 Mainboard, iO1000G-2-PG Mainboard, iO1000G-2-SP Mainboard, iO1000GC Mainboard, iO1000GD Mainboard, iO1000G-F Mainboard, iO1000G-PG Mainboard, iO1000G-SP Mainboard, iO1000 [Kidde] VS4-GD Mainboard [Kidde] VS4-G Mainboard, VS4-G-2 Mainboard, VS4-G-2-PG Mainboard, VS4-G-2-SP Mainboard, VS4-GC Mainboard, VS4-GD Mainboard, VS4-G-F Mainboard, VS4-G-PG Mainboard, VS4-G-SP Mainboard, VS4-R Mainboard, VS4-R-2 Mainboard, VS4-RD Mainboard [Edwards, Kidde] FX-64R Mainboard, FX-64RD Mainboard, iO64G Mainboard, iO64G-2 Mainboard, iO64G-2-PG Mainboard, iO64G-2-SP Mainboard, iO64GD Mainboard, iO64GL Mainboard, iO64GL-F Mainboard, iO64G-PG Mainboard, iO64G-SP Mainboard, iO64R Mainboard, iO64R-2 [Edwards, Kidde] FX-1000 Mainboard, FX-1000D Mainboard, FX-64RD Mainboard, iO1000G Mainboard, iO1000G-2 Mainboard, iO1000G-2-PG Mainboard, iO1000G-2-SP Mainboard, iO1000GC Mainboard, iO1000GD Mainboard, iO1000G-F Mainboard, iO1000G-PG Mainboard, iO1000G-S
1aaf8dd4-3041-4cfa-9e27-24e259c9ff6f | NFPA 170 SMOKE HEAT CO DETECTOR |  |  | North | Kidde |  | Smoke/Heat/CO Detector |  |  |  | Module | TRUE | KI-PHCD w/KI-SB BASE | ++ | Photoelectric, heat detector and carbon monoxide life safety detector | 1 | 3.2e-05 | 3.2e-05 |  |  |  |  | FALSE | TRUE |  |  |  |  | #FFFF0000 | FA-NFPA 170 SMOKE HEAT CO DETECTOR | 1 | FALSE | FALSE | FALSE | 1408 | [13 empty] | FALSE | [5 empty] | DESKTOP-7SAL8M7\acont | 2020-01-02 08:32 | THOR\acont | 2024-10-08 16:26 | Cloned from Edwards SIGA-PHCD w/SIGA-SB BASE | [Edwards, Kidde] [SLC EST SENSORS] 01 [*] [EST3, iO1000] DS-HFS (C), DS-PS (C), FX-HD w/IB4U BASE, FX-HD w/RB4U BASE, FX-HD w/SB4U BASE, FX-HD w/SB4U-LF BASE, FX-HD wB4U BASE, FX-PD w/B4U BASE (C), FX-PD w/IB4U BASE (C), FX-PD w/SB4U BASE (C), FX-PD w/SB [Kidde] [SLC EST SENSORS] [*] [#4 TYPE ADDR ¦ SENSORS] DS-HFS (C), DS-PS (C), FX-HD w/IB4U BASE, FX-HD w/RB4U BASE, FX-HD w/SB4U BASE, FX-HD w/SB4U-LF BASE, FX-HD wB4U BASE, FX-PD w/B4U BASE (C), FX-PD w/IB4U BASE (C), FX-PD w/SB4U BASE (C), FX-PD w/SB4U [Kidde] [SLC EST MODULES SENSORS] [*] [#2 SHARED ADDR ¦ SENSORS] DS-HFS (C), DS-PS (C), FX-HD w/IB4U BASE, FX-HD w/RB4U BASE, FX-HD w/SB4U BASE, FX-HD w/SB4U-LF BASE, FX-HD wB4U BASE, FX-PD w/B4U BASE (C), FX-PD w/IB4U BASE (C), FX-PD w/SB4U BASE (C), FX [Edwards, Kidde] [SLC EST MODULES/SENSORS] 01 [*] [iO64] DS-HFS (C), DS-PS (C), FX-HD w/IB4U BASE, FX-HD w/RB4U BASE, FX-HD w/SB4U BASE, FX-HD w/SB4U-LF BASE, FX-HD wB4U BASE, FX-PD w/B4U BASE (C), FX-PD w/IB4U BASE (C), FX-PD w/SB4U BASE (C), FX-PD w/SB
01bf90ae-a881-4796-b7a1-24e5c88c2ed6 | NFPA 170 ADDRESSABLE INPUT MONITOR MODULE |  |  | North | Kidde |  | Addressable Module |  |  |  | Module | TRUE | 70-407008-002 |  | Addressable Contact Input Device N.C. | 1 | 0.00045 | 0.00045 |  |  |  |  | FALSE | [5 empty] | #FFFF0000 | FA-NFPA 170 ADDRESSABLE INPUT MONITOR MODULE | 1 | FALSE | FALSE | FALSE | 1000 | [13 empty] | FALSE | [5 empty] | DESKTOP-7EIEB7A\acont | 2021-03-11 10:12 | THOR\acont | 2024-09-08 17:27 | Cloned from Kidde 70-407008-001 | [Edwards, Kidde] [SLC EST MODULES SENSORS] [*] [#1 SHARED ADDR ¦ ALL] 06-220023-001, 70-200200-003, 70-407008-001, 70-407008-002, 70-408004-001, 70-417008-001, 70-518004-001, 70-600000-001, 70-600000-002, 70-610001-001, 76-330002-101, 84-330002-001, DS-P | [Kidde] 70-407008-001, 70-407008-002, 70-610001-001
3bd51408-284f-4a83-8b60-24e702b96b1a | NFPA 170 SPEAKER STROBE |  |  | North | Siemens |  | Speaker/Strobe |  |  |  | Module | TRUE | SLSPSWW-N | S54329-F47-A1 | SLSPSWW-N SPK/ST,WALL,WHT,NO-TXT | 1 | [6 empty] | FALSE | [5 empty] | #FF0070C0 | FA-NFPA 170 SPEAKER STROBE | 1 | FALSE | FALSE | FALSE | 2019 | [13 empty] | FALSE | [5 empty] | DESKTOP-7SAL8M7\acont | 2018-09-07 11:26 | THOR\acont | 2024-09-08 17:27 |  | [Siemens] [AUDIO 25v] [25V AUDIO] SL2SPSCW-F (C), SLSPCR-A (C), SLSPCR-AL (C), SLSPCR-F (C), SLSPCR-N (C), SLSPCW-A (C), SLSPCW-AL (C), SLSPCW-F (C), SLSPCW-N (C), SLSPSCR-A (C), SLSPSCR-AL (C), SLSPSCR-ALA (C), SLSPSCR-F (C), SLSPSCR-N (C), SLSPSCR-NA ( [Siemens] [AUDIO 70.7v] [70V AUDIO] SL2SPSCW-F (C), SLSPCR-A (C), SLSPCR-AL (C), SLSPCR-F (C), SLSPCR-N (C), SLSPCW-A (C), SLSPCW-AL (C), SLSPCW-F (C), SLSPCW-N (C), SLSPSCR-A (C), SLSPSCR-AL (C), SLSPSCR-ALA (C), SLSPSCR-F (C), SLSPSCR-N (C), SLSPSCR-NA [Siemens] [NAC] [24 VDC] SLSPSWR-AL, SLSPSWR-ALA, SLSPSWR-F, SLSPSWR-M, SLSPSWR-N, SLSPSWR-NA, SLSPSWW-AL, SLSPSWW-ALA, SLSPSWW-F, SLSPSWW-M, SLSPSWW-N, SLSPSWW-NA, SLSWR-A, SLSWR-AL, SLSWR-ALA, SLSWR-F, SLSWR-FB, SLSWR-N, SLSWR-NA, SLSWW-AL, SLSWW-ALA, [Siemens] [NAC] [16 VDC] SLSPSWR-AL, SLSPSWR-ALA, SLSPSWR-F, SLSPSWR-M, SLSPSWR-N, SLSPSWR-NA, SLSPSWW-AL, SLSPSWW-ALA, SLSPSWW-F, SLSPSWW-M, SLSPSWW-N, SLSPSWW-NA, SLSWR-A, SLSWR-AL, SLSWR-ALA, SLSWR-F, SLSWR-FB, SLSWR-N, SLSWR-NA, SLSWW-AL, SLSWW-ALA,
ad635ae5-3170-42f5-84d8-24ec556288c7 | NFPA 170 SPEAKER CEILING |  |  | North | Edwards |  | Speaker |  |  |  | Module | TRUE | GCSRF |  | Speaker, Ceiling, Red, FIRE | 1 | [6 empty] | FALSE | TRUE |  |  |  |  | #FF0070C0 | FA-NFPA 170 SPEAKER CEILING | 1 | FALSE | FALSE | FALSE | 2019 | [13 empty] | FALSE |  |  | C |  |  | DESKTOP-7SAL8M7\acont | 2020-09-15 07:27 | THOR\acont | 2024-09-08 17:27 | Cloned from Edwards GCFR-S7 | [Edwards, Kidde] [AUDIO 25v] [25V AUDIO] EGCSRF (C), EGCSRN (C), EGCSVHRF (C), EGCSVHRF-FR (C), EGCSVHRF-SP (C), EGCSVHRN (C), EGCSVHWA (C), EGCSVHWF (C), EGCSVHWF-FR (C), EGCSVHWF-SP (C), EGCSVHWN (C), EGCSVRF (C), EGCSVRN (C), EGCSVWA (C), EGC [Edwards, Kidde] [AUDIO 70.7v] [70V AUDIO] G4F-S7, G4F-S7V1575, G4F-S7VM, G4HFRF-S7, G4HFRF-S7VMC, G4HFRN-S7, G4HFRN-S7VMC, G4HFWA-S7, G4HFWA-S7VMA, G4HFWA-S7VMC, G4HFWF-S7, G4HFWF-S7VMC, G4HFWN-S7, G4HFWN-S7VMA, G4HFWN-S7VMB, G4HFWN-S7VMC, G4RF-S7, G4RF [Edwards, Kidde] [AUDIO 25v] [25V AUDIO] EGCF-S2VMH (C), G4F-S2, G4F-S2V1575, G4F-S2VM, G4HFRF-S2, G4HFRF-S2VMC, G4HFRN-S2, G4HFRN-S2VMC, G4HFWA-S2, G4HFWA-S2VMA, G4HFWA-S2VMC, G4HFWF-S2, G4HFWF-S2VMC, G4HFWN-S2, G4HFWN-S2VMA, G4HFWN-S2VMC, G4RF-S2, G4RF [Edwards, Kidde] [AUDIO 70.7v] [70V AUDIO] EGCSRF (C), EGCSRN (C), EGCSVHRF (C), EGCSVHRF-FR (C), EGCSVHRF-SP (C), EGCSVHRN (C), EGCSVHWA (C), EGCSVHWF (C), EGCSVHWF-FR (C), EGCSVHWF-SP (C), EGCSVHWN (C), EGCSVRF (C), EGCSVRN (C), EGCSVWA (C), E
6067abbe-db72-4786-8b07-24ee614d74ba | NFPA 170 HORN STROBE CEILING |  |  | North | Siemens |  | Horn/Strobe |  |  |  | Module | TRUE | SL2HSCR-AL | S54329-F88-A1++ | Horn-Strobe, Ceiling, Clear, Red, Alert | 1 | [7 empty] | TRUE |  |  |  |  | #FF0070C0 | FA-NFPA 170 HORN STROBE CEILING | 1 | FALSE | FALSE | FALSE | 2023 | [19 empty] | DESKTOP-7EIEB7A\acont | 2023-08-03 09:28 | THOR\acont | 2024-09-08 17:27 | Cloned from Siemens SL2HSWR-AL | [Siemens] [NAC] [24 VDC, HORN HIGH] SL2HSCR-A (C), SL2HSCR-AL (C), SL2HSCR-F (C), SL2HSCR-FB (C), SL2HSCR-N (C), SL2HSCW-A (C), SL2HSCW-AL (C), SL2HSCW-F (C), SL2HSCW-FB (C), SL2HSCW-N (C)
57aca3ab-474b-4e78-9911-24fcae289803 | NFPA 170 CELL COMM | RISER CELL COMM |  | North | Potter |  | Cellular Communicator |  |  |  | Module | TRUE | IntelliCom-5GV | ++ | 5G LTE-M Sole & Dual Path Cellular Commercial Fire Alarm Communicators VERIZON | 1 | 0.068 | 0.14 |  |  |  |  | TRUE |  | Plastic housing includes three keyhole slots for triple gang boxes |  | 8 x 5-29/64 x 1½" (20.3 x 13.9 x 3.8cm) |  | #FFFF0000 | FA-NFPA 170 CELL COMM | 1 | FALSE | FALSE | FALSE | 250 | [13 empty] | FALSE | [5 empty] | XPS-17-9710\August | 2024-01-19 04:00 | THOR\acont | 2024-09-08 17:27 | Cloned from NAPCO SLE-MAXAI-CFB | [NAPCO, Potter] [IDC] [#2 PS TRBL] IntelliCom-5GA, IntelliCom-5GV, SLE/4G-CDMA-CFB, SLE/4G-CDMA-CFB-PS, SLE/4G-CDMA-FIRE, SLE/4G-CDMAI-FIRE, SLE-CDMA-CFB, SLE-CDMA-CFB-PS, SLE-CDMA-FIRE, SLE-CDMAI-FIRE, SLE-LTEA-CFB-PS Main Card, SLE-LTEAI-CFB-PS Main Ca [NAPCO, Potter] [DACT] [#1 DACT] IntelliCom-5GA, IntelliCom-5GV, SLE/4G-CDMA-CFB, SLE/4G-CDMA-CFB-PS, SLE/4G-CDMA-FIRE, SLE/4G-CDMAI-FIRE, SLE-CDMA-CFB, SLE-CDMA-CFB-PS, SLE-CDMA-FIRE, SLE-CDMAI-FIRE, SLE-LTEA-CFB-PS Main Card, SLE-LTEAI-CFB-PS Main Card [NAPCO, Potter] [IDC] [#1 LINE TRBL] IntelliCom-5GA, IntelliCom-5GV, SLE/4G-CDMA-CFB, SLE/4G-CDMA-CFB-PS, SLE/4G-CDMA-FIRE, SLE/4G-CDMAI-FIRE, SLE-CDMA-CFB, SLE-CDMA-CFB-PS, SLE-CDMA-FIRE, SLE-CDMAI-FIRE, SLE-LTEA-CFB-PS Main Card, SLE-LTEAI-CFB-PS Main [NAPCO, Potter] [AUX POWER] [*] CDMA-FIRE, IntelliCom-5GA, IntelliCom-5GV, SLE/4G-CDMA-CFB, SLE/4G-CDMA-CFB-PS, SLE/4G-CDMA-FIRE, SLE/4G-CDMAI-FIRE, SLE-CDMA-CFB, SLE-CDMA-CFB-PS, SLE-CDMA-FIRE, SLE-CDMAI-FIRE, SLE-LTEV-CB, SLE-LTEV-CB-TF, SLE-LTEV-CFB, [NAPCO, Potter] [DACT] [#2 DACT] IntelliCom-5GA, IntelliCom-5GV, SLE/4G-CDMA-CFB, SLE/4G-CDMA-CFB-PS, SLE/4G-CDMA-FIRE, SLE/4G-CDMAI-FIRE, SLE-CDMA-CFB, SLE-CDMA-CFB-PS, SLE-CDMA-FIRE, SLE-CDMAI-FIRE, SLE-LTEA-CFB-PS Main Card, SLE-LTEAI-CFB-PS Main Card | [NAPCO, Potter] IntelliCom-5GA, IntelliCom-5GV, SLE-LTEAI-CFB-PS Main Card, SLE-LTEVI-CFB, SLE-LTEVI-CFB-PS Main Card, SLE-LTEVI-FIRE, SLE-MAXAI-CFB, SLE-MAXAI-CFBPS, SLE-MAXAI-CFBPS Main Board, SLE-MAXAI-FIRE, SLE-MAXVI-CFB, SLE-MAXVI-CFBPS, SLE-MAXVI-CF
44949563-b309-48c9-95ba-24fdf8017ff7 | CADGEN KEYPAD |  |  | North | Bosch |  | Keypad Interface |  |  |  | Module | TRUE | B942W | ++ | Touch Screen Keypad, White, SDI2 | 1 | 0.2 | 0.3 |  |  | 12 | [7 empty] | #FFFF0000 | FA-CADGEN KEYPAD | 1 | FALSE | FALSE | FALSE | [17 empty] | B942W |  |  | DESKTOP-7SAL8M7\acont | 2019-07-08 19:32 | THOR\acont | 2024-09-08 17:27 |  | [BluePoint, Bosch] [SDI2 BOSCH] [*] [ALL DEVICES ++] B208, B299, B308, B426, B450, B450-CHI, B450-M, B810, B820, B901, B915, B915I, B920, B921C, B925F, B926F, B930, B940W, B942, B942W, BP-BHE-B208A, BP-BHE-B299
ac40f24d-eea6-4f71-9efa-2501bb680450 | NFPA 170 MANUAL PULL |  |  | North | Firelite |  | Manual Station |  |  |  | Module | TRUE | BG-8SP | + | Manual Fire Alarm Pull Station. Single Action. Spanish. | 1 | [6 empty] | TRUE | [5 empty] | #FFFF0000 | FA-NFPA 170 MANUAL PULL | 1 | FALSE | FALSE | FALSE | 957 | [19 empty] | DESKTOP-7SAL8M7\acont | 2019-03-29 16:31 | THOR\acont | 2024-09-08 17:27 | Cloned from Firelite BG-8 | [Firelite] [IDC] 01 BG-12, BG-12L, BG-12LA, BG-12LO, BG-12LOB, BG-12LPS, BG-12LPSP, BG-12LSP, BG-12S, BG-12SL, BG-8, BG-8SP
d1de8c05-a340-47f6-acb5-2501f67b22e2 |  |  |  | North | Edwards |  | Hardware |  |  |  | Hardware | TRUE | 3-CAB5B CABINET |  | Cabinet Hardware Only | 1 | [6 empty] | TRUE | [5 empty] | #FFFFFFFF |  |  | FALSE | FALSE | FALSE | [20 empty] | DESKTOP-GMPDMH3\14022 | 2021-04-22 10:35 | THOR\acont | 2024-10-09 10:48
14cc072f-e82f-4da3-9db5-2502cc10a433 |  |  |  | North | Fike |  | Cards & Components |  |  |  | Card | TRUE | 10-2528 |  | Point ID DACT Module | 1 | 0.15 | 0.19 |  |  |  |  | TRUE | [5 empty] | #FFFFFFFF |  |  | FALSE | FALSE | FALSE | [14 empty] | FALSE | [5 empty] | AULAPTOP-PC\Aulaptop | 2019-07-06 06:59 | THOR\acont | 2024-10-09 10:48 | Cloned from Fike XXXX CLONED CLONED
eacaac11-cbf4-4021-b71b-2510e5aadf24 |  |  |  | North | Siemens | [5 empty] | Module | TRUE | 20/20-005 | S54430-F303-A1 | TILT MOUNT - 20/20 MINI | 1 | [12 empty] | #FFFFFFFF |  |  | FALSE | FALSE | FALSE | [20 empty] | DESKTOP-7SAL8M7\acont | 2019-08-13 09:04 | THOR\acont | 2024-10-09 10:48
0d0e7f97-c589-462c-a7d0-25122caaadd7 |  |  |  | North | Bosch | [5 empty] | Module | TRUE | WGEC24-75WR | * | Outdoor Wall MT Horn Strobe 24VDC 75cd | 1 | [12 empty] | #FFFFFFFF |  |  | FALSE | FALSE | FALSE | [22 empty] | THOR\acont | 2024-10-09 10:48 |  | [Bosch, Gentex, Hochiki, VES] [NAC] [UL MAX] VF4007-X0, WGEC24-75PWR, WGEC24-75PWRLP, WGEC24-75PWW, WGEC24-75PWWLP, WGEC24-75WR, WGEC24-75WRLP, WGEC24-75WW, WGEC24-75WWLP, WHEC24-75WR, WHEC24-75WW
3867e639-0007-4cec-93e8-25150261616b |  |  |  | North | Edwards |  | Hardware |  |  |  | Hardware | TRUE | 2-WBDSR |  | OBSOLETE - Outer and Inner Door for 2-WBSR | 1 | [6 empty] | FALSE | [5 empty] | #FFFFFFFF |  |  | FALSE | FALSE | FALSE | [14 empty] | FALSE | [7 empty] | THOR\acont | 2024-10-09 10:48
94d1fdb9-1501-4b27-aee1-2526c8f771ee | NFPA 170 AMPLIFIER RACK | RISER AMP |  | North | Evax |  | Amplifier |  |  |  | Assembly | TRUE | HMX-DP100 (70V) | + | Distributed Panel, Dual Channel, 100W | 1 | [6 empty] | FALSE | [5 empty] | #FFFF0000 | FA-NFPA 170 AMPLIFIER RACK | 1 | FALSE | FALSE | FALSE | 300 | [8 empty] | 7,12,18 |  |  |  | 100 | TRUE | [5 empty] | DESKTOP-7SAL8M7\acont | 2020-07-16 11:07 | THOR\acont | 2024-09-08 17:27 | Cloned from Hochiki FNVDP100 (70V)
062689c8-2785-4eaa-828a-25297fe8cafd | CADGEN MOTION DETECTOR WALL |  |  | North | Bosch |  | Motion Detector |  |  |  | Module | TRUE | RFDL-11-A | ++ | Wireless motion detector, 35ft (11m) | 1 |  |  |  |  | 3 | [7 empty] | #FFFF0000 | FA-CADGEN MOTION DETECTOR WALL | 1 | FALSE | FALSE | FALSE | [17 empty] | RPT |  |  | DESKTOP-7EIEB7A\acont | 2022-07-26 16:45 | THOR\acont | 2024-09-08 17:27 | Cloned from Bosch RFPR-12 | [BluePoint, Bosch] [BOSCH WIRELESS] [ALL DEVICES ++] BP01-302, BP02-202M, BP02-202P, BP02-A202M, BP02-A202P, BP02-A202PH, BP03-302, BP03-A102M, BP03-A102P, RFBT-A, RFDL-11, RFDL-11-A, RFDL-11-CHI, RFDW-RM, RFDW-RM-A, RFDW-RM-CHI, RFDW-SM, RFDW-SM-A, RFDW
9414b7f4-a244-4b76-9833-252c7734b1a1 | NFPA 170 SPEAKER STROBE CEILING |  |  | North | Kidde |  | Speaker/Strobe |  |  |  | Module | TRUE | EGCSVWF |  | Speaker/Strobe, Ceiling, White, FIRE | 1 | [6 empty] | FALSE | TRUE |  |  |  |  | #FF0070C0 | FA-NFPA 170 SPEAKER STROBE CEILING | 1 | FALSE | FALSE | FALSE | 2020 | [13 empty] | FALSE |  |  | C |  |  | DESKTOP-7EIEB7A\acont | 2021-05-24 09:24 | THOR\acont | 2024-09-08 17:27 | Cloned from Edwards GCSVWF | [Edwards, Kidde] [NAC] [24 VDC] EGCSVRF (C), EGCSVRN (C), EGCSVWA (C), EGCSVWF (C), EGCSVWN (C), EGCVRF (C), EGCVRN (C), EGCVWF (C), EGCVWN (C), GCSVRF (C), GCSVRN (C), GCSVWA (C), GCSVWF (C), GCSVWN (C), GCVRF (C), GCVRN (C), GCVWF (C), GCVWN (C) [Edwards, Kidde] [NAC] [24 FWR] EGCSVRF (C), EGCSVRN (C), EGCSVWA (C), EGCSVWF (C), EGCSVWN (C), EGCVRF (C), EGCVRN (C), EGCVWF (C), EGCVWN (C), GCSVRF (C), GCSVRN (C), GCSVWA (C), GCSVWF (C), GCSVWN (C), GCVRF (C), GCVRN (C), GCVWF (C), GCVWN (C) [Edwards, Kidde] [AUDIO 25v] [25V AUDIO] EGCSRF (C), EGCSRN (C), EGCSVHRF (C), EGCSVHRF-FR (C), EGCSVHRF-SP (C), EGCSVHRN (C), EGCSVHWA (C), EGCSVHWF (C), EGCSVHWF-FR (C), EGCSVHWF-SP (C), EGCSVHWN (C), EGCSVRF (C), EGCSVRN (C), EGCSVWA (C), EGC [Edwards, Kidde] [AUDIO 70.7v] [70V AUDIO] EGCSRF (C), EGCSRN (C), EGCSVHRF (C), EGCSVHRF-FR (C), EGCSVHRF-SP (C), EGCSVHRN (C), EGCSVHWA (C), EGCSVHWF (C), EGCSVHWF-FR (C), EGCSVHWF-SP (C), EGCSVHWN (C), EGCSVRF (C), EGCSVRN (C), EGCSVWA (C), E
fd1cc7ec-db74-4deb-a5f8-2532872acc9c |  |  |  | North | Bosch | [5 empty] | Module | TRUE | NDA-U-WMT-RO | * | ***(Ross)Pendant wall mount (quote 7000077509/4) | 1 | [12 empty] | #FFFFFFFF |  |  | FALSE | FALSE | FALSE | [20 empty] | DESKTOP-7EIEB7A\acont | 2021-08-13 06:25 | THOR\acont | 2024-10-09 10:48
13f251ff-9b0f-4d3e-8eb7-25335ea8785a | NFPA 170 SMOKE DETECTOR |  |  | North | Farenhyt |  | Smoke Detector |  |  |  | Module | TRUE | IDP-ACCLIMATE | ++ | Multi-criteria photoelectric smoke detector | 1 | 0.0003 | 0.0003 |  |  |  |  | FALSE | TRUE |  |  |  |  | #FFFF0000 | FA-NFPA 170 SMOKE DETECTOR | 1 | FALSE | FALSE | FALSE | 1408 | [13 empty] | FALSE | [5 empty] | DESKTOP-7EIEB7A\acont | 2023-02-27 07:10 | THOR\acont | 2024-09-08 17:27 | Cloned from Silent Knight SK-ACCLIMATE | [Farenhyt, Silent Knight] [SLC MODULES/SENSORS] [#2 SLC ++] IDP-ACCLIMATE (C), IDP-BEAM (C), IDP-CONTROL-6, IDP-MON-10, IDP-MONITOR-2, IDP-RELAY-6, IDP-RELAYMON-2, IDP-ZONE, IDP-ZONE-6, OSI-RI-SK (C), SK-ACCLIMATE (C), SK-BEAM (C), SK-CONTROL-6, SK-MON-1 [Farenhyt] [SLC IDP SENSORS] [*] [#4 TYPE ADDR ¦ SENSORS] DNR w/IDP-PHOTO-R-W (C), DNRW w/IDP-PHOTO-R-W (C), IDP-ACCLIMATE (C), IDP-BEAM (C), IDP-DUCT-W w/IDP-PHOTO-R-W (C), IDP-FIRE-CO-W w/B200S-LF-WH (C), IDP-FIRE-CO-W w/B200S-WH (C), IDP-FIRE-CO-W w/B [Farenhyt, Silent Knight] [SLC MODULES SENSORS] [*] [#2 SHARED ADDR ¦ SENSORS] CO1224TR w/ IDP-MINIMON, CO1224TR w/ IDP-MONITOR, DNR w/IDP-PHOTO-R-W (C), DNR w/SK-PHOTO-R-W (C), DNRW w/IDP-PHOTO-R-W (C), DNRW w/SK-PHOTO-R-W (C), HFS-D (C), HFS-P (C), HFS
754d68f9-125b-4dea-b757-2536cc2deca6 | NFPA 170 HEAT DETECTOR |  |  | North | Notifier |  | Heat Detector |  |  |  | Module | TRUE | HD-601 | ++ | Heat Detector, 135°F (57°C) Fixed & Rate-of-rise | 1 | [6 empty] | FALSE | TRUE |  |  |  |  | #FFFF0000 | FA-NFPA 170 HEAT DETECTOR | 1 | FALSE | FALSE | FALSE | 1403 | [13 empty] | FALSE | [7 empty] | THOR\acont | 2024-09-08 17:27 | 20191121 AC Detector without base | [Honeywell, Notifier, System Sensor] [SLC SENSORS] [*] [#4 TYPE ADDR ¦ SENSORS] 2251B (C), 2251-COPTIR (C), 2251-COPTIR w/B200S-WH (C), 2251TB (C), 2251TMB (C), 5251B (C), 5251B-WP (C), 5251H (C), 5251RB (C), 5251RB-WP (C), 7251 (C), 7251DH (C), DH200LP [Honeywell, Notifier, System Sensor] [SLC MODULES SENSORS] [*] [#2 SHARED ADDR ¦ SENSORS] 2251B (C), 2251-COPTIR (C), 2251-COPTIR w/B200S-WH (C), 2251TB (C), 2251TMB (C), 5251B (C), 5251B-WP (C), 5251H (C), 5251RB (C), 5251RB-WP (C), 7251 (C), 7251DH (C) [Det-Tronics, Edwards, Kidde, Notifier] [IDC] 01 30-3013, 30-3013 w/FMM-101, Q3013D, 5621 (C), 5622 (C), 5623 (C), 5624 (C), BNG-1, BNG-1F, BNG-1FTS, BNG-1R, BNG-1SP, BNG-1TS, BNG-1TSL, BNG-1TSR, BNG-1TSRL, CP-651 (C), HD-601 (C), HD-602 (C), HD-603 (C), [Chemtronics, Firelite, MIRCOM, Notifier, System Sensor] [IDC] 01 [*] [IDC 2-WIRE ++] 1151 (C), 1151EIS (C), 1400 (C), 1451 (C), 1451DH (C), 1451DHHT (C), 2100AT (C), 2100S (C), 2100TR (C), 2100TS (C), 2151 w/B110LP (C), 2151 w/B116LP (C), 2151 w/B401 (C
16361815-dbe0-439e-bcbe-253866b8ae42 |  |  |  | North | Eaton Wheelock |  | Cards & Components |  |  |  | Card | TRUE | SPB-80/4 Main Board | ++ | Main Board | 1 | 0.12 | 9 |  |  |  |  | TRUE | [5 empty] | #FFFFFFFF |  |  | FALSE | FALSE | FALSE | [14 empty] | FALSE | [5 empty] | AULAPTOP-PC\Aulaptop | 2019-01-05 09:19 | THOR\acont | 2024-10-09 10:48 | Cloned from Cooper Notification SP40S-MAIN CARD CLONED | [Eaton Wheelock] [AUDIO LOW] [RISER INPUT] SPB-160 Main Board, SPB-80/4 Main Board [Eaton Wheelock] [AUX POWER] [AUX INPUT] SPB-160 Main Board, SPB-320 Main Board, SPB-80/4 Main Board [Eaton Wheelock] [IDC] 02 [TROUBLE] SPB-160 Main Board, SPB-320 Main Board, SPB-80/4 Main Board | [Eaton Wheelock] SPB-80/4 Main Board [Eaton Wheelock] SPB-80/4 Main Board [Eaton Wheelock] SPB-80/4 Main Board
e4283fb3-45d5-4b9a-897a-254067903244 |  |  |  | North | Potter |  | Cards & Components |  |  |  | Card | TRUE | PAD100-SLCE (50pt) | + | SLC Loop Expander | 1 | 0.06 | 0.06 |  |  |  |  | TRUE | [5 empty] | #FFFFFFFF |  |  | FALSE | FALSE | FALSE | [14 empty] | FALSE | [5 empty] | DESKTOP-7SAL8M7\acont | 2020-05-29 09:43 | THOR\acont | 2024-10-09 10:48 | Cloned from Potter NOHMI-SLCE-127 | [Potter] [P-LINK] [*] PAD100-SLCE (100pt), PAD100-SLCE (127pt), PAD100-SLCE (50pt), SLCE-127 (100pt), SLCE-127 (127pt), SLCE-127 (50pt) | [Potter] PAD100-SLCE (50pt)
4f95c910-b115-4753-a2c2-25439fc7b0fc |  |  |  | North | MIRCOM |  | Hardware |  |  |  | Hardware | TRUE | DOX-1024BP | + | White front door for UB-1024BP backbox. | 1 | [6 empty] | FALSE | [5 empty] | #FFFFFFFF |  |  | FALSE | FALSE | FALSE | [14 empty] | FALSE | [7 empty] | THOR\acont | 2024-10-09 10:48
c82daf7a-390d-47db-bcbc-2549cfa923a9 | NFPA 170 SMOKE DETECTOR |  |  | North | Potter |  | Smoke Detector |  |  |  | Module | TRUE | PAD200-PD w/PAD100-SPKB | + | Photoelectric Smoke Detector with 6" Base with Speaker Module Included | 1 | 0.00045 | 0.00045 |  |  |  |  | FALSE | TRUE |  |  |  |  | #FFFF0000 | FA-NFPA 170 SMOKE DETECTOR | 1 | FALSE | FALSE | FALSE | 1408 | [13 empty] | FALSE |  |  | SB |  |  | DESKTOP-7EIEB7A\acont | 2021-09-01 13:28 | THOR\acont | 2024-09-08 17:27 | Cloned from Potter PAD100-PD w/PAD100-SPKB | [Potter] [AUDIO 70.7v] [70V AUDIO] PAD100-CD w/PAD100-SPKB, PAD100-HD w/PAD100-SPKB, PAD100-PD w/PAD100-SPKB (C), PAD100-PHD w/PAD100-SPKB (C), PAD100-PHD w/PAD100-SPKB (Split) (C), PAD100-SPKB, PAD200-PCD w/PAD100-SPKB (C), PAD200-PCD w/PAD100-SPKB (Spl [Potter] [AUDIO 25v] [25V AUDIO] PAD100-CD w/PAD100-SPKB, PAD100-HD w/PAD100-SPKB, PAD100-PD w/PAD100-SPKB (C), PAD100-PHD w/PAD100-SPKB (C), PAD100-PHD w/PAD100-SPKB (Split) (C), PAD100-SPKB, PAD200-PCD w/PAD100-SPKB (C), PAD200-PCD w/PAD100-SPKB (Split [Potter] [SLC PAD] [*] [#2 SHARED ADDR ¦ SENSORS] PAD100-CD w/PAD100-4DB, PAD100-CD w/PAD100-6DB, PAD100-CD w/PAD100-IB, PAD100-CD w/PAD100-LFSB, PAD100-CD w/PAD100-RB, PAD100-CD w/PAD100-SB, PAD100-CD w/PAD100-SPKB, PAD100-DUCT (C), PAD100-DUCTR (C), PA
afe63be7-118b-424c-9737-254f866f6b18 | NFPA 170 AMPLIFIER RACK | RISER AMP |  | North | Evax |  | Amplifier |  |  |  | Assembly | TRUE | HMX-DP50/P (70V) | + | Distributed Panel, Dual Channel, 50W, Fire Phone | 1 | [6 empty] | FALSE | [5 empty] | #FFFF0000 | FA-NFPA 170 AMPLIFIER RACK | 1 | FALSE | FALSE | FALSE | 300 | [8 empty] | 7,12,18 |  |  |  | 50 | TRUE | [5 empty] | DESKTOP-7SAL8M7\acont | 2020-07-16 11:07 | THOR\acont | 2024-09-08 17:27 | Cloned from Hochiki FNVDP50/P (70V)
629c8fbe-a378-4c26-8cf4-2552a6c46d1a |  |  |  | North | Autocall |  | Cards & Components |  |  |  | Card | TRUE | A100-5125 |  | Remote Power Supply (RPS); 9 A | 1 | 0.15 | 0.185 |  |  |  |  | TRUE | [5 empty] | #FFFFFFFF |  |  | FALSE | FALSE | FALSE | [20 empty] | AULAPTOP-PC\Aulaptop | 2019-05-12 12:00 | THOR\acont | 2024-10-09 10:48 | Cloned from Advanced New Part CLONED
0bbe08e1-9960-4928-bec7-25531085d092 | NFPA 170 CELL COMM | RISER CELL COMM |  | North | NAPCO |  | Cellular Communicator |  |  |  | Module | TRUE | SLE-LTEV-CB-TF | + | Commercial / Residential Burglary and Residential Fire Radio in white metal housing with SLE-ULPS-R power supply and TRF12/T123 plug-in 16.5V / 20VA transformer | 1 | 0.071 | 0.2 |  |  |  |  | TRUE | [5 empty] | #FFFF0000 | FA-NFPA 170 CELL COMM | 1 | FALSE | FALSE | FALSE | 250 | [9 empty] | 1 |  |  |  | FALSE | [5 empty] | DESKTOP-7SAL8M7\acont | 2020-11-20 11:34 | THOR\acont | 2024-09-08 17:27 | Cloned from NAPCO SLE-LTEVI-CFB-PS | [NAPCO, Potter] [IDC] [#2 PS TRBL] IntelliCom-5GA, IntelliCom-5GV, SLE/4G-CDMA-CFB, SLE/4G-CDMA-CFB-PS, SLE/4G-CDMA-FIRE, SLE/4G-CDMAI-FIRE, SLE-CDMA-CFB, SLE-CDMA-CFB-PS, SLE-CDMA-FIRE, SLE-CDMAI-FIRE, SLE-LTEA-CFB-PS Main Card, SLE-LTEAI-CFB-PS Main Ca [NAPCO, Potter] [IDC] [#1 LINE TRBL] IntelliCom-5GA, IntelliCom-5GV, SLE/4G-CDMA-CFB, SLE/4G-CDMA-CFB-PS, SLE/4G-CDMA-FIRE, SLE/4G-CDMAI-FIRE, SLE-CDMA-CFB, SLE-CDMA-CFB-PS, SLE-CDMA-FIRE, SLE-CDMAI-FIRE, SLE-LTEA-CFB-PS Main Card, SLE-LTEAI-CFB-PS Main [NAPCO, Potter] [DACT] [#1 DACT] IntelliCom-5GA, IntelliCom-5GV, SLE/4G-CDMA-CFB, SLE/4G-CDMA-CFB-PS, SLE/4G-CDMA-FIRE, SLE/4G-CDMAI-FIRE, SLE-CDMA-CFB, SLE-CDMA-CFB-PS, SLE-CDMA-FIRE, SLE-CDMAI-FIRE, SLE-LTEA-CFB-PS Main Card, SLE-LTEAI-CFB-PS Main Card [NAPCO, Potter] [DACT] [#2 DACT] IntelliCom-5GA, IntelliCom-5GV, SLE/4G-CDMA-CFB, SLE/4G-CDMA-CFB-PS, SLE/4G-CDMA-FIRE, SLE/4G-CDMAI-FIRE, SLE-CDMA-CFB, SLE-CDMA-CFB-PS, SLE-CDMA-FIRE, SLE-CDMAI-FIRE, SLE-LTEA-CFB-PS Main Card, SLE-LTEAI-CFB-PS Main Card [NAPCO, Potter] [AUX POWER] [*] CDMA-FIRE, IntelliCom-5GA, IntelliCom-5GV, SLE/4G-CDMA-CFB, SLE/4G-CDMA-CFB-PS, SLE/4G-CDMA-FIRE, SLE/4G-CDMAI-FIRE, SLE-CDMA-CFB, SLE-CDMA-CFB-PS, SLE-CDMA-FIRE, SLE-CDMAI-FIRE, SLE-LTEV-CB, SLE-LTEV-CB-TF, SLE-LTEV-CFB, | [NAPCO] SLE-LTEA-CFB-PS Main Card, SLE-LTEV-CB, SLE-LTEV-CB-TF, SLE-LTEV-CFB, SLE-LTEV-CFB-PS Main Card, SLE-LTEV-FIRE
bf4aa816-ed3e-4e1e-aeb2-2553db69456e | NFPA 170 DOOR HOLDER |  |  | North | Potter |  | Door Holder |  |  |  | Module | TRUE | DH24120 |  | Electromagnetic Door Holder | 1 | 0.02 | [5 empty] | FALSE | [5 empty] | #FFFF0000 | FA-NFPA 170 DOOR HOLDER | 1 | FALSE | FALSE | FALSE | 2500 |  |  | 3550-1039:0100 | [10 empty] | FALSE | [5 empty] | DESKTOP-7EIEB7A\acont | 2022-01-11 12:26 | THOR\acont | 2024-09-08 17:27 | Cloned from Silent Knight DH1224 | [ASSA ABLOY, Bosch, Hochiki, N/A, Notifier, Potter, Rixson, RSG, Silent Knight, System Sensor] [AUX POWER] [DOOR RELEASE] 7200, ADI_K7-998TRI689, D370, D370C, DH Series, DH(1224)FPC, DH(1224)GPC, DH(1224)RPC, DH(1224)SPC, DH(24120)FPC, DH(24120)GPC, DH(2 [Bosch, Hochiki, N/A, Notifier, Potter, Rixson, RSG, Silent Knight, System Sensor] [AUX POWER] [DOOR RELEASE] ADI_K7-998TRI689, D370, D370C, DH Series, DH(1224)FPC, DH(1224)GPC, DH(1224)RPC, DH(1224)SPC, DH(24120)FPC, DH(24120)GPC, DH(24120)GPC2, DH(2412 [Bosch, Generic, Hochiki, N/A, Notifier, Potter, Rixson, RSG, Silent Knight, System Sensor] [RELAY] [DOOR RELEASE] 110VAC DOOR HOLDER, ADI_K7-998TRI689, D370, D370C, DH Series, DH(1224)FPC, DH(1224)GPC, DH(1224)RPC, DH(1224)SPC, DH(24120)FPC, DH(24120)GP [Potter] [AUX POWER] [*] DH1224, DH24120
8207a7d1-ab98-46e4-aa62-255574f3799b | NFPA 170 DOOR HOLDER |  |  | North | LCN |  | Door Holder |  |  |  | Module | TRUE | SEM7830 |  | Multi point door closer/holder, 24VDC | 1 | 0.02 | [5 empty] | FALSE | [5 empty] | #FFFF0000 | FA-NFPA 170 DOOR HOLDER | 1 | FALSE | FALSE | FALSE | 2500 | [13 empty] | FALSE |  |  | D/C |  |  | THOR\acont | 2024-11-14 08:01 | THOR\acont | 2024-11-14 08:02 | Cloned from LCN 2310ME | [Edwards, Kidde, LCN] [AUX POWER] 1501-AQN5, 1504-AQN5, 1505-AQN5, 1508-AQN5, 1509-AQN5, 2310ME, 3130SE, 4040SE, 4310 HSA, 4310ME, 4410 HSA, SEM7830, SEM7840, SEM7850
4c595124-8522-4a9b-8c8a-255ad3bb3933 |  |  |  | North | Siemens |  | Cards & Components |  |  |  | Card | TRUE | DLC1 |  | CARD, DEVICE LOOP | 1 | [6 empty] | TRUE | [5 empty] | #FFFFFFFF |  |  | FALSE | FALSE | FALSE | [22 empty] | THOR\acont | 2024-10-09 10:48
80d07046-781b-489c-b1c4-25624828489d |  |  |  | North | Siemens | [5 empty] | Module | TRUE | FJ-304 | 500-692670 | PHONE JACK W/ SCREW TERMINAL FIELD MOUNTED | 1 | [12 empty] | #FFFFFFFF |  |  | FALSE | FALSE | FALSE | [20 empty] | DESKTOP-7SAL8M7\acont | 2019-08-13 09:04 | THOR\acont | 2024-10-09 10:48
c722972f-2f64-479a-8d1e-256b3a750af1 |  |  |  | North | Autocall |  | Hardware |  |  |  | Hardware | TRUE | A100-0638 |  | A100 Slot Module Additional 24 VDC Harness | 1 | 0 | 0 |  |  |  |  | TRUE | [5 empty] | #FFFFFFFF |  |  | FALSE | FALSE | FALSE | [20 empty] | DESKTOP-0D6CQVA\lousc | 2019-07-06 14:38 | THOR\acont | 2024-10-09 10:48 | Cloned from AutoCall A100-0636
f993b844-4def-45c2-9db1-256dffcbe92c |  |  |  | North | Evax |  | Cards & Components |  |  |  | Card | TRUE | EVX-50E | + | 50W Voice Evacuation Module | 1 | 0.13 | 3.2 |  |  |  |  | TRUE | [5 empty] | #FFFFFFFF |  |  | FALSE | FALSE | FALSE | [20 empty] | DESKTOP-7SAL8M7\acont | 2020-07-16 11:28 | THOR\acont | 2024-10-09 10:48 | Cloned from Hochiki EVX-50E-H
4bf9d6ae-246e-4306-9e9b-256e69421317 | NFPA 170 SMOKE DETECTOR |  |  | North | Notifier |  | Smoke Detector |  |  |  | Module | TRUE | BEAM1224S | ++ | Reflective Beam Detector, 4-wire, Integral Sensitivity Test | 1 | 0.017 | 0.0385 |  |  |  |  | FALSE | TRUE |  |  |  |  | #FFFF0000 | FA-NFPA 170 SMOKE DETECTOR | 1 | FALSE | FALSE | FALSE | 1408 | [13 empty] | FALSE |  |  | BT |  |  |  |  | THOR\acont | 2024-09-08 17:27 | 20191121 AC Detector without base | [Firelite, Macurco, Notifier, Silent Knight, System Sensor] [AUX POWER] [*] [AUX INPUT ++] 1251B (C), 1412B (C), 1424 (C), 2112/24AT (C), 2112/24S (C), 2112/24TS (C), 2112AITR (C), 2112ATR (C), 2112R (C), 2124AITR (C), 2124ATR (C), 2124R (C), 2151 w/B110 [Firelite, Macurco, Notifier, Silent Knight, System Sensor] [IDC] 01 [IDC 4-WIRE ++] 1251B (C), 1412B (C), 1424 (C), 2112/24AT (C), 2112/24S (C), 2112/24TS (C), 2112AITR (C), 2112ATR (C), 2112R (C), 2124AITR (C), 2124ATR (C), 2124R (C), 2151 w/B110RLP (C
16e6d0c6-8017-4ae1-ad90-256f195fccfc |  |  |  | North | Monaco Enterprises |  | Hardware |  |  |  | Hardware | TRUE | 709-029-00 |  | Weatherproof Backbox, dust and rain-tight | 1 | [12 empty] | #FFFFFFFF |  |  | FALSE | FALSE | FALSE | [20 empty] | DESKTOP-7SAL8M7\acont | 2020-04-02 08:20 | THOR\acont | 2024-10-09 10:48 | Cloned from Monaco Enterprises 709-026-00
c8560159-a74a-42de-9e90-256f1c2c41c2 | NFPA 170 AIR SAMPLING DETECTION PIPING |  |  | North | Edwards |  | Air Sampling Detection |  |  |  | Module | TRUE | 33-30706A |  | ASD-640 Detector in steel case | 1 | [6 empty] | FALSE | [5 empty] | #FFFF0000 | FA-NFPA 170 AIR SAMPLING DETECTION PIPING | 1 | FALSE | FALSE | FALSE | 5010 | [13 empty] | FALSE | [7 empty] | THOR\acont | 2024-09-08 17:27
f8db9ccf-1a5b-44ec-bd0c-2571fb43ae24 | NFPA 170 DGP |  |  | North | Notifier |  | Hardware |  |  |  | Hardware | TRUE | BP2-4 |  | Battery plate. Used to cover battery and power supply when lower position is used in backbox, 3.10 lbs. | 1 | [6 empty] | FALSE | [5 empty] | #FFFF0000 | FA-NFPA 170 DGP | 1 | FALSE | FALSE | FALSE | [9 empty] | 7,12,18 |  |  |  |  | TRUE | [5 empty] | DESKTOP-7EIEB7A\acont | 2021-04-01 14:48 | THOR\acont | 2024-09-08 17:27 | Cloned from Notifier DR-AA4BR
b8f407c0-18c9-41ef-8519-2575c122ae33 | NFPA 170 SPEAKER STROBE |  |  | North | Simplex |  | Speaker/Strobe |  |  |  | Module | TRUE | 4906-9153 | + | Multi-tapped Speaker with Multi-Candela Synchronized Strobe, White | 1 | [6 empty] | TRUE | [5 empty] | #FF0070C0 | FA-NFPA 170 SPEAKER STROBE | 1 | FALSE | FALSE | FALSE | 2019 | [19 empty] | DESKTOP-7EIEB7A\acont | 2022-03-07 10:04 | THOR\acont | 2024-09-08 17:27 | Cloned from Autocall A4906-9153 | [Autocall, Simplex] [NAC] [MAX (WALL)] 4906-9151, 4906-9153, A4906-9151, A4906-9153 [Autocall, Simplex] [NAC] [MAX (CEILING)] 4906-9151, 4906-9153, A4906-9151, A4906-9153 [Autocall, Simplex] [AUDIO 25v] [25V AUDIO] 4902-9721, 4903-9148, 4903-9149, 4903-9150, 4903-9153, 4903-9193, 4906-9151, 4906-9153, 4906-9154 (C), 4906-9158 (C), 4906-9159 (C), 4906-9160 (C), A4902-9716, A4902-9717, A4902-9721, A4906-9151, A4906-9153, A4 [Autocall, Simplex] [AUDIO 70.7v] [70V AUDIO] 4902-9721, 4903-9148, 4903-9149, 4903-9150, 4903-9153, 4903-9193, 4906-9151, 4906-9153, 4906-9154 (C), 4906-9158 (C), 4906-9159 (C), 4906-9160 (C), A4902-9716, A4902-9717, A4902-9721, A4906-9151, A4906-9153,
cee2a35a-4472-4433-85d5-257f28c62ca3 | NFPA 170 HORN STROBE |  |  | North | Siemens |  | Horn/Strobe |  |  |  | Module | TRUE | U-MHU-MCS | 500-699587 | ELC Sync/Non-Sync Horn 24 VDC w/Strobe (Red) | 1 | [12 empty] | #FF0070C0 | FA-NFPA 170 HORN STROBE | 1 | FALSE | FALSE | FALSE | 2010 | [19 empty] | THOR\acont | 2024-05-06 16:02 | THOR\acont | 2024-09-08 17:27 | Cloned from Siemens U-MHU | [Siemens] [NAC] [HIGH VOLUME] U-MCS, U-MCS-W, U-MHU-MCS, U-MHU-MCS-W [Siemens] [NAC] [LOW VOLUME] U-MCS, U-MCS-W, U-MHU-MCS, U-MHU-MCS-W
e2b20ad7-6a53-4070-a1e3-2582a75f3599 |  |  |  | North | Edwards |  | Hardware |  |  |  | Hardware | TRUE | 454745ARE |  | 18/4 Solid Twisted,OS, Red-Jacket FPLP (Plenum) | 1 | [6 empty] | FALSE | [5 empty] | #FFFFFFFF |  |  | FALSE | FALSE | FALSE | [14 empty] | FALSE | [7 empty] | THOR\acont | 2024-10-09 10:48
b0edafdd-5455-44ed-b361-2586e15f5a88 |  |  |  | North | Edwards |  | Cards & Components |  |  |  | Card | TRUE | MN-HS16G2P |  | 640 Watt non-Omni directional HPSA Assembly (2 of 5 Active Panels) with lockable NEMA 4 amplifier, 110V/60 Hz. inverter/battery charger and electronics enclosure, lockable NEMA 4 battery enclosure (w/o batteries). Enclosures equipped with tamper switches. AC powered amplifier with DC backup. Edwards hard-wire interface included. Batteries and accessories are ordered separately. Gray colored speaker head. | 1 | [6 empty] | TRUE | [5 empty] | #FFFFFFFF |  |  | FALSE | FALSE | FALSE | [14 empty] | FALSE | [7 empty] | THOR\acont | 2024-10-09 10:48
31551d45-e91e-4e74-ba33-25891d6665b0 | NFPA 170 STROBE CEILING |  |  | North | Edwards |  | Strobe |  |  |  | Module | TRUE | GCWN-VMB |  | Strobe, white, no markings, 15, 30, 75, 95 cd, blue | 1 | 0 | 0.168 |  |  |  |  | FALSE | TRUE |  |  |  |  | #FF0070C0 | FA-NFPA 170 STROBE CEILING | 1 | FALSE | FALSE | FALSE | 2022 | [13 empty] | FALSE |  |  | C |  |  |  |  | THOR\acont | 2024-09-08 17:27 |  | [Edwards, Kidde] [NAC] [24 VDC] EGCFR-VM (C), EGCF-VM (C), GCFR-S7VM (C), GCFR-VM (C), GCF-S2VM (C), GCF-S7VM (C), GCF-VM (C), GCHFRF-S2VMC (C), GCHFRF-S7VMC (C), GCHFRN-S2VMC (C), GCHFRN-S7VMC (C), GCHFWA-S2VMA (C), GCHFWA-S2VMC (C), GCHFWA-S7VMA (C), G [Edwards, Kidde] [NAC] [16 VDC] EGCFR-VM (C), EGCF-VM (C), GCFR-S7VM (C), GCFR-VM (C), GCF-S2VM (C), GCF-S7VM (C), GCF-VM (C), GCHFRF-S2VMC (C), GCHFRF-S7VMC (C), GCHFRN-S2VMC (C), GCHFRN-S7VMC (C), GCHFWA-S2VMA (C), GCHFWA-S2VMC (C), GCHFWA-S7VMA (C), G
ab96582c-2145-4ad9-9953-258d07a5a522 | NFPA 170 STROBE CEILING |  |  | North | FCI |  | Strobe |  |  |  | Module | TRUE | SC2495/W | ++ | Ceiling mt. Strobe, 95 cd | 1 | 0 | 0.347 |  |  |  |  | FALSE | TRUE |  |  |  |  | #FF0070C0 | FA-NFPA 170 STROBE CEILING | 1 | FALSE | FALSE | FALSE | 2022 | [13 empty] | FALSE | [5 empty] | THOR\acont | 2025-02-25 16:16 | THOR\acont | 2025-02-25 16:20 | Cloned from FCI SC2430/W | [Eaton Wheelock, FCI] [NAC] [DC MAX] RS-2415W-FR, SC2495/W (C)
960627ad-4993-496a-b402-258d60d963a8 | NFPA 170 KNOX BOX |  |  | East | KNOX |  | Miscellaneous |  |  |  | Module | TRUE | 4534 |  | KNOX BOX 4534 | 1 | [6 empty] | FALSE | FALSE |  |  |  |  | #FFFF0000 | FA-NFPA 170 KNOX BOX | 1 | FALSE | FALSE | FALSE | [14 empty] | FALSE | [5 empty] | DESKTOP-7SAL8M7\acont | 2020-09-14 12:56 | THOR\acont | 2024-09-08 17:27 | Cloned from KNOX 4505 | [EAS, Federal Signal, Kidde, KNOX] [IDC] 01 2HS, 2HSR, 3200, 3261, 3270, 3502, 4401, 4403, 4430, 4432, 4505, 4534, 5000H, 5000HR, MPEX [EAS, Firelite, Kidde, KNOX, Monaco Enterprises, Potter, System Sensor, Thermotech] [IDC] 01 2HS, 2HSR, 302-AW-135 (C), 3200, 3261, 3270, 3502, 4401, 4403, 4430, 4432, 4505, 4534, 5000H, 5000HR, 721-127-00 (C), 722-123-00 (C), 723-369-00 (C), BG-12LO, I3
47a4b68c-76da-4a77-818b-2591196a2e28 |  |  |  | North | Bosch |  | Cards & Components |  |  |  | Card | TRUE | D113 | ++ | Supervision module, battery lead | 1 | 0.045 | 0.045 |  |  | 12 | [7 empty] | #FFFFFFFF |  |  | FALSE | FALSE | FALSE | [20 empty] | DESKTOP-7EIEB7A\acont | 2021-08-13 06:25 | THOR\acont | 2024-10-09 10:48
56e43979-669b-4808-bc64-259432713909 |  |  |  | North | Siemens | [5 empty] | Assembly | TRUE | FC922-LT |  | ENCLOSURE FOR MICROPHONE | 1 | [6 empty] | FALSE | [5 empty] | #FFFFFFFF |  |  | FALSE | FALSE | FALSE | [9 empty] | 7,12,18 |  |  |  |  | TRUE | [7 empty] | THOR\acont | 2024-10-09 10:48
79c71e16-f31f-4cad-b214-25967da36160 | NFPA 170 ASPIRATING SMOKE DETECTOR |  |  | North | Xtralis |  | Air Sampling Detection |  |  |  | Module | TRUE | VEA-040-A00 |  | VESDA-E VEA-40 Aspirating Smoke Detector with LEDs | 40 | [6 empty] | FALSE | TRUE |  |  |  |  | #FFFF0000 | FA-NFPA 170 ASPIRATING SMOKE DETECTOR | 1 | FALSE | FALSE | FALSE | 1408 | [13 empty] | FALSE | [5 empty] | AULAPTOP-PC\Aulaptop | 2019-04-27 02:06 | THOR\acont | 2024-09-08 17:27 | 20191121 AC Detector without base | [Xtralis] [SLC MODULES] [#37] VEA-040-A00 (C), VEA-040-A10 (C) [Xtralis] [SLC MODULES] [#22] VEA-040-A00 (C), VEA-040-A10 (C) [Xtralis] [SLC MODULES] [#29] VEA-040-A00 (C), VEA-040-A10 (C) [Xtralis] [SLC MODULES] [#21] VEA-040-A00 (C), VEA-040-A10 (C) [Xtralis] [SLC MODULES] [#20] VEA-040-A00 (C), VEA-040-A10 (C) [Xtralis] [SLC MODULES] [#26] VEA-040-A00 (C), VEA-040-A10 (C) [Xtralis] [SLC MODULES] [#17] VEA-040-A00 (C), VEA-040-A10 (C) [Gamewell FCI, Xtralis] [SLC MODULES] [#2] AAD-7100X (C), AAD-8100 (C), VEA-040-A00 (C), VEA-040-A10 (C), VEP-A00-1P-NTF, VEP-A00-P-NTF, VEP-A10-P-NTF [Xtralis] [SLC MODULES] [#11] VEA-040-A00 (C), VEA-040-A10 (C) [Xtralis] [SLC MODULES] [#6] VEA-040-A00 (C), VEA-040-A10 (C) [Xtralis] [SLC MODULES] [#9] VEA-040-A00 (C), VEA-040-A10 (C) [Xtralis] [SLC MODULES] [#27] VEA-040-A00 (C), VEA-040-A10 (C) [Xtralis] [SLC MODULES] [#18] VEA-040-A00 (C), VEA-040-A10 (C) [Xtralis] [SLC MODULES] [#38] VEA-040-A00 (C), VEA-040-A10 (C) [Xtralis] [SLC MODULES] [#40] VEA-040-A00 (C), VEA-040-A10 (C) [Xtralis] [SLC MODULES] [#21] VEA-040-A00 (C), VEA-040-A10 (C) [Xtralis] [SLC MODULES] [#7] VEA-040-A00 (C), VEA-040-A10 (C) [Xtralis] [SLC MODULES] [#34] VEA-040-A00 (C), VEA-040-A10 (C) [Gamewell FCI, Xtralis] [SLC MODULES] [#5] AAD-7100X (C), AAD-8100 (C), VEA-040-A00 (C), VEA-040-A10 (C), VEP-A00-1P-NTF, VEP-A00-P-NTF, VEP-A10-P-NTF [Xtralis] [SLC MODULES] [#30] VEA-040-A00 (C), VEA-040-A10 (C) [Gamewell FCI, Xtralis] [SLC MODULES] [#3] AAD-7100X (C), AAD-8100 (C), VEA-040-A00 (C), VEA-040-A10 (C), VEP-A00-1P-NTF, VEP-A00-P-NTF, VEP-A10-P-NTF [Xtralis] [SLC MODULES] [#15] VEA-040-A00 (C), VEA-040-A10 (C) [Gamewell FCI, Xtralis] [SLC MODULES] [#4] AAD-7100X (C), AAD-8100 (C), VEA-040-A00 (C), VEA-040-A10 (C), VEP-A00-1P-NTF, VEP-A00-P-NTF, VEP-A10-P-NTF [Xtralis] [SLC MODULES] [#25] VEA-040-A00 (C), VEA-040-A10 (C) [Xtralis] [SLC MODULES] [#28] VEA-040-A00 (C), VEA-040-A10 (C) [Xtralis] [SLC MODULES] [#33] VEA-040-A00 (C), VEA-040-A10 (C) [Xtralis] [SLC MODULES] [#13] VEA-040-A00 (C), VEA-040-A10 (C) [Xtralis] [SLC MODULES] [#8] VEA-040-A00 (C), VEA-040-A10 (C) [Xtralis] [SLC MODULES] [#16] VEA-040-A00 (C), VEA-040-A10 (C) [Xtralis] [SLC MODULES] [#14] VEA-040-A00 (C), VEA-040-A10 (C) [Xtralis] [SLC MODULES] [#19] VEA-040-A00 (C), VEA-040-A10 (C) [Xtralis] [SLC MODULES] [#32] VEA-040-A00 (C), VEA-040-A10 (C) [Xtralis] [SLC MODULES] [#36] VEA-040-A00 (C), VEA-040-A10 (C) [Gamewell FCI, Xtralis] [SLC SENSORS] [#3 TYPE ADDR ¦ SENSORS] AAD-7100X (C), AAD-8100 (C), VEA-040-A00 (C), VEA-040-A10 (C), VEA-040-A10-NTF (C), VEP-A00-1P-NTF, VEP-A00-P-NTF, VEP-A10-P-NTF [Xtralis] [SLC MODULES] [#35] VEA-040-A00 (C), VEA-040-A10 (C) [Xtralis] [SLC MODULES] [#23] VEA-040-A00 (C), VEA-040-A10 (C) [Xtralis] [SLC MODULES] [#24] VEA-040-A00 (C), VEA-040-A10 (C) [Xtralis] [SLC MODULES] [#12] VEA-040-A00 (C), VEA-040-A10 (C) [Xtralis] [SLC MODULES] [#39] VEA-040-A00 (C), VEA-040-A10 (C) [Xtralis] [SLC MODULES] [#10] VEA-040-A00 (C), VEA-040-A10 (C)
17928807-8f2f-496f-9696-25a421dca8b4 |  |  |  | North | Edwards |  | Hardware |  |  |  | Hardware | TRUE | CV10906 |  | 3/4" CPVC 90° socket elbow, Bag of 30 | 1 | [6 empty] | FALSE | [5 empty] | #FFFFFFFF |  |  | FALSE | FALSE | FALSE | [14 empty] | FALSE | [7 empty] | THOR\acont | 2024-10-09 10:48
d57d365a-1ff7-4d25-9262-25a575bbba61 | NFPA 170 ADDRESSABLE INPUT MONITOR MODULE |  |  | North | Honeywell |  | Addressable Module |  |  |  | Module | TRUE | 4193SN | + | Micro-Miniature V-Plex Adapter | 1 | 0.0015 | 0.0015 |  |  |  |  | FALSE | [5 empty] | #FFFF0000 | FA-NFPA 170 ADDRESSABLE INPUT MONITOR MODULE | 1 | FALSE | FALSE | FALSE | 1000 | [13 empty] | FALSE | [5 empty] | AULAPTOP-PC\Aulaptop | 2018-09-02 05:14 | THOR\acont | 2024-09-08 17:27 |  | [Ademco, Honeywell] [VPLEX] [*] 4101SN, 4190SN, 4193SN, 4204, 4204CF, 4208SN, 4208SNF, 4208U, 4209U, 4297, 5193SD (C), 5193SDT (C) | [Honeywell] 4193SN [Honeywell] 4190SN
ffdc9d8a-4748-4431-b267-25a63da90f33 | NFPA 170 HORN STROBE CEILING |  |  | North | Harrington |  | Horn/Strobe |  |  |  | Module | TRUE | HSG4-24CR |  | Horn Strobe, 24 VDC, Red, Ceiling | 1 | 0 | 0.095 |  |  |  |  | FALSE | TRUE |  |  |  |  | #FF0070C0 | FA-NFPA 170 HORN STROBE CEILING | 1 | FALSE | FALSE | FALSE | 2013 | [13 empty] | FALSE |  |  | C |  |  |  |  | THOR\acont | 2024-09-08 17:27 |  | [Harrington] [NAC] HSG4-24CR (C), HSG4-24CW (C)
7eeb216b-9f32-402e-8181-25a87da18d04 |  |  |  | North | Edwards | [5 empty] | Assembly | TRUE | QS4-5-R-1-FR |  | FAP w/ 5 Option Card Space, Red, French | 1 | [6 empty] | FALSE | [5 empty] | #FFFFFFFF |  |  | FALSE | FALSE | FALSE | [14 empty] | FALSE | [7 empty] | THOR\acont | 2024-10-09 10:48
7c7b7fb1-30ba-4731-92e5-25aa8a190766 |  |  |  | North | Notifier |  | Cards & Components |  |  |  | Card | TRUE | VS4095/5 |  | Printer, 40-column, 24 V. | 1 | [6 empty] | TRUE | FALSE |  |  |  |  | #FFFFFFFF |  |  | FALSE | FALSE | FALSE | [14 empty] | FALSE | [7 empty] | THOR\acont | 2024-10-09 10:48
b1454e5e-f596-4550-ab76-25b344d1159e | NFPA 170 SPEAKER STROBE CEILING |  |  | North | Edwards |  | Speaker/Strobe |  |  |  | Module | TRUE | GCSVWF |  | Speaker/Strobe, Ceiling, White, FIRE | 1 | [6 empty] | FALSE | TRUE |  |  |  |  | #FF0070C0 | FA-NFPA 170 SPEAKER STROBE CEILING | 1 | FALSE | FALSE | FALSE | 2020 | [13 empty] | FALSE |  |  | C |  |  | DESKTOP-7SAL8M7\acont | 2020-09-15 07:31 | THOR\acont | 2024-09-08 17:27 | Cloned from Edwards GCSWF | [Edwards, Kidde] [AUDIO 25v] [25V AUDIO] EGCSRF (C), EGCSRN (C), EGCSVHRF (C), EGCSVHRF-FR (C), EGCSVHRF-SP (C), EGCSVHRN (C), EGCSVHWA (C), EGCSVHWF (C), EGCSVHWF-FR (C), EGCSVHWF-SP (C), EGCSVHWN (C), EGCSVRF (C), EGCSVRN (C), EGCSVWA (C), EGC [Edwards, Kidde] [AUDIO 70.7v] [70V AUDIO] G4F-S7, G4F-S7V1575, G4F-S7VM, G4HFRF-S7, G4HFRF-S7VMC, G4HFRN-S7, G4HFRN-S7VMC, G4HFWA-S7, G4HFWA-S7VMA, G4HFWA-S7VMC, G4HFWF-S7, G4HFWF-S7VMC, G4HFWN-S7, G4HFWN-S7VMA, G4HFWN-S7VMB, G4HFWN-S7VMC, G4RF-S7, G4RF [Edwards, Kidde] [AUDIO 70.7v] [70V AUDIO] EGCSRF (C), EGCSRN (C), EGCSVHRF (C), EGCSVHRF-FR (C), EGCSVHRF-SP (C), EGCSVHRN (C), EGCSVHWA (C), EGCSVHWF (C), EGCSVHWF-FR (C), EGCSVHWF-SP (C), EGCSVHWN (C), EGCSVRF (C), EGCSVRN (C), EGCSVWA (C), E [Edwards, Kidde] [NAC] [24 FWR] EGCSVRF (C), EGCSVRN (C), EGCSVWA (C), EGCSVWF (C), EGCSVWN (C), EGCVRF (C), EGCVRN (C), EGCVWF (C), EGCVWN (C), GCSVRF (C), GCSVRN (C), GCSVWA (C), GCSVWF (C), GCSVWN (C), GCVRF (C), GCVRN (C), GCVWF (C), GCVWN (C) [Edwards, Kidde] [NAC] [24 VDC] EGCSVRF (C), EGCSVRN (C), EGCSVWA (C), EGCSVWF (C), EGCSVWN (C), EGCVRF (C), EGCVRN (C), EGCVWF (C), EGCVWN (C), GCSVRF (C), GCSVRN (C), GCSVWA (C), GCSVWF (C), GCSVWN (C), GCVRF (C), GCVRN (C), GCVWF (C), GCVWN (C) [Edwards, Kidde] [AUDIO 25v] [25V AUDIO] EGCF-S2VMH (C), G4F-S2, G4F-S2V1575, G4F-S2VM, G4HFRF-S2, G4HFRF-S2VMC, G4HFRN-S2, G4HFRN-S2VMC, G4HFWA-S2, G4HFWA-S2VMA, G4HFWA-S2VMC, G4HFWF-S2, G4HFWF-S2VMC, G4HFWN-S2, G4HFWN-S2VMA, G4HFWN-S2VMC, G4RF-S2, G4RF
4ce0b230-226e-442d-bd68-25b6089f310a | NFPA 170 ISOLATION MODULE |  |  | North | Gamewell FCI |  | Isolator Module |  |  |  | Module | TRUE | M500X | F | SLC Loop Isolator Module | 1 | 0.00045 | 0.017 |  |  |  |  | FALSE | FALSE |  |  |  |  | #FFFF0000 | FA-NFPA 170 ISOLATION MODULE | 1 | FALSE | FALSE | FALSE | 1200 | [13 empty] | FALSE | [5 empty] | ALIENWIN10\AugWin7 | 2018-12-17 08:26 | THOR\acont | 2024-09-08 17:27 | Cloned from Firelite ISO-X | [Gamewell FCI] [ISO] 01 [*] [ISO ++] M500X
3768ca25-7bb1-4a9c-86ee-25c6d619e2fd | NFPA 170 SPEAKER WALL |  |  | North | Eaton Wheelock |  | Speaker |  |  |  | Module | TRUE | E70-W |  | Speaker, 25 or 70.7 Vrms, 1/8 to 2 watts | 1 | [6 empty] | FALSE | FALSE |  |  |  |  | #FF0070C0 | FA-NFPA 170 SPEAKER WALL | 1 | FALSE | FALSE | FALSE | 2021 | [13 empty] | FALSE | [7 empty] | THOR\acont | 2024-09-08 17:27 |  | [Bosch, Eaton Wheelock] [AUDIO 25v] [25V AUDIO] E70-R, E70-W [Bosch, Eaton Wheelock] [AUDIO 70.7v] [70V AUDIO] E70-R, E70-W
25cc416a-504c-414f-9215-25c8104fd248 | NFPA 170 NON ADDRESSABLE RELAY |  |  | North | Edwards |  | Non-Addressable Relay |  |  |  | Module | TRUE | MR101/C |  | SPDT Relay /w LED & Metal Enclosure | 1 | 0.015 | 0.015 |  |  |  |  | FALSE | [5 empty] | #FFFF0000 | FA-NFPA 170 NON ADDRESSABLE RELAY | 1 | FALSE | FALSE | FALSE | 1300 | [13 empty] | FALSE | [7 empty] | THOR\acont | 2024-09-08 17:27 |  | [Altronix, Edwards, Silent Knight, System Sensor] [AUX POWER] A77-716B, EOL-1224RLY, EOL-R24VDC, MR101/C, MR101/T, MR601/S, MR601/T, MR801/S, MR801/T, PAM1, RB1224, RELA-EOL
8dd0303a-e724-4c08-b295-25c9784fc049 |  |  |  | North | Bosch | [5 empty] | Module | TRUE | ET-1080-R | * | SPEAKER VANDAL RES, 25/70.7, SEMI-FLUSH, RED, INDOOR | 1 | [12 empty] | #FFFFFFFF |  |  | FALSE | FALSE | FALSE | [22 empty] | THOR\acont | 2024-10-09 10:48 |  | [Bosch, Eaton Wheelock, Hochiki] [AUDIO 25v] [25V AUDIO] ET-1080-R, ET-1080-W, ET70-24MCW-FR, ET70-24MCW-FR, ET70-24MCW-FW, ET70-24MCWH-FR, ET70-24MCWH-FW, ET70-24MCWH-FW, ET70-24W-FR, ET70-R, ET70-R, ET70-W, ET70-W, ET90-24MCC-FR, ET90-24MCC-FW, ET90-24 [Bosch, Eaton Wheelock, Hochiki] [AUDIO 70.7v] [70V AUDIO] ET-1080-R, ET-1080-W, ET70-24MCW-FR, ET70-24MCW-FR, ET70-24MCW-FW, ET70-24MCWH-FR, ET70-24MCWH-FW, ET70-24MCWH-FW, ET70-24W-FR, ET70-R, ET70-R, ET70-W, ET70-W, ET90-24MCC-FR, ET90-24MCC-FW, ET90-
dc8fce63-4772-4b73-90fb-25cf3d37721e | NFPA 170 FIRE ALARM CONTROL UNIT | RISER FACP |  | North | Fike |  | Fire Alarm Control Unit |  |  |  | Assembly | TRUE | 10-068 | + | CHEETAH® XI INTELLIGENT SUPPRESSION CONTROL SYSTEM | 1 | [6 empty] | FALSE | [5 empty] | #FFFF0000 | FA-NFPA 170 FIRE ALARM CONTROL UNIT | 1 | FALSE | FALSE | FALSE | 202 | [8 empty] | 7,18,33,40,75 |  |  | 6 |  | TRUE | [5 empty] | AULAPTOP-PC\Aulaptop | 2018-11-28 04:45 | THOR\acont | 2024-09-08 17:27 | Cloned from Fike New Part
e6fce3ff-6d1b-49bb-a570-25d4f9c6c2e0 | NFPA 170 FIRE ALARM CONTROL UNIT | RISER FACP |  | North | Potter |  | Fire Alarm Control Unit |  |  |  | Assembly | TRUE | PFC-6200 | + | 127 Expandable to 254 Points Addressable Fire Alarm Control Panel | 1 | [6 empty] | FALSE | [5 empty] | #FFFF0000 | FA-NFPA 170 FIRE ALARM CONTROL UNIT | 1 | FALSE | FALSE | FALSE | 202 | [8 empty] | 7,12,18 |  |  |  |  | TRUE | [7 empty] | THOR\acont | 2024-09-08 17:27
bc4a0f4d-979b-456b-815c-25db0f7d752f |  |  |  | North | Edwards |  | Hardware |  |  |  | Hardware | TRUE | MN-HSECCDPK1 |  | ECC Door replacement pin and E-clip kit (8 pins and 8 clips) | 1 | [6 empty] | FALSE | [5 empty] | #FFFFFFFF |  |  | FALSE | FALSE | FALSE | [14 empty] | FALSE | [7 empty] | THOR\acont | 2024-10-09 10:48
a66cf453-5b9b-4f51-a25d-25ddeb4f035a | NFPA 170 FIRE ALARM CONTROL UNIT | RISER FACP |  | North | Simplex |  | Fire Alarm Control Unit |  |  |  | Assembly | TRUE | 4006-9101 | ++ | Standard fire alarm control panel, Red | 1 | [6 empty] | FALSE | [5 empty] | #FFFF0000 | FA-NFPA 170 FIRE ALARM CONTROL UNIT | 1 | FALSE | FALSE | FALSE | 202 | [13 empty] | TRUE | [5 empty] | DESKTOP-7EIEB7A\acont | 2023-03-06 14:52 | THOR\acont | 2024-09-08 17:27 | Cloned from Simplex 4006-9102
8bb1c143-ac3c-4104-9118-25de1f5b2832 | NFPA 170 GAS DETECTOR |  |  | North | Honeywell |  | Gas Detection |  |  |  | Module | TRUE | C7263A | ++ | Carbon Dioxide (CO2) Sensor | 1 | 0 | 0.125 |  |  |  |  | FALSE | [5 empty] | #FFFF0000 | FA-NFPA 170 GAS DETECTOR | 1 | FALSE | FALSE | FALSE | 1402 | [13 empty] | FALSE |  |  | CO, NO2 |  |  | THOR\acont | 2024-09-03 14:40 | THOR\acont | 2024-09-08 17:27 | Cloned from Honeywell C7233A | [Honeywell, Macurco] [AUX POWER] [*] [24VDC] 8100 EC, C7233A, C7263A, CD-6G, CD-6H, CD-6MC, CM-15, CM-15A, CM-6, CM-E1, CM-E1-FTG, CM-E1-RF, CM-E1-RS, CM-S1, CX-6, EX-CO-1000P-O, GD-2B, TXP-T40, XNX-UTAV-RNCB1 [Honeywell, Macurco] [IDC] [#1 ALARM] 8100 EC, C7233A, C7263A, CD-6G, CD-6H, CD-6MC, CM-15, CM-15A, CM-6, CM-E1, CM-E1-FTG, CM-E1-RF, CM-E1-RS, CM-S1, CX-6, EX-CO-1000P-O, GD-2B, TXP-T40, XNX-UTAV-RNCB1 [Honeywell, Macurco] [RS-485] [DATA INPUT] 8100 EC, C7233A, C7263A, CD-6G, CD-6H, CD-6MC, CM-15, CM-15A, CM-6, CM-E1, CM-E1-FTG, CM-E1-RF, CM-E1-RS, CM-S1, CX-6, EX-CO-1000P-O, GD-2B, XNX-UTAV-RNCB1
bcaf97be-b37d-4894-b489-25e551137c91 | NFPA 170 FIRE ALARM CONTROL UNIT | RISER FACP |  | North | Hochiki |  | Fire Alarm Control Unit |  |  |  | Assembly | TRUE | LA101K1-44 |  | FireNET L@TITUDE Analog Addressable Fire Alarm Control Panel, 4 Slot Standard Enclosure, 5.25 A 115V, 2-Loop Panel Module, Hochiki Protocol, Network Module, and Media Gateway™, Gray, Printer / 48 Zone LEDs | 1 | [6 empty] | FALSE |  |  | *Refer to Install Sheet | 16.5in (W) x 23.2in (H) x 6in (D) | KM5FCRD (Optional Semi-Flush Mounting Kit) | #FFFF0000 | FA-NFPA 170 FIRE ALARM CONTROL UNIT | 1 | FALSE | FALSE | FALSE | 202 | [8 empty] | 7,12,18,28 |  |  | 5.25 |  | TRUE | [5 empty] | DESKTOP-GHR3H5U\Anthony | 2019-11-27 07:23 | THOR\acont | 2024-09-08 17:27
20b3c21c-3ef4-4cab-8f4e-25e814f837c7 | CADGEN PANIC BUTTON |  |  | North | Bosch |  | Panic Button |  |  |  | Module | TRUE | RFPB-SB-A | ++ | Wireless, single-button panic. | 1 |  |  |  |  | 3 | [7 empty] | #FFFF0000 | FA-CADGEN PANIC BUTTON | 1 | FALSE | FALSE | FALSE | [17 empty] | RPT |  |  | DESKTOP-7EIEB7A\acont | 2022-07-27 07:12 | THOR\acont | 2024-09-08 17:27 | Cloned from Bosch RFDL-11 | [BluePoint, Bosch] [BOSCH WIRELESS] [ALL DEVICES ++] BP01-302, BP02-202M, BP02-202P, BP02-A202M, BP02-A202P, BP02-A202PH, BP03-302, BP03-A102M, BP03-A102P, RFBT-A, RFDL-11, RFDL-11-A, RFDL-11-CHI, RFDW-RM, RFDW-RM-A, RFDW-RM-CHI, RFDW-SM, RFDW-SM-A, RFDW
5d6bd7c5-f39b-4576-9a9e-25eb5f6ca338 | NFPA 170 FIRE ALARM CONTROL UNIT | RISER FACP |  | North | DMP |  | Fire Alarm Control Unit |  |  |  | Assembly | TRUE | XR100FC |  | XR100 Fire Control Panel | 1 | [6 empty] | FALSE | [5 empty] | #FFFF0000 | FA-NFPA 170 FIRE ALARM CONTROL UNIT | 1 | FALSE | FALSE | FALSE | 202 | [8 empty] | 7,12,18 |  |  |  |  | TRUE | [5 empty] | DESKTOP-7EIEB7A\acont | 2022-03-10 06:44 | THOR\acont | 2024-09-08 17:27 | Cloned from DMP XR100FC
5a936d4e-a330-49da-adb4-25efac88cd3a | NFPA 170 BELL |  |  | North | Edwards |  | Bell |  |  |  | Module | TRUE | MB6-24 |  | Motorized Bell - 6" (152mm), 24Vdc, 85mA, Red | 1 | [6 empty] | FALSE | [5 empty] | #FFFF0000 | FA-NFPA 170 BELL | 1 | FALSE | FALSE | FALSE | 2000 | [13 empty] | FALSE | [7 empty] | THOR\acont | 2024-09-08 17:27
0c4d8c0b-0068-4b84-8e03-25f59fd90690 |  |  |  | North | Edwards |  | Hardware |  |  |  | Hardware | TRUE | 3-LKS |  | Spanish Template | 1 | [6 empty] | FALSE | [5 empty] | #FFFFFFFF |  |  | FALSE | FALSE | FALSE | [14 empty] | FALSE | [7 empty] | THOR\acont | 2024-10-09 10:48
ffa78937-064c-4698-97ec-25f98212d951 | NFPA 170 ADDRESSABLE OUTPUT MODULE |  |  | North | Hochiki | [5 empty] | Module | TRUE | NC-100R | ++ | Intelligent addressable relay module. |  | 0.000255 | 0.0065 |  |  |  |  | TRUE |  | FLUSH | *Refer to Install Sheet | 4" SQ. DEEP | N/A | #FFFF0000 | FA-NFPA 170 ADDRESSABLE OUTPUT MODULE | 1 | FALSE | FALSE |  | 1100 |  |  | 7300-0028:230 |  | S635 | [11 empty] | 2 |  |  | DESKTOP-0D6CQVA\lousc | 2019-10-12 09:27 | DESKTOP-7EIEB7A\acont | 2023-05-06 12:00 | Cloned from Hochiki R2ML/-I DUAL RELAY MODULE | [Honeywell, Notifier, System Sensor] [SLC MODULES SENSORS] [*] [#1 SHARED ADDR ¦ MODULES] 30-3013 w/FMM-101, Q3013D, ACM-8R, ACPS-610, AMPS-24, AMPS-24E, EM-1M, EM-1MI, EM-1MM, EM-1MMI, EM-1R, EM-1RI, EM-1SR, EM-1SRI, FCM-1, FCM-1-REL, FD7044 MM-101, FDM [Hochiki, VES] [SLC HOCHIKI] 02 [*] [SLC] CZM CONVENTIONAL ZONE MODULE, DCP-AMS Single Action Hex Key Lock, DCP-AMS-KL Single Action Key Lock, DCP-AMS-KL-LP Dual Action Key Lock, DCP-AMS-LP Dual Action Hex Key Lock, DIMM - DUAL INPUT MONITOR MODULE, DIMM [Notifier] [AUX POWER, RELAY] [RISER INPUT] EM-1R, EM-1RI, FRM-1, NC-100R, NC-100RA [Hochiki, VES] [SLC HOCHIKI] 03 [*] [SLC] DIMM - DUAL INPUT MONITOR MODULE, DIMM - DUAL INPUT MONITOR MODULE COPY, R2M DUAL RELAY MODULE, R2MH DUAL RELAY MODULE, R2MH/-I DUAL RELAY MODULE, R2ML DUAL RELAY MODULE, R2ML/-I DUAL RELAY MODULE, VF6052-00 [Honeywell, Notifier, System Sensor] [SLC MODULES] [*] [#3 TYPE ADDR ¦ MODULES] 30-3013 w/FMM-101, Q3013D, ACM-8R, ACPS-610, AMPS-24, AMPS-24E, EM-1M, EM-1MI, EM-1MM, EM-1MMI, EM-1R, EM-1RI, EM-1SR, EM-1SRI, FCM-1, FCM-1-REL, FD7044 MM-101, FDM-1, FDRM-1 | [Notifier, Silent Knight] EM-1R, EM-1RI, FRM-1, HFS-MR, NC-100R, NC-100RA
8d1c5754-68b4-462b-b85c-25fc8212931f |  |  |  | North | HID | Security/Access Control |  |  |  |  | Module | TRUE | 5352A |  |  | 1 | [12 empty] | #FFFFFFFF |  |  | FALSE | FALSE | FALSE | [20 empty] | THOR\acont | 2024-03-12 21:20 | THOR\acont | 2024-10-09 10:48
e09ca1f2-ea95-40ab-830d-2602ad7c2762 |  |  |  | North | Edwards |  | Cards & Components |  |  |  | Card | TRUE | QS4-CPU-1 |  | CPU/Display with 1 Annunciator Option Space | 1 | 0.199 | 0.235 |  |  |  |  | TRUE | [5 empty] | #FFFFFFFF |  |  | FALSE | FALSE | FALSE | [14 empty] | FALSE | [7 empty] | THOR\acont | 2024-10-09 10:48
1275447b-9524-44ec-8c83-2604f6cbfc8d | NFPA 170 DGP |  |  | North | Notifier |  | Hardware |  |  |  | Hardware | TRUE | VP-2B |  | Ventilator panel. | 1 | [6 empty] | FALSE | [5 empty] | #FFFF0000 | FA-NFPA 170 DGP | 1 | FALSE | FALSE | FALSE | [9 empty] | 7,12,18 |  |  |  |  | TRUE | [5 empty] | DESKTOP-7EIEB7A\acont | 2021-04-01 15:03 | THOR\acont | 2024-09-08 17:27 | Cloned from Notifier ADP-4B
833e5fc0-e8cf-473c-aa2f-260a5bbc01a1 | NFPA 170 STROBE CEILING |  |  | North | System Sensor |  | Strobe |  |  |  | Module | TRUE | SCWLED | ++ | Strobe, Ceiling, White | 1 | 0 | 0.111 |  |  |  |  | FALSE | TRUE |  |  |  |  | #FF0070C0 | FA-NFPA 170 STROBE CEILING | 1 | FALSE | FALSE | FALSE | 2022 | [13 empty] | FALSE |  |  | C |  |  | DESKTOP-QGO6JOK\acont | 2023-10-19 06:45 | THOR\acont | 2024-09-08 17:27 | Cloned from System Sensor SCWL | [System Sensor] [NAC] [24VDC] SCRKLED (C), SCRKLED-B (C), SCRKLED-P (C), SCRLED (C), SCRLED-B (C), SCRLED-P (C), SCWKLED (C), SCWKLED-B (C), SCWKLED-P (C), SCWLED (C), SCWLED-B (C), SCWLED-CLR-ALERT (C), SCWLED-P (C)
c35ddbaf-abe7-4d4e-8af9-260b7ef427d3 |  |  |  | North | Ansul |  | Cards & Components |  |  |  | Card | TRUE | 430525 Main Board | ++ | AUTOPULSE Z-10 Main Board | 1 | 0.1 | 0.264 |  |  |  |  | TRUE | [5 empty] | #FFFFFFFF |  |  | FALSE | FALSE | FALSE | [20 empty] | AUGUSTXPS17-EUP\aucon | 2022-05-25 03:43 | THOR\acont | 2024-10-09 10:48 |  |  | [Ansul] 430525 Main Board [Ansul] 430525 Main Board [Ansul] 430525 Main Board
8090ca1b-c5dc-461f-b6d2-260e0e186f09 |  |  |  | North | Autocall |  | Cards & Components |  |  |  | Card | TRUE | A004-9101 Main Board | ++ | Main Board/Power Supply | 1 | 0.1 | 0.15 | 3 |  |  |  | TRUE | [5 empty] | #FFFFFFFF |  |  | FALSE | FALSE | FALSE | [14 empty] | TRUE | [5 empty] | DESKTOP-QGO6JOK\acont | 2024-07-18 09:24 | THOR\acont | 2024-10-09 10:48 | Cloned from Autocall A050-9101 Main Board | [Autocall] [IDC] [#1 ALARM] A003-9301 Main Board, A003-9302 Main Board, A004-9101 Main Board, A008-9101 Main Board [Autocall] [IDC] [#2 TROUBLE] A003-9301 Main Board, A003-9302 Main Board, A004-9101 Main Board, A008-9101 Main Board [Autocall] [IDC] [#3 SUPERVISORY] A003-9301 Main Board, A003-9302 Main Board, A004-9101 Main Board, A008-9101 Main Board | [Autocall] A004-9101 Main Board
d59d700a-395f-41b8-a9fa-2612d75e75f5 |  |  |  | North | Bosch | [5 empty] | Module | TRUE | VDA-455CBL-RO | * | ***(Ross)CLEAR DOME FOR FLEXIDOME SERIES | 1 | [12 empty] | #FFFFFFFF |  |  | FALSE | FALSE | FALSE | [20 empty] | DESKTOP-7EIEB7A\acont | 2021-08-13 06:25 | THOR\acont | 2024-10-09 10:48
82c1956b-22f0-45c3-9b2b-261579592859 |  |  |  | North | Bosch | [5 empty] | Module | TRUE | VDA-CMT-PTZDOME-RO | * | ***(Ross)corner mount adapter PTZ | 1 | [12 empty] | #FFFFFFFF |  |  | FALSE | FALSE | FALSE | [20 empty] | DESKTOP-7EIEB7A\acont | 2021-08-13 06:25 | THOR\acont | 2024-10-09 10:48
b280ac82-c34a-4f8e-8ba4-261750e6dc8e | NFPA 170 HEAT DETECTOR |  |  | North | Gamewell FCI |  | Heat Detector |  |  |  | Module | TRUE | ATD-L3R-IV w/B200SR-LF-IV | + | Thermal heat detector, 135°F rate of rise, ivory, Velociti/CLIP w/ Standard low frequency sounder base, ivory | 1 | 0.0002 | 0.0045 |  |  |  |  | FALSE | TRUE | FLUSH |  | 4" SQ. DEEP | 3 "O" PLASTER RING | #FFFF0000 | FA-NFPA 170 HEAT DETECTOR | 1 | FALSE | FALSE | FALSE | 1403 | [13 empty] | FALSE |  |  | 135°, LF |  |  | DESKTOP-7SAL8M7\acont | 2019-05-06 10:45 | THOR\acont | 2024-09-08 17:27 | 20191121 AC Detector with base | [Gamewell FCI] [SLC MODULES SENSORS] [*] [#2 SHARED ADDR ¦ SENSORS] ADPF (C), ASD-PL2F w/B200S-LF-WH (C), ASD-PL2F w/B210LP (C), ASD-PL2FR (C), ASD-PL3 w/B200S-LF-WH (C), ASD-PL3 w/B200SR-LF-WH (C), ASD-PL3 w/B200SR-WH (C), ASD-PL3 w/B224BI-WH (C), ASD-P [Gamewell FCI] [AUX POWER] ASD-PL3 w/B200SR-LF-WH (C), ASD-PL3-IV w/B200SR-LF-IV (C), ASD-PTL3 w/B200SR-LF-WH (C), ASD-PTL3-IV w/B200SR-LF-IV (C), ATD-L3 w/B200SR-LF-WH (C), ATD-L3H w/B200SR-LF-WH (C), ATD-L3H-IV w/B200SR-LF-IV (C), ATD-L3-IV w/B200SR-LF [Gamewell FCI] [SLC SENSORS] [*] [#4 TYPE ADDR ¦ SENSORS] ADPF (C), ASD-PL2F w/B200S-LF-WH (C), ASD-PL2F w/B210LP (C), ASD-PL2FR (C), ASD-PL3 w/B200S-LF-WH (C), ASD-PL3 w/B200SR-LF-WH (C), ASD-PL3 w/B200SR-WH (C), ASD-PL3 w/B224BI-WH (C), ASD-PL3 w/B224R
92b97a99-4f97-4608-b11e-261d397d88de | NFPA 170 SPEAKER CEILING |  |  | North | Edwards |  | Speaker |  |  |  | Module | TRUE | GCSWF |  | Speaker, Ceiling, White, FIRE | 1 | [6 empty] | FALSE | TRUE |  |  |  |  | #FF0070C0 | FA-NFPA 170 SPEAKER CEILING | 1 | FALSE | FALSE | FALSE | 2019 | [13 empty] | FALSE |  |  | C |  |  | DESKTOP-7SAL8M7\acont | 2020-09-15 07:28 | THOR\acont | 2024-09-08 17:27 | Cloned from Edwards GCSRF | [Edwards, Kidde] [AUDIO 25v] [25V AUDIO] EGCSRF (C), EGCSRN (C), EGCSVHRF (C), EGCSVHRF-FR (C), EGCSVHRF-SP (C), EGCSVHRN (C), EGCSVHWA (C), EGCSVHWF (C), EGCSVHWF-FR (C), EGCSVHWF-SP (C), EGCSVHWN (C), EGCSVRF (C), EGCSVRN (C), EGCSVWA (C), EGC [Edwards, Kidde] [AUDIO 70.7v] [70V AUDIO] EGCSRF (C), EGCSRN (C), EGCSVHRF (C), EGCSVHRF-FR (C), EGCSVHRF-SP (C), EGCSVHRN (C), EGCSVHWA (C), EGCSVHWF (C), EGCSVHWF-FR (C), EGCSVHWF-SP (C), EGCSVHWN (C), EGCSVRF (C), EGCSVRN (C), EGCSVWA (C), E [Edwards, Kidde] [AUDIO 25v] [25V AUDIO] EGCF-S2VMH (C), G4F-S2, G4F-S2V1575, G4F-S2VM, G4HFRF-S2, G4HFRF-S2VMC, G4HFRN-S2, G4HFRN-S2VMC, G4HFWA-S2, G4HFWA-S2VMA, G4HFWA-S2VMC, G4HFWF-S2, G4HFWF-S2VMC, G4HFWN-S2, G4HFWN-S2VMA, G4HFWN-S2VMC, G4RF-S2, G4RF [Edwards, Kidde] [AUDIO 70.7v] [70V AUDIO] G4F-S7, G4F-S7V1575, G4F-S7VM, G4HFRF-S7, G4HFRF-S7VMC, G4HFRN-S7, G4HFRN-S7VMC, G4HFWA-S7, G4HFWA-S7VMA, G4HFWA-S7VMC, G4HFWF-S7, G4HFWF-S7VMC, G4HFWN-S7, G4HFWN-S7VMA, G4HFWN-S7VMB, G4HFWN-S7VMC, G4RF-S7, G4RF
e05f0a66-d94f-4090-b3af-26217bd39c69 |  |  |  | North | MIRCOM |  | Cards & Components |  |  |  | Card | TRUE | RAM-3500-LCD Card | + | RAM-3500-LCD Card | 1 | 0.07 | 0.1 |  |  |  |  | TRUE | [5 empty] | #FFFFFFFF |  |  | FALSE | FALSE | FALSE | [14 empty] | FALSE | [5 empty] | DESKTOP-7SAL8M7\acont | 2019-04-12 20:30 | THOR\acont | 2024-10-09 10:48 | Cloned from MIRCOM MGD-32 Card | [MIRCOM] [AUX POWER] [*] MGD-32 Card, QX-MINI-LOC, QX-MINI-LOCMAIN, QX-MINI-LOC-W, QX-MINI-RM, QX-MINI-RMMIC, QX-MINI-RM-W, RAM-208, RAM-216, RAM-300LCD, RAM-3318-LCD, RAM-3500-LCD Card [MIRCOM] [RS-485] MGD-32 Card, RAM-208, RAM-216, RAM-300LCD, RAM-3318-LCD, RAM-3500-LCD Card
32c4ec59-a0ed-4441-95b5-2623e4e861bb | NFPA 170 HORN |  |  | North | System Sensor |  | Horn |  |  |  | Module | TRUE | MHR | + | Mini-Horn, Red | 1 | 0 | 0.029 |  |  |  |  | FALSE | FALSE |  |  |  |  | #FF0070C0 | FA-NFPA 170 HORN | 1 | FALSE | FALSE | FALSE | 2010 | [13 empty] | FALSE | [7 empty] | THOR\acont | 2024-09-08 17:27 |  | [System Sensor] [NAC] [VDC, TEMPORAL HIGH] MHR, MHW [Autocall, System Sensor] [NAC] [VFWR, TEMPORAL HIGH] A4901-9858, A4901-9859, MHR, MHW
88883429-960f-43bf-b045-26242a62ac5d | NFPA 170 SMOKE HEAT CO DETECTOR |  |  | North | Potter |  | Smoke/Heat/CO Detector |  |  |  | Module | TRUE | PAD200-PCHD w/PAD100-6DB (Split) | + | Photoelectric Smoke/Hea/CO Detector with 6" Standard Base | 1 | 0.0003 | 0.0003 |  |  |  |  | FALSE | TRUE |  |  |  |  | #FFFF0000 | FA-NFPA 170 SMOKE HEAT CO DETECTOR | 1 | FALSE | FALSE | FALSE | 1411 | [13 empty] | FALSE |  |  | 6DB |  |  | THOR\acont | 2025-02-13 11:50 |  |  | Cloned from Potter PAD200-PCHD w/PAD100-6DB | [Potter] [SLC PAD] [*] [#2 SHARED ADDR ¦ SENSORS] PAD100-CD w/PAD100-4DB, PAD100-CD w/PAD100-6DB, PAD100-CD w/PAD100-IB, PAD100-CD w/PAD100-LFSB, PAD100-CD w/PAD100-RB, PAD100-CD w/PAD100-SB, PAD100-CD w/PAD100-SPKB, PAD100-DUCT (C), PAD100-DUCTR (C), PA
39e07058-3c22-464b-86a3-263948d591b3 | NFPA 170 HORN STROBE |  |  | North | Autocall |  | Horn/Strobe |  |  |  | Module | TRUE | A59AV-APPLWWH |  | Visible Notification Appliances, Wall Mount Multi-Candela Horn Strobe, White, High CD | 1 | 0 | 0 |  |  |  |  | TRUE | [5 empty] | #FF0070C0 | FA-NFPA 170 HORN STROBE | 1 | FALSE | FALSE | FALSE | 2012 | [19 empty] | DESKTOP-7SAL8M7\acont | 2020-05-26 10:26 | THOR\acont | 2024-09-08 17:27 | Cloned from AutoCall A59VO-APPLWWH | [Autocall] [IDNac] [23 VDC RMS, CONTINUOUS HIGH] A59AV-APPLWRH, A59AV-APPLWWH
6af08bd5-05bc-4083-b159-2639fb19ac51 |  |  |  | North | Bosch | [5 empty] | Module | TRUE | EA500B | * | Transponder 0000095141 | 1 | [12 empty] | #FFFFFFFF |  |  | FALSE | FALSE | FALSE | [20 empty] | DESKTOP-7EIEB7A\acont | 2021-08-13 06:25 | THOR\acont | 2024-10-09 10:48
7847dcd5-0ece-4021-99b3-263dbddd96f8 |  |  |  | North | Bosch | [5 empty] | Module | TRUE | BUB-CLR-FDI-RO | * | ***(Ross)FLEXIDOME IP 4000,5000 Bubble, clear, indoor | 1 | [12 empty] | #FFFFFFFF |  |  | FALSE | FALSE | FALSE | [20 empty] | DESKTOP-7EIEB7A\acont | 2021-08-13 06:25 | THOR\acont | 2024-10-09 10:48
7a109f95-fd08-4d29-99af-263f9bc4a8b2 | NFPA 170 SPEAKER CEILING |  |  | North | Kidde |  | Speaker |  |  |  | Module | TRUE | EGCSWN |  | Speaker, Ceiling, White, None | 1 | [6 empty] | FALSE | TRUE |  |  |  |  | #FF0070C0 | FA-NFPA 170 SPEAKER CEILING | 1 | FALSE | FALSE | FALSE | 2019 | [13 empty] | FALSE |  |  | C |  |  | DESKTOP-7EIEB7A\acont | 2021-05-24 09:24 | THOR\acont | 2024-09-08 17:27 | Cloned from Edwards GCSWN | [Edwards, Kidde] [AUDIO 25v] [25V AUDIO] EGCSRF (C), EGCSRN (C), EGCSVHRF (C), EGCSVHRF-FR (C), EGCSVHRF-SP (C), EGCSVHRN (C), EGCSVHWA (C), EGCSVHWF (C), EGCSVHWF-FR (C), EGCSVHWF-SP (C), EGCSVHWN (C), EGCSVRF (C), EGCSVRN (C), EGCSVWA (C), EGC [Edwards, Kidde] [AUDIO 70.7v] [70V AUDIO] EGCSRF (C), EGCSRN (C), EGCSVHRF (C), EGCSVHRF-FR (C), EGCSVHRF-SP (C), EGCSVHRN (C), EGCSVHWA (C), EGCSVHWF (C), EGCSVHWF-FR (C), EGCSVHWF-SP (C), EGCSVHWN (C), EGCSVRF (C), EGCSVRN (C), EGCSVWA (C), E
354be020-21a4-47d7-8d9c-2640322d181b | NFPA 170 INTEGRATED SMOKE DOOR CLOSER |  |  | North | Block Definition Only |  | Door Holder |  |  |  | Module | TRUE | NFPA 170 INTEGRATED SMOKE DOOR CLOSER |  | NFPA 170 INTEGRATED SMOKE DOOR CLOSER | 1 | [7 empty] | TRUE |  |  |  |  | #FFFF0000 | FA-NFPA 170 INTEGRATED SMOKE DOOR CLOSER | 1 | FALSE | FALSE | FALSE | [20 empty] | AULAPTOP-PC\Aulaptop | 2020-03-26 07:41 | THOR\acont | 2024-09-08 17:27
2e9a4d6f-b104-4da2-b924-264267e1a206 | NFPA 170 SPEAKER STROBE |  |  | North | Eaton Wheelock |  | Speaker/Strobe |  |  |  | Module | TRUE | LSPSTR3-AL |  | WALL SPEAKER STROBE, RED, ALERT | 1 | [6 empty] | TRUE | [5 empty] | #FF0070C0 | FA-NFPA 170 SPEAKER STROBE | 1 | FALSE | FALSE | FALSE | 2020 | [19 empty] | DESKTOP-7EIEB7A\acont | 2021-04-12 12:15 | THOR\acont | 2024-09-08 17:27 | Cloned from Eaton Wheelock LSPSTR3-ALA | [Eaton Wheelock] [AUDIO 70.7v] [70V AUDIO] LSPKC (C), LSPKRC (C), LSPKRC-AL (C), LSPKRC-N (C), LSPKWC (C), LSPKWC-AL (C), LSPKWC-N (C), LSPSTC3 (C), LSPSTR3, LSPSTR3-AL, LSPSTR3-ALA, LSPSTR3-N, LSPSTR3-NA, LSPSTRC3 (C), LSPSTRC3-AL (C), LSPSTW3, LSPSTW3- [Eaton Wheelock] [AUDIO 25v] [25V AUDIO] LSPKC (C), LSPKRC (C), LSPKRC-AL (C), LSPKRC-N (C), LSPKWC (C), LSPKWC-AL (C), LSPKWC-N (C), LSPSTC3 (C), LSPSTR3, LSPSTR3-AL, LSPSTR3-ALA, LSPSTR3-N, LSPSTR3-NA, LSPSTRC3 (C), LSPSTRC3-AL (C), LSPSTW3, LSPSTW3-AL [Eaton Wheelock] [NAC] LSPSTR3, LSPSTR3-AL, LSPSTR3-ALA, LSPSTR3-N, LSPSTR3-NA, LSPSTW3, LSPSTW3-AL, LSPSTW3-ALA, LSPSTW3-N, LSPSTW3-NA
656dac68-0271-4a2a-8ea8-2646c04c50dc |  |  |  | North | Bosch |  | Cards & Components |  |  |  | Card | TRUE | FPC-7034 | ++ | Four-Point Expander | 1 | 0.06 | 0.16 | [10 empty] | #FFFFFFFF |  |  | FALSE | FALSE | FALSE | [20 empty] | DESKTOP-7EIEB7A\acont | 2021-08-13 06:25 | THOR\acont | 2024-10-09 10:48 |  |  | [Bosch] FPC-7034
52550ca9-64b5-41e5-9222-2646eb987220 | NFPA 170 DUCT SMOKE DETECTOR |  |  | North | MIRCOM |  | Duct Smoke Detector |  |  |  | Module | TRUE | D2 |  | Photoelectric Duct Detector | 1 | [6 empty] | FALSE | TRUE |  |  |  |  | #FFFF0000 | FA-NFPA 170 DUCT SMOKE DETECTOR | 1 | FALSE | FALSE | FALSE | 1400 | [13 empty] | FALSE | [7 empty] | THOR\acont | 2024-09-08 17:27 | 20191121 AC Detector without base | [Chemtronics, Firelite, MIRCOM, Notifier, System Sensor] [IDC] 01 [*] [IDC 2-WIRE ++] 1151 (C), 1151EIS (C), 1400 (C), 1451 (C), 1451DH (C), 1451DHHT (C), 2100AT (C), 2100S (C), 2100TR (C), 2100TS (C), 2151 w/B110LP (C), 2151 w/B116LP (C), 2151 w/B401 (C | [Farenhyt, MIRCOM, Monaco Enterprises, Silent Knight, System Sensor] 723-367-00, 723-368-00, D2, D4120, D4120W, DH100ACDCI, DH100ACDCLP, DH100P, DNR w/IDP-PHOTO-R-W, DNR w/SK-PHOTO-R-W, DNRW w/IDP-PHOTO-R-W, DNRW w/SK-PHOTO-R-W, IDP-DUCT-W w/IDP-PHOTO-R-W
2488e460-47d3-4ed2-8f7c-2649f89c8d8c |  |  |  | North | Siemens | [5 empty] | Module | TRUE | DB-HR | 500-033220 | RELAY BASE (for use with H-Series detectors only) | 1 | [12 empty] | #FFFFFFFF |  |  | FALSE | FALSE | FALSE | [20 empty] | DESKTOP-7SAL8M7\acont | 2019-08-13 09:04 | THOR\acont | 2024-10-09 10:48
c197da56-f6d7-4163-bea4-264aa297b162 |  |  |  | North | Edwards |  | Cards & Components |  |  |  | Card | TRUE | 2-12R4Y |  | OBSOLETE - 12 Red, 4 Yellow LED Annunciator Module | 1 | [6 empty] | TRUE | [5 empty] | #FFFFFFFF |  |  | FALSE | FALSE | FALSE | [14 empty] | FALSE | [7 empty] | THOR\acont | 2024-10-09 10:48
7c69fc23-dd0d-4ea6-a3b5-264aab41e5b1 |  |  |  | North | Potter |  | Cards & Components |  |  |  | Card | TRUE | PVX-IL8 |  | LED Input Module | 1 | 0.003 | 0.0052 |  |  |  |  | TRUE | [5 empty] | #FFFFFFFF |  |  | FALSE | FALSE | FALSE | [14 empty] | FALSE | [7 empty] | THOR\acont | 2024-10-09 10:48
7a3c0d9c-398a-4370-b761-265565ae7828 |  |  |  | North | Monaco Enterprises |  | Cards & Components |  |  |  | Card | TRUE | 227-955-xx Master Unit | ++ | Master Unit | 1 | 0.395 | 0.395 |  |  |  |  | TRUE | [5 empty] | #FFFFFFFF |  |  | FALSE | FALSE | FALSE | [20 empty] | AULAPTOP-PC\Aulaptop | 2019-04-19 16:45 | THOR\acont | 2024-10-09 10:48 |  |  | [Monaco Enterprises] 227-955-xx Master Unit
a84cf47f-6915-4d13-a9b5-265b07d651c7 | NFPA 170 GAS DETECTOR |  |  | North | Edwards |  | Gas Detection |  |  |  | Module | TRUE | SIGA2-COS w/SIGA-AB4G-LF BASE | ++ | Carbon Monoxide Detector | 1 | 4.5e-05 | 4.5e-05 |  |  |  |  | FALSE | [5 empty] | #FFFF0000 | FA-NFPA 170 GAS DETECTOR | 1 | FALSE | FALSE | FALSE | 1402 | [13 empty] | FALSE |  |  | LF |  |  |  |  | THOR\acont | 2024-10-08 16:33 | 20191121 AC Detector with base | [Edwards, Kidde] [SLC EST MODULES SENSORS] [*] [#2 SHARED ADDR ¦ SENSORS] KI-DDOS (C), SIGA2-COS w/SIGA-AB4G BASE, SIGA2-COS w/SIGA-AB4G-LF BASE, SIGA2-COS w/SIGA-AB4GT BASE, SIGA2-COS w/SIGA-IB BASE, SIGA2-COS w/SIGA-RB BASE, SIGA2-COS w/SIGA-SB BASE, S [Edwards, Kidde] [SLC EST SENSORS] 01 [*] [EST3, iO1000] DS-HFS (C), DS-PS (C), FX-HD w/IB4U BASE, FX-HD w/RB4U BASE, FX-HD w/SB4U BASE, FX-HD w/SB4U-LF BASE, FX-HD wB4U BASE, FX-PD w/B4U BASE (C), FX-PD w/IB4U BASE (C), FX-PD w/SB4U BASE (C), FX-PD w/SB [Edwards, Kidde] [SLC EST MODULES/SENSORS] 01 [*] [iO64] DS-HFS (C), DS-PS (C), FX-HD w/IB4U BASE, FX-HD w/RB4U BASE, FX-HD w/SB4U BASE, FX-HD w/SB4U-LF BASE, FX-HD wB4U BASE, FX-PD w/B4U BASE (C), FX-PD w/IB4U BASE (C), FX-PD w/SB4U BASE (C), FX-PD w/SB [Edwards, Kidde] [SLC EST SENSORS] [*] [#4 TYPE ADDR ¦ SENSORS] KI-DDOS (C), SIGA2-COS w/SIGA-AB4G BASE, SIGA2-COS w/SIGA-AB4G-LF BASE, SIGA2-COS w/SIGA-AB4GT BASE, SIGA2-COS w/SIGA-IB BASE, SIGA2-COS w/SIGA-RB BASE, SIGA2-COS w/SIGA-SB BASE, SIGA2-HCOS [Edwards, Kidde] [AUX POWER] FX-HD w/SB4U-LF BASE, FX-PD w/SB4U-LF BASE (C), FX-PHD w/SB4U-LF BASE (C), SIGA2-COS w/SIGA-AB4G-LF BASE, SIGA2-HCOS w/SIGA-AB4G-LF BASE, SIGA2-HFS w/SIGA-AB4G-LF BASE, SIGA2-HRS w/SIGA-AB4G-LF BASE, SIGA2-PCOS w/SIGA-AB4G-LF
e58efa4f-f998-4a4e-be3a-2663d7e7fbd7 | NFPA 170 SPEAKER STROBE CEILING |  |  | North | Hochiki |  | Speaker/Strobe |  |  |  | Module | TRUE | HSSPK24CLPPR |  | Speaker/Strobe, 24 VDC, Ceiling Mount, Red, Plain | 1 | 0 | 0.12 |  |  |  |  | FALSE | TRUE |  | *Refer to Install Sheet |  |  | #FF0070C0 | FA-NFPA 170 SPEAKER STROBE CEILING | 1 | FALSE | FALSE | FALSE | 2020 | [13 empty] | FALSE |  |  | C |  |  | DESKTOP-7SAL8M7\acont | 2019-12-02 09:58 | THOR\acont | 2024-09-08 17:27 | Cloned from Hochiki HSSPK24CLPR | [Gentex, Hochiki, Potter] [AUDIO 70.7v] [70V AUDIO] CSPKSTR-24AR (C), CSPKSTR-24AW (C), CSPKSTR-24BR (C), CSPKSTR-24BW (C), CSPKSTR-24GR (C), CSPKSTR-24GW (C), CSPKSTR-24RR (C), CSPKSTR-24RW (C), FASPKR-R (C), FASPKR-W (C), FASPKR-WR, FASPKR-WW, FASPK-WP [Hochiki] [NAC] [24 VDC] HSSPK24CLPPR (C), HSSPK24CLPPW (C), HSSPK24CLPR (C), HSSPK24CLPW (C) [Gentex, Hochiki, Potter] [AUDIO 25v] [25V AUDIO] CSPKSTR-24AR (C), CSPKSTR-24AW (C), CSPKSTR-24BR (C), CSPKSTR-24BW (C), CSPKSTR-24GR (C), CSPKSTR-24GW (C), CSPKSTR-24RR (C), CSPKSTR-24RW (C), FASPKR-R (C), FASPKR-W (C), FASPKR-WR, FASPKR-WW, FASPK-WPR, [Gentex, Hochiki] [NAC] [UL MAX] HSSPK24CLPPR (C), HSSPK24CLPPW (C), HSSPK24CLPR (C), HSSPK24CLPW (C), SSPK24CLPAR (C), SSPK24CLPAW (C), SSPK24CLPR (C), SSPK24CLPW (C)
ebc8aabc-75d5-4f3b-bc49-2666a9638ac9 |  |  |  | North | Edwards |  | Hardware |  |  |  | Hardware | TRUE | QSA-1-F |  | OBSOLETE - Flush Cabinet, 1 Annunciator Option Space | 1 | [6 empty] | FALSE | [5 empty] | #FFFFFFFF |  |  | FALSE | FALSE | FALSE | [14 empty] | FALSE | [7 empty] | THOR\acont | 2024-10-09 10:48
e36ee9cc-0cca-4c0c-91c5-2668891be659 |  |  |  | North | Edwards |  | Cards & Components |  |  |  | Card | TRUE | iO64G-PG Mainboard |  | Mainboard for iO64G-PG assembly | 1 | 0.155 | 0.204 | 3.75 |  |  |  | TRUE | [5 empty] | #FFFFFFFF |  |  | FALSE | FALSE | FALSE | [14 empty] | FALSE | [7 empty] | THOR\acont | 2024-10-09 10:48 |  | [Edwards, Kidde, Macurco] [IDC] [#3 SUPERVISORY] 2IDC, 76-600000-001 Main Board, 76-800xxx-xxx Main Board, 77-600000-901 Main Board, 84-732001-901 Main Board, DVP-120 Mainboard, EST1-2Z Mainboard, FSP1004G Mainboard, FSP1004G-2 Mainboard, FSP1004GD Mainb [Edwards, Kidde, Macurco] [IDC] [#2 TROUBLE] 2IDC, 76-600000-001 Main Board, 76-800xxx-xxx Main Board, 77-600000-901 Main Board, 84-732001-901 Main Board, DVP-120 Mainboard, EST1-2Z Mainboard, FSP1004G Mainboard, FSP1004G-2 Mainboard, FSP1004GD Mainboard [Edwards, Kidde, Macurco] [IDC] [#1 ALARM] 2IDC, 76-600000-001 Main Board, 76-800xxx-xxx Main Board, 77-600000-901 Main Board, 84-732001-901 Main Board, DVP-120 Mainboard, EST1-2Z Mainboard, FSP1004G Mainboard, FSP1004G-2 Mainboard, FSP1004GD Mainboard, [Edwards, Kidde] [VAC ] 2IDC, 76-600000-001 Main Board, 76-800xxx-xxx Main Board, 77-600000-901 Main Board, 84-732001-901 Main Board, APS10A Mainboard, APS6A Mainboard, BPS10A Mainboard, BPS10A/230 Mainboard, BPS6A Mainboard, BPS6A/230 Mainboard, EST1-2Z | [Edwards] iO64G-PG Mainboard [Edwards, Kidde] FX-1000 Mainboard, FX-1000D Mainboard, FX-64RD Mainboard, iO1000G Mainboard, iO1000G-2 Mainboard, iO1000G-2-PG Mainboard, iO1000G-2-SP Mainboard, iO1000GC Mainboard, iO1000GD Mainboard, iO1000G-F Mainboard, iO1000G-PG Mainboard, iO1000G-S [Edwards, Kidde] FX-64R Mainboard, FX-64RD Mainboard, iO64G Mainboard, iO64G-2 Mainboard, iO64G-2-PG Mainboard, iO64G-2-SP Mainboard, iO64GD Mainboard, iO64GL Mainboard, iO64GL-F Mainboard, iO64G-PG Mainboard, iO64G-SP Mainboard, iO64R Mainboard, iO64R-2 [Edwards, Kidde] FX-64R Mainboard, FX-64RD Mainboard, iO64G Mainboard, iO64G-2 Mainboard, iO64G-2-PG Mainboard, iO64G-2-SP Mainboard, iO64GD Mainboard, iO64GL Mainboard, iO64GL-F Mainboard, iO64G-PG Mainboard, iO64G-SP Mainboard, iO64R Mainboard, iO64R-2 [Edwards, Kidde] FX-64R Mainboard, FX-64RD Mainboard, iO64G Mainboard, iO64G-2 Mainboard, iO64G-2-PG Mainboard, iO64G-2-SP Mainboard, iO64GD Mainboard, iO64GL Mainboard, iO64GL-F Mainboard, iO64G-PG Mainboard, iO64G-SP Mainboard, iO64R Mainboard, iO64R-2 [Edwards, Kidde] FX-1000 Mainboard, FX-1000D Mainboard, FX-64RD Mainboard, iO1000G Mainboard, iO1000G-2 Mainboard, iO1000G-2-PG Mainboard, iO1000G-2-SP Mainboard, iO1000GC Mainboard, iO1000GD Mainboard, iO1000G-F Mainboard, iO1000G-PG Mainboard, iO1000G-S
b4e903bf-2e08-4651-9999-2668dcd44ba6 |  |  |  | North | Monaco Enterprises |  | Cards & Components |  |  |  | Card | TRUE | 404-190-00 Main Board | ++ | Main Board | 1 |  |  | 10 |  |  |  | TRUE | FALSE |  |  |  |  | #FFFFFFFF |  |  | FALSE | FALSE | FALSE | [14 empty] | FALSE | [5 empty] | DESKTOP-7EIEB7A\acont | 2023-04-19 11:49 | THOR\acont | 2024-10-09 10:48 | Cloned from Altronix AL1024ULX Main Board | [Monaco Enterprises] [IDC] [#1 TROUBLE] 404-190-00 Main Board [Altronix, Hochiki, LifeSafety Power] [NAC Trigger] AL1024ULM MAIN CARD, AL1024ULX Main Board, AL125UL Main Board, AL300ULX Main Board, AL400ULX Main Board, AL400ULXJ Main Board (24VDC), AL600ULACM Main Board, AL600ULXR Main Board, eFlow104N Main Board, [Altronix, LifeSafety Power] [IDC] 01 [BATTERY] AL1024ULM MAIN CARD, AL1024ULX Main Board, AL300ULX Main Board, AL400ULX Main Board, AL400ULXJ Main Board (24VDC), AL600ULXR Main Board, eFlow104N Main Board, eFlow104N16 Main Board, eFlow104N8 Main Board, [Altronix, LifeSafety Power] [IDC] 02 [AC FAIL] AL1024ULX Main Board, AL300ULX Main Board, AL400ULX Main Board, AL400ULXJ Main Board (24VDC), AL600ULXR Main Board, eFlow104N Main Board, eFlow104N16 Main Board, eFlow104N8 Main Board, FPO150/250-2C82D8PE4M | [Monaco Enterprises] 404-190-00 Main Board [Altronix, LifeSafety Power] AL1024ULX Main Board, FPO150/250-2C82D8PE4M1 Main Board, FPO150-B100C8D8PE4M Main Board, FPO250/250-3C83D8E12M Main Board, FPO250/250-3C83D8PE12M Main Board, FPO250/250-3C8P3D8PE12M Main Board, FPO75-B100C4PE1M Main Board, FPO
8bbcc02f-b742-4850-a7e0-266b274dccc3 |  |  |  | North | Bosch | [5 empty] | Module | TRUE | RF3405E | * | RADION WIRELESS SHOCK SENSOR | 1 | [12 empty] | #FFFFFFFF |  |  | FALSE | FALSE | FALSE | [20 empty] | DESKTOP-7EIEB7A\acont | 2021-08-13 06:25 | THOR\acont | 2024-10-09 10:48
38903b23-ecbc-42f1-b533-266d0499e391 | NFPA 170 HEAT DETECTOR |  |  | North | Gamewell FCI |  | Heat Detector |  |  |  | Module | TRUE | ATD-L3 w/B200SR-LF-WH | + | Thermal heat detector, 135°F fixed, bright white, Velociti, Velociti w/ Standard low frequency sounder base, bright white | 1 | 0.0002 | 0.0045 |  |  |  |  | FALSE | TRUE | FLUSH |  | 4" SQ. DEEP | 3 "O" PLASTER RING | #FFFF0000 | FA-NFPA 170 HEAT DETECTOR | 1 | FALSE | FALSE | FALSE | 1403 | [13 empty] | FALSE |  |  | LF |  |  | DESKTOP-7SAL8M7\acont | 2019-05-06 09:58 | THOR\acont | 2024-09-08 17:27 | 20191121 AC Detector with base | [Gamewell FCI] [SLC SENSORS] [*] [#4 TYPE ADDR ¦ SENSORS] ADPF (C), ASD-PL2F w/B200S-LF-WH (C), ASD-PL2F w/B210LP (C), ASD-PL2FR (C), ASD-PL3 w/B200S-LF-WH (C), ASD-PL3 w/B200SR-LF-WH (C), ASD-PL3 w/B200SR-WH (C), ASD-PL3 w/B224BI-WH (C), ASD-PL3 w/B224R [Gamewell FCI] [AUX POWER] ASD-PL3 w/B200SR-LF-WH (C), ASD-PL3-IV w/B200SR-LF-IV (C), ASD-PTL3 w/B200SR-LF-WH (C), ASD-PTL3-IV w/B200SR-LF-IV (C), ATD-L3 w/B200SR-LF-WH (C), ATD-L3H w/B200SR-LF-WH (C), ATD-L3H-IV w/B200SR-LF-IV (C), ATD-L3-IV w/B200SR-LF [Gamewell FCI] [SLC MODULES SENSORS] [*] [#2 SHARED ADDR ¦ SENSORS] ADPF (C), ASD-PL2F w/B200S-LF-WH (C), ASD-PL2F w/B210LP (C), ASD-PL2FR (C), ASD-PL3 w/B200S-LF-WH (C), ASD-PL3 w/B200SR-LF-WH (C), ASD-PL3 w/B200SR-WH (C), ASD-PL3 w/B224BI-WH (C), ASD-P
22b7d46a-21b7-4417-881c-266d86d6dbbc | 170 BASIC SHAPE |  |  | North | Gamewell FCI |  | Miscellaneous |  |  |  | Assembly | TRUE | MBB-2 |  | Backbox, 2 Unit (Red) | 1 | [6 empty] | FALSE | [5 empty] | #FFFF0000 | FA-170 BASIC SHAPE | 1 | FALSE | FALSE | FALSE | 5000 | [8 empty] | 7,12,18 |  |  |  |  | TRUE | [7 empty] | THOR\acont | 2024-09-08 17:27
96917fa7-140e-46d6-9948-2673d6485992 | NFPA 170 HEAT DETECTOR |  |  | North | Siemens |  | Heat Detector |  |  |  | Module | TRUE | HI921 | S54320-F5-A2 | Heat Detector | 1 | 0.0003 | 0.0003 | [10 empty] | #FFFF0000 | FA-NFPA 170 HEAT DETECTOR | 1 | FALSE | FALSE | FALSE | 1403 | [19 empty] | DESKTOP-7SAL8M7\acont | 2019-08-13 09:04 | THOR\acont | 2024-09-08 17:27 | 20191121 AC Detector without base | [Siemens] [SLC MODULES SENSORS] [*] [#2 SHARED ADDR ¦ SENSORS] FDBZ492 w/OP921 (C), FDBZ492-HR w/FDO421 (C), FDBZ492-HR w/OP921 (C), FDO421 (C), FDO421 w/DB-11 BASE (C), FDOT421 w/DB-11 BASE (C), FDOT421 w/DB2-HR BASE (C), FDT421 w/DB-11 BASE, FP-11 w/DB
a67d61f0-b12d-4640-8b1f-2673fde033d5 |  |  |  | North | Siemens | [5 empty] | Module | TRUE | 40/40L4B-212SF | S54430-F219-A1 | UV/IR FLM 4.5U BIT WO2 75C 3/4" SS FM | 1 | [12 empty] | #FFFFFFFF |  |  | FALSE | FALSE | FALSE | [20 empty] | DESKTOP-7SAL8M7\acont | 2019-08-13 09:04 | THOR\acont | 2024-10-09 10:48
3fe989e3-aa12-45bf-a8b2-2679de2c1d90 | NFPA 170 HORN STROBE |  |  | North | Siemens |  | Horn/Strobe |  |  |  | Module | TRUE | SL2FSSWR-AL | S54329-F132-A1++ | Sounder-Strobe, Wall, Clear, Red, Alert | 1 | [12 empty] | #FF0070C0 | FA-NFPA 170 HORN STROBE | 1 | FALSE | FALSE | FALSE | 2023 | [16 empty] | LF |  |  | DESKTOP-7EIEB7A\acont | 2023-08-03 11:49 | THOR\acont | 2024-09-08 17:27 | Cloned from Siemens SL2HSWR-AL | [Siemens] [NAC] [24 VDC, HORN TEMPORAL] SL2FSSCR-AL (C), SL2FSSCR-CO (C), SL2FSSCR-F (C), SL2FSSCR-N (C), SL2FSSCW-AL (C), SL2FSSCW-CO (C), SL2FSSCW-F (C), SL2FSSCW-N (C), SL2FSSWR-AL, SL2FSSWR-CO, SL2FSSWR-F, SL2FSSWR-N, SL2FSSWW-CO, SL2FSSWW-F, SL2FSSW
e251d0a5-9a62-47cb-991e-267d0df14b20 |  |  |  | North | Potter |  | Cards & Components |  |  |  | Card | TRUE | 70V-1000 |  | 70V Extender | 1 | 0.002 | 0.562 |  |  |  |  | TRUE | [5 empty] | #FFFFFFFF |  |  | FALSE | FALSE | FALSE | [20 empty] | DESKTOP-7EIEB7A\acont | 2021-12-29 10:23 | THOR\acont | 2024-10-09 10:48
6cc598b9-283a-4c14-a9df-268323752c1e | NFPA 170 SMOKE CO DETECTOR |  |  | North | Notifier |  | Smoke/CO Detector |  |  |  | Module | TRUE | FPC-951 w/B200S-IV | + | Intelligent multi-criteria photo/CO, bright white, Velociti w/ Intelligent sounder base, ivory, UL listed | 1 | 0.0002 | 0.0045 |  |  |  |  | FALSE | TRUE | FLUSH |  | 4" SQ. DEEP | 3 "O" PLASTER RING | #FFFF0000 | FA-NFPA 170 SMOKE CO DETECTOR | 1 | FALSE | FALSE | FALSE | 1407 | [13 empty] | FALSE |  |  | S |  |  | DESKTOP-QGO6JOK\acont | 2021-08-06 10:21 | THOR\acont | 2024-09-08 17:27 | Cloned from Gamewell FCI MCS-COP3 w/B200S-IV | [Honeywell, Notifier, System Sensor] [SLC SENSORS] [*] [#4 TYPE ADDR ¦ SENSORS] 2251B (C), 2251-COPTIR (C), 2251-COPTIR w/B200S-WH (C), 2251TB (C), 2251TMB (C), 5251B (C), 5251B-WP (C), 5251H (C), 5251RB (C), 5251RB-WP (C), 7251 (C), 7251DH (C), DH200LP [Notifier, System Sensor] [AUX POWER] 2251-COPTIR w/B200S-WH (C), B200S, B200SR, B200S-WH, B210LP, FCO-851 w/B200S (C), FCO-951 w/B200S-WH (C), FCP-951 w/B200S-WH, FPC-951 w/B200S-IV (C), FPC-951 w/B200S-WH (C), FPTI-951 w/B200S-IV (C), FPTI-951 w/B200S- [Honeywell, Notifier, System Sensor] [SLC MODULES SENSORS] [*] [#2 SHARED ADDR ¦ SENSORS] 2251B (C), 2251-COPTIR (C), 2251-COPTIR w/B200S-WH (C), 2251TB (C), 2251TMB (C), 5251B (C), 5251B-WP (C), 5251H (C), 5251RB (C), 5251RB-WP (C), 7251 (C), 7251DH (C)
50ab19e2-f0a7-451d-9335-2687350a665e | NFPA 170 STROBE CEILING |  |  | North | Eaton Wheelock |  | Strobe |  |  |  | Module | TRUE | RSSWP-2475C-FW | ++ | NOTIFICATION, STROBE, WHITE, CEILING, WP | 1 | 0 | 0.138 |  |  |  |  | FALSE | TRUE |  |  |  |  | #FF0070C0 | FA-NFPA 170 STROBE CEILING | 1 | FALSE | FALSE | FALSE | 2022 | [13 empty] | FALSE |  |  | C¦WP |  |  |  |  | THOR\acont | 2024-09-08 17:27 |  | [Eaton Wheelock, Hochiki] [NAC] [UL1971] RSSWP-2475C-FR (C), RSSWP-2475C-FW (C) [Eaton Wheelock] [NAC] [UL 1638 @ 77°F] RSSWP-2475C-FR (C), RSSWP-2475C-FW (C)
9e42fa67-0bf7-415f-91a9-268818f6f48a |  |  |  | North | Edwards | [5 empty] | Assembly | TRUE | QS4-12-G-1 |  | FAP w/ 12 Option Card Space, Gray | 1 | [6 empty] | FALSE | [5 empty] | #FFFFFFFF |  |  | FALSE | FALSE | FALSE | [14 empty] | FALSE | [7 empty] | THOR\acont | 2024-10-09 10:48
a4403c18-5a5c-44a7-b510-268c1946f7d5 |  |  |  | North | Kidde |  | Cards & Components |  |  |  | Card | TRUE | CLA-PS10 |  | Class A Adapter, PS10 NACs. | 1 | 0.002 | 0.002 |  |  |  |  | TRUE | [5 empty] | #FFFFFFFF |  |  | FALSE | FALSE | FALSE | [14 empty] | FALSE | [7 empty] | THOR\acont | 2024-10-09 10:48
e9b09c3e-b570-4b80-b66e-268d4fad55a5 | NFPA 170 HORN STROBE |  |  | North | Autocall |  | Horn/Strobe |  |  |  | Module | TRUE | A4906-9129 | + | Horn with Multi-Candela Strobe; Wall Mount, White | 1 | 0 | 0 |  |  |  |  | TRUE | [5 empty] | #FF0070C0 | FA-NFPA 170 HORN STROBE | 1 | FALSE | FALSE | FALSE | 2012 | [19 empty] | DESKTOP-0D6CQVA\lousc | 2019-07-05 10:33 | THOR\acont | 2024-09-08 17:27 | Cloned from AutoCall A4906-9127 | [Autocall, Simplex] [NAC] [24VDC STEADY] 4906-9127, 4906-9129, 4906-9139, 4906-9141, A4906-9127, A4906-9129, A4906-9139, A4906-9141
f5844341-2aeb-4aa0-8f9e-268eba1ad7be |  |  |  | North | MIRCOM | [5 empty] | Module | TRUE | DSPL-420-16TZDS | new | 4 x 20 Main LCD Display for FX-4000MNS w/ Additional 16 LED Zones | 1 | [12 empty] | #FFFFFFFF |  |  | FALSE | FALSE | FALSE | [22 empty] | THOR\acont | 2024-10-09 10:48
865176f9-7526-40fc-b642-26915c210850 | NFPA 170 VALVE SUPERVISORY SWITCH |  |  | East | Generic |  | Valve Supervisory Switch |  |  |  | Module | TRUE | VALVE TAMPER SUPERVISORY SWITCH |  |  | 1 | [6 empty] | FALSE | FALSE | PROVIDED BY SPRINKLER CONTRACTOR |  | PROVIDED BY OTHERS |  | #FFFF0000 | FA-NFPA 170 VALVE SUPERVISORY SWITCH | 1 | FALSE | FALSE | FALSE | 916 | [13 empty] | FALSE | [7 empty] | THOR\acont | 2024-09-08 17:27 |  | [Det-Tronics, Generic, Macurco, N/A, STI] [IDC] 01 30-3013, AIR PRESSURE SWITCH, AIR PRESSURE SWITCH HIGH/LOW, BACKFLOW VALVE, CM-12, CONTACT DEVICE, DUCT DETECTOR (C), Fire Suppression Control Unit (FSCU), FURNISHED BY OTHERS, FURNISHED BY OTHERS, FURNI
2ad94933-f120-45ac-897c-2693eb5fd124 | NFPA 170 DUCT SMOKE DETECTOR |  |  | North | Hochiki |  | Duct Smoke Detector |  |  |  | Module | TRUE | DH-99-AR ANALOG DUCT DETECTOR w/ALK-D ANALOG SENSOR | DH-99 ANALOG DUCT DETECTOR | DH-99 ANALOG DUCT DETECTOR | 1 | 0.00039 | 0.00054 |  |  |  |  | TRUE | TRUE |  | *Refer to Install Sheet |  |  | #FFFF0000 | FA-NFPA 170 DUCT SMOKE DETECTOR | 1 | FALSE | FALSE | FALSE | 1400 | [16 empty] | R |  |  |  |  | THOR\acont | 2024-09-08 17:27 | from Hochiki DH-99-A ANALOG DUCT DETECTOR | [Hochiki] [SLC HOCHIKI] 02 [*] [SLC] ACC-V w/ASBL SOUNDER BASE (C), ACC-V w/HSB-NSA-6 STANDARD BASE (C), ACC-V w/SCI-B4 SHORT CIRCUIT ISOLATOR BASE (C), ACC-V w/SCI-B6 SHORT CIRCUIT ISOLATOR BASE (C), ACC-V w/YBN-NSA-4 STANDARD BASE (C), DH-98-A ANALOG D | [Hochiki] DH-98-AR ANALOG DUCT DETECTOR w/ALK-D ANALOG SENSOR, DH-99-AR ANALOG DUCT DETECTOR w/ALK-D ANALOG SENSOR
0290fd92-02ab-4f4f-bd61-2694e7000007 |  |  |  | North | Honeywell |  | Cards & Components |  |  |  | Card | TRUE | HWF2V-COM Main Board | + | Main Board | 1 | 0.21 | 0.29 |  |  |  |  | TRUE | [5 empty] | #FFFFFFFF |  |  | FALSE | FALSE | FALSE | [20 empty] | ALIENWIN10\AugWin7 | 2019-07-01 12:52 | THOR\acont | 2024-10-09 10:48 | Cloned from New Part CLONED CLONED CLONED CLONED CLONED CLONED CLONED CLONED CLONED CLONED CLONED CLONED CLONED CLONED CLONED CLONED | [DMP, DSC, Honeywell, NAPCO] [IDC] 01 [TROUBLE] 263LTE, 263LTE-A, 263LTE-V, 263LTE-V5 (12V), 3G3070-CF HSPA, CDMA-FIRE, CellComSLC, CellComSLCF, CellComSLCZ, DUALCOMNF-LV (12V), DUALCOMNF-LV (24V), HWF2A-COM Main Board, HWF2V-COM Main Board, IPGSM-4G, TL [Firelite, Gamewell FCI, Honeywell, Notifier] [DACT] 01 [DACT] CELL-CAB-FL, CELL-CAB-N, CELL-MOD, HWF2A-COM Main Board, HWF2V-COM Main Board
4b2b0b8d-4895-4bba-87eb-269b71cb6cac | NFPA 170 FIRE ALARM CONTROL UNIT | RISER FACP |  | North | Silent Knight |  | Fire Alarm Control Unit |  |  |  | Assembly | TRUE | 5208 | ++ | Fire Alarm Control Panel with Digital Communicator | 1 | [6 empty] | FALSE |  | Height: 24.75” (62.9 cm) Width: 14.5” (36.8 cm) Depth: 3-7/16” (8.73 cm) |  |  |  | #FFFF0000 | FA-NFPA 170 FIRE ALARM CONTROL UNIT | 1 | FALSE | FALSE | FALSE | 202 | [8 empty] | 7,12,18,35 |  | 18 |  |  | TRUE | [7 empty] | THOR\acont | 2024-09-08 17:27
9b30a2ab-5e50-432d-a617-269b761ca17e | NFPA 170 EM SPEAKER STROBE CEILING |  |  | North | Block Definition Only |  | Speaker/Strobe |  |  |  | Module | TRUE | NFPA 170 EM SPEAKER STROBE CEILING |  | NFPA 170 EM SPEAKER STROBE CEILING | 1 | [12 empty] | #FF0070C0 | FA-NFPA 170 EM SPEAKER STROBE CEILING | 1 | FALSE | FALSE | FALSE | 2005 | [19 empty] | AULAPTOP-PC\Aulaptop | 2020-03-26 07:41 | THOR\acont | 2024-09-08 17:27
e665817c-54e9-491f-81a6-26aa91c426db | NFPA 170 ADDRESSABLE OUTPUT MODULE |  |  | North | Ademco |  | Addressable Control/Relay |  |  |  | Module | TRUE | 4204 | + | Relay Module | 1 | 0.015 | 0.04 |  |  |  |  | FALSE | [5 empty] | #FFFF0000 | FA-NFPA 170 ADDRESSABLE OUTPUT MODULE | 1 | FALSE | FALSE | FALSE | 1100 | [13 empty] | FALSE | [5 empty] | THOR\acont | 2024-02-12 18:06 | THOR\acont | 2024-09-08 17:27 | Cloned from Honeywell 4204 | [Ademco, Honeywell] [VPLEX] [*] 4101SN, 4190SN, 4193SN, 4204, 4204CF, 4208SN, 4208SNF, 4208U, 4209U, 4297, 5193SD (C), 5193SDT (C)
c8707de4-f4e8-4c2d-9153-26adc670c144 |  |  |  | North | Edwards |  | Cards & Components |  |  |  | Card | TRUE | ANS100AMD2 |  | 100 Watt audio notification module with DMR and microphone | 1 | 0.18 | 1.2 |  |  |  |  | TRUE | [5 empty] | #FFFFFFFF |  |  | FALSE | FALSE | FALSE | [14 empty] | FALSE | [7 empty] | THOR\acont | 2024-10-09 10:48 |  | [Edwards, Kidde] [NAC Trigger] ANS100AMD, ANS100AMD2 | [Edwards, Kidde] ANS100A, ANS100AM, ANS100AMD, ANS100AMD2
6b160f89-9bd0-4af0-bc03-26ae2ab30bb2 | NFPA 170 HEAT DETECTOR |  |  | North | Notifier |  | Heat Detector |  |  |  | Module | TRUE | FST-851R w/B210LP | ++ | Intelligent Addressable Rate Of Rise Heat Detector w/ Flashscan, Low Frequency | 1 | 0.0003 | 0.0065 |  |  |  |  | FALSE | TRUE | FLUSH |  | 4" SQ. DEEP | 3 "O" PLASTER RING | #FFFF0000 | FA-NFPA 170 HEAT DETECTOR | 1 | FALSE | FALSE | FALSE | 1403 |  |  | 7270-0028:0196 | [10 empty] | FALSE |  |  | LF |  |  |  |  | THOR\acont | 2024-09-08 17:27 | 20191121 AC Detector with base | [Honeywell, Notifier, System Sensor] [SLC SENSORS] [*] [#4 TYPE ADDR ¦ SENSORS] 2251B (C), 2251-COPTIR (C), 2251-COPTIR w/B200S-WH (C), 2251TB (C), 2251TMB (C), 5251B (C), 5251B-WP (C), 5251H (C), 5251RB (C), 5251RB-WP (C), 7251 (C), 7251DH (C), DH200LP [Honeywell, Notifier, System Sensor] [SLC MODULES SENSORS] [*] [#2 SHARED ADDR ¦ SENSORS] 2251B (C), 2251-COPTIR (C), 2251-COPTIR w/B200S-WH (C), 2251TB (C), 2251TMB (C), 5251B (C), 5251B-WP (C), 5251H (C), 5251RB (C), 5251RB-WP (C), 7251 (C), 7251DH (C)
aa9604db-4c03-48dd-9062-26aff13ead9d |  |  |  | North | Bosch | [5 empty] | Module | TRUE | D9131A | * | PRINTER INTERFACE MODULE | 1 | [12 empty] | #FFFFFFFF |  |  | FALSE | FALSE | FALSE | [20 empty] | DESKTOP-7EIEB7A\acont | 2021-08-13 06:25 | THOR\acont | 2024-10-09 10:48
74edbe0b-9487-4477-907b-26bc97b6024d | NFPA 170 HORN STROBE CEILING |  |  | North | Kidde |  | Horn/Strobe |  |  |  | Module | TRUE | WG4WN-HVMHC (C) |  | Outdoor horn-strobe, white w/o marking, high candela, clear lens | 1 | 0 | 0.24 |  |  |  |  | FALSE | TRUE |  |  |  |  | #FF0070C0 | FA-NFPA 170 HORN STROBE CEILING | 1 | FALSE | FALSE | FALSE | 2013 | [13 empty] | FALSE |  |  | C, WP |  |  | DESKTOP-7EIEB7A\acont | 2022-01-05 12:33 | THOR\acont | 2024-09-08 17:27 | Cloned from Edwards WG4WN-HVMHC (C) | [Edwards, Kidde] [NAC] [UL1971, 24 VDC, CONTINUOUS] WG4RF-HVMHC, WG4RF-HVMHC (C) (C), WG4RN-HVMHC, WG4RN-HVMHC (C) (C), WG4WF-HVMHC, WG4WF-HVMHC (C) (C), WG4WN-HVMHC, WG4WN-HVMHC (C) (C) [Edwards, Kidde] [NAC] [UL1971, 16 VDC, CONTINUOUS] WG4RF-HVMHC, WG4RF-HVMHC (C) (C), WG4RN-HVMHC, WG4RN-HVMHC (C) (C), WG4WF-HVMHC, WG4WF-HVMHC (C) (C), WG4WN-HVMHC, WG4WN-HVMHC (C) (C) [Edwards, Kidde] [NAC] [UL1638, 16 VFWR, CONTINUOUS] WG4RF-HVMHC, WG4RF-HVMHC (C) (C), WG4RN-HVMHC, WG4RN-HVMHC (C) (C), WG4WF-HVMHC, WG4WF-HVMHC (C) (C), WG4WN-HVMHC, WG4WN-HVMHC (C) (C) [Edwards, Kidde] [NAC] [UL1638, 16 VDC, CONTINUOUS] WG4RF-HVMHC, WG4RF-HVMHC (C) (C), WG4RN-HVMHC, WG4RN-HVMHC (C) (C), WG4WF-HVMHC, WG4WF-HVMHC (C) (C), WG4WN-HVMHC, WG4WN-HVMHC (C) (C) [Edwards, Kidde] [NAC] [UL1971, 16 VFWR, CONTINUOUS] WG4RF-HVMHC, WG4RF-HVMHC (C) (C), WG4RN-HVMHC, WG4RN-HVMHC (C) (C), WG4WF-HVMHC, WG4WF-HVMHC (C) (C), WG4WN-HVMHC, WG4WN-HVMHC (C) (C) [Edwards, Kidde] [NAC] [UL1638, 24 VDC, CONTINUOUS] WG4RF-HVMHC, WG4RF-HVMHC (C) (C), WG4RN-HVMHC, WG4RN-HVMHC (C) (C), WG4WF-HVMHC, WG4WF-HVMHC (C) (C), WG4WN-HVMHC, WG4WN-HVMHC (C) (C)
bfda14c1-7b3f-4cbf-b082-26bdf751ed43 | NFPA 170 ADDRESSABLE OUTPUT MODULE |  |  | North | Farenhyt |  | Addressable Control/Relay |  |  |  | Module | TRUE | IDP-CONTROL | ++ | Notification Module | 1 | 0.000375 | 0.000375 |  |  |  |  | FALSE |  |  |  | 4.5” H x 4” W x 1.3” D (11.4 cm x 10.2 cm x 3.2 cm) |  | #FFFF0000 | FA-NFPA 170 ADDRESSABLE OUTPUT MODULE | 1 | FALSE | FALSE | FALSE | 1100 | [13 empty] | FALSE | [5 empty] | DESKTOP-7EIEB7A\acont | 2023-02-27 07:10 | THOR\acont | 2024-09-08 17:27 | Cloned from Silent Knight SK-CONTROL | [Farenhyt] [SLC IDP MODULES] [*] [#3 TYPE ADDR ¦ MODULES] CO1224TR w/ IDP-MINIMON, CO1224TR w/ IDP-MONITOR, Hood System/IDP-MINIMON, IDP-CONTROL, IDP-CONTROL-6, IDP-MINIMON, IDP-MON-10, IDP-MONITOR, IDP-MONITOR-2, IDP-PULL-DA, IDP-PULL-SA, IDP-RELAY, IDP [Farenhyt, Silent Knight] [SLC MODULES SENSORS] [*] [#1 SHARED ADDR ¦ MODULES] HFS-MM, Hood System/IDP-MINIMON, IDP-CONTROL, IDP-CONTROL-6, IDP-MINIMON, IDP-MON-10, IDP-MONITOR, IDP-MONITOR-2, IDP-PULL-DA, IDP-PULL-SA, IDP-RELAY, IDP-RELAY-6, IDP-RELAYMO [Farenhyt, Silent Knight] [AUX POWER, NAC] [RISER INPUT ++] IDP-CONTROL, SK-CONTROL | [Farenhyt, Silent Knight] IDP-CONTROL, SK-CONTROL
cfd7817c-c07b-4989-a56f-26beaba4765e | NFPA 170 FIRE ALARM CONTROL UNIT | RISER FACP |  | North | Notifier |  | Fire Alarm Control Unit |  |  |  | Assembly | TRUE | NFW-100X | + | FireWarden-100X (NFW-100X) Intelligent Addressable FACP with Communicator | 1 | [6 empty] | FALSE | [5 empty] | #FFFF0000 | FA-NFPA 170 FIRE ALARM CONTROL UNIT | 1 | FALSE | FALSE | FALSE | 202 | [8 empty] | 7,12,18 |  |  |  |  | TRUE | [7 empty] | THOR\acont | 2024-09-08 17:27 | 20180513 Added By AUC
f655101b-1eb1-43fc-b4b1-26c4915a9b38 | NFPA 170 HEAT DETECTOR |  |  | North | Thermotech |  | Heat Detector |  |  |  | Module | TRUE | 302-194 | ++ | Heat Detector, 194°F (90°C) | 1 | [6 empty] | FALSE | TRUE |  |  |  |  | #FFFF0000 | FA-NFPA 170 HEAT DETECTOR | 1 | FALSE | FALSE | FALSE | 1403 |  |  | 7270-0021:0001 | [10 empty] | FALSE | [5 empty] | ALIENWIN10\AugWin7 | 2018-12-19 16:08 | THOR\acont | 2024-09-08 17:27 | 20191121 AC Detector without base | [Edwards, Potter, Thermotech] [IDC] 01 284B-PL (C), 302-135 (C), 302-194 (C), 302-AW-194, 302-EPM-135 (C), 302-EPM-194 (C), 302-ET-135 (C), 302-ET-194 (C)
23334362-45d0-46d1-803f-26c6eeb15fcf | NFPA 170 SMOKE DETECTOR |  |  | North | Silent Knight |  | Smoke Detector |  |  |  | Module | TRUE | HFS-PT | ++ | DETECTOR, SMOKE, ADDRESSABLE PHOTOELECTRIC/THERMAL SMOKE SENSOR | 1 | 0.0003 | 0.0065 |  |  |  |  | FALSE | TRUE |  |  |  |  | #FFFF0000 | FA-NFPA 170 SMOKE DETECTOR | 1 | FALSE | FALSE | FALSE | 1408 | [13 empty] | FALSE | [7 empty] | THOR\acont | 2024-09-08 17:27 | 20191121 AC Detector without base | [Farenhyt, Silent Knight] [SLC MODULES SENSORS] [*] [#2 SHARED ADDR ¦ SENSORS] CO1224TR w/ IDP-MINIMON, CO1224TR w/ IDP-MONITOR, DNR w/IDP-PHOTO-R-W (C), DNR w/SK-PHOTO-R-W (C), DNRW w/IDP-PHOTO-R-W (C), DNRW w/SK-PHOTO-R-W (C), HFS-D (C), HFS-P (C), HFS [Silent Knight, System Sensor] [SLC SK SENSORS] [*] [#4 TYPE ADDR ¦ SENSORS] DNR w/SK-PHOTO-R-W (C), DNRW w/SK-PHOTO-R-W (C), HFS-D (C), HFS-P (C), HFS-PT (C), HFS-T (C), OSI-RI-SK (C), SK-ACCLIMATE (C), SK-BEAM (C), SK-DUCT-W w/SK-PHOTO-R-W (C), SK-FIRE
6c895a03-cb12-4753-811c-26cbc387f958 | NFPA 170 HORN STROBE |  |  | North | Edwards |  | Horn/Strobe |  |  |  | Module | TRUE | GL1RF-HDVMC |  | Temporal Horn-Strobe, FIRE, red, 15, 30, 75, 110 cd | 1 | 0 | 0.219 |  |  |  |  | FALSE | [5 empty] | #FF0070C0 | FA-NFPA 170 HORN STROBE | 1 | FALSE | FALSE | FALSE | 2012 | [13 empty] | FALSE | [7 empty] | THOR\acont | 2024-09-08 17:27 |  | [Edwards, Kidde] [NAC] [16 VDC] GL1RF-HDVMC, GL1WF-HDVMC, GL1WN-HDVMC [Edwards, Kidde] [NAC] [24 VDC] GL1RF-HDVMC, GL1WF-HDVMC, GL1WN-HDVMC [Edwards, Kidde] [NAC] [16 VFWR] GL1RF-HDVMC, GL1WF-HDVMC, GL1WN-HDVMC
561c0fd9-287d-4e56-af3b-26cf1f33bf09 | NFPA 170 SMOKE DETECTOR |  |  | North | Kidde |  | Smoke Detector |  |  |  | Module | TRUE | KI-OSCD w/KI-ABLT BASE | + | Multisensor Smoke and CO Detector | 1 | 3.2e-05 | 4.5e-05 |  |  |  |  | FALSE | [5 empty] | #FFFF0000 | FA-NFPA 170 SMOKE DETECTOR | 1 | FALSE | FALSE | FALSE | 1403 | [13 empty] | FALSE | [5 empty] | DESKTOP-EUPOT3B\aucon | 2022-01-17 14:28 | THOR\acont | 2024-09-08 17:27 | Cloned from Kidde KI-OSD w/KI-ABLT BASE | [Kidde] [AUX POWER] [24VDC STEADY LOW] KI-COD w/KI-ABLT BASE (C), KI-HCD w/KI-ABLT BASE, KI-HRD w/KI-ABLT BASE, KI-OSCD w/KI-ABLT BASE, KI-OSD w/KI-ABLT BASE, KI-PCD w/KI-ABLT BASE (C), KI-PD w/KI-ABLT BASE (C), KI-PHCD w/KI-ABLT BASE (C), KI-PHD w/KI-AB [Kidde] [AUX POWER] [24VDC TC3/TC4 HIGH] KI-COD w/KI-ABLT BASE (C), KI-HCD w/KI-ABLT BASE, KI-HRD w/KI-ABLT BASE, KI-OSCD w/KI-ABLT BASE, KI-OSD w/KI-ABLT BASE, KI-PCD w/KI-ABLT BASE (C), KI-PD w/KI-ABLT BASE (C), KI-PHCD w/KI-ABLT BASE (C), KI-PHD w/KI- [Kidde] [SLC EST MODULES SENSORS] [*] [#2 SHARED ADDR ¦ SENSORS] DS-HFS (C), DS-PS (C), FX-HD w/IB4U BASE, FX-HD w/RB4U BASE, FX-HD w/SB4U BASE, FX-HD w/SB4U-LF BASE, FX-HD wB4U BASE, FX-PD w/B4U BASE (C), FX-PD w/IB4U BASE (C), FX-PD w/SB4U BASE (C), FX [Kidde] [AUX POWER] [24VDC STEADY HIGH] KI-COD w/KI-ABLT BASE (C), KI-HCD w/KI-ABLT BASE, KI-HRD w/KI-ABLT BASE, KI-OSCD w/KI-ABLT BASE, KI-OSD w/KI-ABLT BASE, KI-PCD w/KI-ABLT BASE (C), KI-PD w/KI-ABLT BASE (C), KI-PHCD w/KI-ABLT BASE (C), KI-PHD w/KI-A [Kidde] [AUX POWER] [24VDC TC3/TC4 LOW] KI-COD w/KI-ABLT BASE (C), KI-HCD w/KI-ABLT BASE, KI-HRD w/KI-ABLT BASE, KI-OSCD w/KI-ABLT BASE, KI-OSD w/KI-ABLT BASE, KI-PCD w/KI-ABLT BASE (C), KI-PD w/KI-ABLT BASE (C), KI-PHCD w/KI-ABLT BASE (C), KI-PHD w/KI-A [Kidde] [SLC EST SENSORS] [*] [#4 TYPE ADDR ¦ SENSORS] DS-HFS (C), DS-PS (C), FX-HD w/IB4U BASE, FX-HD w/RB4U BASE, FX-HD w/SB4U BASE, FX-HD w/SB4U-LF BASE, FX-HD wB4U BASE, FX-PD w/B4U BASE (C), FX-PD w/IB4U BASE (C), FX-PD w/SB4U BASE (C), FX-PD w/SB4U [Kidde] [AUX POWER] [24VDC TC4 HIGH] KI-COD w/KI-ABLT BASE (C), KI-HCD w/KI-ABLT BASE, KI-HRD w/KI-ABLT BASE, KI-OSCD w/KI-ABLT BASE, KI-OSD w/KI-ABLT BASE, KI-PCD w/KI-ABLT BASE (C), KI-PD w/KI-ABLT BASE (C), KI-PHCD w/KI-ABLT BASE (C), KI-PHD w/KI-ABLT [Kidde] [AUX POWER] [24VDC TC4 LOW] KI-COD w/KI-ABLT BASE (C), KI-HCD w/KI-ABLT BASE, KI-HRD w/KI-ABLT BASE, KI-OSCD w/KI-ABLT BASE, KI-OSD w/KI-ABLT BASE, KI-PCD w/KI-ABLT BASE (C), KI-PD w/KI-ABLT BASE (C), KI-PHCD w/KI-ABLT BASE (C), KI-PHD w/KI-ABLT [Edwards, Kidde] [SLC EST SENSORS] 01 [*] [EST3, iO1000] DS-HFS (C), DS-PS (C), FX-HD w/IB4U BASE, FX-HD w/RB4U BASE, FX-HD w/SB4U BASE, FX-HD w/SB4U-LF BASE, FX-HD wB4U BASE, FX-PD w/B4U BASE (C), FX-PD w/IB4U BASE (C), FX-PD w/SB4U BASE (C), FX-PD w/SB [Edwards, Kidde] [SLC EST MODULES/SENSORS] 01 [*] [iO64] DS-HFS (C), DS-PS (C), FX-HD w/IB4U BASE, FX-HD w/RB4U BASE, FX-HD w/SB4U BASE, FX-HD w/SB4U-LF BASE, FX-HD wB4U BASE, FX-PD w/B4U BASE (C), FX-PD w/IB4U BASE (C), FX-PD w/SB4U BASE (C), FX-PD w/SB
8d510fd1-b3e6-4720-b11c-26d51cc15af5 | NC_DIVIDER |  |  | North | Rauland Nurse Call |  | Nurse Call Component |  |  |  | Module | TRUE | 350005 |  | DIVIDER | 1 | [6 empty] | TRUE | [5 empty] | #FFFF0000 | FA-NC_DIVIDER | 1 | FALSE | FALSE | FALSE | [20 empty] | AUGUSTXPS17-EUP\aucon | 2022-07-26 17:18 | THOR\acont | 2024-09-08 17:27 | Cloned from Rauland Nurse Call New Part CLONED CLONED CLONED | [Rauland Nurse Call] [RAULAND LNET] 350005
760f3bd5-83ec-450e-9610-26d5c82c3eb2 |  |  |  | North | Siemens |  | Hardware |  |  |  | Hardware | TRUE | CAB-BATT-R | 500-634925 | ENCLOSURE FOR 100AH BATTERIES - RED FIELD MOUNTED | 1 | [12 empty] | #FFFFFFFF |  |  | FALSE | FALSE | FALSE | [20 empty] | DESKTOP-7SAL8M7\acont | 2019-08-13 09:04 | THOR\acont | 2024-10-09 10:48
1a041ed5-ab7b-4aeb-a07f-26e9440dbd36 |  |  |  | North | Autocall |  | Cards & Components |  |  |  | Card | TRUE | A100-6052 |  | DACT, Point or Event Reporting | 1 | 0.03 | 0.04 |  |  |  |  | TRUE | [5 empty] | #FFFFFFFF |  |  | FALSE | FALSE | FALSE | [20 empty] | DESKTOP-0D6CQVA\lousc | 2019-07-06 14:05 | THOR\acont | 2024-10-09 10:48 | Cloned from AutoCall A100-6048
e078036e-de8f-4fc4-a3cb-26f31994c044 | NFPA 170 HEAT DETECTOR |  |  | North | Edwards |  | Heat Detector |  |  |  | Module | TRUE | SIGA-HRS w/SIGA-AB4GT BASE | ++ | Heat Detector, 15F ROR, 135F Fixed Temperature | 1 | 4.5e-05 | 4.5e-05 |  |  |  |  | FALSE | [5 empty] | #FFFF0000 | FA-NFPA 170 HEAT DETECTOR | 1 | FALSE | FALSE | FALSE | 1403 | [13 empty] | FALSE | [7 empty] | THOR\acont | 2024-10-08 16:33 | 20191121 AC Detector with base | [Edwards, Kidde] [SLC EST MODULES/SENSORS] 01 [*] [iO64] DS-HFS (C), DS-PS (C), FX-HD w/IB4U BASE, FX-HD w/RB4U BASE, FX-HD w/SB4U BASE, FX-HD w/SB4U-LF BASE, FX-HD wB4U BASE, FX-PD w/B4U BASE (C), FX-PD w/IB4U BASE (C), FX-PD w/SB4U BASE (C), FX-PD w/SB [Edwards, Kidde] [SLC EST SENSORS] 01 [*] [EST3, iO1000] DS-HFS (C), DS-PS (C), FX-HD w/IB4U BASE, FX-HD w/RB4U BASE, FX-HD w/SB4U BASE, FX-HD w/SB4U-LF BASE, FX-HD wB4U BASE, FX-PD w/B4U BASE (C), FX-PD w/IB4U BASE (C), FX-PD w/SB4U BASE (C), FX-PD w/SB [Edwards, Kidde] [AUX POWER] KI-COD w/KI-ABDT BASE (C), KI-HCD w/KI-ABDT BASE, KI-HRD w/KI-ABDT BASE, KI-PCD w/KI-ABDT BASE (C), KI-PD w/KI-ABDT BASE (C), KI-PHCD w/KI-ABDT BASE (C), KI-PHD w/KI-ABDT BASE (C), KIR-COD w/KI-ABDT BASE (C), KIR-HCD w/KI-ABD [Edwards, Kidde] [SLC EST MODULES SENSORS] [*] [#2 SHARED ADDR ¦ SENSORS] KI-DDOS (C), SIGA2-COS w/SIGA-AB4G BASE, SIGA2-COS w/SIGA-AB4G-LF BASE, SIGA2-COS w/SIGA-AB4GT BASE, SIGA2-COS w/SIGA-IB BASE, SIGA2-COS w/SIGA-RB BASE, SIGA2-COS w/SIGA-SB BASE, S [Edwards, Kidde] [SLC EST SENSORS] [*] [#4 TYPE ADDR ¦ SENSORS] KI-DDOS (C), SIGA2-COS w/SIGA-AB4G BASE, SIGA2-COS w/SIGA-AB4G-LF BASE, SIGA2-COS w/SIGA-AB4GT BASE, SIGA2-COS w/SIGA-IB BASE, SIGA2-COS w/SIGA-RB BASE, SIGA2-COS w/SIGA-SB BASE, SIGA2-HCOS
6e100ec7-e7d1-450a-860f-26f7592341eb |  |  |  | North | Potter |  | Cards & Components |  |  |  | Card | TRUE | PSN-106 MAIN BOARD | + | PSN-106 MAIN BOARD | 1 | 0.075 | 0.075 |  |  |  |  | TRUE | [5 empty] | #FFFFFFFF |  |  | FALSE | FALSE | FALSE | [14 empty] | FALSE | [7 empty] | THOR\acont | 2024-10-09 10:48 |  | [Potter] [IDC] [#1 ALARM] AFC-100 Main Board, AFC-1000 Main Board, AFC-50 Main Board, ARC-100 Main Board, IPA-100 MAIN BOARD, IPA-4000 MAIN BOARD, IPA-4000V MAIN BOARD, IPA-60 MAIN BOARD, P200 MAIN BOARD, PFC-4064 MAIN BOARD, PFC-4410G3 MAIN BOARD, PFC-4 [Potter] [IDC] [#2 TROUBLE] AFC-100 Main Board, AFC-1000 Main Board, AFC-50 Main Board, ARC-100 Main Board, IPA-100 MAIN BOARD, IPA-4000 MAIN BOARD, IPA-4000V MAIN BOARD, IPA-60 MAIN BOARD, P200 MAIN BOARD, PFC-4064 MAIN BOARD, PFC-4410G3 MAIN BOARD, PFC [Potter] [IDC] [#3 SUPERVISORY] AFC-100 Main Board, AFC-1000 Main Board, AFC-50 Main Board, ARC-100 Main Board, IPA-100 MAIN BOARD, IPA-4000 MAIN BOARD, IPA-4000V MAIN BOARD, IPA-60 MAIN BOARD, P200 MAIN BOARD, PFC-4064 MAIN BOARD, PFC-4410G3 MAIN BOARD, [Advanced, Potter] [VAC ] [120VAC] AFC-100 Main Board, AFC-1000 Main Board, AFC-50 Main Board, ARC-100 Main Board, AX-PSN104 Main Board, AX-PSN106 Main Board, AX-PSN108 Main Board, AX-PSN-64 Main Board, DCA-10025 (25V) Main Board, DCA-10025 (70V) Main Bo [Advanced, Potter] [NAC Trigger] [#2 NAC Trigger] AX-PSN104 Main Board, AX-PSN106 Main Board, AX-PSN108 Main Board, AX-PSN-64 Main Board, PSN-106 MAIN BOARD, PSN-106B MAIN BOARD, PSN-64 MAIN BOARD [Advanced, Potter] [NAC Trigger] [#1 NAC Trigger] AX-PSN104 Main Board, AX-PSN106 Main Board, AX-PSN108 Main Board, AX-PSN-64 Main Board, PSN-106 MAIN BOARD, PSN-106B MAIN BOARD, PSN-64 MAIN BOARD | [Potter] PSN-106 MAIN BOARD, PSN-106B MAIN BOARD
b8c12399-c1c6-4a14-877f-26fbacd00703 | NFPA 170 REMOTE TEST SWITCH |  |  | North | MIRCOM |  | REMOTE TEST SWITCH |  |  |  | Module | TRUE | MRTS-KAPR |  | REMOTE TEST/RESET STATION, FOR DUCT DETECTOR | 1 | [6 empty] | FALSE | [5 empty] | #FFFF0000 | FA-NFPA 170 REMOTE TEST SWITCH | 1 | FALSE | FALSE | FALSE | 914 | [13 empty] | FALSE | [7 empty] | THOR\acont | 2024-09-08 17:27
0b5c537c-cf1e-45ee-ad3a-26fca2cf4ce3 | NFPA 170 HEAT DETECTOR |  |  | North | Gamewell FCI |  | Heat Detector |  |  |  | Module | TRUE | ATD-L3H w/B300-6 | + | Thermal heat detector, 190°F high temp, bright white, Velociti w/ 6” Flanged mounting base, bright white | 1 | 0.0002 | 0.0045 |  |  |  |  | FALSE | TRUE | FLUSH |  | 4" SQ. DEEP | 3 "O" PLASTER RING | #FFFF0000 | FA-NFPA 170 HEAT DETECTOR | 1 | FALSE | FALSE | FALSE | 1403 | [13 empty] | FALSE |  |  | 190° |  |  | DESKTOP-7SAL8M7\acont | 2019-05-06 10:45 | THOR\acont | 2024-09-08 17:27 | 20191121 AC Detector with base | [Gamewell FCI] [SLC SENSORS] [*] [#4 TYPE ADDR ¦ SENSORS] ADPF (C), ASD-PL2F w/B200S-LF-WH (C), ASD-PL2F w/B210LP (C), ASD-PL2FR (C), ASD-PL3 w/B200S-LF-WH (C), ASD-PL3 w/B200SR-LF-WH (C), ASD-PL3 w/B200SR-WH (C), ASD-PL3 w/B224BI-WH (C), ASD-PL3 w/B224R [Gamewell FCI] [SLC MODULES SENSORS] [*] [#2 SHARED ADDR ¦ SENSORS] ADPF (C), ASD-PL2F w/B200S-LF-WH (C), ASD-PL2F w/B210LP (C), ASD-PL2FR (C), ASD-PL3 w/B200S-LF-WH (C), ASD-PL3 w/B200SR-LF-WH (C), ASD-PL3 w/B200SR-WH (C), ASD-PL3 w/B224BI-WH (C), ASD-P
b78fff67-3775-4dda-9113-26fcdc4ee6f3 | NFPA 170 SMOKE DETECTOR |  |  | North | Notifier |  | Smoke Detector |  |  |  | Module | TRUE | FSD-751PL w/B210LP | ++ | DETECTOR, SMOKE, ADDRESSABLE PHOTO w/STANDARD BASE | 1 | 0.0003 | 0.0003 |  |  |  |  | FALSE | TRUE |  |  |  |  | #FFFF0000 | FA-NFPA 170 SMOKE DETECTOR | 1 | FALSE | FALSE | FALSE | 1408 | [13 empty] | FALSE | [7 empty] | THOR\acont | 2024-09-08 17:27 | 20191121 AC Detector with base | [Honeywell, Notifier, System Sensor] [SLC SENSORS] [*] [#4 TYPE ADDR ¦ SENSORS] 2251B (C), 2251-COPTIR (C), 2251-COPTIR w/B200S-WH (C), 2251TB (C), 2251TMB (C), 5251B (C), 5251B-WP (C), 5251H (C), 5251RB (C), 5251RB-WP (C), 7251 (C), 7251DH (C), DH200LP [Honeywell, Notifier, System Sensor] [SLC MODULES SENSORS] [*] [#2 SHARED ADDR ¦ SENSORS] 2251B (C), 2251-COPTIR (C), 2251-COPTIR w/B200S-WH (C), 2251TB (C), 2251TMB (C), 5251B (C), 5251B-WP (C), 5251H (C), 5251RB (C), 5251RB-WP (C), 7251 (C), 7251DH (C)
db697e41-5e72-43ff-8147-270c58dcb4a3 |  |  |  | North | Siemens |  | Hardware |  |  |  | Hardware | TRUE | FHD2005-U1 | S54400-B53-A1 | Inner door (solid, black) | 1 | [6 empty] | FALSE | [5 empty] | #FFFFFFFF |  |  | FALSE | FALSE | FALSE | [20 empty] | AULAPTOP-PC\Aulaptop | 2019-04-08 04:31 | THOR\acont | 2024-10-09 10:48 | Cloned from Siemens New Part CLONED
f550c23f-7f76-485f-89fc-270dcbbdc262 | NFPA 170 MANUAL PULL |  |  | North | Siemens |  | Manual Station |  |  |  | Module | TRUE | HMS-2S | 500-033460 | 2-STAGE MANUAL STATION | 1 | [12 empty] | #FFFF0000 | FA-NFPA 170 MANUAL PULL | 1 | FALSE | FALSE | FALSE | 957 | [19 empty] | DESKTOP-7SAL8M7\acont | 2019-08-13 09:04 | THOR\acont | 2024-09-08 17:27
eeb39a13-9aca-4453-b305-270f59604b9d | NFPA 170 HORN STROBE CEILING |  |  | North | Eaton Wheelock |  | Horn/Strobe |  |  |  | Module | TRUE | EL4XHS-FW | ++ | CEILING HORN STROBE, WHITE | 1 | [6 empty] | TRUE | TRUE |  |  |  |  | #FF0070C0 | FA-NFPA 170 HORN STROBE CEILING | 1 | FALSE | FALSE | FALSE | 2020 | [16 empty] | C |  |  | THOR\acont | 2024-08-15 09:26 | THOR\acont | 2024-09-11 19:28 | Cloned from Eaton Wheelock EL4XHS-FW | [Eaton Wheelock] [NAC] [24VDC, LOW CONT.] EL3RHS-FR (C), EL3RHS-FW (C), EL4XHS-FR (C), EL4XHS-FW (C) [Eaton Wheelock] [NAC] [24VDC, HIGH CONT.] EL3RHS-FR (C), EL3RHS-FW (C), EL4XHS-FR (C), EL4XHS-FW (C)
9eca3625-18ed-490d-84c6-27143ab22371 | NFPA 170 HEAT DETECTOR |  |  | North | Kidde |  | Heat Detector |  |  |  | Module | TRUE | V-HFD | + | Vigilant series fixed temperature heat detector | 1 | [6 empty] | FALSE | [5 empty] | #FFFF0000 | FA-NFPA 170 HEAT DETECTOR | 1 | FALSE | FALSE | FALSE | 1403 | [13 empty] | FALSE | [5 empty] | AULAPTOP-PC\Aulaptop | 2018-09-03 13:55 | THOR\acont | 2024-09-08 17:27 | 20191121 AC Detector without base | [Edwards, Kidde] [SLC EST SENSORS] 01 [*] [EST3, iO1000] DS-HFS (C), DS-PS (C), FX-HD w/IB4U BASE, FX-HD w/RB4U BASE, FX-HD w/SB4U BASE, FX-HD w/SB4U-LF BASE, FX-HD wB4U BASE, FX-PD w/B4U BASE (C), FX-PD w/IB4U BASE (C), FX-PD w/SB4U BASE (C), FX-PD w/SB [Kidde] [SLC EST SENSORS] [*] [#4 TYPE ADDR ¦ SENSORS] DS-HFS (C), DS-PS (C), FX-HD w/IB4U BASE, FX-HD w/RB4U BASE, FX-HD w/SB4U BASE, FX-HD w/SB4U-LF BASE, FX-HD wB4U BASE, FX-PD w/B4U BASE (C), FX-PD w/IB4U BASE (C), FX-PD w/SB4U BASE (C), FX-PD w/SB4U [Edwards, Kidde] [SLC EST MODULES/SENSORS] 01 [*] [iO64] DS-HFS (C), DS-PS (C), FX-HD w/IB4U BASE, FX-HD w/RB4U BASE, FX-HD w/SB4U BASE, FX-HD w/SB4U-LF BASE, FX-HD wB4U BASE, FX-PD w/B4U BASE (C), FX-PD w/IB4U BASE (C), FX-PD w/SB4U BASE (C), FX-PD w/SB [Kidde] [SLC EST MODULES SENSORS] [*] [#2 SHARED ADDR ¦ SENSORS] DS-HFS (C), DS-PS (C), FX-HD w/IB4U BASE, FX-HD w/RB4U BASE, FX-HD w/SB4U BASE, FX-HD w/SB4U-LF BASE, FX-HD wB4U BASE, FX-PD w/B4U BASE (C), FX-PD w/IB4U BASE (C), FX-PD w/SB4U BASE (C), FX
8693a809-4de6-4f45-acc5-27149c305eb6 |  |  |  | North | Edwards |  | Cards & Components |  |  |  | Card | TRUE | EST1-2Z Mainboard | ++ | Mainboard for FSP302R assembly | 1 | 0.055 | 0.1 |  |  |  |  | TRUE | [5 empty] | #FFFFFFFF |  |  | FALSE | FALSE | FALSE | [14 empty] | FALSE | [5 empty] | THOR\acont | 2024-05-14 09:51 | THOR\acont | 2024-10-09 10:48 | Cloned from Edwards FSP302R Mainboard | [Edwards, Kidde, Macurco] [IDC] [#2 TROUBLE] 2IDC, 76-600000-001 Main Board, 76-800xxx-xxx Main Board, 77-600000-901 Main Board, 84-732001-901 Main Board, DVP-120 Mainboard, EST1-2Z Mainboard, FSP1004G Mainboard, FSP1004G-2 Mainboard, FSP1004GD Mainboard [Edwards, Kidde] [VAC ] 2IDC, 76-600000-001 Main Board, 76-800xxx-xxx Main Board, 77-600000-901 Main Board, 84-732001-901 Main Board, APS10A Mainboard, APS6A Mainboard, BPS10A Mainboard, BPS10A/230 Mainboard, BPS6A Mainboard, BPS6A/230 Mainboard, EST1-2Z [Edwards, Kidde, Macurco] [IDC] [#1 ALARM] 2IDC, 76-600000-001 Main Board, 76-800xxx-xxx Main Board, 77-600000-901 Main Board, 84-732001-901 Main Board, DVP-120 Mainboard, EST1-2Z Mainboard, FSP1004G Mainboard, FSP1004G-2 Mainboard, FSP1004GD Mainboard, [Edwards, Kidde, Macurco] [IDC] [#3 SUPERVISORY] 2IDC, 76-600000-001 Main Board, 76-800xxx-xxx Main Board, 77-600000-901 Main Board, 84-732001-901 Main Board, DVP-120 Mainboard, EST1-2Z Mainboard, FSP1004G Mainboard, FSP1004G-2 Mainboard, FSP1004GD Mainb | [Edwards] EST1-2Z Mainboard
90fdf78b-0771-42a7-b607-271666a468c0 |  |  |  | North | Consilium |  | Cards & Components |  |  |  | Card | TRUE | 5100081-01A | ++ | Relay M 8 H | 1 | 0.011 | 0.086 |  |  | 24 |  | TRUE | [5 empty] | #FFFFFFFF |  |  | FALSE | FALSE | FALSE | [20 empty] | DESKTOP-7EIEB7A\acont | 2022-07-27 15:41 | THOR\acont | 2024-10-09 10:48 | Cloned from Consilium 5100062-01A | [Consilium] [AUX POWER] [OPTIONAL RELAY INPUT ++] 5100081-01A | [Consilium] 5100081-01A
a400fd01-9ea0-4f45-b852-27175c151c95 |  |  |  | North | Edwards |  | Cards & Components |  |  |  | Card | TRUE | SA-CLA |  | Class A adapter (for 64pt systems) | 1 | 0.003 | 0.06 |  |  |  |  | TRUE | [5 empty] | #FFFFFFFF |  |  | FALSE | FALSE | FALSE | [14 empty] | FALSE | [7 empty] | THOR\acont | 2024-10-09 10:48
7319a901-6c0b-4bf4-987d-271b00d6c111 |  |  |  | North | Edwards |  | Hardware |  |  |  | Hardware | TRUE | ACDB8+ |  | Access Control Database for over 8 Doors | 1 | [6 empty] | FALSE | [5 empty] | #FFFFFFFF |  |  | FALSE | FALSE | FALSE | [14 empty] | FALSE | [7 empty] | THOR\acont | 2024-10-09 10:48
2170d268-e62d-4938-8061-271cdbad4187 | NFPA 170 SPEAKER STROBE CEILING |  |  | North | Siemens |  | Speaker/Strobe |  |  |  | Module | TRUE | SEH-MC-CR-B | UDI:SEH-MC-CR-B | HIGH FIDELITY SPEAKER STROBE, ROUND, HIFI, CEILING, 15/30/75/110CD, RED | 1 | [6 empty] | FALSE | TRUE |  |  |  |  | #FF0070C0 | FA-NFPA 170 SPEAKER STROBE CEILING | 1 | FALSE | FALSE | FALSE | 2020 | [13 empty] | FALSE |  |  | C |  |  | DESKTOP-7EIEB7A\acont | 2022-05-13 11:47 | THOR\acont | 2024-09-08 17:27 | Cloned from Siemens SEH-MC-CR | [Siemens] [NAC] [VDC] SEFH-AMC-CW-ALERT (C), SEFH-MC-CR (C), SEFH-MC-CR-ALERT (C), SEFH-MC-CW (C), SEFH-MC-CW-ALERT (C), SEFH-MC-CW-BLANK (C), SEH-MC-CR (C), SEH-MC-CR-B (C), SEH-MC-CW (C), SEH-MC-CW-ALERT (C), SEH-MC-CW-B (C), SEH-MC-CW-BLANK (C) [Siemens] [AUDIO 70.7v] [70V AUDIO] SECH-R (C), SECH-W (C), SEH-AMC-CW-ALERT (C), SEH-CW-ALERT (C), SEH-HMC-CR (C), SEH-HMC-CR-B (C), SEH-HMC-CW (C), SEH-HMC-CW-B (C), SEH-MC-CR (C), SEH-MC-CR-B (C), SEH-MC-CW (C), SEH-MC-CW-ALERT (C), SEH-MC-CW-B (C), S [Siemens] [AUDIO 25v] [25V AUDIO] SECH-R (C), SECH-W (C), SEH-AMC-CW-ALERT (C), SEH-CW-ALERT (C), SEH-HMC-CR (C), SEH-HMC-CR-B (C), SEH-HMC-CW (C), SEH-HMC-CW-B (C), SEH-MC-CR (C), SEH-MC-CR-B (C), SEH-MC-CW (C), SEH-MC-CW-ALERT (C), SEH-MC-CW-B (C), SEH
1253195a-af95-421b-9632-271dd0803601 | NFPA 170 ISOLATION MODULE |  |  | North | MIRCOM |  | Isolator Module |  |  |  | Module | TRUE | MIX-M500X | + | Isolator Module | 1 | 0.00045 | 0.005 |  |  |  |  | FALSE | [5 empty] | #FFFF0000 | FA-NFPA 170 ISOLATION MODULE | 1 | FALSE | FALSE | FALSE | 1200 | [13 empty] | FALSE | [7 empty] | THOR\acont | 2024-09-08 17:27 |  | [MIRCOM] [SLC MODULES SENSORS] [*] [#1 SHARED ADDR ¦ MODULES] CR-6, CZ-6, IM-10, MIX-100P, MIX-100R, MIX-100S, MIX-100X, MIX-101P, MIX-4040, MIX-4040M, MIX-4041, MIX-4045, MIX-4045-M, MIX-4046, MIX-M500DM, MIX-M500DMAP, MIX-M500FP, MIX-M500M, MIX-M500MAP
8a09a080-b626-4917-858d-2723b93c8f21 | NFPA 170 SMOKE HEAT DETECTOR |  |  | North | Firelite |  | Smoke/Heat Detector |  |  |  | Module | TRUE | AD355 w/B224RB-WH | + | ADAPT Multi-Sensor Low Profile Intelligent Detector with B224RB Base | 1 | 0.0003 | 0.0065 |  |  |  |  | FALSE | TRUE |  |  |  |  | #FFFF0000 | FA-NFPA 170 SMOKE HEAT DETECTOR | 1 | FALSE | FALSE | FALSE | 1411 | [13 empty] | FALSE |  |  | R |  |  |  |  | THOR\acont | 2024-09-08 17:27 | 20191121 AC Detector with base | [Firelite, System Sensor] [SLC MODULES SENSORS] [*] [#2 SHARED ADDR ¦ SENSORS] AD355 w/B200SR-LF-WH (C), AD355 w/B200SR-WH (C), AD355 w/B210LP (C), AD355 w/B224BI-WH (C), AD355 w/B224RB-WH (C), AD355 w/B501 (C), BEAM355 (C), BEAM355S (C), CP355 w/B200SR- [Firelite, System Sensor] [SLC SENSORS] [*] [#4 TYPE ADDR ¦ SENSORS] AD355 w/B200SR-LF-WH (C), AD355 w/B200SR-WH (C), AD355 w/B210LP (C), AD355 w/B224BI-WH (C), AD355 w/B224RB-WH (C), AD355 w/B501 (C), BEAM355 (C), BEAM355S (C), CP355 w/B200SR-WH (C), CP
a5807ce7-fdc4-4d3f-bc2d-2724d572babf | NFPA 170 HORN |  |  | North | System Sensor |  | Horn |  |  |  | Module | TRUE | HGRL-LF | + | LF Sounder, Wall, Red, Compact | 1 | 0 | 0.047 |  |  |  |  | FALSE | [5 empty] | #FF0070C0 | FA-NFPA 170 HORN | 1 | FALSE | FALSE | FALSE | 2010 | [13 empty] | FALSE |  |  | LF |  |  | DESKTOP-7SAL8M7\acont | 2020-01-28 07:18 | THOR\acont | 2024-09-08 17:27 | Cloned from System Sensor HRL-LF | [Notifier, System Sensor] [NAC] [VFWR. TEMPORAL LOW] HCRL-LF (C), HCWL-LF (C), HGRL-LF, HGWL-LF, HRL-LF, HRL-LF w/ WAV-RL, HWL-LF, HWL-LF w/ WAV-WL [Notifier, System Sensor] [NAC] [VDC. TEMPORAL LOW] HCRL-LF (C), HCWL-LF (C), HGRL-LF, HGWL-LF, HRL-LF, HRL-LF w/ WAV-RL, HWL-LF, HWL-LF w/ WAV-WL [Notifier, System Sensor] [NAC] [VDC. TEMPORAL HIGH] HCRL-LF (C), HCWL-LF (C), HGRL-LF, HGWL-LF, HRL-LF, HRL-LF w/ WAV-RL, HWL-LF, HWL-LF w/ WAV-WL [Notifier, System Sensor] [NAC] [VFWR. TEMPORAL HIGH] HCRL-LF (C), HCWL-LF (C), HGRL-LF, HGWL-LF, HRL-LF, HRL-LF w/ WAV-RL, HWL-LF, HWL-LF w/ WAV-WL
4e8c9794-8d7d-43dc-8566-2732654920fe |  |  |  | North | Edwards |  | Hardware |  |  |  | Hardware | TRUE | 1000-018 |  | Wire Cage for C3000 | 1 | [6 empty] | FALSE | [5 empty] | #FFFFFFFF |  |  | FALSE | FALSE | FALSE | [14 empty] | FALSE | [7 empty] | THOR\acont | 2024-10-09 10:48
3e21d52d-2cdd-4b7b-9f2f-273706b69ea2 | NFPA 170 HORN STROBE |  |  | North | Generic |  | Horn/Strobe |  |  |  | Module | TRUE | Existing NAC Load (3A) |  |  | 1 |  | 3 |  |  |  |  | TRUE | [5 empty] | #FF0070C0 | FA-NFPA 170 HORN STROBE | 1 | FALSE | FALSE | FALSE | 2012 | [16 empty] | EXP |  |  | DESKTOP-7SAL8M7\acont | 2020-11-20 07:32 | THOR\acont | 2024-09-08 17:27 | Cloned from Generic Existing NAC Load (.3A) | [Generic] [NAC] [*] Existing NAC Load (.01A), Existing NAC Load (.02A), Existing NAC Load (.03A), Existing NAC Load (.04A), Existing NAC Load (.05A), Existing NAC Load (.06A), Existing NAC Load (.07A), Existing NAC Load (.08A), Existing NAC Load (.09A),
8fe6f74f-f538-402f-8ac0-2737b9c945ef |  |  |  | North | Federal Signal |  | Hardware |  |  |  | Hardware | TRUE | 155197A | + | 12V 50AH Battery | 1 | 0 | 0 |  |  |  |  | FALSE | [5 empty] | #FFFFFFFF |  |  | FALSE | FALSE | FALSE | [14 empty] | FALSE | [5 empty] | DESKTOP-7EIEB7A\acont | 2021-11-03 14:46 | THOR\acont | 2024-10-09 10:48 | Cloned from Federal Signal MNC-MC
846799dd-9c32-4e1a-b58d-273891087e85 |  |  |  | North | Edwards |  | Cards & Components |  |  |  | Card | TRUE | 4-NET-SMU | + | SFP network media interface, single mode fiber, paired with 4-NET-SMD | 1 | 0.035 | 0.035 |  |  |  |  | TRUE | [5 empty] | #FFFFFFFF |  |  | FALSE | FALSE | FALSE | [20 empty] | DESKTOP-7SAL8M7\acont | 2019-12-13 12:52 | THOR\acont | 2024-10-09 10:48 |  | [Edwards] [Fiber Optic] 4-NET-MM, 4-NET-SM, 4-NET-SMD, 4-NET-SMH, 4-NET-SMU | [Edwards] 4-NET-MM, 4-NET-SM, 4-NET-SMD, 4-NET-SMH, 4-NET-SMU
7b0988f4-fc24-44e3-a3df-2743311276ab | NFPA 170 HORN |  |  | North | Autocall |  | Horn |  |  |  | Module | TRUE | A4901-9859 | + | Mini-Horn, White | 1 | 0 | 0.019 |  |  |  |  | FALSE | FALSE |  |  |  |  | #FF0070C0 | FA-NFPA 170 HORN | 1 | FALSE | FALSE | FALSE | 2010 | [13 empty] | FALSE | [5 empty] | OFFICE-ALIENWIN\AugWin7 | 2021-10-13 15:37 | THOR\acont | 2024-09-08 17:27 | Cloned from System Sensor MHW | [Autocall] [NAC] [*] [VDC] A4901-9858, A4901-9859 [Autocall, System Sensor] [NAC] [VFWR, TEMPORAL HIGH] A4901-9858, A4901-9859, MHR, MHW
9701a10f-69e6-4a0e-9da4-2745c07790c7 | NFPA 170 SPEAKER STROBE CEILING |  |  | North | Autocall |  | Speaker/Strobe |  |  |  | Module | TRUE | A49HFVH-APPLC | + | Ceiling mount Addressable Clear lens high fidelity high candela S/V appliance only. | 1 | 0 | 0 |  |  |  |  | TRUE | TRUE |  |  |  |  | #FF0070C0 | FA-NFPA 170 SPEAKER STROBE CEILING | 1 | FALSE | FALSE | FALSE | 2019 | [16 empty] | C |  |  | DESKTOP-7EIEB7A\acont | 2021-04-29 14:40 | THOR\acont | 2024-09-08 17:27 | Cloned from AutoCall A49HFVH-APPLC w/A49SVC-CWFIRE | [Autocall, Simplex] [AUDIO 25v] [25V AUDIO] 49HF-APPLC (C), 49HF-APPLC-BA (C), 49HFV-APPLC (C), 49HFV-APPLC-BA (C), 49HFVH-APPLC (C), 49HFVH-APPLC-BA (C), 49SO-APPLC (C), 49SO-APPLC-BA (C), 49SO-APPLC-O (C), 49SO-APPLC-O-BA (C), 49SV-APPLC (C), 49SV-APPL [Autocall, Simplex] [AUDIO 70.7v] [70V AUDIO] 49HF-APPLC (C), 49HF-APPLC-BA (C), 49HFV-APPLC (C), 49HFV-APPLC-BA (C), 49HFVH-APPLC (C), 49HFVH-APPLC-BA (C), 49SO-APPLC (C), 49SO-APPLC-BA (C), 49SO-APPLC-O (C), 49SO-APPLC-O-BA (C), 49SV-APPLC (C), 49SV-AP [Autocall, Simplex] [IDNac] [23VDC] 49HFVH-APPLC (C), 49HFVH-APPLC-BA (C), 49SVH-APPLC (C), 49SVH-APPLC-BA (C), 49VOH-APPLC (C), 49VOH-APPLC-BA (C), A49HFVH-APPLC (C), A49HFVH-APPLC-BA (C), A49SVH-APPLC (C), A49SVH-APPLC-BA (C), A49VOH-APPLC (C), A49VOH-
3434cf1e-bbae-4153-acb0-2753125e10fe | NFPA 170 STROBE CEILING |  |  | North | Autocall |  | Strobe |  |  |  | Module | TRUE | A49VOH-APPLC-BA | + | Visual Only Notification Appliances, Indoor Ceiling Mount Strobe, Assembled in USA | 1 | 0 | 0 |  |  |  |  | TRUE | TRUE |  |  |  |  | #FF0070C0 | FA-NFPA 170 STROBE CEILING | 1 | FALSE | FALSE | FALSE | 2022 | [16 empty] | C |  |  | DESKTOP-7EIEB7A\acont | 2021-11-14 11:16 | THOR\acont | 2024-09-08 17:27 | Cloned from Autocall A49VO-APPLC-BA | [Autocall, Simplex] [IDNac] [23VDC] 49HFVH-APPLC (C), 49HFVH-APPLC-BA (C), 49SVH-APPLC (C), 49SVH-APPLC-BA (C), 49VOH-APPLC (C), 49VOH-APPLC-BA (C), A49HFVH-APPLC (C), A49HFVH-APPLC-BA (C), A49SVH-APPLC (C), A49SVH-APPLC-BA (C), A49VOH-APPLC (C), A49VOH-
d7a2058e-c6d4-4b43-b002-2756168becba | CADGEN MOTION DETECTOR CEILING |  |  | North | DMP |  | Motion Detector |  |  |  | Module | TRUE | 1126R |  | Wireless PIR Detector | 1 | [6 empty] | TRUE | [5 empty] | #FFFF0000 | FA-CADGEN MOTION DETECTOR CEILING | 1 | FALSE | FALSE | FALSE | 1403 | [16 empty] | R |  |  | AUGUSTXPS17-EUP\aucon | 2022-11-04 10:21 | THOR\acont | 2024-09-08 17:27 | Cloned from DMP 1183-135R | [BluePoint, DMP] [DMP WIRELESS] [WIRELESS] 1103, 1126R, 1135, 1164 (C), 1164NS (C), 1165H (C), 1168 (C), 1181-R, 1182, 1183-135F, 1183-135R, 1184-W (C), BP01-303, BP02-203M, BP02-203P, BP02-A203M, BP02-A203P, BP02-A203PH, BP03-303, BP03-A103M, BP03-A103P
475a53e8-fd81-4055-8807-275b127eeb7c | CADGEN KEYPAD | CADGEN KEYPAD |  | North | Honeywell |  | Keypad Interface |  |  |  | Module | TRUE | 6460W-2 |  | Graphic Touchscreen Keypad | 1 | 0.145 | 0.215 |  |  |  |  | FALSE | [5 empty] | #FFFF0000 | FA-CADGEN KEYPAD | 1 | FALSE | FALSE | FALSE | 255 | [13 empty] | FALSE | [5 empty] | DESKTOP-7EIEB7A\acont | 2023-02-27 14:10 | THOR\acont | 2024-09-08 17:27 | Cloned from DMP 7872 | [DMP, Honeywell] [DMP LX BUS] [*] [LX BUS] 630F, 6460W-2, 7060N-W, 7060-W, 7063N-W, 7063-W, 7070N-W, 7070-W, 7073N-W, 7073-W, 7463-W, 7830F, 7872, 7873
8ad7ce6b-53c1-46b5-ab85-276681db9a1a | NFPA 170 BATTERY CABINET |  |  | North | Bosch |  | Hardware |  |  |  | Hardware | TRUE | BATB-SHELF | ++ | Battery shelf, optional for BATB-40 | 1 | [12 empty] | #FFFF0000 | FA-NFPA 170 BATTERY CABINET | 1 | FALSE | FALSE | FALSE | [20 empty] | DESKTOP-7EIEB7A\acont | 2022-08-25 15:20 | THOR\acont | 2024-09-08 17:27 | Cloned from Bosch BATB-80
f506bcc0-b6d4-495f-93f1-2768a560db96 |  |  |  | North | Edwards |  | Cards & Components |  |  |  | Card | TRUE | SWU-8/3 |  | Sixteen Yellow LEDs, 8 3 Pos Switch Module | 1 | 0.001 | 0.048 |  |  |  |  | TRUE | [5 empty] | #FFFFFFFF |  |  | FALSE | FALSE | FALSE | [14 empty] | FALSE | [7 empty] | THOR\acont | 2024-10-09 10:48
f2373475-b139-45d9-a808-276da87ec1d6 | NFPA 170 SPEAKER WALL |  |  | North | e2S |  | Speaker |  |  |  | Module | TRUE | D2xL2F | ++ | Hazardous Location Speaker, 1, 2, 6, 12.5, 25w | 1 | [6 empty] | FALSE | [5 empty] | #FF0070C0 | FA-NFPA 170 SPEAKER WALL | 1 | FALSE | FALSE | FALSE | 2021 | [13 empty] | FALSE |  |  | HZ |  |  | THOR\acont | 2024-07-22 11:19 | THOR\acont | 2024-09-08 17:27 | Cloned from e2S D1xL1F | [e2S] [AUDIO 70.7v] [70V AUDIO] D2xL2F [e2S] [AUDIO 25v] [25V AUDIO] D2xL2F
71079a5f-b004-4077-a0ab-276dd3994a4e |  |  |  | North | Secutron |  | Cards & Components |  |  |  | Card | TRUE | MRCTYB | ++ | City Connection Module | 1 | 0.02 | 0.02 |  |  |  |  | TRUE | [5 empty] | #FFFFFFFF |  |  | FALSE | FALSE | FALSE | [12 empty] | 3 | [7 empty] | DESKTOP-7EIEB7A\acont | 2023-06-24 11:46 | THOR\acont | 2024-10-09 10:48 | Cloned from Secutron MRDL
5ccf23dd-f51e-431b-89d8-276ecffe1981 |  |  |  | North | DMP |  | Cards & Components |  |  |  | Card | TRUE | XR150DNPCB |  | XR150 PCB Board | 1 | 0.174 | 0.217 |  |  |  |  | TRUE | [5 empty] | #FFFFFFFF |  |  | FALSE | FALSE | FALSE | [14 empty] | FALSE | [5 empty] | DESKTOP-7EIEB7A\acont | 2023-01-30 07:58 | THOR\acont | 2024-10-09 10:48 | Cloned from DMP XR100FC/XR500FC/XR150FC/XR550FC Main Board |  | [DMP] XR150DNPCB, XR550DNPCB
e1740662-2543-415c-9778-276fdded7fd8 | NFPA 170 DOOR HOLDER |  |  | North | Bosch |  | Door Holder |  |  |  | Module | TRUE | D370 |  | Wall-Mount Door Holder, 24VDC | 1 | 0.02 | [5 empty] | FALSE | [5 empty] | #FFFF0000 | FA-NFPA 170 DOOR HOLDER | 1 | FALSE | FALSE | FALSE | 2500 | [13 empty] | FALSE | [5 empty] | DESKTOP-7EIEB7A\acont | 2021-06-09 09:04 | THOR\acont | 2024-09-08 17:27 | Cloned from Kidde 1501-AQN5 | [Bosch, Hochiki, N/A, Notifier, Potter, Rixson, RSG, Silent Knight, System Sensor] [AUX POWER] [DOOR RELEASE] ADI_K7-998TRI689, D370, D370C, DH Series, DH(1224)FPC, DH(1224)GPC, DH(1224)RPC, DH(1224)SPC, DH(24120)FPC, DH(24120)GPC, DH(24120)GPC2, DH(2412 [ASSA ABLOY, Bosch, Hochiki, N/A, Notifier, Potter, Rixson, RSG, Silent Knight, System Sensor] [AUX POWER] [DOOR RELEASE] 7200, ADI_K7-998TRI689, D370, D370C, DH Series, DH(1224)FPC, DH(1224)GPC, DH(1224)RPC, DH(1224)SPC, DH(24120)FPC, DH(24120)GPC, DH(2 [Bosch, Generic, Hochiki, N/A, Notifier, Potter, Rixson, RSG, Silent Knight, System Sensor] [RELAY] [DOOR RELEASE] 110VAC DOOR HOLDER, ADI_K7-998TRI689, D370, D370C, DH Series, DH(1224)FPC, DH(1224)GPC, DH(1224)RPC, DH(1224)SPC, DH(24120)FPC, DH(24120)GP [Bosch] [AUX POWER] [*] D370
fe8477aa-21d2-472f-b238-277682b3da68 | NFPA 170 FIRE PHONE |  |  | North | Farenhyt |  | Fire Phone |  |  |  | Module | TRUE | IFP-FPJ |  | Fire Fighter Telephone | 1 | 0.06 | 0.12 |  |  |  |  | FALSE | [5 empty] | #FFFF0000 | FA-NFPA 170 FIRE PHONE | 1 | FALSE | FALSE | FALSE | 208 | [13 empty] | FALSE | [7 empty] | THOR\acont | 2024-09-08 17:27 |  |  | [Edwards, Farenhyt, MIRCOM, Notifier] 3-ASU/4, FFT-7, FFT-7S, FTM-1, IFP-FPJ, MIX-M500FP, SIGA-CC1
11adb5f0-6ecb-467f-bae2-277e1f3a409a | CADGEN DOOR CONTACT |  |  | North | NASCOM |  | Door Contact |  |  |  | Module | TRUE | MET-204C | ++ | Surface Mount Armored Commercial Type W/Wire Leads or Armored Cable | 1 |  |  |  |  | 1.5 | [7 empty] | #FFFF0000 | FA-CADGEN DOOR CONTACT | 1 | FALSE | FALSE | FALSE | [17 empty] | REX |  |  | DESKTOP-7EIEB7A\acont | 2023-01-30 11:17 | THOR\acont | 2024-09-08 17:27 | Cloned from NASCOM MET-201B CLONED | [NASCOM] [ACCESS CONTROL INPUT] [*] [INPUT] C CONTACT, D CONTACT, MET-200, MET-200 AR, MET-201B, MET-201B AR, MET-202C, MET-202C AR, MET-202C AR-WP18, MET-204C, MET-204C AR, N1178CGSHK/STO36W1, N200AU/ST036, N200AU/ST036 x 2, N505AUTMC, N707AU/M, N707AU/ [NASCOM] [IDC] 01 [INPUT] C CONTACT, D CONTACT, MET-200, MET-200 AR, MET-201B, MET-201B AR, MET-202C, MET-202C AR, MET-202C AR-WP18, MET-204C, MET-204C AR, N1178CGSHK/STO36W1, N200AU/ST036, N200AU/ST036 x 2, N505AUTMC, N707AU/M, N707AU/ST, N707AU/STATS,
f1e10c72-95de-494f-9efe-277e790834ce |  |  |  | North | Autocall |  | Hardware |  |  |  | Hardware | TRUE | 2081-9288 | ++ | System Batteries, Sealed Lead-Acid, 12.7 Ah | 1 | 0 | 0 |  |  |  |  | TRUE | [5 empty] | #FFFFFFFF |  |  | FALSE | FALSE | FALSE | [20 empty] | THOR\acont | 2025-02-04 10:04 | THOR\acont | 2025-02-04 10:07 | Cloned from Autocall 2081-9274
33ff25d6-9da3-4f76-a9d6-277f5cd064d0 |  |  |  | North | Edwards |  | Cards & Components |  |  |  | Card | TRUE | QS2-CPU-1-PG |  | OBSOLETE - CPU/Display with 1 Annunciator Option Space, Portuguese | 1 | [6 empty] | TRUE | [5 empty] | #FFFFFFFF |  |  | FALSE | FALSE | FALSE | [14 empty] | FALSE | [7 empty] | THOR\acont | 2024-10-09 10:48
a4020641-b869-4dd8-aeb2-2780fb577286 |  |  |  | North | Autocall |  | Cards & Components |  |  |  | Card | TRUE | A100-5451 | ++ | IDNAC Addressable Notification SLC Module | 1 | 0.124 | 0.23 |  |  |  |  | TRUE | [5 empty] | #FFFFFFFF |  |  | FALSE | FALSE | FALSE | [12 empty] | 9 | [7 empty] | DESKTOP-7EIEB7A\acont | 2021-05-19 08:36 | THOR\acont | 2024-10-09 10:48 | Cloned from AutoCall A100-6103 |  | [Autocall, Simplex] 4100-5451, A100-5451
851f8881-5a19-4d08-8d11-2788b82c0405 | NFPA 170 ADDRESSABLE INPUT MONITOR MODULE |  |  | North | Autocall |  | Addressable Module |  |  |  | Module | TRUE | A4090-9116 | + | Addressable IDNet Communications Isolator | 1 | 0.0008 | 0.001 |  |  |  |  | TRUE | [5 empty] | #FFFF0000 | FA-NFPA 170 ADDRESSABLE INPUT MONITOR MODULE | 1 | FALSE | FALSE | FALSE | 1000 | [19 empty] | DESKTOP-7EIEB7A\acont | 2022-02-21 13:21 | THOR\acont | 2024-09-08 17:27 | Cloned from Autocall A4090-9117 | [Autocall, Simplex] [IDNet] [MODULES ++] 2080-9056, 2080-9057, 2080-9067, 2080-9068, 2080-9069, 2080-9070, 4009-9201 Main Board, 4009-9401 Main Board, 4010-9901, 4090-5261, 4090-9001, 4090-9002, 4090-9005, 4090-9006, 4090-9008, 4090-9116, 4098-9019 (Cont | [Autocall, Simplex] 4090-9001, 4090-9116, A4090-9001, A4090-9051, A4090-9116, A4090-9117
834a735f-982a-48fc-9a1a-2789217dbf63 | NFPA 170 LOCAL OPERATOR CONSOLE | RISER LOC |  | North | Eaton Wheelock |  | Local Operator Console |  |  |  | Module | TRUE | SP4-LOC | + | Remote Microphone and Local Operating Console | 1 | 0.026 | 0.035 |  |  |  |  | TRUE | FALSE |  |  |  |  | #FFFF0000 | FA-NFPA 170 LOCAL OPERATOR CONSOLE | 1 | FALSE | FALSE | FALSE | 211 | [13 empty] | FALSE |  |  | LOC |  |  | DESKTOP-7EIEB7A\acont | 2022-10-31 16:42 | THOR\acont | 2024-09-08 17:27 | Cloned from Farenhyt ECS-LOC | [Eaton Wheelock] [LOC] [*] SP4-LOC [ADT Unimode, Eaton Wheelock, Farenhyt, Firelite, Gamewell FCI, Monaco Enterprises, Notifier, Potter, Secutron, Silent Knight] [AUX POWER] [*] 790-012-00, ACM-16ATF, ACM-30, ACM-32AF, ACM-48A, ACM-8RF, ADT-LCD-80, AEM-16ATF, AEM-32AF, AFM-16AF, AFM-16ATF [Eaton Wheelock, Farenhyt, Firelite] [DIGITAL AUDIO LOOP] ECC-125DA (25V) Main Board, ECC-50BDA Main Board (100W, 25V), ECC-50BDA Main Board (100W, 70V), ECC-50DA Main Board (50W, 25V), ECC-50DA Main Board (50W, 70V), ECC-LOC, ECC-RM, ECC-RPU, ECS-12
32e3e9f6-8ef1-4e79-8341-278c8369bc97 |  |  |  | North | Notifier |  | Cards & Components |  |  |  | Card | TRUE | DVC-RPU | + | Digital Voice Command, Extended Memory | 1 | 0.3 | 0.3 |  |  |  |  | TRUE | [5 empty] | #FFFFFFFF |  |  | FALSE | FALSE | FALSE | [14 empty] | FALSE | [5 empty] | DESKTOP-7EIEB7A\acont | 2021-03-30 12:29 | THOR\acont | 2024-10-09 10:48 | Cloned from Notifier DVC-EM Main Board | [Notifier] [AUX POWER] [*] [AUX] DS-DB, DVC-EM, DVC-RPU [Notifier] [RS-485] [DAL] DAA2-5025, DAA2-5070, DAA2-7525, DVC-EM, DVC-RPU | [Notifier] DVC-RPU
f2408ae9-8bf0-40e5-80c8-279a5b50a227 | NFPA 170 STROBE WALL |  |  | North | Gentex |  | Strobe |  |  |  | Module | TRUE | WGES24-75PWWLP |  | 24 Volt Low Profile Evacuation Outdoor Strobe, Weather Proof, Wall, White, Plain, Low Profile | 1 | 0 | 0.17 |  |  |  |  | FALSE | [5 empty] | #FF0070C0 | FA-NFPA 170 STROBE WALL | 1 | FALSE | FALSE | FALSE | 2023 | [13 empty] | FALSE | [7 empty] | THOR\acont | 2024-09-08 17:27 |  | [Bosch, Gentex, Hochiki, VES] [NAC] [UL MAX] VF4006-X0, WGES24-75PWR, WGES24-75PWRLP, WGES24-75PWW, WGES24-75PWWLP, WGES24-75WR, WGES24-75WRLP, WGES24-75WW, WGES24-75WWLP, WHES24-75WR, WHES24-75WW
730ca863-8c4b-42a9-8905-27a24c8a4e19 | NFPA 170 DUCT SMOKE DETECTOR |  |  | North | Notifier |  | Duct Smoke Detector |  |  |  | Module | TRUE | DH200RPL(120 VAC) | ++ | Intelligent Duct Detector Housing with Relay, 120 VAC | 1 | 0.0003 | 0.0003 |  |  |  |  | FALSE | TRUE |  |  |  |  | #FFFF0000 | FA-NFPA 170 DUCT SMOKE DETECTOR | 1 | FALSE | FALSE | FALSE | 1400 | [13 empty] | FALSE | [7 empty] | THOR\acont | 2024-09-08 17:27 | 20191121 AC Detector without base | [Honeywell, Notifier, System Sensor] [SLC SENSORS] [*] [#4 TYPE ADDR ¦ SENSORS] 2251B (C), 2251-COPTIR (C), 2251-COPTIR w/B200S-WH (C), 2251TB (C), 2251TMB (C), 5251B (C), 5251B-WP (C), 5251H (C), 5251RB (C), 5251RB-WP (C), 7251 (C), 7251DH (C), DH200LP [Honeywell, Notifier, System Sensor] [SLC MODULES SENSORS] [*] [#2 SHARED ADDR ¦ SENSORS] 2251B (C), 2251-COPTIR (C), 2251-COPTIR w/B200S-WH (C), 2251TB (C), 2251TMB (C), 5251B (C), 5251B-WP (C), 5251H (C), 5251RB (C), 5251RB-WP (C), 7251 (C), 7251DH (C)
9fe840b6-a4b7-49b3-89f7-27a9065b795c |  |  |  | North | Siemens | [5 empty] | Module | TRUE | SE-1 | 500-634881 | 8" CEILING SPEAKER BACK BOX | 1 | [7 empty] | TRUE |  |  |  |  | #FFFFFFFF |  |  | FALSE | FALSE | FALSE | [20 empty] | DESKTOP-7SAL8M7\acont | 2019-08-13 09:04 | THOR\acont | 2024-10-09 10:48
c670a4c2-b873-4565-8444-27ae919c14d9 | NFPA 170 HORN |  |  | North | Potter |  | Horn |  |  |  | Module | TRUE | FHEX-24 SMR | ++ | Explosion-proof Horn, 24VDC, Red | 1 | [6 empty] | FALSE | [5 empty] | #FF0070C0 | FA-NFPA 170 HORN | 1 | FALSE | FALSE | FALSE | 2010 | [13 empty] | FALSE | [7 empty] | THOR\acont | 2024-09-08 17:27 |  | [Federal Signal, Potter] [NAC] FHEX-24 SMR, FHEX-24SMR
2e1a9fd9-1284-47f0-ae3b-27b796150e3f | NFPA 170 DUCT SMOKE DETECTOR |  |  | North | Simplex |  | Duct Smoke Detector |  |  |  | Module | TRUE | 4098-9755 w/4098-9714 | + | In-Duct Sensor Housing with beige mounting box, (requires 4098-9714 sensor) | 1 | 0.0008 | 0.001 |  |  |  |  | FALSE | TRUE |  |  |  |  | #FFFF0000 | FA-NFPA 170 DUCT SMOKE DETECTOR | 1 | FALSE | FALSE | FALSE | 1400 | [13 empty] | FALSE | [5 empty] | AULAPTOP-PC\Aulaptop | 2019-01-09 11:10 | THOR\acont | 2025-02-05 08:53 | 20191121 AC Detector without base |  | [Autocall, Generic, N/A, Simplex] 4098-9750, 4098-9755 w/4098-9714, A4098-9750 w/A4098-9714, A4098-9751 w/A4098-9714, A4098-9755 w/A4098-9714, DUCT DETECTOR, FURNISHED BY OTHERS
6068a11a-5476-4d67-98f1-27ba91bf2e3b | NFPA 170 STROBE CEILING |  |  | North | BluePoint |  | Strobe |  |  |  | Module | TRUE | BP04-501P | + | Interior Ceiling Strobe (ICS) | 1 | 0 | 0.111 |  |  |  |  | FALSE | TRUE |  |  |  |  | #FF0070C0 | FA-NFPA 170 STROBE CEILING | 1 | FALSE | FALSE | FALSE | 2022 | [13 empty] | FALSE |  |  | C |  |  | THOR\acont | 2024-04-12 13:15 | THOR\acont | 2024-09-08 17:27 | Cloned from System Sensor SCWL | [BluePoint, System Sensor] [NAC] [24VDC] BP04-501P (C), BP04-A501P (C), SCRL (C), SCWL (C), SCWL-CLR-ALERT (C) [BluePoint, System Sensor] [NAC] [24VFWR] BP04-501P (C), BP04-A501P (C), SCRL (C), SCWL (C), SCWL-CLR-ALERT (C) [BluePoint, System Sensor] [NAC] [12VDC] BP04-501P (C), BP04-A501P (C), SCRL (C), SCWL (C), SCWL-CLR-ALERT (C)
a25742f3-75a2-4163-99bd-27bed413915c | NFPA 170 SMOKE HEAT CO DETECTOR |  |  | North | Gamewell FCI |  | Smoke/Heat/CO Detector |  |  |  | Module | TRUE | MCS-COF3 w/B200S-WH | + | Addressable, low-profile device that provides fire, heat, and carbon monoxide (CO) detection, Sounder Base | 1 | 0.0002 | 0.0045 |  |  |  |  | FALSE | TRUE |  |  |  |  | #FFFF0000 | FA-NFPA 170 SMOKE HEAT CO DETECTOR | 1 | FALSE | FALSE | FALSE | 1408 | [13 empty] | FALSE |  |  | CO, SB |  |  | DESKTOP-7EIEB7A\acont | 2021-07-26 12:03 | THOR\acont | 2024-09-08 17:27 | Cloned from Notifier FCO-951 w/B200S-WH | [Gamewell FCI] [AUX POWER] MCS-CO3 w/B200S-IV (C), MCS-CO3 w/B200S-WH (C), MCS-COF3 w/B200S-WH (C), MCS-COP3 w/B200S-IV (C), MCS-COP3 w/B200S-WH (C) [Gamewell FCI] [SLC SENSORS] [*] [#4 TYPE ADDR ¦ SENSORS] ADPF (C), ASD-PL2F w/B200S-LF-WH (C), ASD-PL2F w/B210LP (C), ASD-PL2FR (C), ASD-PL3 w/B200S-LF-WH (C), ASD-PL3 w/B200SR-LF-WH (C), ASD-PL3 w/B200SR-WH (C), ASD-PL3 w/B224BI-WH (C), ASD-PL3 w/B224R [Gamewell FCI] [SLC MODULES SENSORS] [*] [#2 SHARED ADDR ¦ SENSORS] ADPF (C), ASD-PL2F w/B200S-LF-WH (C), ASD-PL2F w/B210LP (C), ASD-PL2FR (C), ASD-PL3 w/B200S-LF-WH (C), ASD-PL3 w/B200SR-LF-WH (C), ASD-PL3 w/B200SR-WH (C), ASD-PL3 w/B224BI-WH (C), ASD-P
2b64c7b9-fe06-48a5-9f9e-27c195528099 | NFPA 170 HORN STROBE |  |  | North | Siemens |  | Horn/Strobe |  |  |  | Module | TRUE | ZH-MC-R | 500-636161 | Z HORN MULTI CANDELA WALL RED | 1 | [6 empty] | FALSE | [5 empty] | #FF0070C0 | FA-NFPA 170 HORN STROBE | 1 | FALSE | FALSE | FALSE | 2012 | [13 empty] | FALSE | [7 empty] | THOR\acont | 2024-09-08 17:27 | B,T | [Siemens] [NAC] [DC HIGH DB] ZH-MC-R, ZH-MC-W
48128d8b-9a37-4501-8ad5-27c202240f21 | NFPA 170 SPEAKER WALL |  |  | North | Kidde |  | Speaker |  |  |  | Module | TRUE | EG4SWN |  | Speaker, Wall, White, None | 1 | [6 empty] | FALSE | FALSE | GRSW-10 | G4WSB |  |  | #FF0070C0 | FA-NFPA 170 SPEAKER WALL | 1 | FALSE | FALSE | FALSE | 2021 | [13 empty] | FALSE |  |  | C |  |  | DESKTOP-7EIEB7A\acont | 2021-05-24 09:19 | THOR\acont | 2025-02-25 13:49 | Cloned from Edwards G4SWN | [Edwards, Hochiki, Kidde] [AUDIO 70.7v] [70V AUDIO] EG4SRF, EG4SRN, EG4SVRF, EG4SVRN, EG4SVWA, EG4SVWF, EG4SVWN, EG4SWA, EG4SWF, EG4SWN, G4SRF, G4SRN, G4SVRF, G4SVRN, G4SVWA, G4SVWF, G4SVWN, G4SWA, G4SWF, G4SWN, WGSRA, WGSRF, WGSRF-FR, WGSRF-SP, WGSRN, W [Edwards, Hochiki, Kidde] [AUDIO 25v] [25V AUDIO] EG4SRF, EG4SRN, EG4SVRF, EG4SVRN, EG4SVWA, EG4SVWF, EG4SVWN, EG4SWA, EG4SWF, EG4SWN, G4SRF, G4SRN, G4SVRF, G4SVRN, G4SVWA, G4SVWF, G4SVWN, G4SWA, G4SWF, G4SWN, WGSRA, WGSRF, WGSRF-FR, WGSRF-SP, WGSRN, WGS
6952c06d-83ca-4eee-9552-27c49565d11d | NFPA 170 HEAT DETECTOR |  |  | North | Hochiki |  | Heat Detector |  |  |  | Module | TRUE | DCD-135 w/NS6-221 STANDARD BASE | DCD-135 w/NS6-221 STANDARD BASE | HEAT DETECTOR w/ STANDARD BASE | 1 |  | 0.196 |  |  |  |  | TRUE | TRUE |  | *Refer to Install Sheet |  |  | #FFFF0000 | FA-NFPA 170 HEAT DETECTOR | 1 | FALSE | FALSE | FALSE | 1403 | [19 empty] | DESKTOP-0D6CQVA\lousc | 2019-10-12 07:39 | THOR\acont | 2024-09-08 17:27 | from Hochiki DCD-135 w/NS6-221 STANDARD BASE | [Hochiki] [IDC] 01 [IDC] DCD-135 w/HSC-220L LATCHING LED BASE (C), DCD-135 w/HSC-220R - 2 WIRE RELAY BASE (C), DCD-135 w/HSC-221L LATCHING LED BASE (C), DCD-135 w/HSC-221R - 2 WIRE RELAY BASE (C), DCD-135 w/HSC-224L LATCHING LED BASE (C), DCD-135 w
f722f8b3-810a-4dec-bc27-27c52e447338 | NFPA 170 SMOKE DETECTOR |  |  | North | Gamewell FCI |  | Smoke Detector |  |  |  | Module | TRUE | ASD-PL3 w/B300-6 (PLENUM) | + | Photoelectric smoke detector, bright white, Velociti w/ 6” Flanged mounting base, bright white, Plenum | 1 | 0.0002 | 0.0045 |  |  |  |  | FALSE | TRUE | FLUSH |  | 4" SQ. DEEP | 3 "O" PLASTER RING | #FFFF0000 | FA-NFPA 170 SMOKE DETECTOR | 1 | FALSE | FALSE | FALSE | 1408 | [13 empty] | FALSE |  |  | P |  |  | DESKTOP-7EIEB7A\acont | 2021-08-10 11:32 | THOR\acont | 2024-09-08 17:27 | Cloned from Gamewell FCI ASD-PL3 w/B300-6 | [Gamewell FCI] [SLC SENSORS] [*] [#4 TYPE ADDR ¦ SENSORS] ADPF (C), ASD-PL2F w/B200S-LF-WH (C), ASD-PL2F w/B210LP (C), ASD-PL2FR (C), ASD-PL3 w/B200S-LF-WH (C), ASD-PL3 w/B200SR-LF-WH (C), ASD-PL3 w/B200SR-WH (C), ASD-PL3 w/B224BI-WH (C), ASD-PL3 w/B224R [Gamewell FCI] [SLC MODULES SENSORS] [*] [#2 SHARED ADDR ¦ SENSORS] ADPF (C), ASD-PL2F w/B200S-LF-WH (C), ASD-PL2F w/B210LP (C), ASD-PL2FR (C), ASD-PL3 w/B200S-LF-WH (C), ASD-PL3 w/B200SR-LF-WH (C), ASD-PL3 w/B200SR-WH (C), ASD-PL3 w/B224BI-WH (C), ASD-P
70cb47d0-5de2-45a3-8f94-27cb587d74b2 |  |  |  | North | UPG |  | Hardware |  |  |  | Hardware | TRUE | UB12180 | System Batteries, Sealed Lead-Acid | 12V 18AH Sealed Lead-Acid Battery | 1 | 0 | 0 |  |  |  |  | FALSE |  | Installed Inside Cabinet |  | L: 5.94 in W: 3.86 in H: 3.72 in |  | #FFFFFFFF |  |  | FALSE | FALSE | FALSE | [20 empty] | DESKTOP-7EIEB7A\acont | 2023-03-24 07:33 | THOR\acont | 2024-10-09 10:48 | Cloned from UPG UB12120 CLONED
324cd2d9-d631-4375-a44c-27ce1d780731 | NFPA 170 AMPLIFIER RACK | RISER AMP |  | North | Kidde |  | Amplifier |  |  |  | Assembly | TRUE | ANS25XG |  | 25W Audio Expander Panel, Gray | 1 | [6 empty] | FALSE | [5 empty] | #FFFF0000 | FA-NFPA 170 AMPLIFIER RACK | 1 | FALSE | FALSE | FALSE | 300 | [8 empty] | 7,12,18 |  |  |  |  | TRUE | [5 empty] | DESKTOP-7SAL8M7\acont | 2020-01-02 07:17 | THOR\acont | 2024-09-08 17:27 | Cloned from Edwards ANS25XG
80b9ff02-7cb7-4f2f-805e-27ceca1b93ae | NFPA 170 RELAY PANEL |  |  | North | Block Definition Only |  | Miscellaneous |  |  |  | Module | TRUE | NFPA 170 RELAY PANEL |  | NFPA 170 RELAY PANEL | 1 | [12 empty] | #FFFF0000 | FA-NFPA 170 RELAY PANEL | 1 | FALSE | FALSE | FALSE | [20 empty] | AULAPTOP-PC\Aulaptop | 2020-03-26 07:41 | THOR\acont | 2024-09-08 17:27
f6cca7d6-2fd7-4a70-9bb2-27d13f4ee787 |  |  |  | North | Edwards |  | Hardware |  |  |  | Hardware | TRUE | 2-WBD |  | OBSOLETE - Outer and Inner Door for 2-WB | 1 | [6 empty] | FALSE | [5 empty] | #FFFFFFFF |  |  | FALSE | FALSE | FALSE | [14 empty] | FALSE | [7 empty] | THOR\acont | 2024-10-09 10:48
f67f4ae0-2277-4e12-82a3-27d1af61d23c | NFPA 170 DOOR HOLDER |  |  | North | LCN |  | Door Holder |  |  |  | Module | TRUE | SEM7840 |  | Multi point door closer/holder, 24VDC | 1 | 0.02 | [5 empty] | FALSE | [5 empty] | #FFFF0000 | FA-NFPA 170 DOOR HOLDER | 1 | FALSE | FALSE | FALSE | 2500 | [13 empty] | FALSE |  |  | D/C |  |  | THOR\acont | 2024-11-14 08:02 |  |  | Cloned from LCN SEM7830 | [Edwards, Kidde, LCN] [AUX POWER] 1501-AQN5, 1504-AQN5, 1505-AQN5, 1508-AQN5, 1509-AQN5, 2310ME, 3130SE, 4040SE, 4310 HSA, 4310ME, 4410 HSA, SEM7830, SEM7840, SEM7850
31749b23-aeec-4dc6-8513-27d62a5cedb8 | NFPA 170 AMPLIFIER RACK | RISER AMP |  | North | Firelite |  | Amplifier |  |  |  | Assembly | TRUE | ECC-125DA (25V) | + | Distributed (Remote) Audio Amplifier | 1 | [6 empty] | FALSE | [5 empty] | #FFFF0000 | FA-NFPA 170 AMPLIFIER RACK | 1 | FALSE | FALSE | FALSE | 300 | [8 empty] | 7,12,18,26,33 |  |  |  | 125 | TRUE | [7 empty] | THOR\acont | 2024-09-08 17:27
a0754a75-e1d7-4d3d-bad9-27d661681f76 | NFPA 170 HORN STROBE |  |  | North | Eaton Wheelock |  | Horn/Strobe |  |  |  | Module | TRUE | ELMTSR-A | ++ | WALL MULTI-TONE HORN STROBE, RED, AGENT | 1 | [6 empty] | TRUE | [5 empty] | #FF0070C0 | FA-NFPA 170 HORN STROBE | 1 | FALSE | FALSE | FALSE | 2020 | [19 empty] | THOR\acont | 2024-07-23 16:29 | THOR\acont | 2024-09-08 17:27 | Cloned from Eaton Wheelock ELMTSW CLONED CLONED | [Eaton Wheelock] [STROBE] [24VDC, STD CODE 3 - STROBE ONLY] ELMTSR, ELMTSR-A, ELMTSR-N, ELMTSW, ELMTSW-A, ELMTSW-N [Eaton Wheelock] [NAC] [24VDC, STD CODE 3] ELMTSR, ELMTSR-A, ELMTSR-N, ELMTSW, ELMTSW-A, ELMTSW-N [Eaton Wheelock] [HORN] [24VDC, STD CODE 3 - HORN ONLY] ELMTR, ELMTSR, ELMTSR-A, ELMTSRC (C), ELMTSR-N, ELMTSW, ELMTSW-A, ELMTSWC (C), ELMTSW-N, ELMTW
ebec1c4b-ba34-4c0b-895a-27d6ce9a4084 | NFPA 170 SPEAKER CEILING |  |  | North | Block Definition Only |  | Speaker |  |  |  | Module | TRUE | NFPA 170 SPEAKER CEILING |  | NFPA 170 SPEAKER CEILING | 1 | [7 empty] | TRUE |  |  |  |  | #FF0070C0 | FA-NFPA 170 SPEAKER CEILING | 1 | FALSE | FALSE | FALSE | 2019 | [19 empty] | AULAPTOP-PC\Aulaptop | 2020-03-26 07:41 | THOR\acont | 2024-09-08 17:27
3ca7b32b-3b25-46b7-920c-27d95d183769 | NFPA 170 SMOKE HEAT DETECTOR |  |  | North | Autocall |  | Smoke/Heat Detector |  |  |  | Module | TRUE | A4098-9602 w/A4098-9682 | + | TrueAlarm Photoelectric Smoke Detector with TrueSense Smoke/Heat Detection 4-Wire | 1 | 0.0001 | 0.024 |  |  |  |  | TRUE | TRUE |  |  |  |  | #FFFF0000 | FA-NFPA 170 SMOKE HEAT DETECTOR | 1 | FALSE | FALSE | FALSE | 1408 | [16 empty] | P |  |  | DESKTOP-0D6CQVA\lousc | 2019-07-06 08:44 | THOR\acont | 2024-09-08 17:27 | 20191121 AC Detector with base | [Autocall, Simplex] [AUX POWER] [4-WIRE AUX POWER] 4098-9601 w/4098-9682 (C), 4098-9602 w/4098-9682 (C), 4098-9605 w/4098-9682 (C), 4098-9612 w/4098-9682 (C), 4098-9612E w/4098-9682E (C), 4098-9613 w/4098-9682 (C), 4098-9613E w/4098-9682E (C), 4098-9614 [Autocall, Simplex] [IDC] 01 2098-9201 (C), 2098-9202 (C), 2098-9203 (C), 2098-9208 (C), 2098-9576 (C), 2099-9101 (C), 2099-9102 (C), 2099-9103 (C), 2099-9104 (C), 2099-9105 (C), 2099-9107 (C), 2099-9108 (C), 2099-9754 (C), 2099-9755 (C), 2099-9756 (C), | [Autocall, Simplex] 4098-9601 w/4098-9682, 4098-9602 w/4098-9682, 4098-9605 w/4098-9682, 4098-9733 w/4098-9791, 4098-9734 w/4098-9791, A4098-9601 w/A4098-9682, A4098-9602 w/A4098-9682, A4098-9605 w/A4098-9682, A4098-9714 w/A4098-9791, A4098-9733 w/A4098-9
83ed9508-d5ff-48f9-9b4a-27e00e35dbaa | NFPA 170 NON ADDRESSABLE RELAY |  |  | North | Simplex |  | Non-Addressable Relay |  |  |  | Module | TRUE | 4098-9822 | + | Unsupervised Relay, tracks base led status; Note: Mounts only in base electrical box | 1 | 0 | 0 |  |  |  |  | TRUE | [5 empty] | #FFFF0000 | FA-NFPA 170 NON ADDRESSABLE RELAY | 1 | FALSE | FALSE | FALSE | 1300 | [19 empty] | DESKTOP-7EIEB7A\acont | 2022-02-15 11:37 | THOR\acont | 2024-09-08 17:27 | Cloned from Autocall A4098-9822 | [Autocall, Simplex] [RELAY] 2098-9737, 4090-9008, 4098-9822, 4098-9843, 4098-9860, A2098-9735, A2098-9737, A2098-9739, A4090-9008, A4098-9822, A4098-9860
ff24cb96-68e7-4394-bb4a-27e07b67263c |  |  |  | North | Notifier |  | Cards & Components |  |  |  | Card | TRUE | SCS |  | Smoke control stations | 1 | [6 empty] | TRUE | FALSE |  |  |  |  | #FFFFFFFF |  |  | FALSE | FALSE | FALSE | [14 empty] | FALSE | [7 empty] | THOR\acont | 2024-10-09 10:48
0fe4e06a-9742-4158-9a2a-27e2d16a72c0 | NFPA 170 SPEAKER STROBE CEILING |  |  | North | Siemens |  | Speaker/Strobe |  |  |  | Module | TRUE | SL2SPSCR-AL | S54329-F157-A1++ | Speaker-Strobe, Ceiling, Clear, Red, Alert | 1 | [7 empty] | TRUE |  |  |  |  | #FF0070C0 | FA-NFPA 170 SPEAKER STROBE CEILING | 1 | FALSE | FALSE | FALSE | 2023 | [16 empty] | C |  |  | DESKTOP-7EIEB7A\acont | 2023-08-03 08:10 | THOR\acont | 2024-09-08 17:27 | Cloned from Siemens SL2SPSWR-AL | [Siemens] [NAC] [16.0 – 33.0 VDC] SL2SCR-A (C), SL2SCR-AL (C), SL2SCR-ALA (C), SL2SCR-ALB (C), SL2SCR-F (C), SL2SCR-FB (C), SL2SCR-N (C), SL2SCR-NA (C), SL2SCR-NB (C), SL2SCW-A (C), SL2SCW-AL (C), SL2SCW-ALA (C), SL2SCW-ALB (C), SL2SCW-EV (C), SL2SCW-F ( [Siemens] [AUDIO 70.7v] [70V AUDIO] SL2SPSCR-A (C), SL2SPSCR-AL (C), SL2SPSCR-ALA (C), SL2SPSCR-F (C), SL2SPSCR-FB (C), SL2SPSCR-N (C), SL2SPSCR-NA (C), SL2SPSCW-A (C), SL2SPSCW-AL (C), SL2SPSCW-ALA (C), SL2SPSCW-F (C), SL2SPSCW-FB (C), SL2SPSCW-N (C), S [Siemens] [AUDIO 25v] [25V AUDIO] SL2SPSCR-A (C), SL2SPSCR-AL (C), SL2SPSCR-ALA (C), SL2SPSCR-F (C), SL2SPSCR-FB (C), SL2SPSCR-N (C), SL2SPSCR-NA (C), SL2SPSCW-A (C), SL2SPSCW-AL (C), SL2SPSCW-ALA (C), SL2SPSCW-F (C), SL2SPSCW-FB (C), SL2SPSCW-N (C), SL2
77c1e25f-fc75-427b-bc89-27e4dcaeccd9 | NFPA 170 ADDRESSABLE INPUT MONITOR MODULE |  |  | North | DMP |  | Addressable Module |  |  |  | Module | TRUE | 715-16 |  | 16 Zone Input Module, red Model 340 enclosure | 1 | 0.084 | 1.428 |  |  |  |  | FALSE | [5 empty] | #FFFF0000 | FA-NFPA 170 ADDRESSABLE INPUT MONITOR MODULE | 1 | FALSE | FALSE | FALSE | 1000 | [13 empty] | FALSE |  |  | 8 |  |  | DESKTOP-7SAL8M7\acont | 2020-08-19 11:34 | THOR\acont | 2024-09-08 17:27 | Cloned from DMP 714-16 | [BluePoint, DMP] [DMP LX BUS] [*] [LX BUS] 712-8, 714, 714-16, 714-16L-G, 714-16L-R, 714-16PCB, 714-16-R, 714-8, 714-8L-G, 714-8L-R, 714-8PCB, 714-8-R, 715-16, 715-16PCB, 715-8, 715-8 COPY, 715-8PCB, BP-DHE-714-8 | [DMP] 714-16, 714-16L-G, 714-16L-R, 714-16PCB, 714-16-R, 715-16, 715-16PCB
82300064-9d65-4533-8f45-27eb116ec928 | NFPA 170 FIRE ALARM CONTROL UNIT | RISER FACP |  | North | Autocall |  | Fire Alarm Control Unit |  |  |  | Assembly | TRUE | A010-9601 |  | Basic 1-bay control unit with 2x40 LCD Operator Interface, 6 A ESS/battery charger, (1) Two-loop Isolated IDNet 2 Communications Channel, Class A or Class B, with support for up to 250 addressable devices; and two, 3 A IDNAC SLCs, Red | 1 | 0 | 0 |  |  |  |  | TRUE | [5 empty] | #FFFF0000 | FA-NFPA 170 FIRE ALARM CONTROL UNIT | 1 | FALSE | FALSE | FALSE | 202 | [13 empty] | TRUE | [5 empty] | DESKTOP-7SAL8M7\acont | 2020-03-10 07:19 | THOR\acont | 2024-09-08 17:27 | Cloned from AutoCall A010-9401
ab75da8e-3bf6-4b56-ad06-27efa691f4fb |  |  |  | North | Siemens | [5 empty] | Module | TRUE | SERS-W | 500-636123 | SQUARE SEMI-FLUSH EXTENSION RING WHITE | 1 | [12 empty] | #FFFFFFFF |  |  | FALSE | FALSE | FALSE | [20 empty] | DESKTOP-7SAL8M7\acont | 2019-08-13 09:04 | THOR\acont | 2024-10-09 10:48
12368a89-97c2-4ae9-8515-27f0710b3875 |  |  |  | North | Notifier |  | Hardware |  |  |  | Hardware | TRUE | AFAWS-TELA |  | Telephone Chassis with Armored Coil Cord/AFAWS-BX Box/AFAWS-LS Door | 1 | 0 | 0.02 |  |  |  |  | FALSE | [5 empty] | #FFFFFFFF |  |  | FALSE | FALSE | FALSE | [14 empty] | FALSE | [7 empty] | THOR\acont | 2024-10-09 10:48 |  | [Notifier] [FFT] [FFT] AFAWS-TELA, AFAWS-TELC, FPJ, FTM-1
2b4c4429-b03c-47d6-8421-27fd85617fbe | CADGEN INTERFACE MODULE |  |  | North | Simplex |  | Interface Module |  |  |  | Module | TRUE | 4100-6048 | ++ | Intelligent Interface Module, mounted in 4100ES FACU | 1 | 0.132 | 0.132 |  |  | 24 |  | TRUE | [5 empty] | #FFFF0000 | FA-CADGEN INTERFACE MODULE | 1 | FALSE | FALSE | FALSE | [20 empty] | THOR\acont | 2024-02-21 06:27 | THOR\acont | 2024-09-08 17:27 | Cloned from Autocall A100-6048 | [Autocall, Simplex] [IDNet] [MODULES ++] 2080-9056, 2080-9057, 2080-9067, 2080-9068, 2080-9069, 2080-9070, 4009-9201 Main Board, 4009-9401 Main Board, 4010-9901, 4090-5261, 4090-9001, 4090-9002, 4090-9005, 4090-9006, 4090-9008, 4090-9116, 4098-9019 (Cont | [Autocall, Simplex] 4010-9901, 4100-6048, A010-9901, A100-6048
d6fcebab-b24d-40b4-84cf-27ff7cca35c1 |  |  |  | North | MIRCOM | [5 empty] | Module | TRUE | BB-5008 | new | Lobby Control Wallbox Enclosure. Supports 8 Module Footprints. | 1 | [12 empty] | #FFFFFFFF |  |  | FALSE | FALSE | FALSE | [22 empty] | THOR\acont | 2024-10-09 10:48
839f7553-09a8-4f61-9207-2808734df0e6 | NFPA 170 DUCT SMOKE DETECTOR |  |  | North | Simplex |  | Duct Smoke Detector |  |  |  | Module | TRUE | 4098-9750 | + | In-Duct Sensor Housing with beige mounting box, (requires 4098-9714 sensor) w/o relay | 1 | 0.0008 | 0.001 |  |  |  |  | TRUE | TRUE |  |  |  |  | #FFFF0000 | FA-NFPA 170 DUCT SMOKE DETECTOR | 1 | FALSE | FALSE | FALSE | 1400 | [19 empty] | THOR\acont | 2024-10-29 14:24 | THOR\acont | 2024-10-29 14:25 | Cloned from Autocall A4098-9750 | [Autocall, Simplex] [IDNet] [SENSORS ++] 4098-9714 (C), 4098-9714 w/4098-9770 (C), 4098-9714 w/4098-9771 (C), 4098-9714 w/4098-9772 (C), 4098-9714 w/4098-9773 (C), 4098-9714 w/4098-9780 (C), 4098-9714 w/4098-9789 (C), 4098-9714 w/4098-9791 (C), 4098-9714 | [Autocall, Generic, N/A, Simplex] 4098-9750, 4098-9755 w/4098-9714, A4098-9750 w/A4098-9714, A4098-9751 w/A4098-9714, A4098-9755 w/A4098-9714, DUCT DETECTOR, FURNISHED BY OTHERS
01b23476-6009-41d0-9305-280990d800ec | NFPA 170 SPEAKER STROBE |  |  | North | Kidde |  | Speaker/Strobe |  |  |  | Module | TRUE | INT-7A-RS25 |  | 15/75cd Strobe, Re-Ent Speaker, 25V 2, 4, 8, 15w | 1 | [6 empty] | FALSE | [5 empty] | #FF0070C0 | FA-NFPA 170 SPEAKER STROBE | 1 | FALSE | FALSE | FALSE | 2019 | [13 empty] | FALSE | [5 empty] | AUGUSTALIEN\aucon | 2024-05-21 15:49 | THOR\acont | 2024-09-08 17:27 | Cloned from Edwards 757-7A-RS25 | [Edwards, Kidde] [NAC] [16 VDC, HIGH] 757-7A-RS25, 757-7A-RS25W, 757-7A-RS70, 757-7A-RS70W, 757-7A-SS25, 757-7A-SS25W, 757-7A-SS70, 757-7A-SS70W, 757-7A-T, 757-7A-TW, INT-7A-RS25, INT-7A-RS25W, INT-7A-RS70, INT-7A-RS70W [Edwards, Kidde] [NAC] [16 VFWR, HIGH] 757-7A-RS25, 757-7A-RS25W, 757-7A-RS70, 757-7A-RS70W, 757-7A-SS25, 757-7A-SS25W, 757-7A-SS70, 757-7A-SS70W, 757-7A-T, 757-7A-TW, INT-7A-RS25, INT-7A-RS25W, INT-7A-RS70, INT-7A-RS70W
c63cca76-913c-42e3-9810-280b43f449e3 | NFPA 170 SPEAKER STROBE |  |  | North | Siemens |  | Speaker/Strobe |  |  |  | Module | TRUE | SL2SPSWW-N | S54329-F180-A1++ | Speaker-Strobe, Wall, Clear, White, No Lettering | 1 | [12 empty] | #FF0070C0 | FA-NFPA 170 SPEAKER STROBE | 1 | FALSE | FALSE | FALSE | 2023 | [19 empty] | DESKTOP-7EIEB7A\acont | 2023-08-03 07:56 | THOR\acont | 2024-09-08 17:27 | Cloned from Siemens SL2SWW-N | [Siemens] [AUDIO 70.7v] [70V AUDIO] SL2SPSCR-A (C), SL2SPSCR-AL (C), SL2SPSCR-ALA (C), SL2SPSCR-F (C), SL2SPSCR-FB (C), SL2SPSCR-N (C), SL2SPSCR-NA (C), SL2SPSCW-A (C), SL2SPSCW-AL (C), SL2SPSCW-ALA (C), SL2SPSCW-F (C), SL2SPSCW-FB (C), SL2SPSCW-N (C), S [Siemens] [NAC] [16.0 – 33.0 VDC] SL2SPSWR-AL, SL2SPSWR-ALA, SL2SPSWR-F, SL2SPSWR-FB, SL2SPSWR-M, SL2SPSWR-N, SL2SPSWR-NA, SL2SPSWW-AL, SL2SPSWW-ALA, SL2SPSWW-F, SL2SPSWW-FB, SL2SPSWW-M, SL2SPSWW-N, SL2SPSWW-NA, SL2SWR-A, SL2SWR-AL, SL2SWR-ALA, SL2SWR-AL [Siemens] [AUDIO 25v] [25V AUDIO] SL2SPSCR-A (C), SL2SPSCR-AL (C), SL2SPSCR-ALA (C), SL2SPSCR-F (C), SL2SPSCR-FB (C), SL2SPSCR-N (C), SL2SPSCR-NA (C), SL2SPSCW-A (C), SL2SPSCW-AL (C), SL2SPSCW-ALA (C), SL2SPSCW-F (C), SL2SPSCW-FB (C), SL2SPSCW-N (C), SL2
626289bb-70a0-4742-b9d7-280cfaaaff43 |  |  |  | North | Yuasa |  | Hardware |  |  |  | Hardware | TRUE | NP12-12 | ++ | 12V 12AH Battery | 1 | [6 empty] | FALSE | [5 empty] | #FFFFFFFF |  |  | FALSE | FALSE | FALSE | [14 empty] | FALSE | [5 empty] | DESKTOP-7EIEB7A\acont | 2023-02-13 09:48 | THOR\acont | 2024-10-09 10:48 | Cloned from Yuasa NP7-12
d114daf8-e8e6-4fb1-b0b2-28104f7e99a7 | NFPA 170 HORN STROBE |  |  | North | Eaton Wheelock |  | Horn/Strobe |  |  |  | Module | TRUE | ET90-24MCC-FW |  | Speaker/Strobe, 24 VDC, Multi-Candela, , 25/70 Vrms, white | 1 | 0 | 0.17 |  |  |  |  | FALSE | FALSE |  |  |  |  | #FF0070C0 | FA-NFPA 170 HORN STROBE | 1 | FALSE | FALSE | FALSE | 2012 | [13 empty] | FALSE | [7 empty] | THOR\acont | 2024-09-08 17:27 |  | [Bosch, Eaton Wheelock, Hochiki] [AUDIO 25v] [25V AUDIO] ET-1080-R, ET-1080-W, ET70-24MCW-FR, ET70-24MCW-FR, ET70-24MCW-FW, ET70-24MCWH-FR, ET70-24MCWH-FW, ET70-24MCWH-FW, ET70-24W-FR, ET70-R, ET70-R, ET70-W, ET70-W, ET90-24MCC-FR, ET90-24MCC-FW, ET90-24 [Bosch, Eaton Wheelock, Hochiki] [AUDIO 70.7v] [70V AUDIO] ET-1080-R, ET-1080-W, ET70-24MCW-FR, ET70-24MCW-FR, ET70-24MCW-FW, ET70-24MCWH-FR, ET70-24MCWH-FW, ET70-24MCWH-FW, ET70-24W-FR, ET70-R, ET70-R, ET70-W, ET70-W, ET90-24MCC-FR, ET90-24MCC-FW, ET90- [Eaton Wheelock] [NAC] ET90-24MCC-FR, ET90-24MCC-FW
b37f9c1e-32bc-4fb6-a20c-28164ddb1a0f |  |  |  | North | Autocall |  | Cards & Components |  |  |  | Card | TRUE | A100-1240 |  | Auxiliary Audio Input Board | 1 | 0.01 | 0.01 |  |  |  |  | TRUE | [5 empty] | #FFFFFFFF |  |  | FALSE | FALSE | FALSE | [20 empty] | DESKTOP-0D6CQVA\lousc | 2019-06-15 07:34 | THOR\acont | 2024-10-09 10:48 | Cloned from AutoCall A100-9620
16783d73-c159-4172-b59a-281a8845a056 | NFPA 170 MANUAL PULL |  |  | North | Edwards |  | Manual Station |  |  |  | Module | TRUE | 270-SPOW |  | Pull Station, cast metal, terminals | 1 | [6 empty] | FALSE | [5 empty] | #FFFF0000 | FA-NFPA 170 MANUAL PULL | 1 | FALSE | FALSE | FALSE | 957 | [13 empty] | FALSE | [7 empty] | THOR\acont | 2024-09-08 17:27 |  | [Edwards, Kidde, Monaco Enterprises] [IDC] 01 1534-1, 200-GAOF, 270A-DPO, 270A-SPO, 270-DOC, 270-DOC-B, 270-DOC-F, 270-DPO, 270-GAO, 270-GAOB, 270-GAO-DOC, 270-GAO-DOCF, 270P-DPO, 270P-SPO, 270-SPO, 270-SPOW, 270-SPOWB, 270-SPOWF, 271-KR1/SR/GS, 276A-REL
49f94ceb-e821-4803-83b2-2823ca3f3951 | NFPA 170 LOCAL OPERATOR CONSOLE | RISER LOC |  | North | Monaco Enterprises |  | Local Operator Console |  |  |  | Assembly | TRUE | 710-072-51 | + | MAAP-X LOC Keypad, 12 tactile push buttons for pre-recorded MNS messages, PTT Mic for live voice, red NEMA 1 surface-mount enclosure | 1 | 0.03 | 0.061 |  |  |  |  | FALSE | FALSE |  |  |  |  | #FFFF0000 | FA-NFPA 170 LOCAL OPERATOR CONSOLE | 1 | FALSE | FALSE | FALSE | 211 | [8 empty] | 18 |  | 18 |  |  | TRUE | [5 empty] | DESKTOP-7EIEB7A\acont | 2021-07-14 07:40 | THOR\acont | 2024-09-08 17:27 | Cloned from Notifier NFC-LOC | [Monaco Enterprises] [RS-485] [DATA] 176-286-02, 176-286-03, 194-810-24, 710-054-01, 710-072-01, 710-072-02, 710-072-51, 710-072-52 [Monaco Enterprises] [AUDIO LOW] [AUDIO] 710-072-01, 710-072-02, 710-072-51, 710-072-52
faef47fd-41a2-4569-9138-282978a4e1f4 | NFPA 170 SMOKE HEAT DETECTOR |  |  | North | Edwards |  | Smoke/Heat Detector |  |  |  | Module | TRUE | SIGA-PHD w/SIGA-SB4 BASE | ++ | Photoelectric smoke and heat detector, 135F w/15F/min ROR | 1 | 5.1e-05 | 6.8e-05 |  |  |  |  | FALSE | TRUE |  |  |  |  | #FFFF0000 | FA-NFPA 170 SMOKE HEAT DETECTOR | 1 | FALSE | FALSE | FALSE | 1408 | [13 empty] | FALSE | [5 empty] | DESKTOP-7SAL8M7\acont | 2020-11-24 07:42 | THOR\acont | 2024-10-08 16:47 | Cloned from Edwards SIGA-PHD w/SIGA-SB BASE | [Edwards, Kidde] [SLC EST SENSORS] [*] [#4 TYPE ADDR ¦ SENSORS] KI-DDOS (C), SIGA2-COS w/SIGA-AB4G BASE, SIGA2-COS w/SIGA-AB4G-LF BASE, SIGA2-COS w/SIGA-AB4GT BASE, SIGA2-COS w/SIGA-IB BASE, SIGA2-COS w/SIGA-RB BASE, SIGA2-COS w/SIGA-SB BASE, SIGA2-HCOS [Edwards, Kidde] [SLC EST MODULES/SENSORS] 01 [*] [iO64] DS-HFS (C), DS-PS (C), FX-HD w/IB4U BASE, FX-HD w/RB4U BASE, FX-HD w/SB4U BASE, FX-HD w/SB4U-LF BASE, FX-HD wB4U BASE, FX-PD w/B4U BASE (C), FX-PD w/IB4U BASE (C), FX-PD w/SB4U BASE (C), FX-PD w/SB [Edwards, Kidde] [SLC EST MODULES SENSORS] [*] [#2 SHARED ADDR ¦ SENSORS] KI-DDOS (C), SIGA2-COS w/SIGA-AB4G BASE, SIGA2-COS w/SIGA-AB4G-LF BASE, SIGA2-COS w/SIGA-AB4GT BASE, SIGA2-COS w/SIGA-IB BASE, SIGA2-COS w/SIGA-RB BASE, SIGA2-COS w/SIGA-SB BASE, S [Edwards, Kidde] [SLC EST SENSORS] 01 [*] [EST3, iO1000] DS-HFS (C), DS-PS (C), FX-HD w/IB4U BASE, FX-HD w/RB4U BASE, FX-HD w/SB4U BASE, FX-HD w/SB4U-LF BASE, FX-HD wB4U BASE, FX-PD w/B4U BASE (C), FX-PD w/IB4U BASE (C), FX-PD w/SB4U BASE (C), FX-PD w/SB
671dfcfb-7a08-4dd3-ab92-282e2826bc06 | NFPA 170 ADDRESSABLE OUTPUT MODULE |  |  | North | Kidde |  | Addressable Control/Relay |  |  |  | Module | TRUE | 70-600000-001 | ++ | Remote Releasing Module (With Standard Bracket and Front Cover Plate) | 1 | 0.00041 | 0.00041 |  |  |  |  | FALSE | [5 empty] | #FFFF0000 | FA-NFPA 170 ADDRESSABLE OUTPUT MODULE | 1 | FALSE | FALSE | FALSE | 1000 | [13 empty] | FALSE | [5 empty] | DESKTOP-7EIEB7A\acont | 2023-03-15 11:28 | THOR\acont | 2024-09-08 17:27 | Cloned from Kidde 70-407008-001 | [Edwards, Kidde] [SLC EST MODULES SENSORS] [*] [#1 SHARED ADDR ¦ ALL] 06-220023-001, 70-200200-003, 70-407008-001, 70-407008-002, 70-408004-001, 70-417008-001, 70-518004-001, 70-600000-001, 70-600000-002, 70-610001-001, 76-330002-101, 84-330002-001, DS-P [Kidde] [AUX POWER] 06-220023-001, 70-600000-001, 70-600000-002 | [Kidde] 06-220023-001, 70-600000-001, 70-600000-002 [Kidde] 06-220023-001, 70-600000-001, 70-600000-002
d539dbd3-d5bd-48ab-85de-282e2c07d836 | NFPA 170 HORN CEILING |  |  | North | Eaton Wheelock |  | Horn |  |  |  | Module | TRUE | HNRC | ++ | Horn, Red, Ceiling Mount | 1 | [6 empty] | FALSE | TRUE |  |  |  |  | #FF0070C0 | FA-NFPA 170 HORN CEILING | 1 | FALSE | FALSE | FALSE | 2011 | [13 empty] | FALSE |  |  | C |  |  |  |  | THOR\acont | 2024-09-08 17:27 |  | [Eaton Wheelock] [NAC] [ULMAX @99dBA] HNRC (C), HNWC (C)
fe93c7e1-d359-4b62-92c6-2836e231c83b | CADGEN ELECTRIC STRIKE |  |  | North | Generic | Security/Access Control | Electric Strike |  |  |  | Module | TRUE | Electric Strike |  | Universal Electric Strike | 1 | [6 empty] | TRUE | [5 empty] | #FFFF0000 | FA-CADGEN ELECTRIC STRIKE | 1 | FALSE | FALSE | FALSE | [20 empty] | DESKTOP-7EIEB7A\acont | 2022-02-12 08:41 | THOR\acont | 2024-09-08 17:27 | Cloned from Access Control Door Contact | [Alarm Controls, ALARM CONTROLS CORPORATION, ASSA ABLOY, Generic, HES, RCI, Von Duprin] [ACCESS CONTROL OUTPUT] [*] 1200L, 1200LB, 1200S, 1500, 1600, 4200, 5100, 600D, 600L, 600S, 6210, 6211, 6211AL, 6211WF, 6212, 6212WF, 6213, 6214, 6215, 6216, 6221, 62
0a3c4f80-07ca-4b4f-bcb5-283c7bdb3aae |  |  |  | North | Bosch | [5 empty] | Module | TRUE | CX4010 | * | Panel Transformer | 1 | [12 empty] | #FFFFFFFF |  |  | FALSE | FALSE | FALSE | [20 empty] | DESKTOP-7EIEB7A\acont | 2021-08-13 06:25 | THOR\acont | 2024-10-09 10:48
975ffccd-774c-43f8-9108-283e6c6c4ca7 | NFPA 170 STROBE WALL |  |  | North | Potter |  | Strobe |  |  |  | Module | TRUE | S-24WW-WP | ++ | Outdoor Strobe, Fixed 75 Candela, Standard Enclosure, White | 1 | 0 | 0.112 |  |  |  |  | FALSE | FALSE |  |  |  |  | #FF0070C0 | FA-NFPA 170 STROBE WALL | 1 | FALSE | FALSE | FALSE | 2023 | [13 empty] | FALSE |  |  | WP |  |  |  |  | THOR\acont | 2024-09-08 17:27 |  | [Potter] [NAC] [24 VDC] S-24PWR-WP, S-24PWW-WP, S-24WR-WP, S-24WW-WP, SLP-24PWR-WP, SLP-24PWW-WP, SLP-24WR-WP, SLP-24WW-WP
722bc89c-6e2b-44fb-923a-28403a138fab | NFPA 170 AMPLIFIER RACK | RISER AMP |  | North | Potter |  | Amplifier |  |  |  | Assembly | TRUE | SCA-10070 (70V) | + | SINGLE CHANNEL 100W, 25V OR 70V SELECTABLE AMPLIFIER | 1 | [6 empty] | FALSE | [5 empty] | #FFFF0000 | FA-NFPA 170 AMPLIFIER RACK | 1 | FALSE | FALSE | FALSE | 300 | [8 empty] | 12 |  |  |  | 100 | TRUE | [5 empty] | DESKTOP-7EIEB7A\acont | 2021-12-13 22:22 | THOR\acont | 2024-09-08 17:27 | Cloned from Potter SCA-5070 (70V)
95b95515-a22b-4eb2-b86c-2845b91c93cd | CADGEN MOTION DETECTOR WALL |  |  | North | Bosch |  | Motion Detector |  |  |  | Module | TRUE | RFDL-11 | ++ | Wireless motion detector, 35ft (11m) | 1 |  |  |  |  | 3 | [7 empty] | #FFFF0000 | FA-CADGEN MOTION DETECTOR WALL | 1 | FALSE | FALSE | FALSE | [17 empty] | RPT |  |  | DESKTOP-7EIEB7A\acont | 2022-07-26 16:46 | THOR\acont | 2024-09-08 17:27 | Cloned from Bosch RFDL-11-A | [BluePoint, Bosch] [BOSCH WIRELESS] [ALL DEVICES ++] BP01-302, BP02-202M, BP02-202P, BP02-A202M, BP02-A202P, BP02-A202PH, BP03-302, BP03-A102M, BP03-A102P, RFBT-A, RFDL-11, RFDL-11-A, RFDL-11-CHI, RFDW-RM, RFDW-RM-A, RFDW-RM-CHI, RFDW-SM, RFDW-SM-A, RFDW
5773d07d-d3dc-419b-8e91-28475828fdcb |  |  |  | North | Simplex |  | Hardware |  |  |  | Hardware | TRUE | 4905-9947 |  | SKIRT, SPKR/STROBE WHITE | 1 | [12 empty] | #FFFFFFFF |  |  | FALSE | FALSE | FALSE | [20 empty] | AULAPTOP-PC\Aulaptop | 2019-07-04 04:36 | THOR\acont | 2024-10-09 10:48
fce17f46-0bdf-494e-a8b0-284aa425a5d5 | NFPA 170 HORN CEILING |  |  | North | Notifier |  | Horn |  |  |  | Module | TRUE | HCWL-LF | + | LF Sounder Strobe, Ceiling, White | 1 | 0 | 0.047 |  |  |  |  | FALSE | TRUE |  |  |  |  | #FF0070C0 | FA-NFPA 170 HORN CEILING | 1 | FALSE | FALSE | FALSE | 2011 | [13 empty] | FALSE |  |  | LF |  |  | DESKTOP-7SAL8M7\acont | 2020-01-28 08:18 | THOR\acont | 2024-09-08 17:27 | Cloned from System Sensor HCWL-LF | [Notifier] [NAC] [16 VDC. TEMPORAL HIGH] HCRL-LF (C), HCWL-LF (C), HGRL-LF, HGWL-LF, HRL-LF, HWL-LF
3873a9dd-ddb2-44ed-babd-28547111bb2d |  |  |  | North | Bosch |  | Cards & Components |  |  |  | Card | TRUE | D9412GV4 Main Board | + | Fire Alarm Control Panel Main Board | 1 | 0.2 | 0.3 |  |  |  |  | TRUE | [5 empty] | #FFFFFFFF |  |  | FALSE | FALSE | FALSE | [14 empty] | FALSE | [5 empty] | DESKTOP-7SAL8M7\acont | 2020-06-16 08:46 | THOR\acont | 2024-10-09 10:48 | Cloned from Bosch B9512G MAIN BOARD |  | [Bosch] D9412GV4 Main Board
a31d0979-808a-4971-883e-28564366e352 |  |  |  | North | Siemens |  | Hardware |  |  |  | Hardware | TRUE | FHA2036-R1 | S54400-B42-A2 | Trim Kit 2HU Red | 1 | [12 empty] | #FFFFFFFF |  |  | FALSE | FALSE | FALSE | [20 empty] | AULAPTOP-PC\Aulaptop | 2019-05-19 02:43 | THOR\acont | 2024-10-09 10:48 | Cloned from Siemens FHA2036-U1
731d7568-3d15-4cf8-ab3d-285aeb116427 | NFPA 170 SPEAKER STROBE |  |  | North | Kidde |  | Speaker/Strobe |  |  |  | Module | TRUE | G4LFWN-HVM | + | Low Frequency(520hz), White, 15,30,75,110 cd | 1 | 0 | 0.221 |  |  |  |  | FALSE | [5 empty] | #FF0070C0 | FA-NFPA 170 SPEAKER STROBE | 1 | FALSE | FALSE | FALSE | 2019 | [13 empty] | FALSE |  |  | LF |  |  | DESKTOP-7EIEB7A\acont | 2021-11-15 14:32 | THOR\acont | 2024-09-08 17:27 | Cloned from Edwards G4LFWN-HVM | [Edwards, Kidde] [NAC] [16 VDC, TEMPORAL] G4LFRF-HVM, G4LFRN-HVM, G4LFWF-HVM, G4LFWN-HVM [Edwards, Kidde] [NAC] [16 VDC, CONTINUOUS] G4LFRF-HVM, G4LFRN-HVM, G4LFWF-HVM, G4LFWN-HVM [Edwards, Kidde] [NAC] [24 VDC, TEMPORAL] G4LFRF-HVM, G4LFRN-HVM, G4LFWF-HVM, G4LFWN-HVM [Edwards, Kidde] [NAC] [24 VFWR, TEMPORAL] G4LFRF-HVM, G4LFRN-HVM, G4LFWF-HVM, G4LFWN-HVM [Edwards, Kidde] [NAC] [16 VFWR, TEMPORAL] G4LFRF-HVM, G4LFRN-HVM, G4LFWF-HVM, G4LFWN-HVM [Edwards, Kidde] [NAC] [24 VDC, CONTINUOUS] G4LFRF-HVM, G4LFRN-HVM, G4LFWF-HVM, G4LFWN-HVM [Edwards, Kidde] [NAC] [16 VFWR, CONTINUOUS] G4LFRF-HVM, G4LFRN-HVM, G4LFWF-HVM, G4LFWN-HVM [Edwards, Kidde] [NAC] [24 VFWR, CONTINUOUS] G4LFRF-HVM, G4LFRN-HVM, G4LFWF-HVM, G4LFWN-HVM
bbefcd0a-0b27-4ef7-b51d-286474a21c4b | NFPA 170 HEAT DETECTOR BEACON VOICE |  |  | North | Siemens |  | Heat Detector |  |  |  | Module | TRUE | HI720/FDSB227-WW/FDB228 | ++ | Heat Detector (static) with Short Circuit Isolator (supplied with Voice Sounder VAD Base) 71…96 dB (A) High = O-4-15 Medium = C-3-12 Low = O-2.5-6.5 | 1 | 0.0002 | 0.0002 | [10 empty] | #FFFF0000 | FA-NFPA 170 HEAT DETECTOR BEACON VOICE | 1 | FALSE | FALSE | FALSE | [17 empty] | R |  |  | DESKTOP-7EIEB7A\acont | 2021-11-19 10:16 | THOR\acont | 2024-09-08 17:27 |  | [Siemens] [C-NET] [#2 BEACON WHITE HIGH, #2 BEACON WHITE INDICATOR, #2 BEACON WHITE LOW, #2 BEACON WHITE MED] FDSB226-WW/FDB228/FDBZ298, FDSB227-WW/FDB228/FDBZ298, HI720/FDSB226-WW/FDB228, HI720/FDSB227-WW/FDB228, HI722//FDSB227-WW/FDB228, HI722/FDSB226- [Siemens] [C-NET] [*] [#1 DETECTOR] FDBZ290/OOH740/DB721/FDBZ290-AA, FDL241-9/FDLB291/DLR1191, HI720/DB721, HI720/DBS720, HI720/FDSB226-WW/FDB228, HI720/FDSB227-WW/FDB228, HI722//FDSB227-WW/FDB228, HI722/DB721, HI722/DBS720, HI722/FDSB226-WW/FDB228, OH72 [Siemens] [C-NET] [#2 BEACON/VOICE WHITE HIGH, #2 BEACON/VOICE WHITE INDICATOR, #2 BEACON/VOICE WHITE LOW, #2 BEACON/VOICE WHITE MED] FDSB227-WW/FDB228/FDBZ298, HI720/FDSB227-WW/FDB228, HI722//FDSB227-WW/FDB228, OH720/FDSB227-WW/FDB228, OOH740/FDSB227-WW [Siemens] [C-NET] [#2 TONE/VOICE] FDSB226-WW/FDB228/FDBZ298, FDSB227-WW/FDB228/FDBZ298, HI720/FDSB226-WW/FDB228, HI720/FDSB227-WW/FDB228, HI722//FDSB227-WW/FDB228, HI722/FDSB226-WW/FDB228, OH720/FDSB226-WW/FDB228, OH720/FDSB227-WW/FDB228, OOH740/FDSB226-
30ee587f-d1f0-4adf-89a6-28679bbcaf5c | NFPA 170 SMOKE DETECTOR |  |  | North | Simplex |  | Smoke Detector |  |  |  | Module | TRUE | 4098-9714 w/4098-9789 | + | TrueAlarm Analog Sensors, Photoelectric smoke sensor, White, Standard Base w/LED or Relay Connections | 1 | 0.0008 | 0.001 |  |  |  |  | FALSE | TRUE |  |  |  |  | #FFFF0000 | FA-NFPA 170 SMOKE DETECTOR | 1 | FALSE | FALSE | FALSE | 1408 | [13 empty] | FALSE | [5 empty] | DESKTOP-7EIEB7A\acont | 2022-02-14 17:38 | THOR\acont | 2024-09-08 17:27 | Cloned from Simplex 4098-9714 w/4098-9792 | [Autocall, Simplex] [IDNet] [SENSORS ++] 4098-9714 (C), 4098-9714 w/4098-9770 (C), 4098-9714 w/4098-9771 (C), 4098-9714 w/4098-9772 (C), 4098-9714 w/4098-9773 (C), 4098-9714 w/4098-9780 (C), 4098-9714 w/4098-9789 (C), 4098-9714 w/4098-9791 (C), 4098-9714
d0f07561-bd44-4e3d-857c-28686c8a8c68 | NFPA 170 FIRE ALARM TERMINAL CABINET | RISER FATC |  | North | Kirkland |  | Terminal Cabinet |  |  |  | Assembly | TRUE | BBTC-DC100-NFS |  | Damper Control Enclosure | 1 | [6 empty] | TRUE | [5 empty] | #FFFF0000 | FA-NFPA 170 FIRE ALARM TERMINAL CABINET | 1 | FALSE | FALSE | FALSE | 205 | [19 empty] | DESKTOP-7SAL8M7\acont | 2019-12-04 09:53 | THOR\acont | 2024-09-08 17:27 | Cloned from Kirkland BBTC-FC100-NFS
a6250c2c-1242-4b3b-bc81-2868f0798d55 |  |  |  | North | Bosch | [5 empty] | Module | TRUE | DDN-2516-212N08 | * | DIVAR network 2000 16IP 8PoE, 2TB | 1 | [12 empty] | #FFFFFFFF |  |  | FALSE | FALSE | FALSE | [20 empty] | DESKTOP-7EIEB7A\acont | 2021-08-13 06:25 | THOR\acont | 2024-10-09 10:48
9cf8a5a3-b86d-4848-a2bb-28727f0cb110 | NFPA 170 AUTOMATIC TRANSFER SWITCH |  |  | North | Block Definition Only |  | Miscellaneous |  |  |  | Module | TRUE | NFPA 170 AUTOMATIC TRANSFER SWITCH |  | NFPA 170 AUTOMATIC TRANSFER SWITCH | 1 | [12 empty] | #FFFF0000 | FA-NFPA 170 AUTOMATIC TRANSFER SWITCH | 1 | FALSE | FALSE | FALSE | 902 | [19 empty] | AULAPTOP-PC\Aulaptop | 2020-03-26 07:41 | THOR\acont | 2024-09-08 17:27
4b89c9e4-f5d8-453c-9bb6-2872f30d5591 | NFPA 170 REMOTE ANNUNCIATOR | RISER ANNUNCIATOR |  | North | Hochiki |  | Remote Annunciator |  |  |  | Module | TRUE | FN-LCD-S | SERIAL LCD ANNUNCIATOR GREY | SERIAL LCD ANNUNCIATOR GREY | 1 | 0.02 | 0.11 |  |  |  |  | TRUE |  |  | *Refer to Install Sheet | 10.88” W x 8.00” H x 1.38” D |  | #FFFF0000 | FA-NFPA 170 REMOTE ANNUNCIATOR | 1 | FALSE | FALSE | FALSE | 255 | [19 empty] | DESKTOP-0D6CQVA\lousc | 2019-09-24 08:53 | THOR\acont | 2024-09-08 17:27 | from Hochiki FN-LCD-N | [AutoPulse, Hochiki, VES] [RS-485] [Network] 542R (433607), FN2127US0ERS120, FN-2127US0ERS-220, FN2127US1ERS120, FN-2127US1ERS-220, FN4127US0ERS120, FN-4127US0ERS-220, FN4127US1ERS120, FN-4127US1ERS-220, FN-LCD-N, FN-LCD-S, FNP-1127, FNP-1127ES0EGS-120, [Hochiki] [AUX POWER] FN-LCD-S
2a9ba220-031f-4a41-ae6c-2874ce3ae617 | NFPA 170 HORN STROBE |  |  | North | Siemens |  | Horn/Strobe |  |  |  | Module | TRUE | SC-LFSS-WW-F |  | WALL ACEND LOW FREQUENCY SOUNDER STROBE, WHITE, "FIRE" | 1 | [6 empty] | TRUE | [5 empty] | #FF0070C0 | FA-NFPA 170 HORN STROBE | 1 | FALSE | FALSE | FALSE | [17 empty] | LF |  |  | XPS-17-9710\August | 2024-10-10 05:10 | XPS-17-9710\August | 2024-10-10 05:49 | 20241008 NEW SIEMENS PARTS | [Siemens] [NAC] [Continuous High, Continuous Low, T3 High, T3 Low, T4 High, T4 Low] SC-LFSS-CR-F , SC-LFSS-CW-F , SC-LFSS-WR-F, SC-LFSS-WW-F
f997a68b-ddaf-45df-be8d-287a738723ce | NFPA 170 HORN |  |  | North | Siemens |  | Horn |  |  |  | Module | TRUE | LFS-CO-R | S54329-A3-A1 | Low Frequency Sounder / "CO" Text / Red | 1 | [12 empty] | #FF0070C0 | FA-NFPA 170 HORN | 1 | FALSE | FALSE | FALSE | [17 empty] | LF |  |  | DESKTOP-7EIEB7A\acont | 2022-05-13 08:29 | THOR\acont | 2024-09-08 17:27 | Cloned from Siemens LFS-AL-R | [Siemens] [NAC] [VDC CONTINUOUS] LFS-AL-R, LFS-AL-W, LFS-CO-R, LFS-CO-W, LFS-F-R, LFS-F-W, LFS-N-R, LFS-N-W [Siemens] [NAC] [VFWR CONTINUOUS] LFS-AL-R, LFS-AL-W, LFS-CO-R, LFS-CO-W, LFS-F-R, LFS-F-W, LFS-N-R, LFS-N-W
988c4ce4-451d-415f-a699-288413964307 | NFPA 170 SMOKE DETECTOR |  |  | North | Kidde |  | Smoke Detector |  |  |  | Module | TRUE | KI-PD w/KI-IB BASE | + | Photoelectric smoke detector | 1 | 0.00045 | [5 empty] | FALSE | TRUE |  |  |  |  | #FFFF0000 | FA-NFPA 170 SMOKE DETECTOR | 1 | FALSE | FALSE | FALSE | 1408 | [13 empty] | FALSE | [5 empty] | DESKTOP-7SAL8M7\acont | 2018-09-17 10:05 | THOR\acont | 2024-09-08 17:27 | 20191121 AC Detector with base | [Edwards, Kidde] [SLC EST SENSORS] 01 [*] [EST3, iO1000] DS-HFS (C), DS-PS (C), FX-HD w/IB4U BASE, FX-HD w/RB4U BASE, FX-HD w/SB4U BASE, FX-HD w/SB4U-LF BASE, FX-HD wB4U BASE, FX-PD w/B4U BASE (C), FX-PD w/IB4U BASE (C), FX-PD w/SB4U BASE (C), FX-PD w/SB [Edwards, Kidde] [SLC EST MODULES/SENSORS] 01 [*] [iO64] DS-HFS (C), DS-PS (C), FX-HD w/IB4U BASE, FX-HD w/RB4U BASE, FX-HD w/SB4U BASE, FX-HD w/SB4U-LF BASE, FX-HD wB4U BASE, FX-PD w/B4U BASE (C), FX-PD w/IB4U BASE (C), FX-PD w/SB4U BASE (C), FX-PD w/SB [Kidde] [SLC EST SENSORS] [*] [#4 TYPE ADDR ¦ SENSORS] DS-HFS (C), DS-PS (C), FX-HD w/IB4U BASE, FX-HD w/RB4U BASE, FX-HD w/SB4U BASE, FX-HD w/SB4U-LF BASE, FX-HD wB4U BASE, FX-PD w/B4U BASE (C), FX-PD w/IB4U BASE (C), FX-PD w/SB4U BASE (C), FX-PD w/SB4U [Kidde] [SLC EST MODULES SENSORS] [*] [#2 SHARED ADDR ¦ SENSORS] DS-HFS (C), DS-PS (C), FX-HD w/IB4U BASE, FX-HD w/RB4U BASE, FX-HD w/SB4U BASE, FX-HD w/SB4U-LF BASE, FX-HD wB4U BASE, FX-PD w/B4U BASE (C), FX-PD w/IB4U BASE (C), FX-PD w/SB4U BASE (C), FX
40e84275-980f-4d98-95fc-288d9e732375 | NFPA 170 SMOKE DETECTOR |  |  | North | Monaco Enterprises |  | Smoke Detector |  |  |  | Module | TRUE | 723-353-00 w/B200SR-WH | + | DETECTOR,SYSTEM:PHOTOELECTRIC,15-32VDC,INTELLIGENT,HEAD | 1 | 0.0003 | 0.0065 |  |  |  |  | FALSE | TRUE |  |  |  |  | #FFFF0000 | FA-NFPA 170 SMOKE DETECTOR | 1 | FALSE | FALSE | FALSE | 1408 | [13 empty] | FALSE |  |  | P, SB |  |  | DESKTOP-7SAL8M7\acont | 2020-02-21 06:48 | THOR\acont | 2024-09-08 17:27 | Cloned from MIRCOM MIX-2251B w/B200SR | [Monaco Enterprises] [SLC SENSORS] 01 [*] 721-121-00 w/B200SR-LF-WH (C), 721-121-00 w/B200SR-WH (C), 721-121-00 w/B210LP (C), 721-121-00 w/B224RB-WH (C), 721-121-00 w/B501 (C), 721-124-00 w/B200SR-LF-WH (C), 721-124-00 w/B200SR-WH (C), 721-124-00 w/B210L [Monaco Enterprises] [SLC SENSORS] 01 [*] 721-121-00 w/B200SR-LF-WH (C), 721-121-00 w/B200SR-WH (C), 721-121-00 w/B210LP (C), 721-121-00 w/B224RB-WH (C), 721-121-00 w/B501 (C), 721-124-00 w/B200SR-LF-WH (C), 721-124-00 w/B200SR-WH (C), 721-124-00 w/B210L [MIRCOM, Monaco Enterprises] [AUX POWER] 721-121-00 w/B200SR-WH (C), 721-124-00 w/B200SR-WH (C), 722-121-00 w/B200SR-WH (C), 722-406-00 w/B200SR-WH (C), 723-345-00 w/B200SR-WH (C), 723-353-00 w/B200SR-WH (C), 723-361-00 w/B200SR-WH (C), MIX-1251AP w/B200 [Monaco Enterprises] [SLC MODULES/SENSORS] 01 [*] 721-121-00 w/B200SR-LF-WH (C), 721-121-00 w/B200SR-WH (C), 721-121-00 w/B210LP (C), 721-121-00 w/B224RB-WH (C), 721-121-00 w/B501 (C), 721-124-00 w/B200SR-LF-WH (C), 721-124-00 w/B200SR-WH (C), 721-124-00 [Monaco Enterprises] [SLC MODULES SENSORS] 01 [*] 708-026-01, 708-031-00, 721-121-00 w/B200SR-LF-WH (C), 721-121-00 w/B200SR-WH (C), 721-121-00 w/B210LP (C), 721-121-00 w/B224RB-WH (C), 721-121-00 w/B501 (C), 721-124-00 w/B200SR-LF-WH (C), 721-124-00 w/B
50dd4a6b-3c86-488c-bd42-2892dfc1ea19 |  |  |  | North | Edwards |  | Hardware |  |  |  | Hardware | TRUE | 751418MP |  | 14/2 &18/2 Solid Unshielded Composite Cable Under Red Jacket FPLP/CL3P (Plenum) | 1 | [6 empty] | FALSE | [5 empty] | #FFFFFFFF |  |  | FALSE | FALSE | FALSE | [14 empty] | FALSE | [7 empty] | THOR\acont | 2024-10-09 10:48
ad19a696-4e52-4a36-8f5b-28973fc76e77 |  |  |  | North | Siemens |  | Cards & Components |  |  |  | Card | TRUE | FP2016-U1 | S54400-Z63-A1 | CARD, 170 Watt Power Supply | 1 | [6 empty] | TRUE | [5 empty] | #FFFFFFFF |  |  | FALSE | FALSE | FALSE | [14 empty] | FALSE | [5 empty] | AULAPTOP-PC\Aulaptop | 2019-04-06 04:39 | THOR\acont | 2024-10-09 10:48 | Cloned from Siemens FP2011-U1
d7a86901-9373-4311-9d35-28a2dc0994f2 | NFPA 170 REMOTE TEST SWITCH |  |  | North | FFE |  | REMOTE TEST SWITCH |  |  |  | Module | TRUE | LLC | + | Remote Test Station (0400) | 1 | [6 empty] | FALSE | FALSE |  |  |  |  | #FFFF0000 | FA-NFPA 170 REMOTE TEST SWITCH | 1 | FALSE | FALSE | FALSE | 914 | [13 empty] | FALSE | [5 empty] | DESKTOP-QGO6JOK\acont | 2022-05-24 18:31 | THOR\acont | 2024-09-08 17:27 | Cloned from Firelite RTS151 | [FFE] [RTS] LLC
d5602bae-c1d6-41a7-a12c-28a39c6e8c21 | NFPA 170 SMOKE DETECTOR |  |  | North | Firelite |  | Smoke Detector |  |  |  | Module | TRUE | SD365 w/B200S-WH | + | White, Addressable photoelectric detector, Sounder Base | 1 | 0.0002 | 0.0045 |  |  |  |  | FALSE | TRUE |  |  |  |  | #FFFF0000 | FA-NFPA 170 SMOKE DETECTOR | 1 | FALSE | FALSE | FALSE | 1408 | [13 empty] | FALSE | [7 empty] | THOR\acont | 2024-09-08 17:27 | 20191121 AC Detector with base | [Firelite, System Sensor] [SLC SENSORS] [*] [#4 TYPE ADDR ¦ SENSORS] AD355 w/B200SR-LF-WH (C), AD355 w/B200SR-WH (C), AD355 w/B210LP (C), AD355 w/B224BI-WH (C), AD355 w/B224RB-WH (C), AD355 w/B501 (C), BEAM355 (C), BEAM355S (C), CP355 w/B200SR-WH (C), CP [Firelite] [AUX POWER] AD355 w/B200SR-WH (C), CP355 w/B200SR-WH (C), H355 w/B200SR (C), H355HT w/B200SR (C), H355R w/B200SR (C), H365 w/B200S-WH (C), H365HT w/B200S-WH (C), H365R w/B200S-WH (C), SD355 w/B200SR (C), SD355CO w/B200S-WH (C), SD355T w/B200SR [Firelite, System Sensor] [SLC MODULES SENSORS] [*] [#2 SHARED ADDR ¦ SENSORS] AD355 w/B200SR-LF-WH (C), AD355 w/B200SR-WH (C), AD355 w/B210LP (C), AD355 w/B224BI-WH (C), AD355 w/B224RB-WH (C), AD355 w/B501 (C), BEAM355 (C), BEAM355S (C), CP355 w/B200SR-
4a2f784e-a664-4f12-8ee6-28b07cd8fb5e | NFPA 170 REMOTE ANNUNCIATOR |  |  | North | Bosch |  | Remote Annunciator |  |  |  | Module | TRUE | D1256RB | ++ | Keypad, fluorescent, red/grey, SDI | 1 | 0.104 | 0.225 |  |  | 12 | [7 empty] | #FFFF0000 | FA-NFPA 170 REMOTE ANNUNCIATOR | 1 | FALSE | FALSE | FALSE | [17 empty] | B926F |  |  | DESKTOP-7EIEB7A\acont | 2022-08-25 15:11 | THOR\acont | 2024-09-08 17:27 | Cloned from Bosch D1255RB | [Bosch] [SDI BOSCH] [*] [ALL DEVICES ++] B426, B450, B450-CHI, B450-M, B901, D1255, D1255RB, D1255W, D1256RB, D1257RB, D1260, D1260B, D1260BLK, D1260R, D1260W
94c6026c-7a25-48c0-b889-28b505aa9a2f |  |  |  | North | Gamewell FCI |  | Cards & Components |  |  |  | Card | TRUE | Encompass 300 watt card | ++ | Encompass 300 watt amplifier card | 1 | [6 empty] | TRUE | [5 empty] | #FFFFFFFF |  |  | FALSE | FALSE | FALSE | [20 empty] | THOR\acont | 2025-02-12 11:07 |  |  | Cloned from Ultra Electronics Encompass 300 watt card |  | [Edwards, Gamewell FCI, Ultra Electronics] Encompass 300 watt card
534b3388-9711-4941-b0b5-28b5ecf33320 |  |  |  | North | Potter | [5 empty] | Module | TRUE | Special Application Pull Station Series |  | Conventional Special Application Pull Station | 1 | [6 empty] | FALSE | [5 empty] | #FFFFFFFF |  |  | FALSE | FALSE | FALSE | [14 empty] | FALSE | [7 empty] | THOR\acont | 2024-10-09 10:48
684f5015-ea5e-4ef2-b479-28b9562bfbbc | NFPA 170 VOICE EVACUATION CONTROL UNIT |  |  | North | Evax |  | Voice Evac Control Unit |  |  |  | Assembly | TRUE | HMX-MP32/P | + | Master Panel, 32 Switch Control, Master Fire Phone | 1 | [6 empty] | FALSE | [5 empty] | #FFFF0000 | FA-NFPA 170 VOICE EVACUATION CONTROL UNIT | 1 | FALSE | FALSE | FALSE | 211 | [8 empty] | 7,12,18 |  |  |  |  | TRUE | [5 empty] | DESKTOP-7SAL8M7\acont | 2020-07-16 11:07 | THOR\acont | 2024-09-08 17:27 | Cloned from Hochiki FNVMP32/P
7f40c3e0-a162-4e5e-a01c-28bad0e3ddb7 | NFPA 170 REMOTE ANNUNCIATOR | RISER ANNUNCIATOR |  | North | Fike |  | Remote Annunciator |  |  |  | Assembly | TRUE | 02-11893 |  | Space Age Red ESB Surface Mount back box | 1 | [6 empty] | FALSE | [5 empty] | #FFFF0000 | FA-NFPA 170 REMOTE ANNUNCIATOR | 1 | FALSE | FALSE | FALSE | 255 | [13 empty] | FALSE | [5 empty] | AULAPTOP-PC\Aulaptop | 2018-12-12 04:50 | THOR\acont | 2024-09-08 17:27 | Cloned from Fike New Part CLONED CLONED CLONED CLONED
df1bccfa-bab8-413a-bd05-28bd527bfc9c | NFPA 170 BATTERY CABINET |  |  | North | Firelite |  | Enclosure |  |  |  | Assembly | TRUE | BB-17F |  | Battery Box | 1 | [12 empty] | #FFFF0000 | FA-NFPA 170 BATTERY CABINET | 1 | FALSE | FALSE | FALSE | 3000 | [19 empty] | THOR\acont | 2025-01-29 12:28 |  |  | Cloned from Firelite BB-17
8e4f1b66-9002-4139-a09a-28be3e7f76e6 | NFPA 170 FIRE ALARM COMMUNICATOR |  |  | North | Silent Knight |  | Communicator |  |  |  | Module | TRUE | 5128 | ++ | Slave Fire Communicator | 1 | 0.143 | 0.227 |  |  | 24 |  | FALSE |  |  |  | 10.1" W x 10.4" H x 3" D (25.7 W x 26.4 H x 7.62 D cm) Weight: 6 lbs (2.7 kg) |  | #FFFF0000 | FA-NFPA 170 FIRE ALARM COMMUNICATOR | 1 | FALSE | FALSE | FALSE | 251 | [13 empty] | FALSE | [7 empty] | THOR\acont | 2024-09-08 17:27 |  | [Silent Knight] [AUX POWER] [*] [AUX ++] 5128, RZA-4X, RZA-4XF, RZA-5F
a922c7ab-173a-4bac-9c2b-28c5cce69be1 |  |  |  | North | Bosch | [5 empty] | Module | TRUE | MIC-9502-Z30BVS | * | PIC 9000I Series IP PTZ, Thermal VGA, 50mm, 2MP 30X. Black 95W POE | 1 | [12 empty] | #FFFFFFFF |  |  | FALSE | FALSE | FALSE | [20 empty] | DESKTOP-7EIEB7A\acont | 2021-08-13 06:25 | THOR\acont | 2024-10-09 10:48
ecb98f26-efce-42d7-bace-28d6e30711ac | NFPA 170 BELL |  |  | North | Eaton Wheelock |  | Bell |  |  |  | Module | TRUE | 43T-G6-R | F | Bell, Vib, 115 VAC, 6", Red. | 1 | [6 empty] | FALSE | FALSE |  |  |  |  | #FFFF0000 | FA-NFPA 170 BELL | 1 | FALSE | FALSE | FALSE | 2000 | [13 empty] | FALSE | [7 empty] | THOR\acont | 2024-09-08 17:27
74a62ddf-c597-457f-a442-28dfac3d6c21 | NFPA 170 SMOKE DETECTOR |  |  | North | Edwards |  | Smoke Detector |  |  |  | Module | TRUE | SIGA-IS w/SIGA-SB BASE | ++ | Ionization Smoke Detector | 1 | 4.5e-05 | 4.5e-05 |  |  |  |  | FALSE | TRUE |  |  |  |  | #FFFF0000 | FA-NFPA 170 SMOKE DETECTOR | 1 | FALSE | FALSE | FALSE | 1408 | [13 empty] | FALSE | [7 empty] | THOR\acont | 2024-10-08 16:31 | 20191121 AC Detector with base | [Edwards, Kidde] [SLC EST SENSORS] 01 [*] [EST3, iO1000] DS-HFS (C), DS-PS (C), FX-HD w/IB4U BASE, FX-HD w/RB4U BASE, FX-HD w/SB4U BASE, FX-HD w/SB4U-LF BASE, FX-HD wB4U BASE, FX-PD w/B4U BASE (C), FX-PD w/IB4U BASE (C), FX-PD w/SB4U BASE (C), FX-PD w/SB [Edwards, Kidde] [SLC EST MODULES/SENSORS] 01 [*] [iO64] DS-HFS (C), DS-PS (C), FX-HD w/IB4U BASE, FX-HD w/RB4U BASE, FX-HD w/SB4U BASE, FX-HD w/SB4U-LF BASE, FX-HD wB4U BASE, FX-PD w/B4U BASE (C), FX-PD w/IB4U BASE (C), FX-PD w/SB4U BASE (C), FX-PD w/SB [Edwards, Kidde] [SLC EST SENSORS] [*] [#4 TYPE ADDR ¦ SENSORS] KI-DDOS (C), SIGA2-COS w/SIGA-AB4G BASE, SIGA2-COS w/SIGA-AB4G-LF BASE, SIGA2-COS w/SIGA-AB4GT BASE, SIGA2-COS w/SIGA-IB BASE, SIGA2-COS w/SIGA-RB BASE, SIGA2-COS w/SIGA-SB BASE, SIGA2-HCOS [Edwards, Kidde] [SLC EST MODULES SENSORS] [*] [#2 SHARED ADDR ¦ SENSORS] KI-DDOS (C), SIGA2-COS w/SIGA-AB4G BASE, SIGA2-COS w/SIGA-AB4G-LF BASE, SIGA2-COS w/SIGA-AB4GT BASE, SIGA2-COS w/SIGA-IB BASE, SIGA2-COS w/SIGA-RB BASE, SIGA2-COS w/SIGA-SB BASE, S
6ede3ea2-f4b9-4ed6-b36c-28e042714fe2 |  |  |  | North | Siemens |  | Cards & Components |  |  |  | Card | TRUE | PAD-5-MB | S54339-A5-A1+ | Addressable Power Supply Unit Main Board | 1 | 0.078 | 0.174 |  |  |  |  | TRUE | [5 empty] | #FFFFFFFF |  |  | FALSE | FALSE | FALSE | [20 empty] | DESKTOP-7SAL8M7\acont | 2019-08-13 09:04 | THOR\acont | 2024-10-09 10:48 |  | [Siemens] [SLC MODULES/SENSORS] 04 PAD-5-CDC, PAD-5-CLSA, PAD-5-MB [Siemens] [SLC MODULES SENSORS] [*] [#1 SHARED ADDR ¦ MODULES] AD-11P (C), FDBZ492 w/OP921 (C), FDBZ492-HR w/FDO421 (C), FDBZ492-HR w/OP921 (C), FDBZ492-R (C), FDCIO422, HCP, HCP-Z, HFPO-11, HFPT-11, HMS-D, HMS-DE, HMS-DP, HMS-DZ, HMS-S, HMS-SA, HMS-SE, [Siemens] [NAC Trigger] PAD-4-MB, PAD-5-MB | [Siemens] PAD-4-MB, PAD-5-MB
cc20b6ad-54c0-4947-afd5-28e1a5e1d7b8 | CADGEN EQUIPMENT ENCLOSURE |  |  | North | RS2 Technologies |  | Enclosure |  |  |  | Assembly | TRUE | RS2-NCL |  | 18-gauge steel NEMA approved enclosure, 6 card capacity | 1 | [12 empty] | #FFFF0000 | FA-CADGEN EQUIPMENT ENCLOSURE | 1 | FALSE | FALSE | FALSE | 400 | [19 empty] | DESKTOP-7EIEB7A\acont | 2023-01-26 07:32 | THOR\acont | 2024-09-08 17:27 | Cloned from Kidde MFC-A
22523377-4ee5-4a3f-ac14-28f12f33c31d | NFPA 170 FIRE ALARM CONTROL UNIT | RISER FACP |  | North | Monaco Enterprises |  | Fire Alarm Control Unit |  |  |  | Assembly | TRUE | 227-856-MN |  | MAAP(+) Point Reporting MNS, 43-inch-high × 18-inch-wide × 3.6-inch-deep NEMA 1 surface mount enclosure, no radio, with interface to BT-XM2 | 1 | [12 empty] | #FFFF0000 | FA-NFPA 170 FIRE ALARM CONTROL UNIT | 1 | FALSE | FALSE | FALSE | 202 | [13 empty] | TRUE | [5 empty] | AULAPTOP-PC\Aulaptop | 2019-04-20 02:23 | THOR\acont | 2024-09-08 17:27
3ca31d76-6a2e-400f-865b-2901383a39ed | NFPA 170 BELL |  |  | North | System Sensor |  | Bell |  |  |  | Module | TRUE | SSV120-8 |  | Alarm Bell 8" 24VDC, red | 1 | 0 | 0.053 |  |  |  |  | FALSE | FALSE |  |  |  |  | #FFFF0000 | FA-NFPA 170 BELL | 1 | FALSE | FALSE | FALSE | 2000 | [13 empty] | FALSE | [7 empty] | THOR\acont | 2024-09-08 17:27 |  | [Hochiki, System Sensor] [NAC] B10-24, SSV120-10, SSV120-6, SSV120-8
46c827c0-8276-4db5-b2c0-2907583afeb2 |  |  |  | North | LifeSafety Power |  | Cards & Components |  |  |  | Card | TRUE | FPO75-B100C4PE1M Main Board | ++ | Fire Alarm Power Supply Main Board | 1 | [6 empty] | TRUE | FALSE |  |  |  |  | #FFFFFFFF |  |  | FALSE | FALSE | FALSE | [14 empty] | FALSE | [5 empty] | DESKTOP-7EIEB7A\acont | 2023-01-27 07:34 | THOR\acont | 2024-10-09 10:48 | Cloned from LifeSafety Power FPO75-B100M8PNL4E2M Main Board | [Altronix, Hochiki, LifeSafety Power] [NAC Trigger] AL1024ULM MAIN CARD, AL1024ULX Main Board, AL125UL Main Board, AL300ULX Main Board, AL400ULX Main Board, AL400ULXJ Main Board (24VDC), AL600ULACM Main Board, AL600ULXR Main Board, eFlow104N Main Board, [Altronix, LifeSafety Power] [IDC] 02 [AC FAIL] AL1024ULX Main Board, AL300ULX Main Board, AL400ULX Main Board, AL400ULXJ Main Board (24VDC), AL600ULXR Main Board, eFlow104N Main Board, eFlow104N16 Main Board, eFlow104N8 Main Board, FPO150/250-2C82D8PE4M [Altronix, LifeSafety Power] [IDC] 01 [BATTERY] AL1024ULM MAIN CARD, AL1024ULX Main Board, AL300ULX Main Board, AL400ULX Main Board, AL400ULXJ Main Board (24VDC), AL600ULXR Main Board, eFlow104N Main Board, eFlow104N16 Main Board, eFlow104N8 Main Board, | [Altronix, LifeSafety Power] AL1024ULX Main Board, FPO150/250-2C82D8PE4M1 Main Board, FPO150-B100C8D8PE4M Main Board, FPO250/250-3C83D8E12M Main Board, FPO250/250-3C83D8PE12M Main Board, FPO250/250-3C8P3D8PE12M Main Board, FPO75-B100C4PE1M Main Board, FPO
f48064f3-4201-4e94-836a-291cdfa7ef71 | NFPA 170 HEAT DETECTOR |  |  | North | Edwards |  | Heat Detector |  |  |  | Module | TRUE | E620-581-3 |  | 58C Rate compensated, Class A1, CE | 1 | [6 empty] | FALSE | [5 empty] | #FFFF0000 | FA-NFPA 170 HEAT DETECTOR | 1 | FALSE | FALSE | FALSE | 1403 | [13 empty] | FALSE | [7 empty] | THOR\acont | 2024-09-08 17:27 | 20191121 AC Detector without base
4ab0f1c9-6126-4971-b0e8-291e8baf1df0 |  |  |  | North | Edwards |  | Hardware |  |  |  | Hardware | TRUE | 994 |  | FIRE RATED NOTIFICATION DEVICE CABLE | 1 | [6 empty] | FALSE | [5 empty] | #FFFFFFFF |  |  | FALSE | FALSE | FALSE | [14 empty] | FALSE | [7 empty] | THOR\acont | 2024-10-09 10:48
33635124-d95b-4f8c-8843-292729e7d015 |  |  |  | North | Bosch | [5 empty] | Module | TRUE | D116 | * | SIREN 12V 15 WATT | 1 | [12 empty] | #FFFFFFFF |  |  | FALSE | FALSE | FALSE | [20 empty] | DESKTOP-7EIEB7A\acont | 2021-08-13 06:25 | THOR\acont | 2024-10-09 10:48
dbadcc32-3f1e-4f31-9304-2929339b6a70 | NFPA 170 MANUAL PULL |  |  | North | Simplex |  | Manual Station |  |  |  | Module | TRUE | 2099-9762 | ++ | Non-Coded, Non-Addressable Manual Station, Single Action | 1 | [6 empty] | FALSE | TRUE | Flush | Single gang box 2-1/2" deep 4" square box, 2-1/8" (54 mm) minimum | 5" H x 3-3/4" W x 1" D (127 mm x 95 mm x 25 mm) |  | #FFFF0000 | FA-NFPA 170 MANUAL PULL | 1 | FALSE | FALSE | FALSE | 1408 | [13 empty] | FALSE |  |  | SBP |  |  | DESKTOP-7EIEB7A\acont | 2023-03-07 06:37 | THOR\acont | 2024-09-08 17:27 | Cloned from Simplex 2099-9754 CLONED CLONED CLONED CLONED | [Autocall, Simplex] [IDC] 01 2098-9201 (C), 2098-9202 (C), 2098-9203 (C), 2098-9208 (C), 2098-9576 (C), 2099-9101 (C), 2099-9102 (C), 2099-9103 (C), 2099-9104 (C), 2099-9105 (C), 2099-9107 (C), 2099-9108 (C), 2099-9754 (C), 2099-9755 (C), 2099-9756 (C),
183a6e77-a3dd-4d6c-bf1e-2929c61609a8 |  |  |  | North | Edwards |  | Hardware |  |  |  | Hardware | TRUE | 454743ARE |  | 14/4 Solid Twisted Red-Jacket FPLP (Plenum) | 1 | [6 empty] | FALSE | [5 empty] | #FFFFFFFF |  |  | FALSE | FALSE | FALSE | [14 empty] | FALSE | [7 empty] | THOR\acont | 2024-10-09 10:48
c8b6e6b4-eb70-413b-98d2-292e541287ac | NFPA 170 MANUAL PULL |  |  | North | Edwards |  | Manual Station |  |  |  | Module | TRUE | 279B-1110 |  | Pull Station, double action, lexan, tool reset, leads | 1 | [6 empty] | FALSE | [5 empty] | #FFFF0000 | FA-NFPA 170 MANUAL PULL | 1 | FALSE | FALSE | FALSE | 957 | [13 empty] | FALSE | [7 empty] | THOR\acont | 2024-09-08 17:27 |  | [Edwards, Kidde, Monaco Enterprises] [IDC] 01 1534-1, 200-GAOF, 270A-DPO, 270A-SPO, 270-DOC, 270-DOC-B, 270-DOC-F, 270-DPO, 270-GAO, 270-GAOB, 270-GAO-DOC, 270-GAO-DOCF, 270P-DPO, 270P-SPO, 270-SPO, 270-SPOW, 270-SPOWB, 270-SPOWF, 271-KR1/SR/GS, 276A-REL
f0bc3dff-e083-4139-99b5-292f1746e026 | NFPA 170 HEAT DETECTOR |  |  | North | System Sensor |  | Heat Detector |  |  |  | Module | TRUE | 5251RB | ++ | Intelligent Addressable Rate-of-Rise Thermal detector | 1 | 0.0002 | 0.0065 |  |  |  |  | FALSE | TRUE |  |  |  |  | #FFFF0000 | FA-NFPA 170 HEAT DETECTOR | 1 | FALSE | FALSE | FALSE | 1403 | [13 empty] | FALSE | [7 empty] | THOR\acont | 2024-09-08 17:27 | 20191121 AC Detector without base | [Honeywell, Notifier, System Sensor] [SLC MODULES SENSORS] [*] [#2 SHARED ADDR ¦ SENSORS] 2251B (C), 2251-COPTIR (C), 2251-COPTIR w/B200S-WH (C), 2251TB (C), 2251TMB (C), 5251B (C), 5251B-WP (C), 5251H (C), 5251RB (C), 5251RB-WP (C), 7251 (C), 7251DH (C) [Honeywell, Notifier, System Sensor] [SLC SENSORS] [*] [#4 TYPE ADDR ¦ SENSORS] 2251B (C), 2251-COPTIR (C), 2251-COPTIR w/B200S-WH (C), 2251TB (C), 2251TMB (C), 5251B (C), 5251B-WP (C), 5251H (C), 5251RB (C), 5251RB-WP (C), 7251 (C), 7251DH (C), DH200LP
adb0c6df-b95c-4720-9a08-292f80139f2d | NFPA 170 CELL COMM | RISER CELL COMM |  | North | NAPCO |  | Cellular Communicator |  |  |  | Module | TRUE | SLE/4G-CDMA-FIRE | + | Wireless Commercial Fire Alarm Communicator | 1 | 0.071 | 0.2 |  |  |  |  | FALSE | [5 empty] | #FFFF0000 | FA-NFPA 170 CELL COMM | 1 | FALSE | FALSE | FALSE | 250 | [9 empty] | 1 |  |  |  | FALSE | [5 empty] | AULAPTOP-PC\Aulaptop | 2018-12-23 13:51 | THOR\acont | 2024-09-08 17:27 | Cloned from NAPCO SLE-CDMA-FIRE | [NAPCO, Potter] [DACT] [#1 DACT] IntelliCom-5GA, IntelliCom-5GV, SLE/4G-CDMA-CFB, SLE/4G-CDMA-CFB-PS, SLE/4G-CDMA-FIRE, SLE/4G-CDMAI-FIRE, SLE-CDMA-CFB, SLE-CDMA-CFB-PS, SLE-CDMA-FIRE, SLE-CDMAI-FIRE, SLE-LTEA-CFB-PS Main Card, SLE-LTEAI-CFB-PS Main Card [NAPCO, Potter] [IDC] [#1 LINE TRBL] IntelliCom-5GA, IntelliCom-5GV, SLE/4G-CDMA-CFB, SLE/4G-CDMA-CFB-PS, SLE/4G-CDMA-FIRE, SLE/4G-CDMAI-FIRE, SLE-CDMA-CFB, SLE-CDMA-CFB-PS, SLE-CDMA-FIRE, SLE-CDMAI-FIRE, SLE-LTEA-CFB-PS Main Card, SLE-LTEAI-CFB-PS Main [NAPCO, Potter] [IDC] [#2 PS TRBL] IntelliCom-5GA, IntelliCom-5GV, SLE/4G-CDMA-CFB, SLE/4G-CDMA-CFB-PS, SLE/4G-CDMA-FIRE, SLE/4G-CDMAI-FIRE, SLE-CDMA-CFB, SLE-CDMA-CFB-PS, SLE-CDMA-FIRE, SLE-CDMAI-FIRE, SLE-LTEA-CFB-PS Main Card, SLE-LTEAI-CFB-PS Main Ca [NAPCO, Potter] [AUX POWER] [*] CDMA-FIRE, IntelliCom-5GA, IntelliCom-5GV, SLE/4G-CDMA-CFB, SLE/4G-CDMA-CFB-PS, SLE/4G-CDMA-FIRE, SLE/4G-CDMAI-FIRE, SLE-CDMA-CFB, SLE-CDMA-CFB-PS, SLE-CDMA-FIRE, SLE-CDMAI-FIRE, SLE-LTEV-CB, SLE-LTEV-CB-TF, SLE-LTEV-CFB, [NAPCO, Potter] [DACT] [#2 DACT] IntelliCom-5GA, IntelliCom-5GV, SLE/4G-CDMA-CFB, SLE/4G-CDMA-CFB-PS, SLE/4G-CDMA-FIRE, SLE/4G-CDMAI-FIRE, SLE-CDMA-CFB, SLE-CDMA-CFB-PS, SLE-CDMA-FIRE, SLE-CDMAI-FIRE, SLE-LTEA-CFB-PS Main Card, SLE-LTEAI-CFB-PS Main Card
953d588f-5c36-4e0c-997d-2930a1e573d0 | NFPA 170 HEAT DETECTOR |  |  | North | Bosch |  | Heat Detector |  |  |  | Module | TRUE | FAH-325 w/FAA-325-B4 | + | Analog heat detector head, fixed/ROR w/4" Base | 1 | 0.017 | 0.017 |  |  |  |  | FALSE | TRUE |  |  |  |  | #FFFF0000 | FA-NFPA 170 HEAT DETECTOR | 1 | FALSE | FALSE | FALSE | 1403 | [13 empty] | FALSE | [5 empty] | DESKTOP-7EIEB7A\acont | 2022-08-29 07:21 | THOR\acont | 2024-09-08 17:27 | Cloned from Bosch FAH-325 w/FAA-325-6 | [Bosch] [SLC BOSCH MODULES SENSORS] [*] [#01 SENSORS ++] FAH-325 w/FAA-325-6 (C), FAH-325 w/FAA-325-B4 (C), FAH-325 w/FAA-325-B6S (C), FAH-440 w/FAA-440-B6 (C), FAI-325 w/FAA-325-6 (C), FAI-325 w/FAA-325-B4 (C), FAI-325 w/FAA-325-B6S (C), FAP-325 w/FAA-3
3f619bef-fb71-4177-990a-2932539891cb |  |  |  | North | Edwards |  | Cards & Components |  |  |  | Card | TRUE | MN-COM1S |  | Ethernet Device Server Network Interface -10/100BASE-T | 1 | 0.06 | 0.06 |  |  |  |  | TRUE | [5 empty] | #FFFFFFFF |  |  | FALSE | FALSE | FALSE | [14 empty] | FALSE | [7 empty] | THOR\acont | 2024-10-09 10:48
d27debcc-ab01-4465-95ab-293d84162e17 |  |  |  | North | BluePoint |  | Cards & Components |  |  |  | Card | TRUE | BP-DHE-A201 Main Board |  | Main Board | 1 | 0.174 | 0.217 |  |  |  |  | TRUE | [5 empty] | #FFFFFFFF |  |  | FALSE | FALSE | FALSE | [14 empty] | FALSE | [5 empty] | THOR\acont | 2024-04-12 14:32 | THOR\acont | 2024-10-09 10:48 | Cloned from DMP XR100FC/XR500FC/XR150FC/XR550FC Main Board |  | [BluePoint, DMP] BP-DHE-A201 Main Board, XR100FC/XR500FC/XR150FC/XR550FC Main Board
e76cfd61-87dd-45de-b2f9-2944138c9d3b |  |  |  | North | Gamewell FCI |  | Hardware |  |  |  | Hardware | TRUE | FPT-GATE-3-EXT | ++ | FPT-GATE-3 Extender Plate | 1 | [6 empty] | TRUE | [5 empty] | #FFFFFFFF |  |  | FALSE | FALSE | FALSE | [20 empty] | DESKTOP-7EIEB7A\acont | 2022-08-29 12:38 | THOR\acont | 2024-10-09 10:48 | Cloned from Gamewell FCI AM-50 Plate
eb27cd31-109c-45c7-9e1a-2944836babbb | NFPA 170 SMOKE DETECTOR |  |  | North | Potter |  | Smoke Detector |  |  |  | Module | TRUE | PAD100-PHD w/PAD100-LFSB (Split) | + | Photoelectric Smoke/Heat Detector with 6" Base with LF Sounder Module Included | 1 | 0.0005 | 0.0005 |  |  |  |  | FALSE | TRUE |  |  |  |  | #FFFF0000 | FA-NFPA 170 SMOKE DETECTOR | 1 | FALSE | FALSE | FALSE | 1408 | [13 empty] | FALSE |  |  | LF¦SB |  |  | THOR\acont | 2025-02-13 08:09 |  |  | Cloned from Potter PAD100-PHD w/PAD100-LFSB | [Potter] [AUX POWER] PAD100-CD w/PAD100-LFSB, PAD100-HD w/PAD100-LFSB, PAD100-PD w/PAD100-LFSB (C), PAD100-PHD w/PAD100-LFSB (C), PAD100-PHD w/PAD100-LFSB (Split) (C), PAD200-PD w/PAD100-LFSB (C), PAD200-PHD w/PAD100-LFSB (C), PAD200-PHD w/PAD100-LFSB (S [Potter] [SLC PAD] [*] [#2 SHARED ADDR ¦ SENSORS] PAD100-CD w/PAD100-4DB, PAD100-CD w/PAD100-6DB, PAD100-CD w/PAD100-IB, PAD100-CD w/PAD100-LFSB, PAD100-CD w/PAD100-RB, PAD100-CD w/PAD100-SB, PAD100-CD w/PAD100-SPKB, PAD100-DUCT (C), PAD100-DUCTR (C), PA
bf15d256-4385-4794-944c-2949a7b89039 | NFPA 170 BELL |  |  | North | Monaco Enterprises |  | Bell |  |  |  | Module | TRUE | 581-422-00 |  | Motorized Bell - 6" (152mm), 24Vdc, 85mA, Red | 1 | [6 empty] | FALSE | [5 empty] | #FFFF0000 | FA-NFPA 170 BELL | 1 | FALSE | FALSE | FALSE | 2000 | [13 empty] | FALSE | [5 empty] | AUGUSTALIEN\aucon | 2023-04-19 15:28 | THOR\acont | 2024-10-09 10:48 | Cloned from Edwards MB6-24
0cb5672b-1557-455f-a48f-294cd2fabbbf |  |  |  | North | Edwards |  | Cards & Components |  |  |  | Card | TRUE | ANS100MDR |  | OBSOLETE - 100W Audio Notification Panel, Red | 1 | [6 empty] | TRUE | [5 empty] | #FFFFFFFF |  |  | FALSE | FALSE | FALSE | [14 empty] | FALSE | [7 empty] | THOR\acont | 2024-10-09 10:48
80a1acfc-f95a-47ad-9a0f-295352c557dc |  |  |  | North | Siemens | [5 empty] | Module | TRUE | SYS3-MPFO | 500-692881 | FIBER OPTIC MOUNTING PLATE | 1 | [12 empty] | #FFFFFFFF |  |  | FALSE | FALSE | FALSE | [20 empty] | DESKTOP-7SAL8M7\acont | 2019-08-13 09:04 | THOR\acont | 2024-10-09 10:48
35b685d4-bea1-4768-82b7-2955794eba18 | NFPA 170 SMOKE DETECTOR |  |  | North | Hochiki |  | Smoke Detector |  |  |  | Module | TRUE | SOC-24V w/NS6-100 STANDARD BASE | SOC-24V w/NS6-100 STANDARD BASE | PHOTOELECTRIC SMOKE DETECTOR w/ STANDARD BASE | 1 |  | 0.3 |  |  |  |  | TRUE | TRUE |  | *Refer to Install Sheet |  |  | #FFFF0000 | FA-NFPA 170 SMOKE DETECTOR | 1 | FALSE | FALSE | FALSE | 1408 | [19 empty] | DESKTOP-0D6CQVA\lousc | 2019-10-06 17:26 | THOR\acont | 2024-09-08 17:27 | from Hochiki SOC-24V w/NS4-221 BASE | [Hochiki] [IDC] 02 [IDC] SLR-24H w/HSC-220L LATCHING LED BASE (C), SLR-24H w/HSC-220R - 2 WIRE RELAY BASE (C), SLR-24H w/HSC-221L LATCHING LED BASE (C), SLR-24H w/HSC-221R - 2 WIRE RELAY BASE (C), SLR-24H w/HSC-224L LATCHING LED BASE (C), SLR-24H w/HSC-2
2eda7283-1e3f-4820-8563-295718511677 | NFPA 170 MANUAL PULL |  |  | North | Kidde |  | Manual Station |  |  |  | Module | TRUE | 84-100004-001 | ++ | Explosion Proof B9 Station (without Lift and Pull cover) | 1 | [6 empty] | FALSE | [5 empty] | #FFFF0000 | FA-NFPA 170 MANUAL PULL | 1 | FALSE | FALSE | FALSE | 957 | [13 empty] | FALSE |  |  | XP |  |  | DESKTOP-7EIEB7A\acont | 2023-07-10 09:09 | THOR\acont | 2024-09-08 17:27 | Cloned from Kidde K-270-SPO | [Edwards, Kidde, Monaco Enterprises] [IDC] 01 1534-1, 200-GAOF, 270A-DPO, 270A-SPO, 270-DOC, 270-DOC-B, 270-DOC-F, 270-DPO, 270-GAO, 270-GAOB, 270-GAO-DOC, 270-GAO-DOCF, 270P-DPO, 270P-SPO, 270-SPO, 270-SPOW, 270-SPOWB, 270-SPOWF, 271-KR1/SR/GS, 276A-REL
cc20011d-0888-470d-b731-295e569a34c4 |  |  |  | North | Edwards |  | Cards & Components |  |  |  | Card | TRUE | ANS50MDG |  | OBSOLETE - 50W Audio Notification Panel, Gray | 1 | [6 empty] | TRUE | [5 empty] | #FFFFFFFF |  |  | FALSE | FALSE | FALSE | [14 empty] | FALSE | [7 empty] | THOR\acont | 2024-10-09 10:48
78d9e8c8-e66b-4619-9dee-2961602f7e81 | D117 |  |  | North | Consilium |  | Miscellaneous |  |  |  | Module | TRUE | 040030 + 5100776-00A + 5100774-00A | ++ | EV-PH Optical smoke/heat detector Analogue Addressable, for wet space IP55 incl. SCI | 1 | 0.00026 | 0.018 |  |  | 24 |  | TRUE | [5 empty] | #FFFF0000 | FA-D117 | 1 | FALSE | FALSE | FALSE | [20 empty] | DESKTOP-7EIEB7A\acont | 2022-07-28 16:06 | THOR\acont | 2024-09-08 17:27 | Cloned from Consilium 040030 w/UB-6 | [Consilium] [SLC CONSILIUM] [*] [#1 SHARED ADDR ¦ ALL] 040000 + 5100774-00A, 040005 + 5100774-00A, 040020 + 5100776-00A + 5100774-00A, 040020 + 5200313-00A, 040030 + 5100776-00A + 5100774-00A, 040030 + 5200313-00A + 5100626-00B, 5101060-00A + 5100774-00A
dbe0ab2b-f298-4924-93b0-2964572bd7ca | NFPA 170 SPEAKER STROBE CEILING |  |  | North | Siemens |  | Speaker/Strobe |  |  |  | Module | TRUE | SET-HMC-CR | 500-636064 | ET HI MULTI-CANDELA RED CEILING | 1 | [7 empty] | TRUE |  |  |  |  | #FF0070C0 | FA-NFPA 170 SPEAKER STROBE CEILING | 1 | FALSE | FALSE | FALSE | [20 empty] | DESKTOP-7SAL8M7\acont | 2019-08-13 09:04 | THOR\acont | 2024-09-08 17:27 |  | [Siemens] [AUDIO 70.7v] [70V AUDIO] SET-AMC-CR-MNS-ALERT (C), SET-AMC-CW-MNS-ALERT (C), SET-AMC-R-MNS-ALERT, SET-AMC-W-MNS-ALERT, SET-CMC-CR-MNS-ALERT (C), SET-CMC-CW-MNS-ALERT (C), SET-CMC-R-MNS-ALERT, SET-CMC-W-MNS-ALERT, SET-CR (C), SET-CW (C), SET-HM [Siemens] [AUDIO 25v] [25V AUDIO] SET-AMC-CR-MNS-ALERT (C), SET-AMC-CW-MNS-ALERT (C), SET-AMC-R-MNS-ALERT, SET-AMC-W-MNS-ALERT, SET-CMC-CR-MNS-ALERT (C), SET-CMC-CW-MNS-ALERT (C), SET-CMC-R-MNS-ALERT, SET-CMC-W-MNS-ALERT, SET-CR (C), SET-CW (C), SET-HMC- [Siemens] [NAC] [VDC] SET-HMC-CR (C), SET-HMC-CW (C)
719aa4ff-7e08-4707-84d0-29665876a6f6 | NFPA 170 SPEAKER STROBE |  |  | North | Eaton Wheelock |  | Speaker/Strobe |  |  |  | Module | TRUE | ET90-24MCC-FR |  | Speaker/Strobe, 24 VDC, Multi-Candela, , 25/70 Vrms, red | 1 | 0 | 0.17 |  |  |  |  | FALSE | FALSE |  |  |  |  | #FF0070C0 | FA-NFPA 170 SPEAKER STROBE | 1 | FALSE | FALSE | FALSE | 2019 | [13 empty] | FALSE | [7 empty] | THOR\acont | 2024-09-08 17:27 |  | [Bosch, Eaton Wheelock, Hochiki] [AUDIO 70.7v] [70V AUDIO] ET-1080-R, ET-1080-W, ET70-24MCW-FR, ET70-24MCW-FR, ET70-24MCW-FW, ET70-24MCWH-FR, ET70-24MCWH-FW, ET70-24MCWH-FW, ET70-24W-FR, ET70-R, ET70-R, ET70-W, ET70-W, ET90-24MCC-FR, ET90-24MCC-FW, ET90- [Bosch, Eaton Wheelock, Hochiki] [AUDIO 25v] [25V AUDIO] ET-1080-R, ET-1080-W, ET70-24MCW-FR, ET70-24MCW-FR, ET70-24MCW-FW, ET70-24MCWH-FR, ET70-24MCWH-FW, ET70-24MCWH-FW, ET70-24W-FR, ET70-R, ET70-R, ET70-W, ET70-W, ET90-24MCC-FR, ET90-24MCC-FW, ET90-24 [Eaton Wheelock] [NAC] ET90-24MCC-FR, ET90-24MCC-FW
29ba95a4-1a81-4821-b355-296b514afd43 |  |  |  | North | Potter |  | Cards & Components |  |  |  | Card | TRUE | EVX-50EM | + | 50W Voice Evacuation Module w/ mic | 1 | 0.13 | 3.2 |  |  |  |  | TRUE | [5 empty] | #FFFFFFFF |  |  | FALSE | FALSE | FALSE | [20 empty] | DESKTOP-7SAL8M7\acont | 2020-11-03 16:19 | THOR\acont | 2024-10-09 10:48 | Cloned from Hochiki EVX-50EM-H
eec6c51a-9943-4f99-8327-296d16fe06c4 | NFPA 170 SMOKE DETECTOR |  |  | North | Edwards |  | Smoke Detector |  |  |  | Module | TRUE | SIGA-ISI w/SIGA-AB4G-LF BASE | ++ | Ionization Smoke Detector, EN-54 Listed | 1 | 4.5e-05 | 4.5e-05 |  |  |  |  | FALSE | TRUE |  |  |  |  | #FFFF0000 | FA-NFPA 170 SMOKE DETECTOR | 1 | FALSE | FALSE | FALSE | 1408 | [13 empty] | FALSE |  |  | LF |  |  |  |  | THOR\acont | 2024-10-08 16:31 | 20191121 AC Detector with base | [Edwards, Kidde] [SLC EST SENSORS] [*] [#4 TYPE ADDR ¦ SENSORS] KI-DDOS (C), SIGA2-COS w/SIGA-AB4G BASE, SIGA2-COS w/SIGA-AB4G-LF BASE, SIGA2-COS w/SIGA-AB4GT BASE, SIGA2-COS w/SIGA-IB BASE, SIGA2-COS w/SIGA-RB BASE, SIGA2-COS w/SIGA-SB BASE, SIGA2-HCOS [Edwards, Kidde] [AUX POWER] FX-HD w/SB4U-LF BASE, FX-PD w/SB4U-LF BASE (C), FX-PHD w/SB4U-LF BASE (C), SIGA2-COS w/SIGA-AB4G-LF BASE, SIGA2-HCOS w/SIGA-AB4G-LF BASE, SIGA2-HFS w/SIGA-AB4G-LF BASE, SIGA2-HRS w/SIGA-AB4G-LF BASE, SIGA2-PCOS w/SIGA-AB4G-LF [Edwards, Kidde] [SLC EST MODULES/SENSORS] 01 [*] [iO64] DS-HFS (C), DS-PS (C), FX-HD w/IB4U BASE, FX-HD w/RB4U BASE, FX-HD w/SB4U BASE, FX-HD w/SB4U-LF BASE, FX-HD wB4U BASE, FX-PD w/B4U BASE (C), FX-PD w/IB4U BASE (C), FX-PD w/SB4U BASE (C), FX-PD w/SB [Edwards, Kidde] [SLC EST MODULES SENSORS] [*] [#2 SHARED ADDR ¦ SENSORS] KI-DDOS (C), SIGA2-COS w/SIGA-AB4G BASE, SIGA2-COS w/SIGA-AB4G-LF BASE, SIGA2-COS w/SIGA-AB4GT BASE, SIGA2-COS w/SIGA-IB BASE, SIGA2-COS w/SIGA-RB BASE, SIGA2-COS w/SIGA-SB BASE, S [Edwards, Kidde] [SLC EST SENSORS] 01 [*] [EST3, iO1000] DS-HFS (C), DS-PS (C), FX-HD w/IB4U BASE, FX-HD w/RB4U BASE, FX-HD w/SB4U BASE, FX-HD w/SB4U-LF BASE, FX-HD wB4U BASE, FX-PD w/B4U BASE (C), FX-PD w/IB4U BASE (C), FX-PD w/SB4U BASE (C), FX-PD w/SB
5d2ea6e8-65c4-4e4d-b9af-29706a04dde7 | NFPA 170 HEAT DETECTOR |  |  | North | Notifier |  | Heat Detector |  |  |  | Module | TRUE | FST-851R w/B200S | ++ | Intelligent Addressable Rate Of Rise Heat Detector w/ Flashscan, Sounder Base | 1 | 0.0003 | 0.0065 |  |  |  |  | FALSE | TRUE | FLUSH |  | 4" SQ. DEEP | 3 "O" PLASTER RING | #FFFF0000 | FA-NFPA 170 HEAT DETECTOR | 1 | FALSE | FALSE | FALSE | 1403 |  |  | 7270-0028:0196 | [10 empty] | FALSE |  |  | SB |  |  |  |  | THOR\acont | 2024-09-08 17:27 | 20191121 AC Detector with base | [Notifier, System Sensor] [AUX POWER] 2251-COPTIR w/B200S-WH (C), B200S, B200SR, B200S-WH, B210LP, FCO-851 w/B200S (C), FCO-951 w/B200S-WH (C), FCP-951 w/B200S-WH, FPC-951 w/B200S-IV (C), FPC-951 w/B200S-WH (C), FPTI-951 w/B200S-IV (C), FPTI-951 w/B200S- [Honeywell, Notifier, System Sensor] [SLC MODULES SENSORS] [*] [#2 SHARED ADDR ¦ SENSORS] 2251B (C), 2251-COPTIR (C), 2251-COPTIR w/B200S-WH (C), 2251TB (C), 2251TMB (C), 5251B (C), 5251B-WP (C), 5251H (C), 5251RB (C), 5251RB-WP (C), 7251 (C), 7251DH (C) [Honeywell, Notifier, System Sensor] [SLC SENSORS] [*] [#4 TYPE ADDR ¦ SENSORS] 2251B (C), 2251-COPTIR (C), 2251-COPTIR w/B200S-WH (C), 2251TB (C), 2251TMB (C), 5251B (C), 5251B-WP (C), 5251H (C), 5251RB (C), 5251RB-WP (C), 7251 (C), 7251DH (C), DH200LP
de9d086b-17f5-432e-9896-2978a174d172 | NFPA 170 STROBE WALL |  |  | North | System Sensor |  | Strobe |  |  |  | Module | TRUE | SWL | + | Strobe, White | 1 | 0 | 0.043 |  |  |  |  | FALSE | [5 empty] | #FF0070C0 | FA-NFPA 170 STROBE WALL | 1 | FALSE | FALSE | FALSE | 2023 | [13 empty] | FALSE | [7 empty] | THOR\acont | 2024-09-08 17:27 |  | [BluePoint, System Sensor] [NAC] [VFWR] BP04-101LP, BP04-111LP, BP04-A101LP, BP04-A111LP, SGRL, SGWL, SPSRL, SPSRL-P, SPSRL-SP, SPSWL, SPSWL-ALERT, SPSWL-CLR-ALERT, SPSWL-P, SRL, SRL w/ WAV-RL, SRL-P, SRL-SP, SWL, SWL w/ WAV-WL, SWL-ALERT, SWL-CLR-ALERT, [BluePoint, System Sensor] [NAC] [VDC] BP04-101LP, BP04-111LP, BP04-A101LP, BP04-A111LP, SGRL, SGWL, SPSRL, SPSRL-P, SPSRL-SP, SPSWL, SPSWL-ALERT, SPSWL-CLR-ALERT, SPSWL-P, SRL, SRL w/ WAV-RL, SRL-P, SRL-SP, SWL, SWL w/ WAV-WL, SWL-ALERT, SWL-CLR-ALERT,
7c9cad5f-26d0-4a29-a6fe-297a1ed7ecf3 |  |  |  | North | Notifier |  | Cards & Components |  |  |  | Card | TRUE | CPU-320 | + | NFS-320 Fire Alarm Control Panel Main Board (Central Processing Unit) | 1 | 0.39 | 0.39 |  |  |  |  | TRUE | FALSE |  |  |  |  | #FFFFFFFF |  |  | FALSE | FALSE | FALSE | [14 empty] | FALSE | [7 empty] | THOR\acont | 2024-10-09 10:48 |  | [Honeywell, Notifier] [IDC] [#2 TROUBLE] AA-30, AFP-100 Main Board, AFP-200 Main Board, BE-500 CPU, CPU-2020, CPU2-3030, CPU2-3030D, CPU2-640, CPU-320, CPU-320SYS, CPU-N16LD, CPU-N16LND, NCA-2, NCD, NFW-100X Main Board with PWRMOD24, NFW2-100 Main Board, [Honeywell, Notifier] [IDC] [#4 SECURITY] CPU-2020, CPU2-3030, CPU2-3030D, CPU2-640, CPU-320, CPU-320SYS, CPU-N16LD, CPU-N16LND, NCA-2, NCD, XLS3000-CPUD [Honeywell, Notifier] [IDC] [#1 ALARM] AFP-100 Main Board, AFP-200 Main Board, BE-500 CPU, CPU-2020, CPU2-3030, CPU2-3030D, CPU2-640, CPU-320, CPU-320SYS, CPU-N16LD, CPU-N16LND, NCA-2, NCD, NFW-100X Main Board with PWRMOD24, NFW2-100 Main Board, NFW-50 M [Honeywell, Notifier] [IDC] [#3 SUPERVISORY] AFP-100 Main Board, AFP-200 Main Board, CPU-2020, CPU2-3030, CPU2-3030D, CPU2-640, CPU-320, CPU-320SYS, CPU-N16LD, CPU-N16LND, NCA-2, NCD, NFW-100X Main Board with PWRMOD24, NFW2-100 Main Board, NFW-50 Main Bo | [Honeywell, Notifier] CPU-2020, CPU2-640, CPU-320, CPU-320SYS, XLS140-2 MAIN CARD [Honeywell, Notifier] CPU-2020, CPU2-3030, CPU2-3030D, CPU2-640, CPU-320, CPU-320SYS, CPU-N16LD, CPU-N16LND, NCA-2, NCD, XLS140-2 MAIN CARD, XLS3000-CPUD [Honeywell, Notifier] CPU-2020, CPU2-640, CPU-320, CPU-320SYS, XLS140-2 MAIN CARD
18a793eb-cab3-4364-8e9d-2981478286a7 | NFPA 170 SPEAKER STROBE CEILING |  |  | North | Siemens |  | Speaker/Strobe |  |  |  | Module | TRUE | SEH-AMC-CW-ALERT | S54329-A11-A1 | SPK-ST,CLG,AMB,ALR,W | 1 | [7 empty] | TRUE |  |  |  |  | #FF0070C0 | FA-NFPA 170 SPEAKER STROBE CEILING | 1 | FALSE | FALSE | FALSE | 2020 | [16 empty] | C |  |  | DESKTOP-7SAL8M7\acont | 2019-08-13 09:04 | THOR\acont | 2024-09-08 17:27 |  | [Siemens] [AUDIO 25v] [25V AUDIO] SECH-R (C), SECH-W (C), SEH-AMC-CW-ALERT (C), SEH-CW-ALERT (C), SEH-HMC-CR (C), SEH-HMC-CR-B (C), SEH-HMC-CW (C), SEH-HMC-CW-B (C), SEH-MC-CR (C), SEH-MC-CR-B (C), SEH-MC-CW (C), SEH-MC-CW-ALERT (C), SEH-MC-CW-B (C), SEH [Siemens] [AUDIO 70.7v] [70V AUDIO] SECH-R (C), SECH-W (C), SEH-AMC-CW-ALERT (C), SEH-CW-ALERT (C), SEH-HMC-CR (C), SEH-HMC-CR-B (C), SEH-HMC-CW (C), SEH-HMC-CW-B (C), SEH-MC-CR (C), SEH-MC-CR-B (C), SEH-MC-CW (C), SEH-MC-CW-ALERT (C), SEH-MC-CW-B (C), S
47863331-4ba2-4b2c-8f65-2986190adcc1 | NFPA 170 STROBE WALL |  |  | North | Gentex |  | Strobe |  |  |  | Module | TRUE | GESG24PWR | + | GES3 Colored Lens Strobe, Selectable Candela Low Profile, Wall, Red, Plain, Green Lens | 1 | 0 | 0.31 |  |  |  |  | FALSE | FALSE |  |  |  |  | #FF0070C0 | FA-NFPA 170 STROBE WALL | 1 | FALSE | FALSE | FALSE | 2023 | [13 empty] | FALSE | [7 empty] | THOR\acont | 2024-09-08 17:27 |  | [Gentex] [NAC] [UL MAX] GESB24PWR, GESB24PWW, GESG24PWR, GESG24PWW, GESR24PWR, GESR24PWW
d8739033-3840-48d6-812f-2995765347e7 |  |  |  | North | Bosch | [5 empty] | Module | TRUE | NPD-9501A | * | PIC Series 95W POE Injector | 1 | [12 empty] | #FFFFFFFF |  |  | FALSE | FALSE | FALSE | [20 empty] | DESKTOP-7EIEB7A\acont | 2021-08-13 06:25 | THOR\acont | 2024-10-09 10:48
ec644901-fdf1-4897-ae3a-29959893ec2b |  |  |  | North | Siemens |  | Hardware |  |  |  | Hardware | TRUE | FCA2035-U1 | S54400-P156-A1 | License Key | 1 | [12 empty] | #FFFFFFFF |  |  | FALSE | FALSE | FALSE | [20 empty] | AULAPTOP-PC\Aulaptop | 2019-04-20 11:42 | THOR\acont | 2024-10-09 10:48
e7df5b3c-5d4a-4d31-b1f5-2999d8827018 | NFPA 170 DGP |  |  | North | Notifier |  | Hardware |  |  |  | Hardware | TRUE | SBB-B4R |  | Backbox assembly, two tiers, RED, 26.88 lbs. | 1 | [6 empty] | FALSE | [5 empty] | #FFFF0000 | FA-NFPA 170 DGP | 1 | FALSE | FALSE | FALSE | [9 empty] | 7,12,18 |  |  |  |  | TRUE | [5 empty] | DESKTOP-7EIEB7A\acont | 2021-04-01 14:53 | THOR\acont | 2024-09-08 17:27 | Cloned from Notifier SBB-B4
3061d714-29b8-4810-b2d3-299a11d45b0b | CADGEN DOOR CONTACT |  |  | North | NASCOM |  | Door Contact |  |  |  | Module | TRUE | N707AU/STR1xxR2xxR3xx | ++ | Switch and e-strike magnet set with alarm circuit resistor in series and tamper circuit R1 resistor in series and R2 | 1 |  |  |  |  | 1.5 | [7 empty] | #FFFF0000 | FA-CADGEN DOOR CONTACT | 1 | FALSE | FALSE | FALSE | [17 empty] | REX |  |  | THOR\acont | 2023-11-10 12:48 | THOR\acont | 2024-09-08 17:27 | Cloned from NASCOM N707AU/ST CLONED CLONED CLONED CLONED CLONED | [NASCOM] [ACCESS CONTROL INPUT] [*] [INPUT] C CONTACT, D CONTACT, MET-200, MET-200 AR, MET-201B, MET-201B AR, MET-202C, MET-202C AR, MET-202C AR-WP18, MET-204C, MET-204C AR, N1178CGSHK/STO36W1, N200AU/ST036, N200AU/ST036 x 2, N505AUTMC, N707AU/M, N707AU/ [NASCOM] [IDC] 01 [INPUT] C CONTACT, D CONTACT, MET-200, MET-200 AR, MET-201B, MET-201B AR, MET-202C, MET-202C AR, MET-202C AR-WP18, MET-204C, MET-204C AR, N1178CGSHK/STO36W1, N200AU/ST036, N200AU/ST036 x 2, N505AUTMC, N707AU/M, N707AU/ST, N707AU/STATS,
204cba04-7f2c-4b07-9bb4-299c553a5bc3 | NFPA 170 REMOTE INDICATOR |  |  | North | Autocall |  | Remote Indicator |  |  |  | Module | TRUE | A2098-9808 |  | Red LED status indicator on single-gang stainless steel plate | 1 | 0.0012 | 0.0012 |  |  |  |  | TRUE | [5 empty] | #FFFF0000 | FA-NFPA 170 REMOTE INDICATOR | 1 | FALSE | FALSE | FALSE | 2016 | [19 empty] | DESKTOP-0D6CQVA\lousc | 2019-06-17 12:51 | THOR\acont | 2024-09-08 17:27 |  | [Autocall, Simplex] [RTS] 2098-9806, A2098-9806, A2098-9808, A4098-9830
143116f0-9974-4d99-b665-29a4ed4402ac | NFPA 170 ADDRESSABLE INPUT MONITOR MODULE |  |  | North | Firelite |  | Addressable Module |  |  |  | Module | TRUE | MMF-300-10 | + | Ten-input monitor module. Mount one or two modules in a BB-2F cabinet (optional) | 10 | 0.0035 | 0.055 |  |  |  |  | TRUE | FALSE |  |  |  |  | #FFFF0000 | FA-NFPA 170 ADDRESSABLE INPUT MONITOR MODULE | 1 | FALSE | FALSE | FALSE | 1000 | [13 empty] | FALSE |  |  | 10 |  |  |  |  | THOR\acont | 2024-09-08 17:27 |  | [Firelite] [SLC MODULES/SENSORS] [*] [#03 ++] CMF-300-6, CRF-300-6, MMF-300-10, MMF-302-6, W-GATE [Firelite] [SLC MODULES] [*] [#07 ++] MMF-300-10 [Firelite] [SLC MODULES SENSORS] [*] [#1 SHARED ADDR ¦ MODULES] BG-12LX, BG-12LXSP, CDRM-300, CMF-300, CMF-300-6, CRF-300, CRF-300-6, MDF-300, MMF-300, MMF-300-10, MMF-301, MMF-302, MMF-302-6, WAV-CRL, WAV-CWL, WAV-RL, WAV-WL, W-BG12LX, W-CRF, W-DIS-D, W [Firelite] [SLC MODULES] [*] [#03 ++] CMF-300-6, CRF-300-6, MMF-300-10, MMF-302-6, W-GATE [Firelite] [SLC MODULES/SENSORS] [*] [#06 ++] CMF-300-6, CRF-300-6, MMF-300-10, MMF-302-6 [Firelite] [SLC MODULES/SENSORS] [*] [#05 ++] CMF-300-6, CRF-300-6, MMF-300-10, MMF-302-6 [Firelite] [SLC MODULES/SENSORS] [*] [#09 ++] MMF-300-10 [Firelite] [SLC MODULES/SENSORS] [*] [#02 ++] CDRM-300, CMF-300-6, CRF-300-6, MDF-300, MMF-300-10, MMF-302-6, W-GATE [Firelite] [SLC MODULES/SENSORS] [*] [#08 ++] MMF-300-10 [Firelite] [SLC MODULES] [*] [#04 ++] CMF-300-6, CRF-300-6, MMF-300-10, MMF-302-6 [Firelite] [SLC MODULES] [*] [#09 ++] MMF-300-10 [Firelite] [SLC MODULES] [*] [#02 ++] CDRM-300, CMF-300-6, CRF-300-6, MDF-300, MMF-300-10, MMF-302-6, W-GATE [Firelite] [SLC MODULES/SENSORS] [*] [#10 ++] MMF-300-10 [Firelite] [SLC MODULES] [*] [#3 TYPE ADDR ¦ MODULES] BG-12LX, BG-12LXSP, CDRM-300, CMF-300, CMF-300-6, CRF-300, CRF-300-6, MDF-300, MMF-300, MMF-300-10, MMF-301, MMF-302, MMF-302-6, WAV-CRL, WAV-CWL, WAV-RL, WAV-WL, W-BG12LX, W-CRF, W-GATE, W-MMF, W-SYN [Firelite] [SLC MODULES] [*] [#08 ++] MMF-300-10 [Firelite] [SLC MODULES] [*] [#06 ++] CMF-300-6, CRF-300-6, MMF-300-10, MMF-302-6 [Firelite] [SLC MODULES/SENSORS] [*] [#04 ++] CMF-300-6, CRF-300-6, MMF-300-10, MMF-302-6 [Firelite] [SLC MODULES] [*] [#10 ++] MMF-300-10 [Firelite] [SLC MODULES] [*] [#05 ++] CMF-300-6, CRF-300-6, MMF-300-10, MMF-302-6 [Firelite] [SLC MODULES/SENSORS] [*] [#07 ++] MMF-300-10 | [Firelite] MMF-300-10
14810906-3e96-4d06-8002-29a4ff08ef84 | NFPA 170 ADDRESSABLE INPUT OUTPUT |  |  | North | Consilium |  | Addressable Module |  |  |  | Module | TRUE | 5200268-00A | ++ | Indication Control Unit IC44 WP | 1 | 0.0003 | 0.0003 |  |  | 35 |  | TRUE | [5 empty] | #FFFF0000 | FA-NFPA 170 ADDRESSABLE INPUT OUTPUT | 1 | FALSE | FALSE | FALSE | [17 empty] | 4/4 |  |  | DESKTOP-7EIEB7A\acont | 2022-07-28 15:35 | THOR\acont | 2024-09-08 17:27 | Cloned from Consilium 5100062-01A | [Consilium] [AUX POWER] [OPTIONAL EXTERNAL POWER ++] 5200268-00A [Consilium] [SLC CONSILIUM] [*] [#1 SHARED ADDR ¦ ALL] 040000 + 5100774-00A, 040005 + 5100774-00A, 040020 + 5100776-00A + 5100774-00A, 040020 + 5200313-00A, 040030 + 5100776-00A + 5100774-00A, 040030 + 5200313-00A + 5100626-00B, 5101060-00A + 5100774-00A | [Consilium] 5200268-00A
369d6958-730c-4f33-aaa8-29ac0085b2f4 | NFPA 170 LOCAL OPERATOR CONSOLE | RISER LOC |  | North | Monaco Enterprises |  | Cards & Components |  |  |  | Card | TRUE | 176-286-02 | ++ | MAAP-X LOC Multiplexer Kit; RS-422 to eight RS-485 ports and eight live voice audio ports with surge suppression, to support MAAP-X LOC/RDU Touch Screens and LOC Keypads per output | 1 | 0.235 | 0.235 |  |  |  |  | FALSE | FALSE |  |  |  |  | #FFFF0000 | FA-NFPA 170 LOCAL OPERATOR CONSOLE | 1 | FALSE | FALSE | FALSE | 211 | [8 empty] | 18 |  |  |  |  | TRUE | [5 empty] | DESKTOP-7EIEB7A\acont | 2022-10-28 12:18 | THOR\acont | 2024-09-08 17:27 | Cloned from Monaco Enterprises 710-072-02 | [Monaco Enterprises] [RS-485] [DATA] 176-286-02, 176-286-03, 194-810-24, 710-054-01, 710-072-01, 710-072-02, 710-072-51, 710-072-52 | [Monaco Enterprises] 176-286-02
0a7d9087-244c-435f-acb1-29b4362644fd | NFPA 170 FIRE PHONE |  |  | North | Siemens |  | Fire Phone |  |  |  | Module | TRUE | FT-302 | ++ | Fireman's Phone Jack | 1 | 0 | 0.02 |  |  |  |  | FALSE | [5 empty] | #FFFF0000 | FA-NFPA 170 FIRE PHONE | 1 | FALSE | FALSE | FALSE | 208 | [13 empty] | FALSE |  |  | FPJ |  |  | DESKTOP-7EIEB7A\acont | 2023-07-10 17:22 | THOR\acont | 2024-09-08 17:27 | Cloned from Gamewell FCI FPJ | [Siemens] [FFT] [FFT] FJ-303, FJ-304, FT-302, FT-302C, FT-302CL
32518a8a-747f-4029-a0c7-29b69c615caf |  |  |  | North | Autocall |  | Cards & Components |  |  |  | Card | TRUE | A100-9706 | ++ | Main Board | 1 | 0.362 | 0.441 |  |  |  |  | TRUE | [5 empty] | #FFFFFFFF |  |  | FALSE | FALSE | FALSE | [20 empty] | DESKTOP-7EIEB7A\acont | 2022-10-30 11:13 | THOR\acont | 2025-02-05 08:43 | Cloned from Autocall A100-9701 |  | [Autocall] A100-9701, A100-9706, A100-9709
9a0f0a4d-4cdc-4882-b384-29b749c3b6a7 | NFPA 170 NON ADDRESSABLE RELAY |  |  | North | UltraTech |  | Non-Addressable Relay |  |  |  | Module | TRUE | 0E-FRLY12V7 | ++ | Multi-Voltage Relay Module | 1 | 0 | 0.024 |  |  |  |  | TRUE | [5 empty] | #FFFF0000 | FA-NFPA 170 NON ADDRESSABLE RELAY | 1 | FALSE | FALSE | FALSE | [14 empty] | FALSE | [5 empty] | THOR\acont | 2024-07-29 11:22 | THOR\acont | 2024-09-08 17:27 | Cloned from Fike 10-2748 | [UltraTech] [AUX POWER, RELEASING] [INPUT TYPE] 0E-FRLY12V7 [UltraTech] [IDC] 01 [ACTIVATED] 0E-FRLY12V7 | [UltraTech] 0E-FRLY12V7
52afb6cc-04a1-4752-9b4d-29b9e8173267 | NFPA 170 FIRE ALARM CONTROL UNIT | RISER FACP |  | North | Silent Knight |  | Fire Alarm Control Unit |  |  |  | Assembly | TRUE | 5207 | ++ | Fire Alarm Control Panel with Digital Communicator | 1 | [6 empty] | FALSE |  | Height: 24.75” (62.9 cm) Width: 14.5” (36.8 cm) Depth: 3-7/16” (8.73 cm) |  |  |  | #FFFF0000 | FA-NFPA 170 FIRE ALARM CONTROL UNIT | 1 | FALSE | FALSE | FALSE | 202 | [8 empty] | 7,12,18,35 |  | 18 |  |  | TRUE | [5 empty] | THOR\acont | 2024-04-10 10:23 | THOR\acont | 2024-09-08 17:27 | Cloned from Silent Knight 5208
11a20411-8156-4fec-b6ef-29bbc30e1e5c | CADGEN INPUT OUTPUT PANEL | CADGEN INPUT OUTPUT PANEL |  | North | Generic |  | Input/Output Panel |  |  |  | Assembly | TRUE | I/O Panel Assembly | ++ | Enclosure for access control input/output modules (IO) | 1 | [6 empty] | FALSE | FALSE |  |  | 32" H X 14.5" W X 4" D |  | #FFFF0000 | FA-CADGEN INPUT OUTPUT PANEL | 1 | FALSE | FALSE | FALSE | 212 | [8 empty] | 7,12,18,26,33,55,80 |  |  |  |  | TRUE | [5 empty] | DESKTOP-7EIEB7A\acont | 2023-02-03 09:03 | THOR\acont | 2024-09-08 17:27 | Cloned from DMP Card Access Control Panel (CACP)
fef0e0c6-e91a-4a2d-aa94-29c064e309b7 | NFPA 170 STROBE WALL |  |  | North | Hochiki |  | Strobe |  |  |  | Module | TRUE | HEC24-1575PWW |  | 15/75 Candela, Low Profile Evacuation Horn Strobe, White | 1 | 0 | 0.213 |  |  |  |  | FALSE |  |  | *Refer to Install Sheet |  |  | #FF0070C0 | FA-NFPA 170 STROBE WALL | 1 | FALSE | FALSE | FALSE | 2023 | [13 empty] | FALSE | [5 empty] | DESKTOP-7SAL8M7\acont | 2019-12-03 06:13 | THOR\acont | 2024-09-08 17:27 | Cloned from Hochiki HES24-177WW CLONED | [Hochiki] [NAC] [UL MAX] HEC24-1575PWR, HEC24-1575PWW, HEC24-1575WR, HEC24-1575WW [Hochiki] [NAC] [24 VDC] HEC24-1575PWR, HEC24-1575PWW, HEC24-1575WR, HEC24-1575WW
272a3417-f9a5-4e97-bed4-29c5da127402 | NFPA 170 SMOKE HEAT CO DETECTOR |  |  | North | Edwards |  | Smoke/Heat/CO Detector |  |  |  | Module | TRUE | SIGA-PHCD w/AB4G-LF BASE | ++ | Photoelectric, heat detector and carbon monoxide life safety detector | 1 | 5.1e-05 | 6.8e-05 |  |  |  |  | FALSE | TRUE |  |  |  |  | #FFFF0000 | FA-NFPA 170 SMOKE HEAT CO DETECTOR | 1 | FALSE | FALSE | FALSE | 1408 | [13 empty] | FALSE |  |  | LF |  |  |  |  | THOR\acont | 2024-10-08 16:50 | 20191121 AC Detector with base | [Edwards, Kidde] [SLC EST SENSORS] [*] [#4 TYPE ADDR ¦ SENSORS] KI-DDOS (C), SIGA2-COS w/SIGA-AB4G BASE, SIGA2-COS w/SIGA-AB4G-LF BASE, SIGA2-COS w/SIGA-AB4GT BASE, SIGA2-COS w/SIGA-IB BASE, SIGA2-COS w/SIGA-RB BASE, SIGA2-COS w/SIGA-SB BASE, SIGA2-HCOS [Edwards, Kidde] [SLC EST MODULES SENSORS] [*] [#2 SHARED ADDR ¦ SENSORS] KI-DDOS (C), SIGA2-COS w/SIGA-AB4G BASE, SIGA2-COS w/SIGA-AB4G-LF BASE, SIGA2-COS w/SIGA-AB4GT BASE, SIGA2-COS w/SIGA-IB BASE, SIGA2-COS w/SIGA-RB BASE, SIGA2-COS w/SIGA-SB BASE, S [Edwards, Kidde] [SLC EST SENSORS] 01 [*] [EST3, iO1000] DS-HFS (C), DS-PS (C), FX-HD w/IB4U BASE, FX-HD w/RB4U BASE, FX-HD w/SB4U BASE, FX-HD w/SB4U-LF BASE, FX-HD wB4U BASE, FX-PD w/B4U BASE (C), FX-PD w/IB4U BASE (C), FX-PD w/SB4U BASE (C), FX-PD w/SB [Edwards, Kidde] [SLC EST MODULES/SENSORS] 01 [*] [iO64] DS-HFS (C), DS-PS (C), FX-HD w/IB4U BASE, FX-HD w/RB4U BASE, FX-HD w/SB4U BASE, FX-HD w/SB4U-LF BASE, FX-HD wB4U BASE, FX-PD w/B4U BASE (C), FX-PD w/IB4U BASE (C), FX-PD w/SB4U BASE (C), FX-PD w/SB [Edwards, Kidde] [AUX POWER] FX-HD w/SB4U-LF BASE, FX-PD w/SB4U-LF BASE (C), FX-PHD w/SB4U-LF BASE (C), SIGA2-COS w/SIGA-AB4G-LF BASE, SIGA2-HCOS w/SIGA-AB4G-LF BASE, SIGA2-HFS w/SIGA-AB4G-LF BASE, SIGA2-HRS w/SIGA-AB4G-LF BASE, SIGA2-PCOS w/SIGA-AB4G-LF
415d7cf8-61e5-451f-8d2f-29c69c526956 | NFPA 170 SMOKE DETECTOR |  |  | North | Gamewell FCI |  | Smoke Detector |  |  |  | Module | TRUE | ASD-PTL3-IV w/B224BI-IV | + | Photoelectric smoke detector with thermal sensing, ivory, Velociti/CLIP w/ Isolator base, ivory | 1 | 0.0002 | 0.0045 |  |  |  |  | FALSE | TRUE | FLUSH |  | 4" SQ. DEEP | 3 "O" PLASTER RING | #FFFF0000 | FA-NFPA 170 SMOKE DETECTOR | 1 | FALSE | FALSE | FALSE | 1408 | [13 empty] | FALSE |  |  | T, I |  |  | DESKTOP-7SAL8M7\acont | 2019-04-25 06:56 | THOR\acont | 2024-09-08 17:27 | 20191121 AC Detector with base | [Gamewell FCI] [SLC SENSORS] [*] [#4 TYPE ADDR ¦ SENSORS] ADPF (C), ASD-PL2F w/B200S-LF-WH (C), ASD-PL2F w/B210LP (C), ASD-PL2FR (C), ASD-PL3 w/B200S-LF-WH (C), ASD-PL3 w/B200SR-LF-WH (C), ASD-PL3 w/B200SR-WH (C), ASD-PL3 w/B224BI-WH (C), ASD-PL3 w/B224R [Gamewell FCI] [SLC MODULES SENSORS] [*] [#2 SHARED ADDR ¦ SENSORS] ADPF (C), ASD-PL2F w/B200S-LF-WH (C), ASD-PL2F w/B210LP (C), ASD-PL2FR (C), ASD-PL3 w/B200S-LF-WH (C), ASD-PL3 w/B200SR-LF-WH (C), ASD-PL3 w/B200SR-WH (C), ASD-PL3 w/B224BI-WH (C), ASD-P
6aa49b92-1cbc-4149-b31a-29c771ddc8a9 | NFPA 170 REMOTE ANNUNCIATOR |  |  | North | MIRCOM |  | Remote Annunciator |  |  |  | Module | TRUE | RAM-300LCD | ++ | LCD Remote Annunciator | 1 | 0.016 | 0.04 |  |  |  |  | TRUE | [5 empty] | #FFFF0000 | FA-NFPA 170 REMOTE ANNUNCIATOR | 1 | FALSE | FALSE | FALSE | [14 empty] | FALSE | [5 empty] | THOR\acont | 2024-08-07 16:48 | THOR\acont | 2024-09-08 17:27 | Cloned from MIRCOM RAM-3318-LCD CLONED CLONED | [MIRCOM] [AUX POWER] [*] MGD-32 Card, QX-MINI-LOC, QX-MINI-LOCMAIN, QX-MINI-LOC-W, QX-MINI-RM, QX-MINI-RMMIC, QX-MINI-RM-W, RAM-208, RAM-216, RAM-300LCD, RAM-3318-LCD, RAM-3500-LCD Card [MIRCOM] [RS-485] MGD-32 Card, RAM-208, RAM-216, RAM-300LCD, RAM-3318-LCD, RAM-3500-LCD Card
81c42d40-552e-42a0-aecd-29cfaf00d4b4 | NFPA 170 HORN |  |  | North | Siemens |  | Horn |  |  |  | Module | TRUE | U-MHU-1G-W | 500-699592 | ELC Sync/Non-Sync Horn 24 VDC | 1 | [12 empty] | #FF0070C0 | FA-NFPA 170 HORN | 1 | FALSE | FALSE | FALSE | 2010 | [19 empty] | THOR\acont | 2024-05-06 15:56 | THOR\acont | 2024-09-08 17:27 | Cloned from Siemens U-MHU-1G | [Siemens] [NAC] [LOW VOLUME] U-MHU, U-MHU-1G, U-MHU-1G-W, U-MHU-W, U-MHU-WP [Siemens] [NAC] [HIGH VOLUME] U-MHU, U-MHU-1G, U-MHU-1G-W, U-MHU-W, U-MHU-WP
082d0b11-42aa-4712-a676-29d4c4f10f33 | BP MANUAL STATION |  |  | North | BluePoint |  | Manual Station |  |  |  | Assembly | TRUE | BP02-A203P | ++ | PPS ASSEMBLY RF-DMP/NH | 1 | [6 empty] | FALSE | [5 empty] | #FFFF0000 | FA-BP MANUAL STATION | 1 | FALSE | FALSE | FALSE | 957 | [13 empty] | FALSE |  |  | P |  |  | THOR\acont | 2024-04-12 12:30 | THOR\acont | 2024-09-08 17:27 | Cloned from BluePoint BP02-203P | [BluePoint, DMP] [DMP WIRELESS] [WIRELESS] 1103, 1126R, 1135, 1164 (C), 1164NS (C), 1165H (C), 1168 (C), 1181-R, 1182, 1183-135F, 1183-135R, 1184-W (C), BP01-303, BP02-203M, BP02-203P, BP02-A203M, BP02-A203P, BP02-A203PH, BP03-303, BP03-A103M, BP03-A103P
ff5237d3-df25-4384-8ea1-29dade143b8d | NFPA 170 FIRE ALARM TERMINAL CABINET | RISER FATC |  | North | Space Age Electronics |  | Terminal Cabinet |  |  |  | Module | TRUE | SSU00636 | ++ | Fire Alarm Terminal Cabinet, 16pt, Thumb Screw | 1 | 0 | 0 |  |  |  |  | TRUE |  | Surface Mounted |  |  |  | #FFFF0000 | FA-NFPA 170 FIRE ALARM TERMINAL CABINET | 1 | FALSE | FALSE | FALSE | 205 | [19 empty] | DESKTOP-7EIEB7A\acont | 2023-01-11 08:53 | THOR\acont | 2024-09-08 17:27 | Cloned from Space Age Electronics SSU00536 | [Generic, N/A, Space Age Electronics] [JUNCTION PASSTHROUGH] 02 [ALL DEVICES ++] CLASS A RETURN, END OF LINE DEVICE, END OF LINE RESISTOR, FIBER PATCH PANEL, FIRE ALARM TERMINAL CABINET, FURNISHED BY OTHERS, FURNISHED BY OTHERS, JUNCTION BOX, JUNCTION BO [Generic, N/A, Space Age Electronics] [JUNCTION PASSTHROUGH] [#2] CLASS A RETURN, END OF LINE DEVICE, END OF LINE RESISTOR, FIBER PATCH PANEL, FIRE ALARM TERMINAL CABINET, FURNISHED BY OTHERS, FURNISHED BY OTHERS, JUNCTION BOX, JUNCTION BOX CEILING, LINE [Generic, N/A, Space Age Electronics] [JUNCTION PASSTHROUGH] [#4] CLASS A RETURN, END OF LINE DEVICE, END OF LINE RESISTOR, FIBER PATCH PANEL, FIRE ALARM TERMINAL CABINET, FURNISHED BY OTHERS, FURNISHED BY OTHERS, JUNCTION BOX, JUNCTION BOX CEILING, LINE [Generic, N/A, Space Age Electronics] [JUNCTION PASSTHROUGH] [#3] CLASS A RETURN, END OF LINE DEVICE, END OF LINE RESISTOR, FIBER PATCH PANEL, FIRE ALARM TERMINAL CABINET, FURNISHED BY OTHERS, FURNISHED BY OTHERS, JUNCTION BOX, JUNCTION BOX CEILING, LINE
27c2ec60-bf7d-4b96-b157-29e4fa2f4450 | NFPA 170 MANUAL PULL |  |  | North | Siemens |  | Manual Station |  |  |  | Module | TRUE | FDM225-RP/FDMC295 | ++ | Manual Call Point with Resettable Element and Short Circuit Isolator. Supplied with Protective Cover (excludes back box) | 1 | 0.00018 | 0.00018 | [10 empty] | #FFFF0000 | FA-NFPA 170 MANUAL PULL | 1 | FALSE | FALSE | FALSE | [20 empty] | DESKTOP-7EIEB7A\acont | 2021-11-19 10:16 | THOR\acont | 2024-09-08 17:27 |  | [Siemens] [C-NET] [*] [#1 MODULE] FDCIO221/FDCH221, FDCIO222/FDCH221, FDM225-RP/FDMC295, FDM226-RP/FDMC295
05019624-1b21-4ab7-9bd9-29ea9f4d1f86 | NFPA 170 FIRE ALARM CONTROL UNIT | RISER FACP |  | North | Firelite |  | Fire Alarm Control Unit |  |  |  | Assembly | TRUE | MS-4024 | ++ | Five-zone, 24-volt, Fire Alarm Control Panel | 1 | [6 empty] | FALSE | FALSE |  |  |  |  | #FFFF0000 | FA-NFPA 170 FIRE ALARM CONTROL UNIT | 1 | FALSE | FALSE | FALSE | 202 | [8 empty] | 7 |  | 7 |  |  | TRUE | [5 empty] | THOR\acont | 2024-08-12 11:51 | THOR\acont | 2024-09-08 17:27 | Cloned from Firelite MS-5024
4d21a8bd-5719-4db5-9944-29ee782262c3 | NFPA 170 SPEAKER STROBE |  |  | North | Eaton Wheelock |  | Speaker/Strobe |  |  |  | Module | TRUE | LSPSTR3 |  | WALL SPEAKER STROBE, RED, FIRE | 1 | [6 empty] | TRUE | [5 empty] | #FF0070C0 | FA-NFPA 170 SPEAKER STROBE | 1 | FALSE | FALSE | FALSE | 2020 | [19 empty] | DESKTOP-7EIEB7A\acont | 2021-04-13 07:20 | THOR\acont | 2024-09-08 17:27 | Cloned from Eaton Wheelock LSPSTR3-N | [Eaton Wheelock] [AUDIO 25v] [25V AUDIO] LSPKC (C), LSPKRC (C), LSPKRC-AL (C), LSPKRC-N (C), LSPKWC (C), LSPKWC-AL (C), LSPKWC-N (C), LSPSTC3 (C), LSPSTR3, LSPSTR3-AL, LSPSTR3-ALA, LSPSTR3-N, LSPSTR3-NA, LSPSTRC3 (C), LSPSTRC3-AL (C), LSPSTW3, LSPSTW3-AL [Eaton Wheelock] [AUDIO 70.7v] [70V AUDIO] LSPKC (C), LSPKRC (C), LSPKRC-AL (C), LSPKRC-N (C), LSPKWC (C), LSPKWC-AL (C), LSPKWC-N (C), LSPSTC3 (C), LSPSTR3, LSPSTR3-AL, LSPSTR3-ALA, LSPSTR3-N, LSPSTR3-NA, LSPSTRC3 (C), LSPSTRC3-AL (C), LSPSTW3, LSPSTW3- [Eaton Wheelock] [NAC] LSPSTR3, LSPSTR3-AL, LSPSTR3-ALA, LSPSTR3-N, LSPSTR3-NA, LSPSTW3, LSPSTW3-AL, LSPSTW3-ALA, LSPSTW3-N, LSPSTW3-NA
7fa05c4e-797c-4b12-843d-29f35d5207f0 |  |  |  | North | Simplex | [5 empty] | Module | TRUE | 4007-6309 | ++ | ES Net NIC dual channel DSL media card | 1 | 0.155 | 0.155 | [10 empty] | #FFFFFFFF |  |  | FALSE | FALSE | FALSE | [20 empty] | THOR\acont | 2024-02-23 06:06 | THOR\acont | 2024-10-09 10:48 | Cloned from Simplex 4100-6309 | [Autocall, Simplex] [DSL] 4007-6307, 4007-6309, 4010-6309, 4100-6309, 4190-9857, A007-6307, A007-6309, A010-6309, A100-6309, A190-9857 | [Autocall, Simplex] 4007-6307, 4007-6309, 4010-6309, 4100-6309, 4190-9857, A007-6307, A007-6309, A010-6309, A100-6309, A190-9857
9647577e-2e84-46b2-8bbf-29f54ee8e18e | NFPA 170 SMOKE DETECTOR |  |  | North | NAPCO |  | Smoke Detector |  |  |  | Module | TRUE | GEMC-WL-SMK | + | Gemini Commercial Wireless Smoke, Photoelectric | 1 | [7 empty] | TRUE |  |  |  |  | #FFFF0000 | FA-NFPA 170 SMOKE DETECTOR | 1 | FALSE | FALSE | FALSE | 1408 | [19 empty] | DESKTOP-7SAL8M7\acont | 2020-01-21 11:59 | THOR\acont | 2024-09-08 17:27 |  | [NAPCO] [WIRELESS FIRE] GEMC-WL-HEAT, GEMC-WL-SMK (C), GEMC-WL-WD2
b0aa1985-8606-42a9-bcff-29fa2dddbb1f | NFPA 170 HEAT DETECTOR |  |  | North | Edwards |  | Heat Detector |  |  |  | Module | TRUE | SIGA-HRS w/SIGA-RB BASE | ++ | Heat Detector, 15F ROR, 135F Fixed Temperature | 1 | 4.5e-05 | 4.5e-05 |  |  |  |  | FALSE | [5 empty] | #FFFF0000 | FA-NFPA 170 HEAT DETECTOR | 1 | FALSE | FALSE | FALSE | 1403 | [13 empty] | FALSE | [7 empty] | THOR\acont | 2024-10-08 16:33 | 20191121 AC Detector with base | [Edwards, Kidde] [SLC EST MODULES SENSORS] [*] [#2 SHARED ADDR ¦ SENSORS] KI-DDOS (C), SIGA2-COS w/SIGA-AB4G BASE, SIGA2-COS w/SIGA-AB4G-LF BASE, SIGA2-COS w/SIGA-AB4GT BASE, SIGA2-COS w/SIGA-IB BASE, SIGA2-COS w/SIGA-RB BASE, SIGA2-COS w/SIGA-SB BASE, S [Edwards, Kidde] [SLC EST SENSORS] 01 [*] [EST3, iO1000] DS-HFS (C), DS-PS (C), FX-HD w/IB4U BASE, FX-HD w/RB4U BASE, FX-HD w/SB4U BASE, FX-HD w/SB4U-LF BASE, FX-HD wB4U BASE, FX-PD w/B4U BASE (C), FX-PD w/IB4U BASE (C), FX-PD w/SB4U BASE (C), FX-PD w/SB [Edwards, Kidde] [SLC EST MODULES/SENSORS] 01 [*] [iO64] DS-HFS (C), DS-PS (C), FX-HD w/IB4U BASE, FX-HD w/RB4U BASE, FX-HD w/SB4U BASE, FX-HD w/SB4U-LF BASE, FX-HD wB4U BASE, FX-PD w/B4U BASE (C), FX-PD w/IB4U BASE (C), FX-PD w/SB4U BASE (C), FX-PD w/SB [Edwards, Kidde] [SLC EST SENSORS] [*] [#4 TYPE ADDR ¦ SENSORS] KI-DDOS (C), SIGA2-COS w/SIGA-AB4G BASE, SIGA2-COS w/SIGA-AB4G-LF BASE, SIGA2-COS w/SIGA-AB4GT BASE, SIGA2-COS w/SIGA-IB BASE, SIGA2-COS w/SIGA-RB BASE, SIGA2-COS w/SIGA-SB BASE, SIGA2-HCOS
a151c596-1138-4612-a26f-2a02cc977c96 | NFPA 170 SMOKE CO DETECTOR |  |  | North | Monaco Enterprises |  | Smoke/CO Detector |  |  |  | Module | TRUE | 725-605-00 w/729-209-00 | ++ | Intelligent Smoke/CO Detector, plug-in, low profile, AP Only, white, Type II, Sounder Base | 1 | 0.0002 | 0.002 |  |  |  |  | FALSE | TRUE |  |  |  |  | #FFFF0000 | FA-NFPA 170 SMOKE CO DETECTOR | 1 | FALSE | FALSE | FALSE | 1402 | [13 empty] | FALSE |  |  | SB |  |  | THOR\acont | 2024-06-26 11:13 | THOR\acont | 2024-09-08 17:27 | Cloned from Monaco Enterprises 725-603-00 w/729-209-00 | [Monaco Enterprises] [SLC MODULES SENSORS] 01 [*] 708-026-01, 708-031-00, 721-121-00 w/B200SR-LF-WH (C), 721-121-00 w/B200SR-WH (C), 721-121-00 w/B210LP (C), 721-121-00 w/B224RB-WH (C), 721-121-00 w/B501 (C), 721-124-00 w/B200SR-LF-WH (C), 721-124-00 w/B [Monaco Enterprises] [SLC SENSORS] 01 [*] 721-121-00 w/B200SR-LF-WH (C), 721-121-00 w/B200SR-WH (C), 721-121-00 w/B210LP (C), 721-121-00 w/B224RB-WH (C), 721-121-00 w/B501 (C), 721-124-00 w/B200SR-LF-WH (C), 721-124-00 w/B200SR-WH (C), 721-124-00 w/B210L [Monaco Enterprises] [AUX POWER] [24VDC, HIGH VOLUME ++] 723-601-00 w/729-209-00 (C), 725-603-00 w/729-209-00 (C), 725-605-00 w/729-209-00 (C)
d7526be6-9076-4b6e-ae24-2a0653302e41 | NFPA 170 ABORT SWITCH |  |  | North | Autocall |  | Switch |  |  |  | Module | TRUE | A2080-9068 | ++ | Surface mount abort switch for 4004R Series | 1 | [6 empty] | TRUE | [5 empty] | #FFFF0000 | FA-NFPA 170 ABORT SWITCH | 1 | FALSE | FALSE | FALSE | [20 empty] | THOR\acont | 2024-02-20 16:31 | THOR\acont | 2024-09-08 17:27 | Cloned from Autocall A2080-9057 | [Autocall, Simplex] [IDC] 03 [ACTIVATION] 2080-9056, 2080-9057, 2080-9067, 2080-9068, 2080-9069, 2080-9070, A2080-9056, A2080-9057, A2080-9067, A2080-9068, A2080-9069, A2080-9070 [Autocall, Simplex] [IDNet] [MODULES ++] 2080-9056, 2080-9057, 2080-9067, 2080-9068, 2080-9069, 2080-9070, 4009-9201 Main Board, 4009-9401 Main Board, 4010-9901, 4090-5261, 4090-9001, 4090-9002, 4090-9005, 4090-9006, 4090-9008, 4090-9116, 4098-9019 (Cont
66cbc61f-ef0f-43cb-b42e-2a07448cf64b | NFPA 170 STROBE WALL |  |  | North | Hochiki |  | Strobe |  |  |  | Module | TRUE | HEC24-1575WW |  | 15/75 Candela, Low Profile Evacuation Horn Strobe, White | 1 | 0 | 0.213 |  |  |  |  | FALSE |  |  | *Refer to Install Sheet |  |  | #FF0070C0 | FA-NFPA 170 STROBE WALL | 1 | FALSE | FALSE | FALSE | 2023 | [13 empty] | FALSE | [5 empty] | DESKTOP-7SAL8M7\acont | 2019-12-03 06:13 | THOR\acont | 2024-09-08 17:27 | Cloned from Hochiki HES24-177WW | [Hochiki] [NAC] [UL MAX] HEC24-1575PWR, HEC24-1575PWW, HEC24-1575WR, HEC24-1575WW [Hochiki] [NAC] [24 VDC] HEC24-1575PWR, HEC24-1575PWW, HEC24-1575WR, HEC24-1575WW
be21101c-e649-4d15-836b-2a0bfe338a3c |  |  |  | North | HESS | Security/Access Control |  |  |  |  | Module | TRUE | 1006-612 (LBM)(LBSM) |  | SATIN BRONZE | 1 | [12 empty] | #FFFFFFFF |  |  | FALSE | FALSE | FALSE | [20 empty] | THOR\acont | 2024-03-12 21:20 | THOR\acont | 2024-10-09 10:48
54c05a94-8e76-43d0-8c01-2a0c595e2aad |  |  |  | North | Edwards |  | Hardware |  |  |  | Hardware | TRUE | PC-1386B |  | 200 Proximity Cards - ISO No EST Brand | 1 | [6 empty] | FALSE | [5 empty] | #FFFFFFFF |  |  | FALSE | FALSE | FALSE | [14 empty] | FALSE | [7 empty] | THOR\acont | 2024-10-09 10:48
5b7a6dba-8adf-4dbb-a087-2a174e673c91 |  |  |  | North | Autocall |  | Cards & Components |  |  |  | Card | TRUE | A010-9622 Main Board | ++ | Main Board/Power Supply | 1 | 0.411 | 0.655 | 6.655 |  |  |  | TRUE | [5 empty] | #FFFFFFFF |  |  | FALSE | FALSE | FALSE | [9 empty] | 7,12,18,26,33,55,65,110 |  |  |  |  | TRUE | [5 empty] | DESKTOP-7EIEB7A\acont | 2022-08-17 10:52 | THOR\acont | 2024-11-06 11:48 | Cloned from Autocall A007-9201 CPU |  | [Autocall, Simplex] 4010-9622 Main Board, 4010-9633 Main Board, A010-9622 Main Board, A010-9633 Main Board
82bf80cf-7dab-4512-bffe-2a1889b7e802 | NFPA 170 GAS DETECTOR |  |  | North | N/A |  | Gas Detection |  |  |  | Module | TRUE | FURNISHED BY OTHERS |  | SMOKE/CO DETECTOR | 1 | [6 empty] | FALSE | FALSE |  |  |  |  | #FFFF0000 | FA-NFPA 170 GAS DETECTOR | 1 | FALSE | FALSE | FALSE | 1402 | [13 empty] | FALSE | [5 empty] | DESKTOP-7EIEB7A\acont | 2022-02-02 10:55 | THOR\acont | 2024-09-08 17:27 | Cloned from Generic SMOKE/CO DETECTOR | [Det-Tronics, Generic, Macurco, N/A, STI] [IDC] 01 30-3013, AIR PRESSURE SWITCH, AIR PRESSURE SWITCH HIGH/LOW, BACKFLOW VALVE, CM-12, CONTACT DEVICE, DUCT DETECTOR (C), Fire Suppression Control Unit (FSCU), FURNISHED BY OTHERS, FURNISHED BY OTHERS, FURNI
9c9a8db0-39eb-4f97-8336-2a1a928bd70c | NFPA 170 SPEAKER STROBE |  |  | North | Edwards |  | Speaker/Strobe |  |  |  | Module | TRUE | 757-7A-RS25 |  | 15/75cd Strobe, Re-Ent Speaker, 25V 2, 4, 8, 15w | 1 | [6 empty] | FALSE | [5 empty] | #FF0070C0 | FA-NFPA 170 SPEAKER STROBE | 1 | FALSE | FALSE | FALSE | 2019 | [13 empty] | FALSE | [7 empty] | THOR\acont | 2024-09-08 17:27 |  | [Edwards, Kidde] [NAC] [16 VDC, HIGH] 757-7A-RS25, 757-7A-RS25W, 757-7A-RS70, 757-7A-RS70W, 757-7A-SS25, 757-7A-SS25W, 757-7A-SS70, 757-7A-SS70W, 757-7A-T, 757-7A-TW, INT-7A-RS25, INT-7A-RS25W, INT-7A-RS70, INT-7A-RS70W [Edwards, Kidde] [NAC] [16 VFWR, HIGH] 757-7A-RS25, 757-7A-RS25W, 757-7A-RS70, 757-7A-RS70W, 757-7A-SS25, 757-7A-SS25W, 757-7A-SS70, 757-7A-SS70W, 757-7A-T, 757-7A-TW, INT-7A-RS25, INT-7A-RS25W, INT-7A-RS70, INT-7A-RS70W
56f4e3be-326b-412b-abf8-2a1da6babcc7 |  |  |  | North | Kidde |  | Cards & Components |  |  |  | Card | TRUE | VS1-G-PG Mainboard |  | Mainboard for VS1-G-PG assembly | 1 | 0.21 | 0.329 |  |  |  |  | TRUE | [5 empty] | #FFFFFFFF |  |  | FALSE | FALSE | FALSE | [14 empty] | FALSE | [7 empty] | THOR\acont | 2024-10-09 10:48 |  | [Edwards, Kidde, Macurco] [IDC] [#3 SUPERVISORY] 2IDC, 76-600000-001 Main Board, 76-800xxx-xxx Main Board, 77-600000-901 Main Board, 84-732001-901 Main Board, DVP-120 Mainboard, EST1-2Z Mainboard, FSP1004G Mainboard, FSP1004G-2 Mainboard, FSP1004GD Mainb [Edwards, Kidde, Macurco] [IDC] [#2 TROUBLE] 2IDC, 76-600000-001 Main Board, 76-800xxx-xxx Main Board, 77-600000-901 Main Board, 84-732001-901 Main Board, DVP-120 Mainboard, EST1-2Z Mainboard, FSP1004G Mainboard, FSP1004G-2 Mainboard, FSP1004GD Mainboard [Edwards, Kidde] [VAC ] 2IDC, 76-600000-001 Main Board, 76-800xxx-xxx Main Board, 77-600000-901 Main Board, 84-732001-901 Main Board, APS10A Mainboard, APS6A Mainboard, BPS10A Mainboard, BPS10A/230 Mainboard, BPS6A Mainboard, BPS6A/230 Mainboard, EST1-2Z [Edwards, Kidde, Macurco] [IDC] [#1 ALARM] 2IDC, 76-600000-001 Main Board, 76-800xxx-xxx Main Board, 77-600000-901 Main Board, 84-732001-901 Main Board, DVP-120 Mainboard, EST1-2Z Mainboard, FSP1004G Mainboard, FSP1004G-2 Mainboard, FSP1004GD Mainboard, | [Edwards, Kidde] FX-1000 Mainboard, FX-1000D Mainboard, FX-64RD Mainboard, iO1000G Mainboard, iO1000G-2 Mainboard, iO1000G-2-PG Mainboard, iO1000G-2-SP Mainboard, iO1000GC Mainboard, iO1000GD Mainboard, iO1000G-F Mainboard, iO1000G-PG Mainboard, iO1000G-S [Edwards, Kidde] FX-64R Mainboard, FX-64RD Mainboard, iO64G Mainboard, iO64G-2 Mainboard, iO64G-2-PG Mainboard, iO64G-2-SP Mainboard, iO64GD Mainboard, iO64GL Mainboard, iO64GL-F Mainboard, iO64G-PG Mainboard, iO64G-SP Mainboard, iO64R Mainboard, iO64R-2 [Edwards, Kidde] FX-64R Mainboard, FX-64RD Mainboard, iO64G Mainboard, iO64G-2 Mainboard, iO64G-2-PG Mainboard, iO64G-2-SP Mainboard, iO64GD Mainboard, iO64GL Mainboard, iO64GL-F Mainboard, iO64G-PG Mainboard, iO64G-SP Mainboard, iO64R Mainboard, iO64R-2 [Edwards, Kidde] FX-1000 Mainboard, FX-1000D Mainboard, FX-64RD Mainboard, iO1000G Mainboard, iO1000G-2 Mainboard, iO1000G-2-PG Mainboard, iO1000G-2-SP Mainboard, iO1000GC Mainboard, iO1000GD Mainboard, iO1000G-F Mainboard, iO1000G-PG Mainboard, iO1000G-S [Kidde] VS1-G-PG Mainboard [Edwards, Kidde] FX-64R Mainboard, FX-64RD Mainboard, iO64G Mainboard, iO64G-2 Mainboard, iO64G-2-PG Mainboard, iO64G-2-SP Mainboard, iO64GD Mainboard, iO64GL Mainboard, iO64GL-F Mainboard, iO64G-PG Mainboard, iO64G-SP Mainboard, iO64R Mainboard, iO64R-2
a1bc2cba-67f7-44d7-83c4-2a1ef7f8a057 |  |  |  | North | Siemens | [5 empty] | Module | TRUE | FCM-6 | 500-033140 | (6) FAN CONTROL SWITCH MODULE MOUNTS TO ID-MP | 1 | [12 empty] | #FFFFFFFF |  |  | FALSE | FALSE | FALSE | [20 empty] | DESKTOP-7SAL8M7\acont | 2019-08-13 09:04 | THOR\acont | 2024-10-09 10:48
2f42622c-6f7a-4105-8b5a-2a1f85f8705a | NFPA 170 PRESSURE SWITCH |  |  | East | Generic |  | Pressure Switch |  |  |  | Module | TRUE | AIR PRESSURE SWITCH HIGH/LOW |  | AIR PRESSURE SWITCH HIGH/LOW | 1 | [6 empty] | FALSE | FALSE | PROVIDED BY SPRINKLER CONTRACTOR |  | PROVIDED BY OTHERS |  | #FFFF0000 | FA-NFPA 170 PRESSURE SWITCH | 1 | FALSE | FALSE | FALSE | 913 | [13 empty] | FALSE |  |  | HILO |  |  | AUGUSTXPS17-EUP\aucon | 2023-02-03 10:07 | THOR\acont | 2024-09-08 17:27 | Cloned from Generic AIR PRESSURE SWITCH | [Det-Tronics, Generic, Macurco, N/A, STI] [IDC] 01 30-3013, AIR PRESSURE SWITCH, AIR PRESSURE SWITCH HIGH/LOW, BACKFLOW VALVE, CM-12, CONTACT DEVICE, DUCT DETECTOR (C), Fire Suppression Control Unit (FSCU), FURNISHED BY OTHERS, FURNISHED BY OTHERS, FURNI
bfaa599e-aa61-4052-ad64-2a21d8c95c19 |  |  |  | North | Potter |  | Cards & Components |  |  |  | Card | TRUE | CA-6500 |  | Class A Expander for PFC-6800 | 1 | 0.06 | 0.1 |  |  |  |  | TRUE | [5 empty] | #FFFFFFFF |  |  | FALSE | FALSE | FALSE |  |  |  | 7165-0328:0198 | [10 empty] | FALSE | [7 empty] | THOR\acont | 2024-10-09 10:48 |  | [Potter] [P-LINK] [*] CA-6500
949cb29c-bd0f-4b19-96bc-2a24913ef0b1 | CADGEN CARD READER |  |  | North | HID | Security/Access Control | Card Reader |  |  |  | Module | TRUE | R10 | ++ | iCLASS SE Reader, Mullion/Surface Mount | 1 | 0.06 | 0.2 |  |  | 16 |  | FALSE | [5 empty] | #FFFF0000 | FA-CADGEN CARD READER | 1 | FALSE | FALSE | FALSE | 5000 | [13 empty] | FALSE | [5 empty] | DESKTOP-7EIEB7A\acont | 2023-01-27 07:25 | THOR\acont | 2024-09-08 17:27 | Cloned from HID 40K | [HID, Identive] [CARD READER INPUT] [*] [ALL DEVICES ++] 20, 20K, 40, 40K, 8216ABP00dk, R10, R15, R40, R90, RK40, RP40
2f12a7bb-0eeb-4dea-abef-2a26df884bb7 | NFPA 170 STROBE WALL |  |  | North | Simplex |  | Strobe |  |  |  | Module | TRUE | 49VO-APPLW-O | + | Wall Mount Weatherproof Visible and Audible/Visible Notification Appliances, Specify Cover | 1 | 0 | 0 |  |  |  |  | TRUE | [5 empty] | #FF0070C0 | FA-NFPA 170 STROBE WALL | 1 | FALSE | FALSE | FALSE | 2012 | [16 empty] | WP |  |  | DESKTOP-7EIEB7A\acont | 2022-02-21 21:51 | THOR\acont | 2024-09-08 17:27 | Cloned from Autocall A49VO-APPLW-O | [Autocall, Simplex] [IDNac] [23VDC UL1971] 49SV-APPLW-O, 49SV-APPLW-O-BA, 49VO-APPLW-O, 49VO-APPLW-O-BA, A49SV-APPLW-O, A49SV-APPLW-O-BA, A49VO-APPLW-O, A49VO-APPLW-O-BA [Autocall, Simplex] [IDNac] [23VDC UL1638] 49SV-APPLW-O, 49SV-APPLW-O-BA, 49VO-APPLW-O, 49VO-APPLW-O-BA, A49SV-APPLW-O, A49SV-APPLW-O-BA, A49VO-APPLW-O, A49VO-APPLW-O-BA
764ad437-7cab-4656-a808-2a2ae7e45bab |  |  |  | North | Siemens | [5 empty] | Module | TRUE | MS-FB | 500-694512 | SURFACE BOX FOR MS-F SERIES | 1 | [12 empty] | #FFFFFFFF |  |  | FALSE | FALSE | FALSE | [20 empty] | DESKTOP-7SAL8M7\acont | 2019-08-13 09:04 | THOR\acont | 2024-10-09 10:48
033d075a-ebc6-49bf-8aa1-2a30297d819c |  |  |  | North | Silent Knight |  | Cards & Components |  |  |  | Card | TRUE | SK-FML | ++ | Fiber Module, multi-mode | 1 | 0.053 | 0.053 |  |  | 24 |  | TRUE | [5 empty] | #FFFFFFFF |  |  | FALSE | FALSE | FALSE | [14 empty] | FALSE | [5 empty] | DESKTOP-7SAL8M7\acont | 2020-09-14 11:24 | THOR\acont | 2024-10-09 10:48 | Cloned from Silent Knight SK-NIC | [Silent Knight] [Fiber Optic] [NETWORK ++] SK-FML, SK-FSL | [Silent Knight] SK-FML, SK-FSL
ab15cd86-c2b0-4a8e-901e-2a311f8a5a83 | NFPA 170 STROBE WALL |  |  | North | Potter |  | Strobe |  |  |  | Module | TRUE | FSEX-24PMA-MOD | ++ | Amber Explosion Proof Strobe | 1 | [6 empty] | FALSE | [5 empty] | #FF0070C0 | FA-NFPA 170 STROBE WALL | 1 | FALSE | FALSE | FALSE | 2010 | [13 empty] | FALSE | [5 empty] | THOR\acont | 2024-08-14 12:30 | THOR\acont | 2024-09-08 17:27 | Cloned from Potter FHEX-24SMR | [Federal Signal, Potter] [NAC] FSEX-24 PMR, FSEX-24PMA-MOD, FSEX-24PMB-MOD, FSEX-24PMC-MOD, FSEX-24PMR, FSEX-24PMR-MOD
73d8aa54-4c52-46dd-8bb0-2a3a21bdfef5 |  |  |  | North | Siemens |  | Cards & Components |  |  |  | Card | TRUE | FCM2018-U3 | S54400-C40-A2++ | Standard Operating Unit | 1 | 0.13 | 0.17 |  |  |  |  | TRUE | [5 empty] | #FFFFFFFF |  |  | FALSE | FALSE | FALSE | [20 empty] | DESKTOP-7SAL8M7\acont | 2018-09-07 11:42 | THOR\acont | 2024-10-09 10:48 | 125 mA (standby), 166 mA (alarm) per module |  | [Siemens] Bell Follower, FCM2018-U2, FCM2018-U3, LED Zone, LED Zone for FCM2019-U3, NAC Load
f24b2fd6-9250-4fe2-873b-2a48a36a9132 | NFPA 170 SMOKE HEAT CO DETECTOR |  |  | North | Notifier |  | Smoke/Heat/CO Detector |  |  |  | Module | TRUE | FCO-851 w/B224RB | + | Addressable, low-profile device that provides fire, heat, and carbon monoxide (CO) detection, Relay Base | 1 | 0.0003 | 0.0072 |  |  |  |  | FALSE | TRUE |  |  |  |  | #FFFF0000 | FA-NFPA 170 SMOKE HEAT CO DETECTOR | 1 | FALSE | FALSE | FALSE | 1408 | [13 empty] | FALSE |  |  | CO, R |  |  | DESKTOP-7SAL8M7\acont | 2019-04-11 11:30 | THOR\acont | 2024-09-08 17:27 | 20191121 AC Detector with base | [Honeywell, Notifier, System Sensor] [SLC SENSORS] [*] [#4 TYPE ADDR ¦ SENSORS] 2251B (C), 2251-COPTIR (C), 2251-COPTIR w/B200S-WH (C), 2251TB (C), 2251TMB (C), 5251B (C), 5251B-WP (C), 5251H (C), 5251RB (C), 5251RB-WP (C), 7251 (C), 7251DH (C), DH200LP [Honeywell, Notifier, System Sensor] [SLC MODULES SENSORS] [*] [#2 SHARED ADDR ¦ SENSORS] 2251B (C), 2251-COPTIR (C), 2251-COPTIR w/B200S-WH (C), 2251TB (C), 2251TMB (C), 5251B (C), 5251B-WP (C), 5251H (C), 5251RB (C), 5251RB-WP (C), 7251 (C), 7251DH (C)
70b36850-e8d0-41d0-8b78-2a512082fc09 | NFPA 170 EMERGENCY COMMUNICATIONS CONTROL UNIT |  |  | North | Light Engineered Displays |  | Local Operator Console |  |  |  | Module | TRUE | MNS-CNTRL |  | LED TEXT DISPLAY CONTROLLER | 1 | 0.082 | 0.13 |  |  |  |  | TRUE | [5 empty] | #FFFF0000 | FA-NFPA 170 EMERGENCY COMMUNICATIONS CONTROL UNIT | 1 | FALSE | FALSE | FALSE | 107 | [19 empty] | DESKTOP-7SAL8M7\acont | 2020-11-09 15:09 | THOR\acont | 2024-09-08 17:27 |  | [Light Engineered Displays, Monaco Enterprises] [IDC] [#6] 176-268-03, MNS-CNTRL [Light Engineered Displays, Monaco Enterprises] [IDC] [#8] 176-268-03, MNS-CNTRL [Light Engineered Displays, Monaco Enterprises] [IDC] [#7] 176-268-03, MNS-CNTRL [Light Engineered Displays, Monaco Enterprises] [IDC] [#4] 176-268-03, MNS-CNTRL [Light Engineered Displays, Monaco Enterprises] [IDC] 01 [ALL DEVICES ++] 176-268-03, MNS-CNTRL, MNS-SUPERVISOR [Capsol, Light Engineered Displays, Monaco Enterprises] [AUX POWER] [*] 176-268-03, 710-075-01, CC-LED-01, LED-4000 UL24V MNS, MNS-CNTRL, MNS-SUPERVISOR [Light Engineered Displays, Monaco Enterprises] [IDC] [#2] 176-268-03, MNS-CNTRL [Light Engineered Displays, Monaco Enterprises] [IDC] [#5] 176-268-03, MNS-CNTRL [Light Engineered Displays, Monaco Enterprises] [IDC] [#3] 176-268-03, MNS-CNTRL | [Light Engineered Displays] MNS-CNTRL
121a5bf1-51d7-48e3-8ee5-2a5726ab326b | NFPA 170 DOOR HOLDER |  |  | North | LCN |  | Door Holder |  |  |  | Module | TRUE | SEM7850 |  | Multi point door closer/holder, 24VDC | 1 | 0.02 | [5 empty] | FALSE | [5 empty] | #FFFF0000 | FA-NFPA 170 DOOR HOLDER | 1 | FALSE | FALSE | FALSE | 2500 | [13 empty] | FALSE |  |  | D/C |  |  | THOR\acont | 2024-11-14 08:02 |  |  | Cloned from LCN SEM7830 | [Edwards, Kidde, LCN] [AUX POWER] 1501-AQN5, 1504-AQN5, 1505-AQN5, 1508-AQN5, 1509-AQN5, 2310ME, 3130SE, 4040SE, 4310 HSA, 4310ME, 4410 HSA, SEM7830, SEM7840, SEM7850
f4208ad3-398e-4aff-bbaf-2a583b377f02 | NFPA 170 SMOKE DETECTOR |  |  | North | Hochiki |  | Smoke Detector |  |  |  | Module | TRUE | SLR-24H w/NS6-220 STANDARD BASE | SLR-24H w/NS6-220 STANDARD BASE | PHOTOELECTRIC SMOKE DETECTOR w/ STANDARD BASE | 1 |  | 0.243 |  |  |  |  | TRUE | TRUE |  | *Refer to Install Sheet |  |  | #FFFF0000 | FA-NFPA 170 SMOKE DETECTOR | 1 | FALSE | FALSE | FALSE | 1408 | [19 empty] | DESKTOP-0D6CQVA\lousc | 2019-10-12 06:54 | THOR\acont | 2024-09-08 17:27 | from Hochiki SLR-24V w/NS6-220 STANDARD BASE | [Hochiki] [IDC] 02 [IDC] SLR-24H w/HSC-220L LATCHING LED BASE (C), SLR-24H w/HSC-220R - 2 WIRE RELAY BASE (C), SLR-24H w/HSC-221L LATCHING LED BASE (C), SLR-24H w/HSC-221R - 2 WIRE RELAY BASE (C), SLR-24H w/HSC-224L LATCHING LED BASE (C), SLR-24H w/HSC-2
d45014c3-48e2-4c5b-8d86-2a64bf50f83a | NFPA 170 HORN STROBE |  |  | North | Eaton Wheelock |  | Horn/Strobe |  |  |  | Module | TRUE | EL3RSPSTA-ALW | ++ | Outdoor speaker/strobe, amber, white, alert | 1 | [6 empty] | TRUE | [5 empty] | #FF0070C0 | FA-NFPA 170 HORN STROBE | 1 | FALSE | FALSE | FALSE | 2020 | [16 empty] | WP |  |  | THOR\acont | 2025-01-28 12:43 |  |  | Cloned from Eaton Wheelock EL3RSPSTA-NW | [Eaton Wheelock] [AUDIO 70.7v] [70V AUDIO] EL3RSPK-NR, EL3RSPK-NW, EL3RSPSTA-ALW, EL3RSPSTA-NW, EL3RSPST-FR, EL3RSPST-FW, EL4XSPK-NR, EL4XSPK-NW, EL4XSPSTA-ALW, EL4XSPSTA-NW, EL4XSPST-FR, EL4XSPST-FW [Eaton Wheelock] [AUDIO 25v] [25V AUDIO] EL3RSPK-NR, EL3RSPK-NW, EL3RSPSTA-ALW, EL3RSPSTA-NW, EL3RSPST-FR, EL3RSPST-FW, EL4XSPK-NR, EL4XSPK-NW, EL4XSPSTA-ALW, EL4XSPSTA-NW, EL4XSPST-FR, EL4XSPST-FW [Eaton Wheelock] [NAC] [16-33 VFWR] EL3RSPSTA-ALW, EL3RSPSTA-NW, EL4XSPSTA-ALW, EL4XSPSTA-NW
fd3942c9-928b-402d-a278-2a6606294bb0 |  |  |  | North | Notifier |  | Hardware |  |  |  | Hardware | TRUE | DR-B4B |  | Door assembly, solid door, two tiers, BLACK, 18.80 lbs. | 1 | [6 empty] | FALSE | [5 empty] | #FFFFFFFF |  |  | FALSE | FALSE | FALSE | [14 empty] | FALSE | [5 empty] | DESKTOP-7EIEB7A\acont | 2021-04-01 14:53 | THOR\acont | 2024-10-09 10:48 | Cloned from Notifier DR-B4
065fd432-a93e-40ab-9535-2a6650ef639d | NFPA 170 HORN STROBE CEILING |  |  | North | Eaton Wheelock |  | Horn/Strobe |  |  |  | Module | TRUE | AS-24MCCH-FW |  | Horn Strobe, 24 VDC, High Intensity Multi-candela, white | 1 | 0 | 0.7 |  |  |  |  | FALSE | TRUE |  |  |  |  | #FF0070C0 | FA-NFPA 170 HORN STROBE CEILING | 1 | FALSE | FALSE | FALSE | 2013 | [13 empty] | FALSE |  |  | C |  |  |  |  | THOR\acont | 2024-09-08 17:27 |  | [Eaton Wheelock] [NAC] AS-24MCCH-FR (C), AS-24MCCH-FW (C)
e711d254-da31-4bfe-8e99-2a681dacdd71 | NFPA 170 SPEAKER STROBE |  |  | North | Hochiki |  | Speaker/Strobe |  |  |  | Module | TRUE | E60-24MCW-FW |  | Speaker/Strobe, 24 VDC, Multi-Candela, 25/70 Vrms, white | 1 | 0 | 0.102 |  |  |  |  | FALSE | FALSE |  | *Refer to Install Sheet |  |  | #FF0070C0 | FA-NFPA 170 SPEAKER STROBE | 1 | FALSE | FALSE | FALSE | 2019 | [13 empty] | FALSE | [7 empty] | THOR\acont | 2024-09-08 17:27 |  | [Eaton Wheelock, Hochiki] [AUDIO 70.7v] [70V AUDIO] E60-24MCC-FR (C), E60-24MCC-FW (C), E60-24MCCH-FR (C), E60-24MCCH-FW (C), E60-24MCW-FR, E60-24MCW-FW, E60-24MCWH-FR, E60-24MCWH-FW, E60-R, E60-W [Eaton Wheelock, Hochiki] [AUDIO 25v] [25V AUDIO] E60-24MCC-FR (C), E60-24MCC-FW (C), E60-24MCCH-FR (C), E60-24MCCH-FW (C), E60-24MCW-FR, E60-24MCW-FW, E60-24MCWH-FR, E60-24MCWH-FW, E60-R, E60-W [Eaton Wheelock, Hochiki] [NAC] E60-24MCW-FR, E60-24MCW-FW
23462751-9827-496d-9d8d-2a699ce2e328 |  |  |  | North | Notifier |  | Cards & Components |  |  |  | Card | TRUE | LDM-E32 |  | Lamp Driver Module, 32 Alarm Indications or 16 Alarm,16 Trouble, and 16 Control Points, Expander | 1 | 0.002 | 0.018 |  |  |  |  | TRUE | [5 empty] | #FFFFFFFF |  |  | FALSE | FALSE | FALSE | [14 empty] | FALSE | [7 empty] | THOR\acont | 2024-10-09 10:48
63680f7c-97b3-403a-baa8-2a6d9ff82db1 | NFPA 170 HORN |  |  | North | Simplex |  | Horn |  |  |  | Module | TRUE | 49AO-APPLW | + | Audible Notification Appliances, Electronic Horns, Specify Cover | 1 | 0 | 0 |  |  |  |  | TRUE | TRUE |  |  |  |  | #FF0070C0 | FA-NFPA 170 HORN | 1 | FALSE | FALSE | FALSE | 2013 | [19 empty] | THOR\acont | 2024-03-21 11:18 | THOR\acont | 2024-09-08 17:27 | Cloned from Simplex 49AO-APPLC | [Autocall, Simplex] [IDNac] [23VDC, STEADY HIGH] 49AO-APPLW (C), A49AO-APPLW (C)
cf22bbf0-f8ab-4750-8e1f-2a71511836b7 | NFPA 170 ISOLATION MODULE |  |  | North | Notifier |  | Isolator Module |  |  |  | Module | TRUE | ISO-X | ++ | SLC Loop Isolator Module | 1 | 0.0004 | 0.005 |  |  |  |  | FALSE | FALSE |  |  |  |  | #FFFF0000 | FA-NFPA 170 ISOLATION MODULE | 1 | FALSE | FALSE | FALSE | 1200 | [13 empty] | FALSE | [7 empty] | THOR\acont | 2024-09-08 17:27 |  | [Firelite, Monaco Enterprises, Notifier] [ISO] 01 [*] [ISO ++] 729-140-00, 729-208-00, I300, ISO-6, ISO-X, N100-ISO
07bc5f12-884d-410c-9839-2a717e2d113f | NFPA 170 MANUAL PULL |  |  | North | MIRCOM |  | Manual Station |  |  |  | Module | TRUE | MPS-822MP | ++ | MP Maglock 2 Stage Double Action Pull Station, ULC | 1 | 0.002 | 0.0033 |  |  | 30 | 15 | FALSE |  |  |  | 5 ½” H x 4 1/8” W x 1 3/8” D |  | #FFFF0000 | FA-NFPA 170 MANUAL PULL | 1 | FALSE | FALSE | FALSE | 957 | [13 empty] | FALSE | [5 empty] | DESKTOP-7EIEB7A\acont | 2022-08-30 11:31 | THOR\acont | 2024-09-08 17:27 | Cloned from MIRCOM MPS-810MP CLONED | [MIRCOM] [SLC MODULES SENSORS] [*] [#1 SHARED ADDR ¦ MODULES] CR-6, CZ-6, IM-10, MIX-100P, MIX-100R, MIX-100S, MIX-100X, MIX-101P, MIX-4040, MIX-4040M, MIX-4041, MIX-4045, MIX-4045-M, MIX-4046, MIX-M500DM, MIX-M500DMAP, MIX-M500FP, MIX-M500M, MIX-M500MAP
bb7b7cac-caa0-41b6-9243-2a7775c14368 | NFPA 170 FIRE ALARM CONTROL UNIT | RISER FACP |  | North | Notifier |  | Fire Alarm Control Unit |  |  |  | Assembly | TRUE | SFP-10UD | + | Ten-zone, 24-volt Fire Alarm Control Panel | 1 | [6 empty] | FALSE | FALSE |  |  |  |  | #FFFF0000 | FA-NFPA 170 FIRE ALARM CONTROL UNIT | 1 | FALSE | FALSE | FALSE | 202 | [8 empty] | 7,12,18 |  |  | 7 |  | TRUE | [7 empty] | THOR\acont | 2024-09-08 17:27
7c8ad7f0-8a98-4469-9184-2a7a92f753b1 | NFPA 170 CELL COMM | NFPA 170 CELL COMM PS |  | North | NAPCO |  | Cards & Components |  |  |  | Card | TRUE | SLE-LTEA-CFB-PS Main Card | ++ | Main Board | 1 | 0.2 | 0.2 |  |  |  |  | TRUE | [5 empty] | #FFFF0000 | FA-NFPA 170 CELL COMM | 1 | FALSE | FALSE | FALSE | 250 | [13 empty] | FALSE | [5 empty] | DESKTOP-QGO6JOK\acont | 2023-06-20 09:38 | THOR\acont | 2024-09-08 17:27 | Cloned from NAPCO SLE-LTEV-CFB-PS Main Card | [NAPCO] [VAC ] FL-255FACP Main Board, FL-32FACP Main Board, FL-FACP-LTE Main Board, FL-X2-32 Main Board, GEM-ACM1D Main Board, GEMC-128MB, GEMC-12V2APS-CF Main Board, GEMC-12V2APS-R Main Board, GEMC-255MB, GEMC-32MB, GEMC-96MB, GEMC-NAC6 Main Board, GEMC [NAPCO, Potter] [IDC] [#1 LINE TRBL] IntelliCom-5GA, IntelliCom-5GV, SLE/4G-CDMA-CFB, SLE/4G-CDMA-CFB-PS, SLE/4G-CDMA-FIRE, SLE/4G-CDMAI-FIRE, SLE-CDMA-CFB, SLE-CDMA-CFB-PS, SLE-CDMA-FIRE, SLE-CDMAI-FIRE, SLE-LTEA-CFB-PS Main Card, SLE-LTEAI-CFB-PS Main [NAPCO, Potter] [DACT] [#2 DACT] IntelliCom-5GA, IntelliCom-5GV, SLE/4G-CDMA-CFB, SLE/4G-CDMA-CFB-PS, SLE/4G-CDMA-FIRE, SLE/4G-CDMAI-FIRE, SLE-CDMA-CFB, SLE-CDMA-CFB-PS, SLE-CDMA-FIRE, SLE-CDMAI-FIRE, SLE-LTEA-CFB-PS Main Card, SLE-LTEAI-CFB-PS Main Card [NAPCO, Potter] [DACT] [#1 DACT] IntelliCom-5GA, IntelliCom-5GV, SLE/4G-CDMA-CFB, SLE/4G-CDMA-CFB-PS, SLE/4G-CDMA-FIRE, SLE/4G-CDMAI-FIRE, SLE-CDMA-CFB, SLE-CDMA-CFB-PS, SLE-CDMA-FIRE, SLE-CDMAI-FIRE, SLE-LTEA-CFB-PS Main Card, SLE-LTEAI-CFB-PS Main Card [NAPCO, Potter] [IDC] [#2 PS TRBL] IntelliCom-5GA, IntelliCom-5GV, SLE/4G-CDMA-CFB, SLE/4G-CDMA-CFB-PS, SLE/4G-CDMA-FIRE, SLE/4G-CDMAI-FIRE, SLE-CDMA-CFB, SLE-CDMA-CFB-PS, SLE-CDMA-FIRE, SLE-CDMAI-FIRE, SLE-LTEA-CFB-PS Main Card, SLE-LTEAI-CFB-PS Main Ca | [NAPCO] SLE-LTEA-CFB-PS Main Card, SLE-LTEV-CB, SLE-LTEV-CB-TF, SLE-LTEV-CFB, SLE-LTEV-CFB-PS Main Card, SLE-LTEV-FIRE
4590811a-e8c3-4a8c-8a47-2a80de1e1f2b |  |  |  | North | Consilium |  | Cards & Components |  |  |  | Card | TRUE | 5100071-01A | ++ | Bus Isolator M H | 1 | 0.03 | 0.03 |  |  | 24 |  | TRUE | [5 empty] | #FFFFFFFF |  |  | FALSE | FALSE | FALSE | [20 empty] | THOR\acont | 2023-09-19 06:38 | THOR\acont | 2024-10-09 10:48 | Cloned from Consilium 5100077-01A
da74b736-7a53-403f-8945-2a830b3da468 | NFPA 170 FIRE ALARM CONTROL UNIT | RISER FACP |  | North | Edwards |  | Fire Alarm Control Unit |  |  |  | Assembly | TRUE | QS2-1-R | ++ | Single Loop System. 1 option card space. Red enclosure, 115v transformer. | 1 | [6 empty] | FALSE | [5 empty] | #FFFF0000 | FA-NFPA 170 FIRE ALARM CONTROL UNIT | 1 | FALSE | FALSE | FALSE | [9 empty] | 7,12,26,33,40 |  |  |  |  | TRUE | [5 empty] | THOR\acont | 2024-08-26 10:32 | THOR\acont | 2024-09-08 17:27 | Cloned from Edwards QS1-1-R-1
b6f48cb6-1121-449b-86b1-2a84b550301f | CADGEN BURGLAR ALARM CONTROL PANEL |  |  | North | NAPCO | Security/Access Control | Burglar Alarm Control Panel |  |  |  | Assembly | TRUE | GEMC-BURG256KT | + | 256pt GEMC Addressable Commercial Burglary System Kit | 1 | [12 empty] | #FFFF0000 | FA-CADGEN BURGLAR ALARM CONTROL PANEL | 1 | FALSE | FALSE | FALSE | 101 | [19 empty] | DESKTOP-7SAL8M7\acont | 2020-01-21 11:59 | THOR\acont | 2024-09-08 17:27
b65f5c38-5274-4e4c-9cb4-2a9095ff80ba | NFPA 170 AMPLIFIER RACK | RISER AMP |  | North | Evax |  | Amplifier |  |  |  | Assembly | TRUE | HMX-DPS50/P (70V) | + | Distributed Panel, Single Channel, 50W, Fire Phone | 1 | [6 empty] | FALSE | [5 empty] | #FFFF0000 | FA-NFPA 170 AMPLIFIER RACK | 1 | FALSE | FALSE | FALSE | 300 | [8 empty] | 7,12,18 |  |  |  | 50 | TRUE | [5 empty] | DESKTOP-7SAL8M7\acont | 2020-07-16 11:07 | THOR\acont | 2024-09-08 17:27 | Cloned from Hochiki FNVDPS50/P (70V)
df478eab-b7c9-40a6-8e92-2a9157318700 |  |  |  | North | Edwards | [5 empty] | Assembly | TRUE | QS4-12-G-1-FR |  | FAP w/ 12 Option Card Space, Gray, French | 1 | [6 empty] | FALSE | [5 empty] | #FFFFFFFF |  |  | FALSE | FALSE | FALSE | [14 empty] | FALSE | [7 empty] | THOR\acont | 2024-10-09 10:48
cda2e857-941b-466d-8978-2a9b3b97b054 |  |  |  | North | Fike |  | Cards & Components |  |  |  | Card | TRUE | 10-2622 |  | CHEETAH® XI 50 System Controller | 1 | 0.116 | 0.176 |  |  |  |  | TRUE | [5 empty] | #FFFFFFFF |  |  | FALSE | FALSE | FALSE | [14 empty] | FALSE | [5 empty] | AULAPTOP-PC\Aulaptop | 2018-11-28 04:45 | THOR\acont | 2024-10-09 10:48 | Cloned from Fike New Part CLONED CLONED CLONED |  | [Fike] 10-2620, 10-2622 [Fike] 10-2620, 10-2622 [Fike, Gamewell FCI] 10-2622, SLP-E3 [Fike, First Alert, Honeywell, Siemens, Silent Knight] 10-2542, 10-2622, 5110XM Main Board, FA1600C Main Board, FA1600C-24 Main Board, FA1600CA Main Board, FA1600CB Main Board, FC924-US Main Board, SK-2, SK-4, VISTA-128FBPT Main Board, VISTA-20P Main Boar
bb32fb86-de4d-48fc-9814-2a9c13e5365d |  |  |  | North | System Sensor |  | Hardware |  |  |  | Hardware | TRUE | BB-2 | + | Optional cabinet for one or two modules | 1 | [6 empty] | TRUE | [5 empty] | #FFFFFFFF |  |  | FALSE | FALSE | FALSE | [20 empty] | DESKTOP-7SAL8M7\acont | 2020-02-23 09:37 | THOR\acont | 2024-10-09 10:48 | Cloned from Firelite BB-2F
a4981e42-384d-4d25-bf39-2a9cd5c00dae | NFPA 170 HORN STROBE |  |  | North | Potter |  | Horn/Strobe |  |  |  | Module | TRUE | HS-24WR | ++ | Horn Strobe, 24 VDC, Red | 1 | 0 | 0.136 |  |  |  |  | FALSE | FALSE |  |  |  |  | #FF0070C0 | FA-NFPA 170 HORN STROBE | 1 | FALSE | FALSE | FALSE | 2012 | [13 empty] | FALSE | [7 empty] | THOR\acont | 2024-09-08 17:27 |  | [Potter] [STROBE] [UL MAX, HIGH DB] HS-24WR, HS-24WW [Potter] [HORN] [UL MAX, HIGH DB] HS-24WR, HS-24WW [Potter] [NAC] [24 VDC, HIGH DB] HS-24WR, HS-24WW [Potter] [NAC] [UL MAX, HIGH DB] HS-24WR, HS-24WW
2008da82-1f5f-47f9-9eb6-2aa22bd7fd7c | NFPA 170 CHIME |  |  | North | Edwards |  | Chime |  |  |  | Module | TRUE | G1WN-CVMA |  | Chime, 62 or 57 dBA, white, no markings, Amber Lens | 1 | 0 | 0.266 |  |  |  |  | FALSE | [5 empty] | #FFFF0000 | FA-NFPA 170 CHIME | 1 | FALSE | FALSE | FALSE | 2003 | [13 empty] | FALSE | [7 empty] | THOR\acont | 2024-09-08 17:27 |  | [Edwards, Kidde] [NAC] [16 VDC, LOW DB] EG1F-CVM, G1-CVM, G1F-CVM, G1R-CVM, G1RF-CVM, G1WA-CVMA, G1WN-CVMA [Edwards, Kidde] [NAC] [24 VDC, HIGH DB] EG1F-CVM, G1-CVM, G1F-CVM, G1R-CVM, G1RF-CVM, G1WA-CVMA, G1WN-CVMA [Edwards, Kidde] [NAC] [16 VDC, HIGH DB] EG1F-CVM, G1-CVM, G1F-CVM, G1R-CVM, G1RF-CVM, G1WA-CVMA, G1WN-CVMA [Edwards, Kidde] [NAC] [24 VDC, LOW DB] EG1F-CVM, G1-CVM, G1F-CVM, G1R-CVM, G1RF-CVM, G1WA-CVMA, G1WN-CVMA
5f613a6f-7958-4c49-84dc-2aa7a6bd4bc3 | D129 |  |  | North | Consilium |  | Miscellaneous |  |  |  | Module | TRUE | 5101060-00A + 5100774-00A | ++ | EV-H/CS Heat detector, Analogue, addressable 84°C Wet space IP67, incl. SCI | 1 | 0.0002 | 0.005 |  |  | 24 |  | TRUE | [5 empty] | #FFFF0000 | FA-D129 | 1 | FALSE | FALSE | FALSE | [20 empty] | DESKTOP-7EIEB7A\acont | 2022-07-28 16:19 | THOR\acont | 2024-09-08 17:27 | Cloned from Consilium 040020 w/UB-6 | [Consilium] [SLC CONSILIUM] [*] [#1 SHARED ADDR ¦ ALL] 040000 + 5100774-00A, 040005 + 5100774-00A, 040020 + 5100776-00A + 5100774-00A, 040020 + 5200313-00A, 040030 + 5100776-00A + 5100774-00A, 040030 + 5200313-00A + 5100626-00B, 5101060-00A + 5100774-00A
ec9e7014-e1bf-4f41-993d-2aad0ddcb6d4 | NFPA 170 SMOKE DETECTOR |  |  | North | Firelite |  | Smoke Detector |  |  |  | Module | TRUE | OSI-RI-FL | ++ | Intelligent imaging beam smoke detector (includes reflector) | 1 | 0.02 | 0.022 | 0.015 |  | 15 |  | FALSE | TRUE |  |  | 6” x 10” x 4.5” (152.4 x 254 x 114.3 mm) |  | #FFFF0000 | FA-NFPA 170 SMOKE DETECTOR | 1 | FALSE | FALSE | FALSE | 1408 | [13 empty] | FALSE |  |  | BT |  |  | THOR\acont | 2023-09-29 07:48 | THOR\acont | 2024-09-08 17:27 | Cloned from Fike OSI-RI-FIK | [Firelite, System Sensor] [SLC SENSORS] [*] [#4 TYPE ADDR ¦ SENSORS] AD355 w/B200SR-LF-WH (C), AD355 w/B200SR-WH (C), AD355 w/B210LP (C), AD355 w/B224BI-WH (C), AD355 w/B224RB-WH (C), AD355 w/B501 (C), BEAM355 (C), BEAM355S (C), CP355 w/B200SR-WH (C), CP [Fike, Firelite] [AUX POWER] [HEATER PWR] OSI-RI-FIK (C), OSI-RI-FL (C) [Firelite, System Sensor] [SLC MODULES SENSORS] [*] [#2 SHARED ADDR ¦ SENSORS] AD355 w/B200SR-LF-WH (C), AD355 w/B200SR-WH (C), AD355 w/B210LP (C), AD355 w/B224BI-WH (C), AD355 w/B224RB-WH (C), AD355 w/B501 (C), BEAM355 (C), BEAM355S (C), CP355 w/B200SR- | [Fike, Firelite, Notifier, Silent Knight] FS-OSI-RI, OSI-RI-FIK, OSI-RI-FL, OSI-RI-SK
1040c3dc-9f97-46b3-9c67-2ab16d2f7b4d |  |  |  | North | Firelite |  | Cards & Components |  |  |  | Card | TRUE | CHG-75 | ++ | Battery charger for lead-acid batteries with a rating of 25 to 75 AH | 1 | [6 empty] | TRUE | [5 empty] | #FFFFFFFF |  |  | FALSE | FALSE | FALSE | [20 empty] | DESKTOP-7EIEB7A\acont | 2023-05-30 12:35 | THOR\acont | 2024-10-09 10:48 | Cloned from Firelite CHG-75
9b92603c-3d55-4d26-b323-2ab1b734c6b5 | NFPA 170 SMOKE DETECTOR |  |  | North | Honeywell |  | Smoke Detector |  |  |  | Module | TRUE | OSI-10 | + | Imager - 7º coverage | 1 | 0.008 | 0.008 | [5 empty] | TRUE |  |  |  |  | #FFFF0000 | FA-NFPA 170 SMOKE DETECTOR | 1 | FALSE | FALSE | FALSE | 1408 | [19 empty] | XPS-17-9710\August | 2024-07-26 05:20 | THOR\acont | 2024-09-08 17:27 | Cloned from Xtralis OSI-10 | [Honeywell, Xtralis] [AUX POWER] [*] OSE-HPW, OSE-SPW, OSI-10 (C), OSI-90 (C), OSI-R (C) [Honeywell, Xtralis] [IDC] [#1 ALARM] OSI-10 (C), OSI-90 (C), OSI-R (C) [Honeywell, Xtralis] [IDC] [#2 TROUBLE] OSI-10 (C), OSI-90 (C), OSI-R (C)
8c0c82e1-0059-41c0-a2a3-2ab9bb689688 | NFPA 170 CELL COMM | RISER CELL COMM |  | North | Telguard |  | Cellular Communicator |  |  |  | Module | TRUE | TG-7FS | + | Commercial Fire Cellular Alarm Communicator For LTE Networks, Telco | 1 | [6 empty] | FALSE | [5 empty] | #FFFF0000 | FA-NFPA 170 CELL COMM | 1 | FALSE | FALSE | FALSE | 250 | [13 empty] | FALSE | [5 empty] | DESKTOP-7EIEB7A\acont | 2022-02-25 15:31 | THOR\acont | 2024-09-08 17:27 | Cloned from Telguard TG-7FE | [Telguard] [AUX POWER] [24VDC AUX INPUT] TG-7FE, TG-7FP, TG-7FS [Telguard] [DACT] [#1 DACT] TG-7A, TG-7A w/(2) TG-PEM, TG-7FE, TG-7FP, TG-7FS, TG-7FS LTE + TG-PEM, TG-7FS w/(2) TG-PEM [Telguard] [IDC] [#2 SUPERVISORY INPUT] TG-7A, TG-7A w/(2) TG-PEM, TG-7FE, TG-7FP, TG-7FS, TG-7FS LTE + TG-PEM, TG-7FS w/(2) TG-PEM [Telguard] [AUX POWER] [12VDC AUX INPUT] TG-7FE, TG-7FP, TG-7FS [Telguard] [IDC] [#1 SUPERVISORY INPUT] TG-7A, TG-7A w/(2) TG-PEM, TG-7FE, TG-7FP, TG-7FS, TG-7FS LTE + TG-PEM, TG-7FS w/(2) TG-PEM
5d71e36c-16fe-4c76-a7af-2abb31fde1db |  |  |  | North | Siemens |  | Cards & Components |  |  |  | Card | TRUE | PAD-3/RSE-300 MAIN BOARD |  | CARD, FIRE ALARM PANEL MAIN BOARD COMPONENT | 1 | [6 empty] | TRUE | [5 empty] | #FFFFFFFF |  |  | FALSE | FALSE | FALSE | [22 empty] | THOR\acont | 2024-10-09 10:48
6ba68aa1-2a32-4080-9ffb-2abcc023bb23 |  |  |  | North | Edwards |  | Hardware |  |  |  | Hardware | TRUE | PP46292-0200 |  | Surface box for 1534-1 | 1 | [6 empty] | FALSE | [5 empty] | #FFFFFFFF |  |  | FALSE | FALSE | FALSE | [14 empty] | FALSE | [7 empty] | THOR\acont | 2024-10-09 10:48
c145f5d8-45a8-42ad-902c-2ac2358a034f | NFPA 170 NON ADDRESSABLE RELAY |  |  | North | Fike |  | Non-Addressable Relay |  |  |  | Module | TRUE | 10-2748 | ++ | Impulse Release Module | 1 | 0.02 | 0.037 |  |  |  |  | TRUE | [5 empty] | #FFFF0000 | FA-NFPA 170 NON ADDRESSABLE RELAY | 1 | FALSE | FALSE | FALSE | [14 empty] | FALSE | [7 empty] | THOR\acont | 2024-09-08 17:27 | 20180810 Added By AuC | [Fike] [AUX POWER, RELEASING] [*] [INPUT TYPE] 10-2748 [Fike] [IDC] [#1 IVO MONITOR] 10-2748 | [Fike] 10-2748, 55-052
2b9e96fc-8e55-441c-a94d-2ac9bf6e521f |  |  |  | North | LifeSafety Power |  | Cards & Components |  |  |  | Card | TRUE | FPO150/250-2C82D8PE4M1 Main Board | ++ | Fire Alarm Power Supply Main Board | 1 | [6 empty] | TRUE | FALSE |  |  |  |  | #FFFFFFFF |  |  | FALSE | FALSE | FALSE | [14 empty] | FALSE | [5 empty] | DESKTOP-7EIEB7A\acont | 2023-01-27 07:37 | THOR\acont | 2024-10-09 10:48 | Cloned from LifeSafety Power FPO150-B100C8D8PE4M Main Board | [Altronix, LifeSafety Power] [IDC] 02 [AC FAIL] AL1024ULX Main Board, AL300ULX Main Board, AL400ULX Main Board, AL400ULXJ Main Board (24VDC), AL600ULXR Main Board, eFlow104N Main Board, eFlow104N16 Main Board, eFlow104N8 Main Board, FPO150/250-2C82D8PE4M [Altronix, LifeSafety Power] [IDC] 01 [BATTERY] AL1024ULM MAIN CARD, AL1024ULX Main Board, AL300ULX Main Board, AL400ULX Main Board, AL400ULXJ Main Board (24VDC), AL600ULXR Main Board, eFlow104N Main Board, eFlow104N16 Main Board, eFlow104N8 Main Board, [Altronix, Hochiki, LifeSafety Power] [NAC Trigger] AL1024ULM MAIN CARD, AL1024ULX Main Board, AL125UL Main Board, AL300ULX Main Board, AL400ULX Main Board, AL400ULXJ Main Board (24VDC), AL600ULACM Main Board, AL600ULXR Main Board, eFlow104N Main Board, | [Altronix, LifeSafety Power] AL1024ULX Main Board, FPO150/250-2C82D8PE4M1 Main Board, FPO150-B100C8D8PE4M Main Board, FPO250/250-3C83D8E12M Main Board, FPO250/250-3C83D8PE12M Main Board, FPO250/250-3C8P3D8PE12M Main Board, FPO75-B100C4PE1M Main Board, FPO
ce1b6c28-ca40-4289-9745-2ad069c9ff8a | NFPA 170 STROBE CEILING |  |  | North | System Sensor |  | Strobe |  |  |  | Module | TRUE | SCWKLED-B | ++ | Strobe, Ceiling, White, Bilingual, Outdoor | 1 | 0 | 0.111 |  |  |  |  | FALSE | TRUE |  |  |  |  | #FF0070C0 | FA-NFPA 170 STROBE CEILING | 1 | FALSE | FALSE | FALSE | 2022 | [13 empty] | FALSE |  |  | C, WP |  |  | DESKTOP-QGO6JOK\acont | 2024-07-15 14:08 | THOR\acont | 2024-09-08 17:27 | Cloned from System Sensor SCRKLED CLONED CLONED CLONED CLONED | [System Sensor] [NAC] [24VDC] SCRKLED (C), SCRKLED-B (C), SCRKLED-P (C), SCRLED (C), SCRLED-B (C), SCRLED-P (C), SCWKLED (C), SCWKLED-B (C), SCWKLED-P (C), SCWLED (C), SCWLED-B (C), SCWLED-CLR-ALERT (C), SCWLED-P (C)
2ec7b37b-8a10-485b-812d-2ad08730c929 |  |  |  | North | MIRCOM |  | Cards & Components |  |  |  | Card | TRUE | MGD-32 Card | + | Master Graphic Driver Module c/w Fire Alarm Common Control Switch Inputs and 32 Supervised Outputs | 1 | 0.035 | [5 empty] | TRUE | [5 empty] | #FFFFFFFF |  |  | FALSE | FALSE | FALSE | [14 empty] | FALSE | [7 empty] | THOR\acont | 2024-10-09 10:48 |  | [MIRCOM] [RS-485] MGD-32 Card, RAM-208, RAM-216, RAM-300LCD, RAM-3318-LCD, RAM-3500-LCD Card [MIRCOM] [AUX POWER] [*] MGD-32 Card, QX-MINI-LOC, QX-MINI-LOCMAIN, QX-MINI-LOC-W, QX-MINI-RM, QX-MINI-RMMIC, QX-MINI-RM-W, RAM-208, RAM-216, RAM-300LCD, RAM-3318-LCD, RAM-3500-LCD Card
e0675181-40ab-45ad-ac4c-2ad331d785cb | NFPA 170 STROBE WALL |  |  | North | System Sensor |  | Strobe |  |  |  | Module | TRUE | SRLED | ++ | Strobe, Wall, Red | 1 | 0 | 0.043 |  |  |  |  | FALSE | [5 empty] | #FF0070C0 | FA-NFPA 170 STROBE WALL | 1 | FALSE | FALSE | FALSE | 2023 | [13 empty] | FALSE | [5 empty] | DESKTOP-QGO6JOK\acont | 2023-10-19 06:51 | THOR\acont | 2024-09-08 17:27 | Cloned from System Sensor SRL | [System Sensor] [NAC] [VDC] SGRKLED, SGRKLED-B, SGRKLED-P, SGRLED, SGRLED-B, SGWKLED, SGWKLED-B, SGWKLED-P, SGWLED, SGWLED-B, SRLED, SRLED-B, SRLED-P, SRLED-SP, SWLED, SWLED-ALERT, SWLED-B, SWLED-CLR-ALERT, SWLED-P, SWLED-SP
fb1f3a5c-f1b4-4b95-adcf-2adffd14f8a6 |  |  |  | North | Bosch | [5 empty] | Module | TRUE | RM-S | * | SINGLE RACK MOUNT KIT | 1 | [12 empty] | #FFFFFFFF |  |  | FALSE | FALSE | FALSE | [20 empty] | DESKTOP-7EIEB7A\acont | 2021-08-13 06:25 | THOR\acont | 2024-10-09 10:48
25c55375-c200-433e-ba86-2ae1644a5753 |  |  |  | North | West-Com | [5 empty] | Module | TRUE | NV-DPS2 |  | Novus® Patient Stations | 1 | [6 empty] | FALSE | [5 empty] | #FFFFFFFF |  |  | FALSE | FALSE | FALSE | [14 empty] | FALSE |  |  | NV-DPS2 |  |  |  |  | THOR\acont | 2024-10-09 10:48
5568a41a-ce22-4200-9955-2ae5841e7b16 | NFPA 170 HORN STROBE CEILING |  |  | North | Edwards |  | Horn/Strobe |  |  |  | Module | TRUE | GCWN-HDVMHR |  | MNEC Horn-Strobe, white, no markings, 95-177 cd, red | 1 | 0 | 0.341 |  |  |  |  | FALSE | TRUE |  |  |  |  | #FF0070C0 | FA-NFPA 170 HORN STROBE CEILING | 1 | FALSE | FALSE | FALSE | 2013 | [13 empty] | FALSE |  |  | C |  |  |  |  | THOR\acont | 2024-09-08 17:27 |  | [Edwards, Kidde] [NAC] [16 VDC, LOW DB] EGCF-HDVMH (C), GCF-HDVMH (C), GC-HDVMH (C), GCWA-HDVMHA (C), GCWA-HDVMHB (C), GCWA-HDVMHC (C), GCWA-HDVMHG (C), GCWA-HDVMHR (C), GCWN-HDVMHA (C), GCWN-HDVMHB (C), GCWN-HDVMHC (C), GCWN-HDVMHG (C), GCWN-HDVMHR (C) [Edwards, Kidde] [NAC] [16 VDC, HIGH DB] EGCF-HDVMH (C), GCF-HDVMH (C), GC-HDVMH (C), GCWA-HDVMHA (C), GCWA-HDVMHB (C), GCWA-HDVMHC (C), GCWA-HDVMHG (C), GCWA-HDVMHR (C), GCWN-HDVMHA (C), GCWN-HDVMHB (C), GCWN-HDVMHC (C), GCWN-HDVMHG (C), GCWN-HDVMHR (C) [Edwards, Kidde] [NAC] [24 VDC, LOW DB] EGCF-HDVMH (C), GCF-HDVMH (C), GC-HDVMH (C), GCWA-HDVMHA (C), GCWA-HDVMHB (C), GCWA-HDVMHC (C), GCWA-HDVMHG (C), GCWA-HDVMHR (C), GCWN-HDVMHA (C), GCWN-HDVMHB (C), GCWN-HDVMHC (C), GCWN-HDVMHG (C), GCWN-HDVMHR (C) [Edwards, Kidde] [NAC] [24 VDC, HIGH DB] EGCF-HDVMH (C), GCF-HDVMH (C), GC-HDVMH (C), GCWA-HDVMHA (C), GCWA-HDVMHB (C), GCWA-HDVMHC (C), GCWA-HDVMHG (C), GCWA-HDVMHR (C), GCWN-HDVMHA (C), GCWN-HDVMHB (C), GCWN-HDVMHC (C), GCWN-HDVMHG (C), GCWN-HDVMHR (C)
7a395dea-c3f2-4648-8689-2ae6cf7deebe | NFPA 170 NOTIFICATION CIRCUIT EXTENDER PANEL | RISER NAC |  | North | Hochiki |  | Notification Circuit Extender Panel |  |  |  | Assembly | TRUE | PE-10SN | PE-10SN POWER EXTENDER | PE-10SN POWER EXTENDER | 1 | [6 empty] | TRUE |  |  | *Refer to Install Sheet |  |  | #FFFF0000 | FA-NFPA 170 NOTIFICATION CIRCUIT EXTENDER PANEL | 1 | FALSE | FALSE | FALSE | 212 | [8 empty] | 7,12,18 |  |  | 10 |  | TRUE | [5 empty] | DESKTOP-0D6CQVA\lousc | 2019-10-06 10:24 | THOR\acont | 2024-09-08 17:27 | from Hochiki PE-6SN
f84fe7f6-b1c5-437d-9d3d-2ae7b6acb7c2 |  |  |  | North | Simplex |  | Hardware |  |  |  | Hardware | TRUE | 2081-9271 | ++ | System Batteries, Sealed Lead-Acid, 33 Ah (rectangular case, typically for service) | 1 | 0 | 0 |  |  |  |  | TRUE | [5 empty] | #FFFFFFFF |  |  | FALSE | FALSE | FALSE | [20 empty] | THOR\acont | 2025-02-04 10:06 | THOR\acont | 2025-02-04 10:07 | Cloned from Autocall 2081-9271
0f13bc14-da01-441a-8abc-2af2466adfd7 |  |  |  | North | Edwards |  | Hardware |  |  |  | Hardware | TRUE | 6263-SG |  | Air Velocity Test Kit - for SIGA-DH | 1 | [6 empty] | FALSE | [5 empty] | #FFFFFFFF |  |  | FALSE | FALSE | FALSE | [14 empty] | FALSE | [7 empty] | THOR\acont | 2024-10-09 10:48
d23359e8-8a9b-4f9b-b185-2af86387a59a | NFPA 170 SPEAKER CEILING |  |  | North | Eaton Wheelock |  | Speaker |  |  |  | Module | TRUE | ELSPKWC-N | + | CEILING SPEAKER, WHITE, NONE | 1 | [6 empty] | TRUE | TRUE |  |  |  |  | #FF0070C0 | FA-NFPA 170 SPEAKER CEILING | 1 | FALSE | FALSE | FALSE | 2020 | [19 empty] | DESKTOP-7EIEB7A\acont | 2021-04-29 08:03 | THOR\acont | 2024-09-08 17:27 | Cloned from Eaton Wheelock ELSPKW-N | [Concealite, Eaton Wheelock] [AUDIO 70.7v] [70V AUDIO] ELSPKR, ELSPKR-AL, ELSPKRC (C), ELSPKRC-AL (C), ELSPKRC-N (C), ELSPKR-N, ELSPKW, ELSPKW-AL, ELSPKWC (C), ELSPKWC-AL (C), ELSPKWC-N (C), ELSPKW-N, ELSPSTR, ELSPSTR-AL, ELSPSTRC (C), ELSPSTRC-AL (C), E [Concealite, Eaton Wheelock] [AUDIO 25v] [25V AUDIO] ELSPKR, ELSPKR-AL, ELSPKRC (C), ELSPKRC-AL (C), ELSPKRC-N (C), ELSPKR-N, ELSPKW, ELSPKW-AL, ELSPKWC (C), ELSPKWC-AL (C), ELSPKWC-N (C), ELSPKW-N, ELSPSTR, ELSPSTR-AL, ELSPSTRC (C), ELSPSTRC-AL (C), ELS
6af4e196-8cc5-45c7-9001-2af9808bc3a2 | NFPA 170 FIRE ALARM CONTROL UNIT | RISER FACP |  | North | Hochiki |  | Fire Alarm Control Unit |  |  |  | Assembly | TRUE | LA701K1-14 |  | FireNET L@TITUDE Analog Addressable Fire Alarm Control Panel, 8 Slot Standard Enclosure, 5.25 A 115V, 2-Loop Panel Module, Hochiki Protocol, Network Module, and Media Gateway™, Red, Printer / 48 Zone LEDs | 1 | [6 empty] | FALSE |  |  | *Refer to Install Sheet | 16.5in (W) x 23.2in (H) x 6in (D) | KM5FCRD (Optional Semi-Flush Mounting Kit) | #FFFF0000 | FA-NFPA 170 FIRE ALARM CONTROL UNIT | 1 | FALSE | FALSE | FALSE | 202 | [8 empty] | 7,12,18,28,33,40 |  |  | 5.25 |  | TRUE | [5 empty] | DESKTOP-GHR3H5U\Anthony | 2019-11-27 07:05 | THOR\acont | 2024-09-08 17:27
b712e9cb-286d-4d89-b1ee-2afee588fceb |  |  |  | North | Bosch | [5 empty] | Module | TRUE | NCA-CMT-GF | * | Camera Vandal-Resistant, Corner-Mount Featuring A No-Grip, Anchor-Free Design. 960H Image. | 1 | [12 empty] | #FFFFFFFF |  |  | FALSE | FALSE | FALSE | [20 empty] | DESKTOP-7EIEB7A\acont | 2021-08-13 06:25 | THOR\acont | 2024-10-09 10:48
2e0f0424-513e-4240-b874-2affe41b683a | NFPA 170 HORN STROBE |  |  | North | Edwards |  | Horn/Strobe |  |  |  | Module | TRUE | WGAVRF | ++ | Outdoor rated horn-strobe, red, fire | 1 | [6 empty] | FALSE | [5 empty] | #FF0070C0 | FA-NFPA 170 HORN STROBE | 1 | FALSE | FALSE | FALSE | 2012 | [13 empty] | FALSE |  |  | WP |  |  | THOR\acont | 2024-04-09 07:58 | THOR\acont | 2024-09-08 17:27 | Cloned from Edwards WGAVRA | [Edwards, Kidde] [NAC] [VDC, TEMPORAL] WGAVRA, WGAVRF, WGAVRF-FR, WGAVRF-SP, WGAVRN, WGAVWA, WGAVWF, WGAVWF-FR, WGAVWF-SP, WGAVWN
5fbc159e-ae63-4ca1-bab9-2b06250f3b44 |  |  |  | North | Firelite |  | Cards & Components |  |  |  | Card | TRUE | ECC-50WBU (Backup Only) | + | Expander Card for ECC-50BDA Remote Amplifier for 50/100 Watt Back Up Operation | 1 | 0.04 | 0.11 |  |  |  |  | TRUE | FALSE |  |  |  |  | #FFFFFFFF |  |  | FALSE | FALSE | FALSE | [14 empty] | FALSE | [7 empty] | THOR\acont | 2024-10-09 10:48
597bf73b-0f53-41c3-bf0e-2b0865abbd95 | NFPA 170 ADDRESSABLE INPUT MONITOR MODULE |  |  | North | NAPCO |  | Addressable Module |  |  |  | Module | TRUE | FWC-FSLC-CZM | ++ | Addressable SLC single module, for montoring of dry contacts, ie., pull stations and conv. smokes | 1 | 0.00067 | 0.00072 |  |  | 24 | [7 empty] | #FFFF0000 | FA-NFPA 170 ADDRESSABLE INPUT MONITOR MODULE | 1 | FALSE | FALSE | FALSE | 1000 | [16 empty] | SD |  |  | DESKTOP-7SAL8M7\acont | 2020-01-21 11:59 | THOR\acont | 2024-09-08 17:27 |  | [NAPCO] [AUX POWER] [AUX INPUT] FWC-FSLC-CZM [NAPCO] [SLC NAPCO FIRE] 01 [*] FWC-FSLC-CZM, FWC-FSLC-DUCT (C), FWC-FSLC-EZM1, FWC-FSLC-EZM2, FWC-FSLC-HEAT w/FWC-FSLC-SMK6B, FWC-FSLC-ISO, FWC-FSLC-PULL, FWC-FSLC-PULL2, FWC-FSLC-PULLK, FWC-FSLC-PULLK2, FWC-FSLC-RM2, FWC-FSLC-SMK w/FWC-FSLC-SMK6B (C), | [NAPCO] FWC-FSLC-CZM
272b008c-87a6-4422-b1c2-2b0dbb2cda2a | NFPA 170 FIRE FIGHTER INTERFACE | NFPA 170 FIRE FIGHTER INTERFACE |  | North | Potter |  | Fire Fighter Interface |  |  |  | Assembly | TRUE | FFT-1000 | + | Firefighter Telephone Motherboard | 1 | [6 empty] | FALSE | [5 empty] | #FFFF0000 | FA-NFPA 170 FIRE FIGHTER INTERFACE | 1 | FALSE | FALSE | FALSE | 300 | [8 empty] | 12 |  |  |  |  | TRUE | [5 empty] | DESKTOP-7EIEB7A\acont | 2021-12-21 07:42 | THOR\acont | 2024-09-08 17:27 | Cloned from Potter SCA-2525
f1bb5dc8-7d52-46aa-8e04-2b108567ee91 | NFPA 170 HEAT DETECTOR |  |  | North | Potter |  | Heat Detector |  |  |  | Module | TRUE | PAD300-HD w/PAD300-RB | ++ | Heat Detector with 6" Base with One Form-C Relay Contact | 1 | 0.0006 | 0.0006 |  |  |  |  | FALSE | [5 empty] | #FFFF0000 | FA-NFPA 170 HEAT DETECTOR | 1 | FALSE | FALSE | FALSE | 1403 | [13 empty] | FALSE |  |  | RB |  |  | DESKTOP-7EIEB7A\acont | 2023-01-20 07:12 | THOR\acont | 2024-09-08 17:27 | Cloned from Potter PAD100-HD w/PAD100-RB | [Potter] [SLC PAD] [*] [#2 SHARED ADDR ¦ SENSORS] PAD100-CD w/PAD100-4DB, PAD100-CD w/PAD100-6DB, PAD100-CD w/PAD100-IB, PAD100-CD w/PAD100-LFSB, PAD100-CD w/PAD100-RB, PAD100-CD w/PAD100-SB, PAD100-CD w/PAD100-SPKB, PAD100-DUCT (C), PAD100-DUCTR (C), PA | [Potter] PAD300-CD w/PAD300-RB, PAD300-HD w/PAD300-RB, PAD300-PCD w/PAD300-RB, PAD300-PCD w/PAD300-RB (Split), PAD300-PD w/PAD300-RB, PAD300-PHD w/PAD300-RB, PAD300-PHD w/PAD300-RB (Split)
dc8fe734-9123-487a-a497-2b14866b7959 |  |  |  | North | Gamewell FCI |  | Cards & Components |  |  |  | Card | TRUE | FireVac IV (50W, 25V) Main Board | 150-00026+ | Main Board for ECC-50/100 | 1 | 0.14 | 0.49 |  |  |  |  | TRUE | FALSE |  |  |  |  | #FFFFFFFF |  |  | FALSE | FALSE | FALSE | [14 empty] | FALSE | [5 empty] | DESKTOP-7EIEB7A\acont | 2022-03-10 07:08 | THOR\acont | 2024-10-09 10:48 | Cloned from Firelite ECC-50/100 Main Board (50W, 25V) | [Gamewell FCI, Honeywell] [VAC ] [120VAC] 7100 Main Board, FireVac IV (50W, 25V) Main Board, FireVac IV (50W, 70V) Main Board, FLEX 410 Main Board, GF505 Main Board, GF506R Main Board, GF510 Main Board, GFPS-6 Main Board, GFPS-9 Main Board, GWF402 Main B [Gamewell FCI, Honeywell] [VAC ] 7100 Main Board, FireVac IV (50W, 25V) Main Board, FireVac IV (50W, 70V) Main Board, FLEX 410 Main Board, GF505 Main Board, GF506R Main Board, GF510 Main Board, GFPS-6 Main Board, GFPS-9 Main Board, GWF402 Main Board, GWF [Firelite, Gamewell FCI] [NAC Trigger] ECC-50/100 Main Board (100W, 25V), ECC-50/100 Main Board (100W, 70V), ECC-50/100 Main Board (50W, 25V), ECC-50/100 Main Board (50W, 70V), FireVac IV (50W, 25V) Main Board, FireVac IV (50W, 70V) Main Board [Firelite, Gamewell FCI] [RS-485] ECC-50/100 Main Board (100W, 25V), ECC-50/100 Main Board (100W, 70V), ECC-50/100 Main Board (50W, 25V), ECC-50/100 Main Board (50W, 70V), FireVac IV (50W, 25V) Main Board, FireVac IV (50W, 70V) Main Board [Firelite, Gamewell FCI] [NAC Trigger] ECC-50/100 Main Board (100W, 25V), ECC-50/100 Main Board (100W, 70V), ECC-50/100 Main Board (50W, 25V), ECC-50/100 Main Board (50W, 70V), FireVac IV (50W, 25V) Main Board, FireVac IV (50W, 70V) Main Board | [Gamewell FCI] FireVac IV (50W, 25V) Main Board
ba847e5b-50bd-4d9f-97af-2b2a2d6a9325 | NFPA 170 SPEAKER WALL |  |  | North | Edwards |  | Speaker |  |  |  | Module | TRUE | G4HFRN-S7 |  | 70V Speaker, Red, running man | 1 | [6 empty] | FALSE | [5 empty] | #FF0070C0 | FA-NFPA 170 SPEAKER WALL | 1 | FALSE | FALSE | FALSE | 2021 | [13 empty] | FALSE | [7 empty] | THOR\acont | 2024-09-08 17:27 |  | [Edwards, Kidde] [AUDIO 70.7v] [70V AUDIO] G4F-S7, G4F-S7V1575, G4F-S7VM, G4HFRF-S7, G4HFRF-S7VMC, G4HFRN-S7, G4HFRN-S7VMC, G4HFWA-S7, G4HFWA-S7VMA, G4HFWA-S7VMC, G4HFWF-S7, G4HFWF-S7VMC, G4HFWN-S7, G4HFWN-S7VMA, G4HFWN-S7VMB, G4HFWN-S7VMC, G4RF-S7, G4RF
7eea9169-6609-4e30-b5de-2b2e1615cf19 | NFPA 170 ADDRESSABLE OUTPUT MODULE |  |  | North | Ademco |  | Addressable Control/Relay |  |  |  | Module | TRUE | 4204CF | + | Supervised Notification Applicance Module | 1 | 0.025 | 0.105 |  |  |  |  | FALSE | [5 empty] | #FFFF0000 | FA-NFPA 170 ADDRESSABLE OUTPUT MODULE | 1 | FALSE | FALSE | FALSE | 1100 | [13 empty] | FALSE | [5 empty] | THOR\acont | 2024-02-12 18:06 | THOR\acont | 2024-09-08 17:27 | Cloned from Honeywell 4204CF | [Ademco, Honeywell] [NAC] [RISER INPUT] 4204CF [Ademco, Honeywell] [VPLEX] [*] 4101SN, 4190SN, 4193SN, 4204, 4204CF, 4208SN, 4208SNF, 4208U, 4209U, 4297, 5193SD (C), 5193SDT (C) | [Ademco, Honeywell] 4204CF
2fec08cc-d77a-4677-8320-2b37d00b79b9 | NFPA 170 STROBE WALL |  |  | North | Monaco Enterprises |  | Strobe |  |  |  | Module | TRUE | 367-099-00 |  | STROBE:WHITE,T-1,WM,INDOOR,24V,RED ALERT LTR,CLR LENS,15-185 CANDELA | 1 | 0 | 0.043 |  |  |  |  | FALSE | [5 empty] | #FF0070C0 | FA-NFPA 170 STROBE WALL | 1 | FALSE | FALSE | FALSE | 2023 | [13 empty] | FALSE | [5 empty] | DESKTOP-7SAL8M7\acont | 2020-03-02 16:43 | THOR\acont | 2024-09-08 17:27 | Cloned from System Sensor SWL-CLR-ALERT | [Hochiki, Monaco Enterprises] [NAC] [12VDC] 367-097-00, 367-099-00, 367-100-00, 367-101-00, 367-104-00, SRL [Hochiki, Monaco Enterprises] [NAC] [24VFWR] 367-097-00, 367-099-00, 367-100-00, 367-101-00, 367-104-00, SRL [Hochiki, Monaco Enterprises] [NAC] [24VDC] 367-097-00, 367-099-00, 367-100-00, 367-101-00, 367-104-00, SRL
b7caf39c-aac7-4c0b-9858-2b3c73aa84b7 | NFPA 170 HEAT DETECTOR |  |  | North | Edwards |  | Heat Detector |  |  |  | Module | TRUE | SIGA-HFS w/SIGA-IB BASE | ++ | Heat Detector, 135F Fixed Temperature | 1 | 4.5e-05 | 4.5e-05 |  |  |  |  | FALSE | [5 empty] | #FFFF0000 | FA-NFPA 170 HEAT DETECTOR | 1 | FALSE | FALSE | FALSE | 1403 | [13 empty] | FALSE | [7 empty] | THOR\acont | 2024-10-08 16:33 | 20191121 AC Detector with base | [Edwards, Kidde] [SLC EST MODULES/SENSORS] 01 [*] [iO64] DS-HFS (C), DS-PS (C), FX-HD w/IB4U BASE, FX-HD w/RB4U BASE, FX-HD w/SB4U BASE, FX-HD w/SB4U-LF BASE, FX-HD wB4U BASE, FX-PD w/B4U BASE (C), FX-PD w/IB4U BASE (C), FX-PD w/SB4U BASE (C), FX-PD w/SB [Edwards, Kidde] [SLC EST SENSORS] [*] [#4 TYPE ADDR ¦ SENSORS] KI-DDOS (C), SIGA2-COS w/SIGA-AB4G BASE, SIGA2-COS w/SIGA-AB4G-LF BASE, SIGA2-COS w/SIGA-AB4GT BASE, SIGA2-COS w/SIGA-IB BASE, SIGA2-COS w/SIGA-RB BASE, SIGA2-COS w/SIGA-SB BASE, SIGA2-HCOS [Edwards, Kidde] [SLC EST MODULES SENSORS] [*] [#2 SHARED ADDR ¦ SENSORS] KI-DDOS (C), SIGA2-COS w/SIGA-AB4G BASE, SIGA2-COS w/SIGA-AB4G-LF BASE, SIGA2-COS w/SIGA-AB4GT BASE, SIGA2-COS w/SIGA-IB BASE, SIGA2-COS w/SIGA-RB BASE, SIGA2-COS w/SIGA-SB BASE, S [Edwards, Kidde] [SLC EST SENSORS] 01 [*] [EST3, iO1000] DS-HFS (C), DS-PS (C), FX-HD w/IB4U BASE, FX-HD w/RB4U BASE, FX-HD w/SB4U BASE, FX-HD w/SB4U-LF BASE, FX-HD wB4U BASE, FX-PD w/B4U BASE (C), FX-PD w/IB4U BASE (C), FX-PD w/SB4U BASE (C), FX-PD w/SB
8423f784-eecb-4081-807f-2b4d8777cce0 | NFPA 170 SMOKE DETECTOR |  |  | North | Gamewell FCI |  | Smoke Detector |  |  |  | Module | TRUE | ASD-PL3-IV w/B224RB-IV | + | Photoelectric smoke detector, ivory, Velociti/CLIP w/ Relay base, ivory | 1 | 0.0002 | 0.0045 |  |  |  |  | FALSE | TRUE | FLUSH |  | 4" SQ. DEEP | 3 "O" PLASTER RING | #FFFF0000 | FA-NFPA 170 SMOKE DETECTOR | 1 | FALSE | FALSE | FALSE | 1408 | [13 empty] | FALSE |  |  | R |  |  | DESKTOP-7SAL8M7\acont | 2019-04-25 06:52 | THOR\acont | 2024-09-08 17:27 | 20191121 AC Detector with base | [Gamewell FCI] [SLC SENSORS] [*] [#4 TYPE ADDR ¦ SENSORS] ADPF (C), ASD-PL2F w/B200S-LF-WH (C), ASD-PL2F w/B210LP (C), ASD-PL2FR (C), ASD-PL3 w/B200S-LF-WH (C), ASD-PL3 w/B200SR-LF-WH (C), ASD-PL3 w/B200SR-WH (C), ASD-PL3 w/B224BI-WH (C), ASD-PL3 w/B224R [Gamewell FCI] [SLC MODULES SENSORS] [*] [#2 SHARED ADDR ¦ SENSORS] ADPF (C), ASD-PL2F w/B200S-LF-WH (C), ASD-PL2F w/B210LP (C), ASD-PL2FR (C), ASD-PL3 w/B200S-LF-WH (C), ASD-PL3 w/B200SR-LF-WH (C), ASD-PL3 w/B200SR-WH (C), ASD-PL3 w/B224BI-WH (C), ASD-P
f9d61081-f408-48ab-94d9-2b4d8f511a5f | NFPA 170 GAS DETECTOR |  |  | North | Macurco |  | Gas Detection |  |  |  | Module | TRUE | GD-2B |  | Combustible Gas Detector | 1 | 0.04 | 0.052 |  |  |  |  | FALSE | [5 empty] | #FFFF0000 | FA-NFPA 170 GAS DETECTOR | 1 | FALSE | FALSE | FALSE | 1402 | [13 empty] | FALSE |  |  | CG |  |  | DESKTOP-7EIEB7A\acont | 2021-05-20 07:03 | THOR\acont | 2024-09-08 17:27 | Cloned from Macurco CM-6 | [Honeywell, Macurco] [IDC] [#1 ALARM] 8100 EC, C7233A, C7263A, CD-6G, CD-6H, CD-6MC, CM-15, CM-15A, CM-6, CM-E1, CM-E1-FTG, CM-E1-RF, CM-E1-RS, CM-S1, CX-6, EX-CO-1000P-O, GD-2B, TXP-T40, XNX-UTAV-RNCB1 [Honeywell, Macurco] [RS-485] [DATA INPUT] 8100 EC, C7233A, C7263A, CD-6G, CD-6H, CD-6MC, CM-15, CM-15A, CM-6, CM-E1, CM-E1-FTG, CM-E1-RF, CM-E1-RS, CM-S1, CX-6, EX-CO-1000P-O, GD-2B, XNX-UTAV-RNCB1 [Honeywell, Macurco] [AUX POWER] [*] [24VDC] 8100 EC, C7233A, C7263A, CD-6G, CD-6H, CD-6MC, CM-15, CM-15A, CM-6, CM-E1, CM-E1-FTG, CM-E1-RF, CM-E1-RS, CM-S1, CX-6, EX-CO-1000P-O, GD-2B, TXP-T40, XNX-UTAV-RNCB1
785f9f3e-4623-4ba7-b944-2b4e76d8dfd2 | 170 BASIC SHAPE |  |  | North | Fike | Fire Supression | Miscellaneous |  |  |  | Module | TRUE | 20-130-156 |  | 180 Degree Nozzle | 1 | [6 empty] | FALSE | [5 empty] | #FFFF0000 | FA-170 BASIC SHAPE | 1 | FALSE | FALSE | FALSE | 5000 | [13 empty] | FALSE | [7 empty] | THOR\acont | 2024-09-08 17:27 | 20180810 Added By AuC
8e32984a-99ee-46a9-a705-2b5679870cc1 | NFPA 170 STROBE WALL |  |  | North | Simplex |  | Strobe |  |  |  | Module | TRUE | 4906-9109 | + | Multi-candela strobe, Wall Mount, Fire, Red, High Cd | 1 | 0 | 0 |  |  |  |  | TRUE | [5 empty] | #FF0070C0 | FA-NFPA 170 STROBE WALL | 1 | FALSE | FALSE | FALSE | 2023 | [19 empty] | DESKTOP-7EIEB7A\acont | 2022-03-07 06:56 | THOR\acont | 2024-09-08 17:27 | Cloned from Autocall A4906-9101 | [Autocall, Simplex] [NAC] [MAX] 4906-9101, 4906-9103, 4906-9109, 4906-9111, A4906-9101, A4906-9103, A4906-9109, A4906-9111 [Autocall, Simplex] [NAC] [MAX] 4906-9109, 4906-9111, A4906-9109, A4906-9111
a049a348-2b08-4387-aa96-2b57acd174ac |  |  |  | North | Simplex |  | Hardware |  |  |  | Hardware | TRUE | ETHEDROP |  | ETHERNET-NETWORK COMPATIBLE | 1 | [6 empty] | FALSE | [5 empty] | #FFFFFFFF |  |  | FALSE | FALSE | FALSE | [14 empty] | FALSE | [7 empty] | THOR\acont | 2024-10-09 10:48
fdc631fb-79e9-49af-9de2-2b5b9defe19e | NFPA 170 LOCAL OPERATOR CONSOLE | RISER LOC |  | North | Monaco Enterprises |  | Local Operator Console |  |  |  | Assembly | TRUE | 710-072-02 | + | MAAP-X LOC/RDU touch screen, fire/MNS, 19" H, flush- mount | 1 | 0.235 | 0.235 |  |  |  |  | FALSE | FALSE |  |  |  |  | #FFFF0000 | FA-NFPA 170 LOCAL OPERATOR CONSOLE | 1 | FALSE | FALSE | FALSE | 211 | [8 empty] | 18 |  |  |  |  | TRUE | [5 empty] | DESKTOP-7EIEB7A\acont | 2021-07-14 09:11 | THOR\acont | 2024-09-08 17:27 | Cloned from Monaco Enterprises 710-072-01 | [Monaco Enterprises] [AUDIO LOW] [AUDIO] 710-072-01, 710-072-02, 710-072-51, 710-072-52 [Monaco Enterprises] [RS-485] [DATA] 176-286-02, 176-286-03, 194-810-24, 710-054-01, 710-072-01, 710-072-02, 710-072-51, 710-072-52
1155590d-ff5f-4866-83cc-2b5cb32579b4 |  |  |  | North | Siemens | [5 empty] | Module | TRUE | FCM2002-U2 |  |  | 1 | [6 empty] | FALSE | [5 empty] | #FFFFFFFF |  |  | FALSE | FALSE | FALSE | [14 empty] | FALSE | [7 empty] | THOR\acont | 2024-10-09 10:48
1c61241c-582f-4b30-adff-2b5d7c14af57 | NFPA 170 SYNC MODULE |  |  | North | Kidde |  | Sync Module |  |  |  | Module | TRUE | EG1M-RM |  | Precision Sychronization Module - Remote Mount, 1 Gang | 1 | [6 empty] | FALSE | [5 empty] | #FFFF0000 | FA-NFPA 170 SYNC MODULE | 1 | FALSE | FALSE | FALSE | 1300 | [13 empty] | FALSE | [5 empty] | DESKTOP-7SAL8M7\acont | 2020-01-02 08:05 | THOR\acont | 2024-09-08 17:27 | Cloned from Edwards G1M-RM | [Edwards, Kidde] [NAC] [#1 NAC INPUT] EG1M, EG1M-RM, G1M, G1M-RM [Edwards, Kidde] [NAC] [#2 NAC INPUT] EG1M, EG1M-RM, G1M, G1M-RM | [Edwards, Kidde] EG1M, EG1M-RM, G1M, G1M-RM
d4d2d25c-c0a4-4266-82e4-2b5e98aec801 |  |  |  | North | Rath Area of Refuge | Area of Refuge | Hardware |  |  |  | Hardware | TRUE | 7044 COPY |  | 6" X 8" BLUE W/BRAILLE AOR SIGN | 1 | [6 empty] | FALSE | [5 empty] | #FFFFFFFF |  |  | FALSE | FALSE | FALSE | [14 empty] | FALSE | [5 empty] | THOR\acont | 2024-07-09 09:01 | XPS-17-9710\August | 2025-01-05 15:58 | Cloned from Rath Area of Refuge 7044
df7bf3bc-7713-4a72-bcf0-2b60697e2a2e | NFPA 170 HORN CEILING |  |  | North | Siemens |  | Horn |  |  |  | Module | TRUE | SLHCW-F |  | SLHCW-F HRN,CLG | 1 | [7 empty] | TRUE |  |  |  |  | #FF0070C0 | FA-NFPA 170 HORN CEILING | 1 | FALSE | FALSE | FALSE | 2011 | [16 empty] | C |  |  | DESKTOP-7EIEB7A\acont | 2021-09-16 12:28 | THOR\acont | 2024-09-08 17:27 | Cloned from Siemens SLHCW-N | [Siemens] [NAC] [24 VDC, HIGH DB, CODE 3] SLHCR-N (C), SLHCW-F (C), SLHCW-N (C)
a64754e9-b0e4-40ae-8a7e-2b6a727047e9 | NFPA 170 SPEAKER STROBE |  |  | North | Concealite |  | Speaker/Strobe |  |  |  | Module | TRUE | FA900-W-ELSPSTW | + | WALL SPEAKER STROBE, WHITE, FIRE | 1 | [6 empty] | TRUE | [5 empty] | #FF0070C0 | FA-NFPA 170 SPEAKER STROBE | 1 | FALSE | FALSE | FALSE | 2020 | [19 empty] | THOR\acont | 2024-01-29 09:05 | THOR\acont | 2024-09-08 17:27 | Cloned from Eaton Wheelock ELSPSTW | [Concealite, Eaton Wheelock] [AUDIO 70.7v] [70V AUDIO] ELSPKR, ELSPKR-AL, ELSPKRC (C), ELSPKRC-AL (C), ELSPKRC-N (C), ELSPKR-N, ELSPKW, ELSPKW-AL, ELSPKWC (C), ELSPKWC-AL (C), ELSPKWC-N (C), ELSPKW-N, ELSPSTR, ELSPSTR-AL, ELSPSTRC (C), ELSPSTRC-AL (C), E [Concealite] [NAC] [24VFWR] FA900-W-ELSPSTR, FA900-W-ELSPSTW [Concealite] [AUX POWER] [AUX] FA900-W-ELHNR, FA900-W-ELHSR, FA900-W-ELHSW, FA900-W-ELSPKR, FA900-W-ELSPKW, FA900-W-ELSPSTR, FA900-W-ELSPSTW, FA900-W-ELSTR, FA900-W-ELSTW, FAFX-C-ELHNWC (C), FAFX-C-ELHSRC (C), FAFX-C-ELHSWC (C), FAFX-C-ELSPKWC (C), FAFX- [Concealite] [NAC] [24VDC] FA900-W-ELSPSTR, FA900-W-ELSPSTW [Concealite, Eaton Wheelock] [AUDIO 25v] [25V AUDIO] ELSPKR, ELSPKR-AL, ELSPKRC (C), ELSPKRC-AL (C), ELSPKRC-N (C), ELSPKR-N, ELSPKW, ELSPKW-AL, ELSPKWC (C), ELSPKWC-AL (C), ELSPKWC-N (C), ELSPKW-N, ELSPSTR, ELSPSTR-AL, ELSPSTRC (C), ELSPSTRC-AL (C), ELS
1ff0fa4f-261d-4846-b063-2b6b9a9c40f3 | NFPA 170 STROBE WALL |  |  | North | Potter |  | Strobe |  |  |  | Module | TRUE | CS-24R-WP |  | Strobe, Wall, Red, Red, Outdoor | 1 | 0 | 0.164 |  |  |  |  | FALSE | FALSE |  |  |  |  | #FF0070C0 | FA-NFPA 170 STROBE WALL | 1 | FALSE | FALSE | FALSE | 2023 |  |  | 7135-0328:0213 | [10 empty] | FALSE | [7 empty] | THOR\acont | 2024-09-08 17:27 |  | [Potter] [NAC] [UL MAX, HIGH DB] CS-24B-WP, CS-24G-WP, CS-24R-WP, CS-24WB-WP, CS-24WG-WP, CS-24WR-WP, CSLP-24B-WP, CSLP-24G-WP, CSLP-24R-WP, CSLP-24WB-WP, CSLP-24WG-WP, CSLP-24WR-WP
91ac4042-4e14-4a7a-b860-2b7933651f9e |  |  |  | North | Autocall |  | Cards & Components |  |  |  | Card | TRUE | A010-9402 Main Board | ++ | Main Board | 1 | 0.316 | 0.43 |  |  |  |  | TRUE | [5 empty] | #FFFFFFFF |  |  | FALSE | FALSE | FALSE | [20 empty] | DESKTOP-7SAL8M7\acont | 2019-10-21 12:43 | THOR\acont | 2024-10-09 10:48 |  |  | [Autocall] A007-9202 CPU, A010-9422 CPU, A010-9425 CPU, A010-9426 CPU, A010-9602 CPU, A010-9604 CPU [Autocall, Simplex] 4007-9101(BA) CPU, 4007-9102(BA) CPU, 4007-9202 CPU, A010-9422 CPU, A010-9425 CPU, A010-9426 CPU, A010-9602 CPU, A010-9604 CPU, A100-5101, A100-5111, A100-5115 [Autocall] A007-9101/9102 CPU, A007-9202 CPU, A010-9422 CPU, A010-9425 CPU, A010-9426 CPU, A010-9601 ESS, A010-9602 CPU, A010-9604 CPU, A100-0620, A100-0625, A100-1291, A100-9121 CPU, A100-9131 CPU, A100-9314 CPU, A100-9331 CPU [Autocall, Simplex] 4010-9401 Main Board, 4010-9402 Main Board, 4100-9111 (4100U) Main Board, 4100-9111 Main Board, A010-9401 Main Board, A010-9402 Main Board, A100-9111 Main Board [Autocall] A010-9422 CPU, A010-9425 CPU, A010-9426 CPU, A010-9602 CPU, A010-9604 CPU, A100-2135 [Autocall, Simplex] 4007-9101(BA) CPU, 4007-9102(BA) CPU, 4007-9202 CPU, 4100-5311, A007-9101/9102 CPU, A007-9202 CPU, A010-9422 CPU, A010-9425 CPU, A010-9426 CPU, A010-9601 ESS, A010-9602 CPU, A010-9604 CPU, A100-5101, A100-5311, A100-5325, A100-9121 CPU
1d87bc68-7592-4ee8-a81e-2b7aa846a096 | NFPA 170 HORN STROBE |  |  | North | Generic |  | Horn/Strobe |  |  |  | Module | TRUE | Existing NAC Load (.8A) |  |  | 1 |  | 0.8 |  |  |  |  | TRUE | [5 empty] | #FF0070C0 | FA-NFPA 170 HORN STROBE | 1 | FALSE | FALSE | FALSE | 2012 | [16 empty] | EXP |  |  | DESKTOP-7SAL8M7\acont | 2020-11-20 07:30 | THOR\acont | 2024-09-08 17:27 | Cloned from Generic Existing NAC Load (.5A) | [Generic] [NAC] [*] Existing NAC Load (.01A), Existing NAC Load (.02A), Existing NAC Load (.03A), Existing NAC Load (.04A), Existing NAC Load (.05A), Existing NAC Load (.06A), Existing NAC Load (.07A), Existing NAC Load (.08A), Existing NAC Load (.09A),
b76bb9f9-ae65-4da1-a21d-2b7cb4518164 |  |  |  | North | Edwards |  | Hardware |  |  |  | Hardware | TRUE | MN-HS64SPKHRT3P |  | Tan HS Series 3840 Watt HPSA (3 of 5 Active Panels) replacement speaker head - complete | 1 | [6 empty] | FALSE | [5 empty] | #FFFFFFFF |  |  | FALSE | FALSE | FALSE | [14 empty] | FALSE | [7 empty] | THOR\acont | 2024-10-09 10:48
8305c34d-9df4-4342-b8eb-2b81954cee8d | NFPA 170 HEAT DETECTOR |  |  | North | Potter |  | Heat Detector |  |  |  | Module | TRUE | CR-200MP | 1000139 | Indoor Outdoor Rate of Rise Heat Detector, 200°F (93°C) | 1 | [6 empty] | FALSE | [5 empty] | #FFFF0000 | FA-NFPA 170 HEAT DETECTOR | 1 | FALSE | FALSE | FALSE | 1403 | [13 empty] | FALSE |  |  | 200° R |  |  |  |  | THOR\acont | 2024-09-08 17:27 |  | [Notifier, Potter] [IDC] 01 CF-135EWT, CF-135MP, CF-135W, CF-165MP, CF-165W, CF-200EWT, CF-200MP, CF-200W, CF-285MP, CF-285W, CPS-24 w/SB, CR-135EWT, CR-135MP, CR-135W, CR-165MP, CR-165W, CR-200EWT, CR-200MP, CR-200W, DSD-P (C), P32-1T, PS40 Series, PS40
495540d7-bc23-4e11-9f3e-2b8831e6c7dc |  |  |  | North | Advanced |  | Cards & Components |  |  |  | Card | TRUE | AV-VB MAIN CARD | ++ | AV-VB MAIN CARD | 1 | 0.04 | 0.2 |  |  |  |  | TRUE | [5 empty] | #FFFFFFFF |  |  | FALSE | FALSE | FALSE | [20 empty] | AUGUSTXPS17-EUP\aucon | 2022-07-13 14:28 | THOR\acont | 2024-10-09 10:48 | Cloned from New Part CLONED CLONED CLONED CLONED CLONED CLONED CLONED CLONED |  | [Advanced] AV-AMP-80, AV-VB MAIN CARD
f9c262d9-a0e4-4709-a220-2b8a12d9f407 | NFPA 170 HORN STROBE |  |  | North | Autocall |  | Horn/Strobe |  |  |  | Module | TRUE | A59AV-APPLWRH-O |  | Visible Notification Appliances, Wall Mount Multi-Candela Horn Strobe, Red, High CD, Weatherproof | 1 | 0 | 0 |  |  |  |  | TRUE | [5 empty] | #FF0070C0 | FA-NFPA 170 HORN STROBE | 1 | FALSE | FALSE | FALSE | 2012 | [19 empty] | DESKTOP-7SAL8M7\acont | 2020-06-02 14:04 | THOR\acont | 2024-09-08 17:27 | Cloned from AutoCall A59AV-APPLWRH | [Autocall] [IDNac] [23 VDC RMS, CONTINUOUS HIGH] A59AV-APPLWRH-O, A59AV-APPLWWH-O
0331222b-6830-450c-9fbb-2b9031eb59ea |  |  |  | North | Edwards |  | Hardware |  |  |  | Hardware | TRUE | 116EX-C |  | Ceiling / Wall Mounting Module | 1 | [6 empty] | FALSE | [5 empty] | #FFFFFFFF |  |  | FALSE | FALSE | FALSE | [14 empty] | FALSE | [7 empty] | THOR\acont | 2024-10-09 10:48
82f8b69b-0d13-4b3d-8f26-2b95ff3f6c02 | NFPA 170 STROBE WALL |  |  | North | Hochiki |  | Strobe |  |  |  | Module | TRUE | HEC24-1575WR |  | 15/75 Candela, Low Profile Evacuation Horn Strobe, Red | 1 | 0 | 0.213 |  |  |  |  | FALSE |  |  | *Refer to Install Sheet |  |  | #FF0070C0 | FA-NFPA 170 STROBE WALL | 1 | FALSE | FALSE | FALSE | 2023 | [13 empty] | FALSE | [5 empty] | DESKTOP-7SAL8M7\acont | 2019-12-03 06:13 | THOR\acont | 2024-09-08 17:27 | Cloned from Hochiki HES24-177WR | [Hochiki] [NAC] [24 VDC] HEC24-1575PWR, HEC24-1575PWW, HEC24-1575WR, HEC24-1575WW [Hochiki] [NAC] [UL MAX] HEC24-1575PWR, HEC24-1575PWW, HEC24-1575WR, HEC24-1575WW
539f6dd8-9b09-4fc7-bd71-2b9b325c823e |  |  |  | North | Edwards |  | Hardware |  |  |  | Hardware | TRUE | RA-ENC3 |  | Key locked annunciator cover, 3 unit | 1 | [6 empty] | FALSE | [5 empty] | #FFFFFFFF |  |  | FALSE | FALSE | FALSE | [14 empty] | FALSE | [7 empty] | THOR\acont | 2024-10-09 10:48
1a3e3382-4e09-4935-829b-2b9c1286fc8e |  |  |  | North | Autocall |  | Hardware |  |  |  | Hardware | TRUE | A4098-5207 | ++ | 2-wire 5 in. base for conventional/addressable detectors with connections for remote alarm LED indicator | 1 | [6 empty] | FALSE | TRUE |  |  |  |  | #FFFFFFFF |  |  | FALSE | FALSE | FALSE | 1408 | [13 empty] | FALSE | [5 empty] | THOR\acont | 2023-11-22 13:51 | THOR\acont | 2024-10-09 10:48 | Cloned from Autocall A4098-5601
bc9be619-c60a-4727-9f1f-2b9f54cf6f07 | NFPA 170 SPEAKER STROBE CEILING |  |  | North | Siemens |  | Speaker/Strobe |  |  |  | Module | TRUE | SEH-HMC-CR-B | UDI:SEH-HMC-CR-B | HIGH FIDELITY SPEAKER STROBE, ROUND, HIFI, CEILING, 115/177CD, RED | 1 | [7 empty] | TRUE |  |  |  |  | #FF0070C0 | FA-NFPA 170 SPEAKER STROBE CEILING | 1 | FALSE | FALSE | FALSE | 2020 | [16 empty] | C |  |  | DESKTOP-7EIEB7A\acont | 2022-05-13 11:46 | THOR\acont | 2024-09-08 17:27 | Cloned from Siemens SEH-HMC-CR | [Siemens] [AUDIO 25v] [25V AUDIO] SECH-R (C), SECH-W (C), SEH-AMC-CW-ALERT (C), SEH-CW-ALERT (C), SEH-HMC-CR (C), SEH-HMC-CR-B (C), SEH-HMC-CW (C), SEH-HMC-CW-B (C), SEH-MC-CR (C), SEH-MC-CR-B (C), SEH-MC-CW (C), SEH-MC-CW-ALERT (C), SEH-MC-CW-B (C), SEH [Siemens] [NAC] [VDC] SEFH-AHMC-CW-ALERT (C), SEFH-HMC-CR (C), SEFH-HMC-CR-ALERT (C), SEFH-HMC-CW (C), SEFH-HMC-CW-ALERT (C), SEH-HMC-CR (C), SEH-HMC-CR-B (C), SEH-HMC-CW (C), SEH-HMC-CW-B (C) [Siemens] [AUDIO 70.7v] [70V AUDIO] SECH-R (C), SECH-W (C), SEH-AMC-CW-ALERT (C), SEH-CW-ALERT (C), SEH-HMC-CR (C), SEH-HMC-CR-B (C), SEH-HMC-CW (C), SEH-HMC-CW-B (C), SEH-MC-CR (C), SEH-MC-CR-B (C), SEH-MC-CW (C), SEH-MC-CW-ALERT (C), SEH-MC-CW-B (C), S
28bdfbb0-d38d-46a0-b8d6-2bac8e0dec6b | NFPA 170 SMOKE DETECTOR |  |  | North | Notifier |  | Smoke Detector |  |  |  | Module | TRUE | FSP-951 w/B501-WHITE | ++ | Addressable low-profile photoelectric smoke detector. FlashScan only. | 1 | 0.0002 | 0.0045 |  |  |  |  | FALSE | TRUE | FLUSH |  | 4" SQ. DEEP | 3 "O" PLASTER RING | #FFFF0000 | FA-NFPA 170 SMOKE DETECTOR | 1 | FALSE | FALSE | FALSE | 1408 |  |  | 7272-0028:0206 | [10 empty] | FALSE | [5 empty] | THOR\acont | 2024-03-04 08:58 | THOR\acont | 2024-09-08 17:27 | Cloned from Notifier FSP-951 w/B300-6 | [Honeywell, Notifier, System Sensor] [SLC SENSORS] [*] [#4 TYPE ADDR ¦ SENSORS] 2251B (C), 2251-COPTIR (C), 2251-COPTIR w/B200S-WH (C), 2251TB (C), 2251TMB (C), 5251B (C), 5251B-WP (C), 5251H (C), 5251RB (C), 5251RB-WP (C), 7251 (C), 7251DH (C), DH200LP [Honeywell, Notifier, System Sensor] [SLC MODULES SENSORS] [*] [#2 SHARED ADDR ¦ SENSORS] 2251B (C), 2251-COPTIR (C), 2251-COPTIR w/B200S-WH (C), 2251TB (C), 2251TMB (C), 5251B (C), 5251B-WP (C), 5251H (C), 5251RB (C), 5251RB-WP (C), 7251 (C), 7251DH (C)
49a59020-90da-4b5d-8c33-2bb59c54e634 | CADGEN ELECTRIC STRIKE |  |  | North | Von Duprin | Security/Access Control | Electric Strike |  |  |  | Module | TRUE | 6211WF | ++ | 6200 Series - Strikes for mortise or cylindrical devices | 1 | 0.06 | 0.06 |  |  | 12 |  | TRUE | [5 empty] | #FFFF0000 | FA-CADGEN ELECTRIC STRIKE | 1 | FALSE | FALSE | FALSE | [17 empty] | R1 |  |  | DESKTOP-7EIEB7A\acont | 2023-01-27 07:11 | THOR\acont | 2024-09-08 17:27 | Cloned from Von Duprin 6212WF CLONED | [Alarm Controls, ALARM CONTROLS CORPORATION, ASSA ABLOY, Generic, HES, RCI, Von Duprin] [ACCESS CONTROL OUTPUT] [*] 1200L, 1200LB, 1200S, 1500, 1600, 4200, 5100, 600D, 600L, 600S, 6210, 6211, 6211AL, 6211WF, 6212, 6212WF, 6213, 6214, 6215, 6216, 6221, 62
44323061-35ce-47b6-9e4d-2bbb17ca6603 | NFPA 170 FLAME DETECTOR |  |  | North | Notifier |  | Flame Detector |  |  |  | Module | TRUE | 30-2054-24 | ++ | Ember Detector, IR, 24 VDC | 1 | 0.012 | 0.07 |  |  |  |  | FALSE | FALSE |  |  |  |  | #FFFF0000 | FA-NFPA 170 FLAME DETECTOR | 1 | FALSE | FALSE | FALSE | 1401 | [13 empty] | FALSE |  |  | XP |  |  |  |  | THOR\acont | 2024-09-08 17:27 | 20191121 AC Detector without base | [Firelite, Macurco, Notifier, Silent Knight, System Sensor] [AUX POWER] [*] [AUX INPUT ++] 1251B (C), 1412B (C), 1424 (C), 2112/24AT (C), 2112/24S (C), 2112/24TS (C), 2112AITR (C), 2112ATR (C), 2112R (C), 2124AITR (C), 2124ATR (C), 2124R (C), 2151 w/B110 [Firelite, Macurco, Notifier, Silent Knight, System Sensor] [IDC] 01 [IDC 4-WIRE ++] 1251B (C), 1412B (C), 1424 (C), 2112/24AT (C), 2112/24S (C), 2112/24TS (C), 2112AITR (C), 2112ATR (C), 2112R (C), 2124AITR (C), 2124ATR (C), 2124R (C), 2151 w/B110RLP (C
68ddb031-8e73-49cf-a013-2bbdb0619361 |  |  |  | North | Simplex |  | Cards & Components |  |  |  | Card | TRUE | 4007-9808 | ++ | City Circuit Module without Disconnect Switch | 1 | 0.02 | 0.036 |  |  |  |  | TRUE | [5 empty] | #FFFFFFFF |  |  | FALSE | FALSE | FALSE | [20 empty] | DESKTOP-7SAL8M7\acont | 2020-05-11 17:11 | THOR\acont | 2024-10-09 10:48 | Cloned from Simplex 4007-9807
0b853716-3533-4587-a0ad-2bc2efaefeff |  |  |  | North | Edwards |  | Hardware |  |  |  | Hardware | TRUE | 454738ARE |  | 14/4 Solid Twisted,OS, Red-Jacket FPLR | 1 | [6 empty] | FALSE | [5 empty] | #FFFFFFFF |  |  | FALSE | FALSE | FALSE | [14 empty] | FALSE | [7 empty] | THOR\acont | 2024-10-09 10:48
e391b440-ff4e-4d63-9020-2bc469421f1e | NFPA 170 STROBE WALL |  |  | North | Edwards |  | Strobe |  |  |  | Module | TRUE | G4EWN-A |  | Strobe Expander, white, no markings, amber | 1 | 0 | 0.294 |  |  |  |  | FALSE | [5 empty] | #FF0070C0 | FA-NFPA 170 STROBE WALL | 1 | FALSE | FALSE | FALSE | 2023 | [13 empty] | FALSE | [7 empty] | THOR\acont | 2024-09-08 17:27 |  | [Edwards, Kidde] [NAC] [16 VDC] G4ERA-A, G4ERA-B, G4ERA-G, G4ERA-R, G4ERF-C, G4ERN-A, G4ERN-B, G4ERN-C, G4ERN-G, G4ERN-R, G4EWA-A, G4EWA-B, G4EWA-G, G4EWA-R, G4EWF-C, G4EWN-A, G4EWN-B, G4EWN-C, G4EWN-G, G4EWN-R, G4F-S2V1575, G4F-S2VM, G4F-S7V1575, G4F-S7 [Edwards, Kidde] [NAC] [24 VDC] G4ERA-A, G4ERA-B, G4ERA-G, G4ERA-R, G4ERF-C, G4ERN-A, G4ERN-B, G4ERN-C, G4ERN-G, G4ERN-R, G4EWA-A, G4EWA-B, G4EWA-G, G4EWA-R, G4EWF-C, G4EWN-A, G4EWN-B, G4EWN-C, G4EWN-G, G4EWN-R, G4F-S2V1575, G4F-S2VM, G4F-S7V1575, G4F-S7
86ce60d2-604f-49c6-beca-2bc6fb87ac33 | NFPA 170 NOTIFICATION CIRCUIT EXTENDER PANEL | RISER NAC |  | North | Kidde |  | Notification Circuit Extender Panel |  |  |  | Assembly | TRUE | APS6A/230 |  | Remote Auxiliary/Booster Power Supply, 6.5A, 230Vac, Red | 1 | [6 empty] | FALSE | [5 empty] | #FFFF0000 | FA-NFPA 170 NOTIFICATION CIRCUIT EXTENDER PANEL | 1 | FALSE | FALSE | FALSE | 212 | [8 empty] | 7,12,18,65 |  |  |  |  | TRUE | [5 empty] | DESKTOP-7SAL8M7\acont | 2020-01-02 07:57 | THOR\acont | 2024-09-08 17:27 | Cloned from Edwards APS6A/230
8c45a0fb-f546-437b-869a-2bcf5a0c9ffd |  |  |  | North | Edwards |  | Hardware |  |  |  | Hardware | TRUE | 33-30699A |  | Spare ASD-640 Dust Filter | 1 | [6 empty] | FALSE | [5 empty] | #FFFFFFFF |  |  | FALSE | FALSE | FALSE | [14 empty] | FALSE | [7 empty] | THOR\acont | 2024-10-09 10:48
3f9eb6a6-330c-47e0-bf7c-2bd147ced2eb |  |  |  | North | Potter |  | Cards & Components |  |  |  | Card | TRUE | P400 Main Board |  | Main Board for P400 Fire Alarm Control Panel | 1 | [6 empty] | TRUE | [5 empty] | #FFFFFFFF |  |  | FALSE | FALSE | FALSE | [14 empty] | FALSE | [7 empty] | THOR\acont | 2024-10-09 10:48 |  | [Advanced, Potter] [VAC ] [120VAC] AFC-100 Main Board, AFC-1000 Main Board, AFC-50 Main Board, ARC-100 Main Board, AX-PSN104 Main Board, AX-PSN106 Main Board, AX-PSN108 Main Board, AX-PSN-64 Main Board, DCA-10025 (25V) Main Board, DCA-10025 (70V) Main Bo
981054ce-d435-4f16-90c1-2bd97768537b |  |  |  | North | Edwards |  | Hardware |  |  |  | Hardware | TRUE | QS8-5-G-2E-BR |  | OBSOLETE - FAP w/ 5 Option Card Space, Gray, EN-54, British, 230V | 1 | [6 empty] | FALSE | [5 empty] | #FFFFFFFF |  |  | FALSE | FALSE | FALSE | [14 empty] | FALSE | [7 empty] | THOR\acont | 2024-10-09 10:48
d92352f5-9d3d-480e-a4e2-2bdc5dd34773 | NFPA 170 FIRE ALARM CONTROL UNIT | RISER FACP |  | North | Hochiki |  | Fire Alarm Control Unit |  |  |  | Assembly | TRUE | LA701K1-44 |  | FireNET L@TITUDE Analog Addressable Fire Alarm Control Panel, 8 Slot Standard Enclosure, 5.25 A 115V, 2-Loop Panel Module, Hochiki Protocol, Network Module, and Media Gateway™, Gray, Printer / 48 Zone LEDs | 1 | [6 empty] | FALSE |  |  | *Refer to Install Sheet | 16.5in (W) x 23.2in (H) x 6in (D) | KM5FCRD (Optional Semi-Flush Mounting Kit) | #FFFF0000 | FA-NFPA 170 FIRE ALARM CONTROL UNIT | 1 | FALSE | FALSE | FALSE | 202 | [8 empty] | 7,12,18,28,33,40 |  |  | 5.25 |  | TRUE | [5 empty] | DESKTOP-GHR3H5U\Anthony | 2019-11-27 07:23 | THOR\acont | 2024-09-08 17:27
fad0c5e9-0845-420f-b5ac-2bea98cdda19 |  |  |  | North | Notifier |  | Cards & Components |  |  |  | Card | TRUE | Alarm/Trouble Relay | + | Alarm and Trouble Relay Board | 1 | 0 | 0 |  |  |  |  | TRUE | FALSE |  |  |  |  | #FFFFFFFF |  |  | FALSE | FALSE | FALSE | [9 empty] | 7,12,18 |  |  |  |  | FALSE | [5 empty] | DESKTOP-7EIEB7A\acont | 2022-09-16 10:07 | THOR\acont | 2024-10-09 10:48 | Cloned from Notifier NFW-100X Main Board | [Notifier] [IDC] [#3 SUPERVISORY] Alarm/Trouble Relay, PSE-10 MAIN BOARD, PSE-6 MAIN BOARD [Notifier] [IDC] [#1 ALARM] Alarm/Trouble Relay, PSE-10 MAIN BOARD, PSE-6 MAIN BOARD [Notifier] [IDC] [#2 TROUBLE] Alarm/Trouble Relay, PSE-10 MAIN BOARD, PSE-6 MAIN BOARD
9445bdd5-275e-498c-b9d8-2bec715e8a46 |  |  |  | North | GRI PRODUCTS | Security/Access Control |  |  |  |  | Module | TRUE | 8585-TWG |  |  | 1 | [12 empty] | #FFFFFFFF |  |  | FALSE | FALSE | FALSE | [20 empty] | THOR\acont | 2024-03-12 21:43 | THOR\acont | 2024-10-09 10:48
ea279966-be5b-4d6a-8757-2bedf38d303e |  |  |  | North | Edwards |  | Cards & Components |  |  |  | Card | TRUE | QSC-CPU-1-PGE |  | OBSOLETE - CPU/Display with 1 Annunciator Option Space, Portuguese | 1 | [6 empty] | TRUE | [5 empty] | #FFFFFFFF |  |  | FALSE | FALSE | FALSE | [14 empty] | FALSE | [7 empty] | THOR\acont | 2024-10-09 10:48
c4a05dc2-4ccc-4612-9741-2beebc29d577 |  |  |  | North | Edwards |  | Cards & Components |  |  |  | Card | TRUE | 3X-FIB8 |  | Fiber optic network option card, Cl A or B, max 8 nodes | 1 | 0.105 | 0.105 |  |  |  |  | TRUE | [5 empty] | #FFFFFFFF |  |  | FALSE | FALSE | FALSE | [14 empty] | FALSE | [7 empty] | THOR\acont | 2024-10-09 10:48
992114fb-a3b4-4cb8-8547-2bf2660c4735 | NFPA 170 MANUAL PULL |  |  | North | MIRCOM |  | Manual Station |  |  |  | Module | TRUE | MPS-810MP | ++ | MP 1 Stage Addressable Double Action Pull Station, ULC | 1 | 0.002 | 0.0033 |  |  | 30 | 15 | FALSE |  |  |  | 5 ½” H x 4 1/8” W x 1 3/8” D |  | #FFFF0000 | FA-NFPA 170 MANUAL PULL | 1 | FALSE | FALSE | FALSE | 957 | [13 empty] | FALSE | [5 empty] | DESKTOP-7EIEB7A\acont | 2022-08-30 11:30 | THOR\acont | 2024-09-08 17:27 | Cloned from MIRCOM MS-401AP | [MIRCOM] [SLC MODULES SENSORS] [*] [#1 SHARED ADDR ¦ MODULES] CR-6, CZ-6, IM-10, MIX-100P, MIX-100R, MIX-100S, MIX-100X, MIX-101P, MIX-4040, MIX-4040M, MIX-4041, MIX-4045, MIX-4045-M, MIX-4046, MIX-M500DM, MIX-M500DMAP, MIX-M500FP, MIX-M500M, MIX-M500MAP
09672ea6-e502-4efe-a0ae-2bffd257ee47 | FA-FIRE_FIBER OPTIC TRANSMITTER |  |  | North | Autocall |  | Networking |  |  |  | Module | TRUE | A4090-9105 |  | IDNet Fiber Optic Transmitter, Class B Operation | 1 | 0.03 | 0 |  |  |  |  | TRUE | [5 empty] | #FFFF0000 | FA-FA-FIRE_FIBER OPTIC TRANSMITTER | 1 | FALSE | FALSE | FALSE | [20 empty] | DESKTOP-0D6CQVA\lousc | 2019-07-05 08:23 | THOR\acont | 2024-09-08 17:27 | Cloned from AutoCall A009-9811 | [Autocall] [AUX POWER] A4090-9105, A4090-9107
f9110978-1bc7-4b07-9a66-2c003d75ec6a |  |  |  | North | Bosch | [5 empty] | Module | TRUE | PVA-4CR12 | * | Controller | 1 | [12 empty] | #FFFFFFFF |  |  | FALSE | FALSE | FALSE | [20 empty] | DESKTOP-7EIEB7A\acont | 2021-08-13 06:25 | THOR\acont | 2024-10-09 10:48
04640f52-9c2a-4a03-abe1-2c01a6fc2571 |  |  |  | North | Siemens | [5 empty] | Module | TRUE | MS-501 | 500-620522 | MANUAL STN. DOUBLE ACTION SPST | 1 | [12 empty] | #FFFFFFFF |  |  | FALSE | FALSE | FALSE | [20 empty] | DESKTOP-7SAL8M7\acont | 2019-08-13 09:04 | THOR\acont | 2024-10-09 10:48
30bf8b41-c116-4168-93ff-2c03aaed6b7e | FIRE ALARM PANEL |  |  | North | Consilium |  | Fire Alarm Panel |  |  |  | Module | TRUE | 5100096-20A | ++ | Repeater M 4.3 | 1 | 0.092 | 0.092 |  |  | 24 |  | FALSE | [5 empty] | #FFFF0000 | FA-FIRE ALARM PANEL | 1 | FALSE | FALSE | FALSE | 257 | [13 empty] | FALSE | [5 empty] | THOR\acont | 2023-09-19 07:05 | THOR\acont | 2024-09-08 17:27 | Cloned from Consilium 5100195-20A | [Consilium] [IDC] [#1 RELAY] 5100096-20A, 5100195-20A, 5100195-30A, 5100195-40A, 5100195-50A, 5100195-80A [Consilium] [AUX POWER] [*] [ALL DEVICES ++] 5100096-20A, 5100195-20A, 5100195-30A, 5100195-40A, 5100195-50A, 5100195-80A [Consilium] [RS-485] [ALL DEVICES ++] 5100096-20A, 5100195-20A, 5100195-30A, 5100195-40A, 5100195-50A, 5100195-80A [Consilium] [IDC] [#2 RELAY] 5100096-20A, 5100195-20A, 5100195-30A, 5100195-40A, 5100195-50A, 5100195-80A | [Consilium] 5100096-20A, 5100195-20A, 5100195-30A, 5100195-40A, 5100195-50A, 5100195-80A
98411e2d-8658-47c6-b234-2c069bf5fcf8 | NFPA 170 STROBE WALL |  |  | North | Edwards |  | Strobe |  |  |  | Module | TRUE | G4EWA-A |  | Strobe Expander, white, ALERT markings, amber | 1 | 0 | 0.294 |  |  |  |  | FALSE | [5 empty] | #FF0070C0 | FA-NFPA 170 STROBE WALL | 1 | FALSE | FALSE | FALSE | 2023 | [13 empty] | FALSE | [7 empty] | THOR\acont | 2024-09-08 17:27 |  | [Edwards, Kidde] [NAC] [16 VDC] G4ERA-A, G4ERA-B, G4ERA-G, G4ERA-R, G4ERF-C, G4ERN-A, G4ERN-B, G4ERN-C, G4ERN-G, G4ERN-R, G4EWA-A, G4EWA-B, G4EWA-G, G4EWA-R, G4EWF-C, G4EWN-A, G4EWN-B, G4EWN-C, G4EWN-G, G4EWN-R, G4F-S2V1575, G4F-S2VM, G4F-S7V1575, G4F-S7 [Edwards, Kidde] [NAC] [24 VDC] G4ERA-A, G4ERA-B, G4ERA-G, G4ERA-R, G4ERF-C, G4ERN-A, G4ERN-B, G4ERN-C, G4ERN-G, G4ERN-R, G4EWA-A, G4EWA-B, G4EWA-G, G4EWA-R, G4EWF-C, G4EWN-A, G4EWN-B, G4EWN-C, G4EWN-G, G4EWN-R, G4F-S2V1575, G4F-S2VM, G4F-S7V1575, G4F-S7
22087384-c5fc-4464-b1d1-2c0cc7b447d7 | NFPA 170 AMPLIFIER RACK | RISER AMP |  | North | Silent Knight |  | Amplifier |  |  |  | Assembly | TRUE | EVS-100W |  | PANEL COMPONENT, INTELLIGENT 50/100 WATT AMPLIFIER | 1 | [6 empty] | FALSE | [5 empty] | #FFFF0000 | FA-NFPA 170 AMPLIFIER RACK | 1 | FALSE | FALSE | FALSE | 300 | [8 empty] | 7,12,18 |  |  |  |  | TRUE | [7 empty] | THOR\acont | 2024-09-08 17:27
41c563cf-910f-4bd4-acb6-2c0e129ad6f4 |  |  |  | North | Hochiki |  | Cards & Components |  |  |  | Card | TRUE | FNV-SSC | + | Switch Scan Card | 1 | 0.028 | 0.028 |  |  |  |  | TRUE | [5 empty] | #FFFFFFFF |  |  | FALSE | FALSE | FALSE | [20 empty] | DESKTOP-7SAL8M7\acont | 2019-11-04 16:54 | THOR\acont | 2024-10-09 10:48 | Cloned from Evax MX-SSC CLONED
5dced01f-854d-4ad1-979c-2c174daae10b | NFPA 170 SPEAKER WALL |  |  | North | Kidde |  | Speaker |  |  |  | Module | TRUE | HPSA15R2570 |  | 25/70 Vrms Loudspeaker, 1, 2, 3.8, 7.5, 15w taps, red | 1 | [6 empty] | FALSE | [5 empty] | #FF0070C0 | FA-NFPA 170 SPEAKER WALL | 1 | FALSE | FALSE | FALSE | 2021 | [13 empty] | FALSE | [5 empty] | DESKTOP-QGO6JOK\acont | 2021-06-03 10:10 | THOR\acont | 2024-09-08 17:27 | Cloned from Edwards HPSA15R2570 | [Edwards, Kidde] [AUDIO 25v] [25V AUDIO] HPSA15G2570, HPSA15R2570 [Edwards, Kidde] [AUDIO 70.7v] [70V AUDIO] HPSA15G2570, HPSA15R2570
1d872d8d-9c1c-418a-989d-2c1d68e5dce4 |  |  |  | North | Consilium |  | Cards & Components |  |  |  | Card | TRUE | 5100066-01A | ++ | Change Over M X H | 1 |  |  |  |  | 28 |  | TRUE | [5 empty] | #FFFFFFFF |  |  | FALSE | FALSE | FALSE | [20 empty] | THOR\acont | 2023-09-19 06:38 | THOR\acont | 2024-10-09 10:48 | Cloned from Consilium 5100062-01A
3288e640-a62a-445b-a3a1-2c21518aead8 | NFPA 170 SMOKE DETECTOR |  |  | North | Farenhyt |  | Smoke Detector |  |  |  | Module | TRUE | IDP-PHOTO-W w/B300-6 | ++ | White, low-profile photoelectric sensor w/Base | 1 | 0.0002 | 0.0045 |  |  |  |  | FALSE | TRUE |  |  |  |  | #FFFF0000 | FA-NFPA 170 SMOKE DETECTOR | 1 | FALSE | FALSE | FALSE | 1408 | [13 empty] | FALSE | [5 empty] | DESKTOP-7EIEB7A\acont | 2023-02-27 07:10 | THOR\acont | 2024-09-08 17:27 | Cloned from Silent Knight SK-PHOTO-W w/B300-6 | [Farenhyt, Silent Knight] [SLC MODULES SENSORS] [*] [#2 SHARED ADDR ¦ SENSORS] CO1224TR w/ IDP-MINIMON, CO1224TR w/ IDP-MONITOR, DNR w/IDP-PHOTO-R-W (C), DNR w/SK-PHOTO-R-W (C), DNRW w/IDP-PHOTO-R-W (C), DNRW w/SK-PHOTO-R-W (C), HFS-D (C), HFS-P (C), HFS [Farenhyt] [SLC IDP SENSORS] [*] [#4 TYPE ADDR ¦ SENSORS] DNR w/IDP-PHOTO-R-W (C), DNRW w/IDP-PHOTO-R-W (C), IDP-ACCLIMATE (C), IDP-BEAM (C), IDP-DUCT-W w/IDP-PHOTO-R-W (C), IDP-FIRE-CO-W w/B200S-LF-WH (C), IDP-FIRE-CO-W w/B200S-WH (C), IDP-FIRE-CO-W w/B
bae43525-6a09-4862-ac67-2c308829766c | CADGEN MOTION DETECTOR CEILING |  |  | North | Bosch |  | Motion Detector |  |  |  | Module | TRUE | DS936B | ++ | Motion detector 360° ceiling 24ft black | 1 | 0.02 | 0.02 | [5 empty] | TRUE |  |  |  |  | #FFFF0000 | FA-CADGEN MOTION DETECTOR CEILING | 1 | FALSE | FALSE | FALSE | [20 empty] | DESKTOP-7EIEB7A\acont | 2022-07-26 13:51 | THOR\acont | 2024-09-08 17:27 | Cloned from Bosch DS936 | [BluePoint, Bosch, Honeywell] [AUX POWER] [*] [12VDC ++] BP01-302, BP01-303, D125B, D185, DS1101i, DS1102i, DS1103i, DS1108i, DS936 (C), DS9360 (C), DS936B (C), DS936-CHI (C), DS936-FRA (C), DS937 (C), DS9370 (C), DS9371 (C), DS939 (C), DS939-CHI (C), EN [Bosch, Optex] [ACCESS CONTROL INPUT] [*] [INPUT] DS1101i, DS1102i, DS1103i, DS1108i, DS936 (C), DS9360 (C), DS936B (C), DS936-CHI (C), DS936-FRA (C), DS937 (C), DS9370 (C), DS9371 (C), DS939 (C), DS939-CHI (C), FX-360 (C), ISC-BDL2-W12G, ISC-BDL2-W12GE, [Bosch, Optex] [IDC] 01 [INPUT] DS1101i, DS1102i, DS1103i, DS1108i, DS936 (C), DS9360 (C), DS936B (C), DS936-CHI (C), DS936-FRA (C), DS937 (C), DS9370 (C), DS9371 (C), DS939 (C), DS939-CHI (C), FX-360 (C), ISC-BDL2-W12G, ISC-BDL2-W12GE, ISC-BDL2-W12HE, I
7a156ce6-be07-44bd-807c-2c44fd6dc945 | NFPA 170 GAS DETECTOR |  |  | North | Edwards |  | Gas Detection |  |  |  | Module | TRUE | SIGA2-COS w/SIGA-AB4G BASE | ++ | Carbon Monoxide Detector | 1 | 4.5e-05 | 4.5e-05 |  |  |  |  | FALSE | [5 empty] | #FFFF0000 | FA-NFPA 170 GAS DETECTOR | 1 | FALSE | FALSE | FALSE | 1402 | [13 empty] | FALSE | [7 empty] | THOR\acont | 2024-10-08 16:33 | 20191121 AC Detector with base | [Edwards, Kidde] [SLC EST MODULES/SENSORS] 01 [*] [iO64] DS-HFS (C), DS-PS (C), FX-HD w/IB4U BASE, FX-HD w/RB4U BASE, FX-HD w/SB4U BASE, FX-HD w/SB4U-LF BASE, FX-HD wB4U BASE, FX-PD w/B4U BASE (C), FX-PD w/IB4U BASE (C), FX-PD w/SB4U BASE (C), FX-PD w/SB [Edwards, Kidde] [SLC EST SENSORS] 01 [*] [EST3, iO1000] DS-HFS (C), DS-PS (C), FX-HD w/IB4U BASE, FX-HD w/RB4U BASE, FX-HD w/SB4U BASE, FX-HD w/SB4U-LF BASE, FX-HD wB4U BASE, FX-PD w/B4U BASE (C), FX-PD w/IB4U BASE (C), FX-PD w/SB4U BASE (C), FX-PD w/SB [Edwards, Kidde] [SLC EST MODULES SENSORS] [*] [#2 SHARED ADDR ¦ SENSORS] KI-DDOS (C), SIGA2-COS w/SIGA-AB4G BASE, SIGA2-COS w/SIGA-AB4G-LF BASE, SIGA2-COS w/SIGA-AB4GT BASE, SIGA2-COS w/SIGA-IB BASE, SIGA2-COS w/SIGA-RB BASE, SIGA2-COS w/SIGA-SB BASE, S [Edwards, Kidde] [SLC EST SENSORS] [*] [#4 TYPE ADDR ¦ SENSORS] KI-DDOS (C), SIGA2-COS w/SIGA-AB4G BASE, SIGA2-COS w/SIGA-AB4G-LF BASE, SIGA2-COS w/SIGA-AB4GT BASE, SIGA2-COS w/SIGA-IB BASE, SIGA2-COS w/SIGA-RB BASE, SIGA2-COS w/SIGA-SB BASE, SIGA2-HCOS [Edwards, Kidde] [AUX POWER] FX-HD w/SB4U BASE, FX-PD w/SB4U BASE (C), FX-PHD w/SB4U BASE (C), KI-COD w/KI-ABST BASE (C), KI-HCD w/KI-ABST BASE, KI-HRD w/KI-ABST BASE, KI-PCD w/KI-ABST BASE (C), KI-PD w/KI-ABST BASE (C), KI-PHCD w/KI-ABST BASE (C), KI-PH
f109007d-bd61-4f6a-a4cc-2c451490ffe3 | NFPA 170 AMPLIFIER RACK | RISER AMP |  | North | Gamewell FCI |  | Amplifier |  |  |  | Assembly | TRUE | FireVac IV (50W, 70V) | 150-00026+ | (Primary Operating Console) 50 Watt, 70VRMS single speaker zone emergency voice evacuation system, integral microphone, built in tone generator and 14 recordable messages. | 1 | [6 empty] | FALSE | [5 empty] | #FFFF0000 | FA-NFPA 170 AMPLIFIER RACK | 1 | FALSE | FALSE | FALSE | 300 | [8 empty] | 7,12,18,26 |  |  |  | 50 | TRUE | [5 empty] | DESKTOP-7EIEB7A\acont | 2022-03-10 07:08 | THOR\acont | 2024-09-08 17:27 | Cloned from Firelite ECC-50/100 (50W, 70V)
51b0ec30-3f8a-4c8c-b16f-2c4940d0ab13 | NFPA 170 SMOKE CO DETECTOR |  |  | North | Fike |  | Smoke/CO Detector |  |  |  | Module | TRUE | FIK-PC351 w/B200S-LF-WH | ++ | Multi-Criteria Photoelectric and CO Sensor, Low Frequency Sounder Base | 1 | 0.0002 | 0.0045 |  |  |  |  | FALSE | TRUE |  |  |  |  | #FFFF0000 | FA-NFPA 170 SMOKE CO DETECTOR | 1 | FALSE | FALSE | FALSE | 1408 | [13 empty] | FALSE |  |  | LF |  |  | THOR\acont | 2024-08-26 10:10 | THOR\acont | 2024-09-08 17:27 | Cloned from Fike FIK-2351 w/B200S-LF-WH | [Fike] [SLC IDP SENSORS] [*] [#4 TYPE ADDR ¦ SENSORS] DNR w/FIK‐2351R (C), FIK-2351 w/B200S-LF-WH (C), FIK-2351 w/B200S-WH (C), FIK-2351 w/B224RB-WH (C), FIK-2351 w/B300-6 (C), FIK-2351T w/B200S-LF-WH (C), FIK-2351T w/B200S-WH (C), FIK-2351T w/B224RB-WH [Fike] [AUX POWER] [16VDC, HIGH VOLUME ++] FIK-2351 w/B200S-LF-WH (C), FIK-2351T w/B200S-LF-WH (C), FIK-2351TIR w/B200S-LF-WH (C), FIK-5351 w/B200S-LF-WH (C), FIK-5351H w/B200S-LF-WH (C), FIK-5351R w/B200S-LF-WH (C), FIK-FC351 w/B200S-LF-WH (C), FIK-PC35 [Fike] [AUX POWER] [24VDC, HIGH VOLUME ++] FIK-2351 w/B200S-LF-WH (C), FIK-2351T w/B200S-LF-WH (C), FIK-2351TIR w/B200S-LF-WH (C), FIK-5351 w/B200S-LF-WH (C), FIK-5351H w/B200S-LF-WH (C), FIK-5351R w/B200S-LF-WH (C), FIK-FC351 w/B200S-LF-WH (C), FIK-PC35
aeddfdc4-6332-4cfb-8d4e-2c4fdcfda09c |  |  |  | North | MIRCOM |  | Hardware |  |  |  | Hardware | TRUE | DOX-QX-MINI-LOC | + | QX-mini-LOC White front door. | 1 | [6 empty] | FALSE | [5 empty] | #FFFFFFFF |  |  | FALSE | FALSE | FALSE | [14 empty] | FALSE | [7 empty] | THOR\acont | 2024-10-09 10:48
e7bf6ef2-df9c-4b78-a31c-2c506740fb25 | NFPA 170 SPEAKER WALL |  |  | North | Edwards |  | Speaker |  |  |  | Module | TRUE | MN-GVD08 |  | Exterior directional HPSA /w ctrl & battery cabinet, 800W, 180° | 1 | [6 empty] | FALSE | [5 empty] | #FF0070C0 | FA-NFPA 170 SPEAKER WALL | 1 | FALSE | FALSE | FALSE | 2021 | [13 empty] | FALSE | [7 empty] | THOR\acont | 2024-09-08 17:27
69baaa45-11f7-4900-b1b7-2c51caab8e36 |  |  |  | North | Notifier |  | Cards & Components |  |  |  | Card | TRUE | 411UDAC Main Board | + | Digital Fire Alarm Communicator | 1 | 0.143 | 0.33 |  |  |  |  | TRUE | FALSE |  |  |  |  | #FFFFFFFF |  |  | FALSE | FALSE | FALSE | [14 empty] | FALSE | [5 empty] | DESKTOP-7SAL8M7\acont | 2019-09-30 13:03 | THOR\acont | 2024-10-09 10:48 | Cloned from Firelite 411UDAC Main Board | [Notifier] [VAC ] 411UDAC Main Board, AFP-100 Main Board, AFP-200 Main Board, FCPS-24S6 MAIN BOARD, FCPS-24S8 MAIN BOARD, HPFF12 Main Board, HPFF8 Main Board, NFC-125DA (25V) Main Board, NFC-50/100 Main Board (100W, 25V), NFC-50/100 Main Board (100W, 70V | [Notifier] 411UD, 411UDAC Main Board
b38dea0e-23f2-42ce-8cdf-2c51fda97ec2 |  |  |  | North | Siemens | [5 empty] | Module | TRUE | LIA | 500-850493 | LVM Interface Assembly | 1 | [12 empty] | #FFFFFFFF |  |  | FALSE | FALSE | FALSE | [20 empty] | DESKTOP-7SAL8M7\acont | 2019-08-13 09:04 | THOR\acont | 2024-10-09 10:48
c312e7ce-4b41-441f-8674-2c592e8194ff | NFPA 170 FIRE ALARM CONTROL UNIT | RISER FACP |  | North | Hochiki |  | Fire Alarm Control Unit |  |  |  | Assembly | TRUE | LAA03K1-10 |  | FireNET L@TITUDE Analog Addressable Fire Alarm Control Panel, 8 Slot Deep Plex-Door Enclosure, 10.25 A Auto Voltage, 2-Loop Panel Module, Hochiki Protocol, Network Module, and Media Gateway™, Red, 48 Zone LEDs | 1 | [6 empty] | FALSE |  |  | *Refer to Install Sheet | 16.5in (W) x 23.2in (H) x 8in (D) | KM5FCRD (Optional Semi-Flush Mounting Kit) | #FFFF0000 | FA-NFPA 170 FIRE ALARM CONTROL UNIT | 1 | FALSE | FALSE | FALSE | 202 | [8 empty] | 7,12,18,28,33,40 |  |  | 10.25 |  | TRUE | [5 empty] | DESKTOP-GHR3H5U\Anthony | 2019-11-27 08:00 | THOR\acont | 2024-09-08 17:27
a165e2f4-5f02-484b-bdf8-2c616320b5d5 | NFPA 170 HEAT DETECTOR |  |  | North | Notifier |  | Heat Detector |  |  |  | Module | TRUE | ED-T | ++ | Intelligent Thermal Sensor, Eclipse™ Series | 1 | 0.000215 | 0.002 |  |  |  |  | FALSE | TRUE |  |  |  |  | #FFFF0000 | FA-NFPA 170 HEAT DETECTOR | 1 | FALSE | FALSE | FALSE | 1403 | [13 empty] | FALSE | [7 empty] | THOR\acont | 2024-09-08 17:27 | 20191121 AC Detector without base | [Honeywell, Notifier, System Sensor] [SLC MODULES SENSORS] [*] [#2 SHARED ADDR ¦ SENSORS] 2251B (C), 2251-COPTIR (C), 2251-COPTIR w/B200S-WH (C), 2251TB (C), 2251TMB (C), 5251B (C), 5251B-WP (C), 5251H (C), 5251RB (C), 5251RB-WP (C), 7251 (C), 7251DH (C) [Honeywell, Notifier, System Sensor] [SLC SENSORS] [*] [#4 TYPE ADDR ¦ SENSORS] 2251B (C), 2251-COPTIR (C), 2251-COPTIR w/B200S-WH (C), 2251TB (C), 2251TMB (C), 5251B (C), 5251B-WP (C), 5251H (C), 5251RB (C), 5251RB-WP (C), 7251 (C), 7251DH (C), DH200LP
a8bee461-b57c-4581-998b-2c61dd777e50 | NFPA 170 SPEAKER STROBE |  |  | North | Edwards |  | Speaker/Strobe |  |  |  | Module | TRUE | 757-8A-RS25W |  | 110cdW, 60cdC Strobe, Re-Ent Speaker, 25V 2, 4, 8, 15w | 1 | [6 empty] | FALSE | [5 empty] | #FF0070C0 | FA-NFPA 170 SPEAKER STROBE | 1 | FALSE | FALSE | FALSE | 2019 | [13 empty] | FALSE | [7 empty] | THOR\acont | 2024-09-08 17:27
39348309-1151-42cd-92e8-2c6764f62c90 | NFPA 170 HEAT DETECTOR |  |  | North | Hochiki |  | Heat Detector |  |  |  | Module | TRUE | DCD-190 w/NS4-224 STANDARD BASE | DCD-190 w/NS4-224 STANDARD BASE | HEAT DETECTOR w/ STANDARD BASE | 1 |  | 0.193 |  |  |  |  | TRUE | TRUE |  | *Refer to Install Sheet |  |  | #FFFF0000 | FA-NFPA 170 HEAT DETECTOR | 1 | FALSE | FALSE | FALSE | 1403 | [19 empty] | DESKTOP-0D6CQVA\lousc | 2019-10-12 07:53 | THOR\acont | 2024-09-08 17:27 | Cloned from Hochiki DCD-135 w/NS4-224 STANDARD BASE | [Hochiki] [IDC] 01 [IDC] DCD-135 w/HSC-220L LATCHING LED BASE (C), DCD-135 w/HSC-220R - 2 WIRE RELAY BASE (C), DCD-135 w/HSC-221L LATCHING LED BASE (C), DCD-135 w/HSC-221R - 2 WIRE RELAY BASE (C), DCD-135 w/HSC-224L LATCHING LED BASE (C), DCD-135 w
52f110ec-c4cb-40bd-804b-2c6e3d333ffd |  |  |  | North | West-Com | [5 empty] | Module | TRUE | JUP-1002-001 |  | Break-Away with 1010 male connector to 1012 pillow speaker female connector | 1 | [6 empty] | FALSE | [5 empty] | #FFFFFFFF |  |  | FALSE | FALSE | FALSE | [14 empty] | FALSE |  |  | JUP-1002-001 |  |  |  |  | THOR\acont | 2024-10-09 10:48
8aefd58a-99a8-4229-891a-2c70b72943aa | NFPA 170 HEAT DETECTOR |  |  | North | Farenhyt |  | Heat Detector |  |  |  | Module | TRUE | IDP-HEAT-HT-W w/B300-6 | ++ | White, low-profile intelligent 190°F fixed thermal sensor, w/Standard Base | 1 | 0.0002 | 0.0045 |  |  |  |  | FALSE | [5 empty] | #FFFF0000 | FA-NFPA 170 HEAT DETECTOR | 1 | FALSE | FALSE | FALSE | 1403 | [13 empty] | FALSE |  |  | 190 FT |  |  | DESKTOP-7EIEB7A\acont | 2023-02-27 07:10 | THOR\acont | 2024-09-08 17:27 | Cloned from Silent Knight SK-HEAT-HT-W w/B300-6 | [Farenhyt] [SLC IDP SENSORS] [*] [#4 TYPE ADDR ¦ SENSORS] DNR w/IDP-PHOTO-R-W (C), DNRW w/IDP-PHOTO-R-W (C), IDP-ACCLIMATE (C), IDP-BEAM (C), IDP-DUCT-W w/IDP-PHOTO-R-W (C), IDP-FIRE-CO-W w/B200S-LF-WH (C), IDP-FIRE-CO-W w/B200S-WH (C), IDP-FIRE-CO-W w/B [Farenhyt, Silent Knight] [SLC MODULES SENSORS] [*] [#2 SHARED ADDR ¦ SENSORS] CO1224TR w/ IDP-MINIMON, CO1224TR w/ IDP-MONITOR, DNR w/IDP-PHOTO-R-W (C), DNR w/SK-PHOTO-R-W (C), DNRW w/IDP-PHOTO-R-W (C), DNRW w/SK-PHOTO-R-W (C), HFS-D (C), HFS-P (C), HFS
74794c97-cb29-4296-9e04-2c7662b3a9a8 | NFPA 170 FIRE ALARM COMMUNICATOR |  |  | North | Monaco Enterprises |  | Cards & Components |  |  |  | Card | TRUE | 176-208-00 | + | Audio Board | 1 | 0.055 | 0.055 |  |  |  |  | FALSE | [5 empty] | #FFFF0000 | FA-NFPA 170 FIRE ALARM COMMUNICATOR | 1 | FALSE | FALSE | FALSE | 251 | [8 empty] | 7 |  |  |  |  | TRUE | [5 empty] | DESKTOP-7EIEB7A\acont | 2021-11-02 12:11 | THOR\acont | 2024-09-08 17:27 | Cloned from Monaco Enterprises 176-206-xx | [Monaco Enterprises] [RELAY] 176-206-xx, 176-208-00, 176-212-00, 176-214-00, 227-44x-xx, 227-600-xx, 227-600-xx w/BT-XM Upgrade, 227-618-00, 227-623-xx, 227-630-xx, 803-119-01
b8338bcf-c00f-41e8-9555-2c7a7c14947a |  |  |  | North | Edwards |  | Hardware |  |  |  | Hardware | TRUE | 2-WBR |  | OBSOLETE - Red Semi-Flush Wallbox | 1 | [6 empty] | FALSE | [5 empty] | #FFFFFFFF |  |  | FALSE | FALSE | FALSE | [14 empty] | FALSE | [7 empty] | THOR\acont | 2024-10-09 10:48
f94f42bc-38b9-47ad-a625-2c7f1aadb98d | NFPA 170 SOLENOID VALVE |  |  | North | BERMAD |  | Solenoid |  |  |  | Module | TRUE | BE370D-B5-88N | ++ | 3-way solenoid valve, Ex d standard type | 1 | 0 | 0.333 |  |  |  |  | FALSE | [5 empty] | #FFFF0000 | FA-NFPA 170 SOLENOID VALVE | 1 | FALSE | FALSE | FALSE | 1701 | [13 empty] | FALSE | [5 empty] | THOR\acont | 2024-08-02 12:14 | THOR\acont | 2024-09-08 17:27 | Cloned from BERMAD BE370D-B2-88 CLONED CLONED CLONED CLONED CLONED CLONED | [ASCO, BERMAD, Fenwal, Generic, Pyro-Chem, Skinner, Viking] [AUX POWER, RELEASING] [*] [INPUT TYPE] 11601, 11602, 13215, 13843, 13844, 486500-01, 73218BN4UN00, 8210G009, BE370D-B2-87, BE370D-B2-88, BE370D-B5-87, BE370D-B5-87N, BE370D-B5-88, BE370D-B5-88N
5a988f3c-9150-42c5-aa17-2c8777e8ac49 | NFPA 170 SMOKE DETECTOR |  |  | North | Bosch |  | Smoke Detector |  |  |  | Module | TRUE | FAP-325 w/FAA-325-6 | + | Analog photoelectric detector head, 24V w/6" Base | 1 | 0.017 | 0.017 |  |  |  |  | FALSE | TRUE |  |  |  |  | #FFFF0000 | FA-NFPA 170 SMOKE DETECTOR | 1 | FALSE | FALSE | FALSE | 1403 | [13 empty] | FALSE | [5 empty] | DESKTOP-7EIEB7A\acont | 2022-08-29 07:20 | THOR\acont | 2024-09-08 17:27 | Cloned from Bosch FAP-440 w/FAA-440-B6 | [Bosch] [SLC BOSCH MODULES SENSORS] [*] [#01 SENSORS ++] FAH-325 w/FAA-325-6 (C), FAH-325 w/FAA-325-B4 (C), FAH-325 w/FAA-325-B6S (C), FAH-440 w/FAA-440-B6 (C), FAI-325 w/FAA-325-6 (C), FAI-325 w/FAA-325-B4 (C), FAI-325 w/FAA-325-B6S (C), FAP-325 w/FAA-3
b50d8eba-3507-4cfa-8d9c-2c8d02cf832f | NFPA 170 REMOTE ANNUNCIATOR | RISER ANNUNCIATOR |  | North | Autocall |  | Remote Annunciator |  |  |  | Module | TRUE | A4606-9111 |  | Remote LCD Annunciator with Brushed stainless steel trim option | 1 | 0.11 | 0.14 |  |  |  |  | TRUE | [5 empty] | #FFFF0000 | FA-NFPA 170 REMOTE ANNUNCIATOR | 1 | FALSE | FALSE | FALSE | 255 | [19 empty] | DESKTOP-0D6CQVA\lousc | 2019-07-20 07:42 | THOR\acont | 2024-09-08 17:27 | Cloned from AutoCall A4606-9101 | [Autocall, Simplex, Space Age Electronics] [AUX POWER] [*] [AUX INPUT] 4603-9101, 4606-9101, 4606-9102, A4603-9101, A4606-9102, A4606-9111, A4606-9205, YM0164 [Autocall, Simplex, Space Age Electronics] [RUI] [DATA] 4603-9101, 4606-9101, 4606-9102, A4603-9101, A4606-9102, A4606-9111, A4606-9205, YM0164
b4233008-0c13-45d2-84b3-2c8d63abedd0 |  |  |  | North | Edwards |  | Cards & Components |  |  |  | Card | TRUE | GCI |  | Graphic Annunciator Interface Card | 1 | 0.036 | 0.146 |  |  |  |  | TRUE | TRUE |  |  |  |  | #FFFFFFFF |  |  | FALSE | FALSE | FALSE | [14 empty] | FALSE | [7 empty] | THOR\acont | 2024-10-09 10:48 |  | [Edwards, Kidde] [RS-485] GCI (C), GCIX (C), K-RLCD-C, K-RLCD-CR, K-RLCD-R, RLCD, RLCD-C, RLCD-CF, RLCD-C-PG, RLCD-CR, RLCD-C-SP, RLCD-F, RLCD-PG, RLCD-SP, RLED24 Mainboard, RLED24R Mainboard, RLED-C Mainboard, RLED-CF Mainboard, RLED-CR Mainboard
b23f0ef9-040a-4aa7-b5b4-2c947729a21f | NFPA 170 HORN STROBE |  |  | North | Macurco |  | Horn/Strobe |  |  |  | Module | TRUE | HS-A |  | 2-Wire Horn/Strobe Amber Lens | 1 | 0 | 0 |  |  |  |  | FALSE | FALSE |  |  |  |  | #FF0070C0 | FA-NFPA 170 HORN STROBE | 1 | FALSE | FALSE | FALSE | 2012 | [13 empty] | FALSE |  |  | A |  |  | DESKTOP-7SAL8M7\acont | 2020-07-14 16:03 | THOR\acont | 2024-09-08 17:27 | Cloned from Macurco HS-B | [Macurco] [NAC] [FWR High Continuous] HS-A, HS-B, HS-C, HS-G, HS-R [Macurco] [NAC] [DC High Continuous] HS-A, HS-B, HS-C, HS-G, HS-R
291c36e0-8728-4ac7-9cb8-2c949567b59f |  |  |  | North | Hochiki |  | Cards & Components |  |  |  | Card | TRUE | FNP-1127 Main Board | + | Main Board | 1 | 0.2 | 0.25 |  |  |  |  | TRUE | [5 empty] | #FFFFFFFF |  |  | FALSE | FALSE | FALSE | [20 empty] | DESKTOP-GHR3H5U\Anthony | 2019-11-26 15:53 | THOR\acont | 2024-10-09 10:48 |  | [AutoPulse, Hochiki, VES] [IDC] [#1 ALARM] 542R Main Board, FNP-1127 Main Board, HCVR-3 Main Board, VF0810 Main Board, VF0820 Main Board, VF0850 Main Board, VF0860 Main Board, VF1420 Main Board, VF1810-10 Main Board, VF1848-10/11 Main Board, VF1858-10/11 [AutoPulse, Hochiki, VES] [IDC] [#2 TROUBLE] 542R Main Board, FNP-1127 Main Board, HCVR-3 Main Board, VF0810 Main Board, VF0820 Main Board, VF0850 Main Board, VF0860 Main Board, VF1420 Main Board, VF1810-10 Main Board, VF1848-10/11 Main Board, VF1858-10/ [AutoPulse, Hochiki, VES] [IDC] [#3 SUPERVISORY] 542R Main Board, FNP-1127 Main Board, HCVR-3 Main Board, VF0810 Main Board, VF0820 Main Board, VF0850 Main Board, VF0860 Main Board, VF1420 Main Board, VF1810-10 Main Board, VF1848-10/11 Main Board, VF1858 | [Hochiki, VES] FNP-1127 Main Board, VF0810 Main Board
0672f673-c7f6-4674-ab1c-2c9af3f0c9a2 | NFPA 170 ADDRESSABLE INPUT MONITOR MODULE |  |  | North | Bosch |  | Addressable Module |  |  |  | Module | TRUE | D7042B | ++ | Multiplex module, metal, 8-input | 1 | 0.018 | 0.018 |  |  | 12 | [7 empty] | #FFFF0000 | FA-NFPA 170 ADDRESSABLE INPUT MONITOR MODULE | 1 | FALSE | FALSE | FALSE | [17 empty] | 8 |  |  | DESKTOP-7EIEB7A\acont | 2021-08-13 06:25 | THOR\acont | 2024-09-08 17:27 |  | [Bosch] [OPTION BUS] [*] [BUS ++] D7030X, D7030X-S2, D7030X-S8, D7032, D7035, D7035B, D7042, D7042B, D7048, D7048B, FMR-1000-RA, FMR-1000-RCMD, FMR-7033, FMR-7036 | [Bosch] D7042, D7042B
2d85f8e3-dfc4-45da-8577-2c9ef8c540a1 | NFPA 170 SMOKE DETECTOR |  |  | North | Edwards |  | Smoke Detector |  |  |  | Module | TRUE | SIGA-PD w/SIGA-RB BASE | ++ | Photoelectric smoke detector | 1 | 3.2e-05 | 3.2e-05 |  |  |  |  | FALSE | TRUE |  |  |  |  | #FFFF0000 | FA-NFPA 170 SMOKE DETECTOR | 1 | FALSE | FALSE | FALSE | 1408 | [13 empty] | FALSE | [7 empty] | THOR\acont | 2024-10-08 16:47 | 20191121 AC Detector with base | [Edwards, Kidde] [SLC EST MODULES/SENSORS] 01 [*] [iO64] DS-HFS (C), DS-PS (C), FX-HD w/IB4U BASE, FX-HD w/RB4U BASE, FX-HD w/SB4U BASE, FX-HD w/SB4U-LF BASE, FX-HD wB4U BASE, FX-PD w/B4U BASE (C), FX-PD w/IB4U BASE (C), FX-PD w/SB4U BASE (C), FX-PD w/SB [Edwards, Kidde] [SLC EST SENSORS] 01 [*] [EST3, iO1000] DS-HFS (C), DS-PS (C), FX-HD w/IB4U BASE, FX-HD w/RB4U BASE, FX-HD w/SB4U BASE, FX-HD w/SB4U-LF BASE, FX-HD wB4U BASE, FX-PD w/B4U BASE (C), FX-PD w/IB4U BASE (C), FX-PD w/SB4U BASE (C), FX-PD w/SB [Edwards, Kidde] [SLC EST SENSORS] [*] [#4 TYPE ADDR ¦ SENSORS] KI-DDOS (C), SIGA2-COS w/SIGA-AB4G BASE, SIGA2-COS w/SIGA-AB4G-LF BASE, SIGA2-COS w/SIGA-AB4GT BASE, SIGA2-COS w/SIGA-IB BASE, SIGA2-COS w/SIGA-RB BASE, SIGA2-COS w/SIGA-SB BASE, SIGA2-HCOS [Edwards, Kidde] [SLC EST MODULES SENSORS] [*] [#2 SHARED ADDR ¦ SENSORS] KI-DDOS (C), SIGA2-COS w/SIGA-AB4G BASE, SIGA2-COS w/SIGA-AB4G-LF BASE, SIGA2-COS w/SIGA-AB4GT BASE, SIGA2-COS w/SIGA-IB BASE, SIGA2-COS w/SIGA-RB BASE, SIGA2-COS w/SIGA-SB BASE, S
64515b9f-ee33-42e9-b26e-2ca8fe86e15a |  |  |  | North | Edwards |  | Hardware |  |  |  | Hardware | TRUE | 4-LCDAUDELTCAB-MPLT | n | DISPLAY,Mic/FT LCD MODULE w/ 4-MPLT Mounting Plate | 1 | [12 empty] | #FFFFFFFF |  |  | FALSE | FALSE | FALSE | [20 empty] | DESKTOP-7SAL8M7\acont | 2019-12-13 12:52 | THOR\acont | 2024-10-09 10:48
30f426c1-29b0-4c63-900e-2ca97e52837c | NFPA 170 SPEAKER STROBE |  |  | North | Edwards |  | Speaker/Strobe |  |  |  | Module | TRUE | WGSVRF-SP | ++ | Outdoor rated speaker strobe, wall, red, feugo | 1 | [6 empty] | FALSE | FALSE |  |  |  |  | #FF0070C0 | FA-NFPA 170 SPEAKER STROBE | 1 | FALSE | FALSE | FALSE | 2019 | [13 empty] | FALSE |  |  | WP |  |  | THOR\acont | 2024-04-09 09:09 | THOR\acont | 2024-09-08 17:27 | Cloned from Edwards WGSVRA CLONED CLONED | [Edwards, Kidde] [NAC] [VDC] WGSVRA, WGSVRF, WGSVRF-FR, WGSVRF-SP, WGSVRN, WGSVWA, WGSVWF, WGSVWF-FR, WGSVWF-SP, WGSVWN, WGVRA, WGVRF, WGVRF-FR, WGVRF-SP, WGVRN, WGVWA, WGVWF, WGVWF-FR, WGVWF-SP, WGVWN [Edwards, Hochiki, Kidde] [AUDIO 70.7v] [70V AUDIO] EG4SRF, EG4SRN, EG4SVRF, EG4SVRN, EG4SVWA, EG4SVWF, EG4SVWN, EG4SWA, EG4SWF, EG4SWN, G4SRF, G4SRN, G4SVRF, G4SVRN, G4SVWA, G4SVWF, G4SVWN, G4SWA, G4SWF, G4SWN, WGSRA, WGSRF, WGSRF-FR, WGSRF-SP, WGSRN, W [Edwards, Hochiki, Kidde] [AUDIO 25v] [25V AUDIO] EG4SRF, EG4SRN, EG4SVRF, EG4SVRN, EG4SVWA, EG4SVWF, EG4SVWN, EG4SWA, EG4SWF, EG4SWN, G4SRF, G4SRN, G4SVRF, G4SVRN, G4SVWA, G4SVWF, G4SVWN, G4SWA, G4SWF, G4SWN, WGSRA, WGSRF, WGSRF-FR, WGSRF-SP, WGSRN, WGS
3705424b-5c03-4751-b8e2-2cab37d01503 |  |  |  | North | Notifier |  | Hardware |  |  |  | Hardware | TRUE | DR-D4R |  | Door assembly, window, four tiers, RED, 23.95 lbs. | 1 | [6 empty] | FALSE |  | SURFACE |  | PROVIDED ("WX"HX"D) | N/A | #FFFFFFFF |  |  | FALSE | FALSE | FALSE |  |  |  | 7165-0028:0224 | [10 empty] | FALSE | [5 empty] | DESKTOP-7EIEB7A\acont | 2021-04-01 15:01 | THOR\acont | 2024-10-09 10:48 | Cloned from Notifier DR-D4
0c9be983-addb-4992-ad9b-2cbe30c3b79d | NFPA 170 DOOR HOLDER |  |  | North | Siemens |  | Door Holder |  |  |  | Module | TRUE | SDH-8A |  | 120VAC, concealed wiring | 1 | 0.017 |  |  |  | 120 |  | FALSE | [5 empty] | #FFFF0000 | FA-NFPA 170 DOOR HOLDER | 1 | FALSE | FALSE | FALSE | 2500 | [13 empty] | FALSE | [5 empty] | THOR\acont | 2023-09-27 09:17 | THOR\acont | 2024-09-08 17:27 | Cloned from Siemens SDH-2A CLONED CLONED | [Siemens] [VAC ] [*] FCM901-U3, SDH-2A, SDH-3A, SDH-4A, SDH-5A, SDH-6A, SDH-7A, SDH-8A
63d5fe12-4665-4ed2-ac29-2cbf4a56e237 |  |  |  | North | Kidde |  | Cards & Components |  |  |  | Card | TRUE | VS4-G-SP Mainboard |  | Mainboard for VS4-G-SP assembly | 1 | 0.227 | 0.392 |  |  |  |  | TRUE | [5 empty] | #FFFFFFFF |  |  | FALSE | FALSE | FALSE | [14 empty] | FALSE | [7 empty] | THOR\acont | 2024-10-09 10:48 |  | [Edwards, Kidde, Macurco] [IDC] [#3 SUPERVISORY] 2IDC, 76-600000-001 Main Board, 76-800xxx-xxx Main Board, 77-600000-901 Main Board, 84-732001-901 Main Board, DVP-120 Mainboard, EST1-2Z Mainboard, FSP1004G Mainboard, FSP1004G-2 Mainboard, FSP1004GD Mainb [Edwards, Kidde, Macurco] [IDC] [#2 TROUBLE] 2IDC, 76-600000-001 Main Board, 76-800xxx-xxx Main Board, 77-600000-901 Main Board, 84-732001-901 Main Board, DVP-120 Mainboard, EST1-2Z Mainboard, FSP1004G Mainboard, FSP1004G-2 Mainboard, FSP1004GD Mainboard [Edwards, Kidde] [VAC ] 2IDC, 76-600000-001 Main Board, 76-800xxx-xxx Main Board, 77-600000-901 Main Board, 84-732001-901 Main Board, APS10A Mainboard, APS6A Mainboard, BPS10A Mainboard, BPS10A/230 Mainboard, BPS6A Mainboard, BPS6A/230 Mainboard, EST1-2Z [Edwards, Kidde, Macurco] [IDC] [#1 ALARM] 2IDC, 76-600000-001 Main Board, 76-800xxx-xxx Main Board, 77-600000-901 Main Board, 84-732001-901 Main Board, DVP-120 Mainboard, EST1-2Z Mainboard, FSP1004G Mainboard, FSP1004G-2 Mainboard, FSP1004GD Mainboard, | [Edwards, Kidde] FX-1000 Mainboard, FX-1000D Mainboard, FX-64RD Mainboard, iO1000G Mainboard, iO1000G-2 Mainboard, iO1000G-2-PG Mainboard, iO1000G-2-SP Mainboard, iO1000GC Mainboard, iO1000GD Mainboard, iO1000G-F Mainboard, iO1000G-PG Mainboard, iO1000G-S [Kidde] VS4-G-SP Mainboard [Edwards] IO-SDC2 [Edwards, Kidde] FX-1000 Mainboard, FX-1000D Mainboard, FX-64RD Mainboard, iO1000G Mainboard, iO1000G-2 Mainboard, iO1000G-2-PG Mainboard, iO1000G-2-SP Mainboard, iO1000GC Mainboard, iO1000GD Mainboard, iO1000G-F Mainboard, iO1000G-PG Mainboard, iO1000G-S [Kidde] VS4-G Mainboard, VS4-G-2 Mainboard, VS4-G-2-PG Mainboard, VS4-G-2-SP Mainboard, VS4-GC Mainboard, VS4-GD Mainboard, VS4-G-F Mainboard, VS4-G-PG Mainboard, VS4-G-SP Mainboard, VS4-R Mainboard, VS4-R-2 Mainboard, VS4-RD Mainboard [Edwards, Kidde] FX-64R Mainboard, FX-64RD Mainboard, iO64G Mainboard, iO64G-2 Mainboard, iO64G-2-PG Mainboard, iO64G-2-SP Mainboard, iO64GD Mainboard, iO64GL Mainboard, iO64GL-F Mainboard, iO64G-PG Mainboard, iO64G-SP Mainboard, iO64R Mainboard, iO64R-2 [Edwards, Kidde] FX-1000 Mainboard, FX-1000D Mainboard, iO1000G Mainboard, iO1000G-2 Mainboard, iO1000G-2-PG Mainboard, iO1000G-2-SP Mainboard, iO1000GC Mainboard, iO1000GD Mainboard, iO1000G-F Mainboard, iO1000G-PG Mainboard, iO1000G-SP Mainboard, iO1000
cb905f6c-5d42-4d32-bcc1-2cc63cddbe71 |  |  |  | North | Edwards |  | Hardware |  |  |  | Hardware | TRUE | G1RT-FIRE |  | Trim Plate labeled FIRE, for 2 gang or 4" square boxes, red | 1 | [6 empty] | FALSE | [5 empty] | #FFFFFFFF |  |  | FALSE | FALSE | FALSE | [14 empty] | FALSE | [7 empty] | THOR\acont | 2024-10-09 10:48
eabd0e51-ddd5-44bd-b44d-2cc80f6344ce | NFPA 170 SPEAKER STROBE |  |  | North | Simplex |  | Speaker/Strobe |  |  |  | Module | TRUE | 49HFV-APPLW | + | Wall Mount Addressable High fidelity S/V appliance only | 1 | 0 | 0 |  |  |  |  | TRUE | [5 empty] | #FF0070C0 | FA-NFPA 170 SPEAKER STROBE | 1 | FALSE | FALSE | FALSE | 2019 | [19 empty] | DESKTOP-7EIEB7A\acont | 2022-02-21 14:41 | THOR\acont | 2024-09-08 17:27 | Cloned from Autocall A49HFV-APPLW | [Autocall, Simplex] [AUDIO 70.7v] [70V AUDIO] 49HF-APPLW, 49HF-APPLW-BA, 49HFV-APPLW, 49HFV-APPLW-BA, 49SO-APPLW, 49SO-APPLW-BA, 49SO-APPLW-O, 49SO-APPLW-O-BA, 49SV-APPLW, 49SV-APPLW-BA, 49SV-APPLW-O, 49SV-APPLW-O-BA, A49HF-APPLW, A49HF-APPLW-BA, A49HFV- [Autocall, Simplex] [AUDIO 25v] [25V AUDIO] 49HF-APPLW, 49HF-APPLW-BA, 49HFV-APPLW, 49HFV-APPLW-BA, 49SO-APPLW, 49SO-APPLW-BA, 49SO-APPLW-O, 49SO-APPLW-O-BA, 49SV-APPLW, 49SV-APPLW-BA, 49SV-APPLW-O, 49SV-APPLW-O-BA, A49HF-APPLW, A49HF-APPLW-BA, A49HFV-AP [Autocall, Simplex] [IDNac] [23VDC] 49HFV-APPLW, 49HFV-APPLW-BA, 49SV-APPLW, 49SV-APPLW-BA, 49VO-APPLW, 49VO-APPLW-BA, A49HFV-APPLW, A49HFV-APPLW-BA, A49SV-APPLW, A49SV-APPLW-BA, A49VO-APPLW, A49VO-APPLW-BA
b56dbb7e-c933-483e-9a8a-2cd055a2b98b |  |  |  | North | Edwards |  | Cards & Components |  |  |  | Card | TRUE | iO500R Mainboard | ++ | Main Board | 1 | 0.172 | 0.267 | 6 |  |  |  | TRUE | [5 empty] | #FFFFFFFF |  |  | FALSE | FALSE | FALSE | [14 empty] | FALSE | [5 empty] | DESKTOP-7EIEB7A\acont | 2022-10-24 10:08 | THOR\acont | 2024-10-09 10:48 | Cloned from Edwards iO1000R Mainboard | [Edwards] [IDC] [#3 SUPERVISORY] iO500G Mainboard, iO500GD Mainboard, iO500R Mainboard, iO500RD Mainboard [Edwards] [IDC] [#2 TROUBLE] iO500G Mainboard, iO500GD Mainboard, iO500R Mainboard, iO500RD Mainboard [Edwards, Kidde, Macurco] [IDC] [#2 TROUBLE] 2IDC, 76-600000-001 Main Board, 76-800xxx-xxx Main Board, 77-600000-901 Main Board, 84-732001-901 Main Board, DVP-120 Mainboard, EST1-2Z Mainboard, FSP1004G Mainboard, FSP1004G-2 Mainboard, FSP1004GD Mainboard [Edwards, Kidde, Macurco] [IDC] [#3 SUPERVISORY] 2IDC, 76-600000-001 Main Board, 76-800xxx-xxx Main Board, 77-600000-901 Main Board, 84-732001-901 Main Board, DVP-120 Mainboard, EST1-2Z Mainboard, FSP1004G Mainboard, FSP1004G-2 Mainboard, FSP1004GD Mainb [Edwards, Kidde, Macurco] [IDC] [#1 ALARM] 2IDC, 76-600000-001 Main Board, 76-800xxx-xxx Main Board, 77-600000-901 Main Board, 84-732001-901 Main Board, DVP-120 Mainboard, EST1-2Z Mainboard, FSP1004G Mainboard, FSP1004G-2 Mainboard, FSP1004GD Mainboard, [Edwards] [IDC] [#1 ALARM] iO500G Mainboard, iO500GD Mainboard, iO500R Mainboard, iO500RD Mainboard [Edwards, Kidde] [VAC ] 2IDC, 76-600000-001 Main Board, 76-800xxx-xxx Main Board, 77-600000-901 Main Board, 84-732001-901 Main Board, APS10A Mainboard, APS6A Mainboard, BPS10A Mainboard, BPS10A/230 Mainboard, BPS6A Mainboard, BPS6A/230 Mainboard, EST1-2Z | [Edwards] iO500G Mainboard, iO500GD Mainboard, iO500R Mainboard, iO500RD Mainboard
a25030a5-b465-4cbc-8601-2cd078b2ee84 | NFPA 170 SPEAKER STROBE |  |  | North | Gentex |  | Speaker/Strobe |  |  |  | Module | TRUE | SSPK-60WW |  | Speaker/Strobe, 24 Vdc, , wall mount, white | 1 | 0 | 0.245 |  |  |  |  | FALSE | FALSE |  |  |  |  | #FF0070C0 | FA-NFPA 170 SPEAKER STROBE | 1 | FALSE | FALSE | FALSE | 2019 | [13 empty] | FALSE | [7 empty] | THOR\acont | 2024-09-08 17:27 |  | [Gentex, Hochiki, Potter] [AUDIO 25v] [25V AUDIO] CSPKSTR-24AR (C), CSPKSTR-24AW (C), CSPKSTR-24BR (C), CSPKSTR-24BW (C), CSPKSTR-24GR (C), CSPKSTR-24GW (C), CSPKSTR-24RR (C), CSPKSTR-24RW (C), FASPKR-R (C), FASPKR-W (C), FASPKR-WR, FASPKR-WW, FASPK-WPR, [Gentex] [NAC] [UL MAX] SSPK-/WR, SSPK-/WW, SSPK-60WR, SSPK-60WW, SSPK-WR, SSPK-WW [Gentex, Hochiki, Potter] [AUDIO 70.7v] [70V AUDIO] CSPKSTR-24AR (C), CSPKSTR-24AW (C), CSPKSTR-24BR (C), CSPKSTR-24BW (C), CSPKSTR-24GR (C), CSPKSTR-24GW (C), CSPKSTR-24RR (C), CSPKSTR-24RW (C), FASPKR-R (C), FASPKR-W (C), FASPKR-WR, FASPKR-WW, FASPK-WP
b8216a7c-d308-4324-a680-2cd6fdc53b31 |  |  |  | North | Autocall |  | Cards & Components |  |  |  | Card | TRUE | A100-1278 |  | 16 Switch, 16 Red/Yellow LED Module | 1 | 0 | 0.024 |  |  |  |  | TRUE | [5 empty] | #FFFFFFFF |  |  | FALSE | FALSE | FALSE | [20 empty] | DESKTOP-0D6CQVA\lousc | 2019-07-07 18:10 | THOR\acont | 2024-10-09 10:48 | Cloned from AutoCall A100-1285
d02aae1e-c2d8-426c-a4e5-2ce2f13e6e57 | NFPA 170 SPEAKER STROBE |  |  | North | Gentex |  | Speaker/Strobe |  |  |  | Module | TRUE | SSPKG24-15/75PWR |  | Colored Lens Speaker/Strobe, Fixed 15/75 Candela, Wall, Red, Green Lens | 1 | 0 | 0.148 |  |  |  |  | FALSE | [5 empty] | #FF0070C0 | FA-NFPA 170 SPEAKER STROBE | 1 | FALSE | FALSE | FALSE | 2019 |  |  | 7320-0569:0141 | [10 empty] | FALSE |  |  | WP |  |  |  |  | THOR\acont | 2024-09-08 17:27 |  | [Gentex] [NAC] [UL MAX] SSPKG24-15/75PWR, SSPKG24-15/75PWW [Gentex, Hochiki, Potter] [AUDIO 25v] [25V AUDIO] CSPKSTR-24AR (C), CSPKSTR-24AW (C), CSPKSTR-24BR (C), CSPKSTR-24BW (C), CSPKSTR-24GR (C), CSPKSTR-24GW (C), CSPKSTR-24RR (C), CSPKSTR-24RW (C), FASPKR-R (C), FASPKR-W (C), FASPKR-WR, FASPKR-WW, FASPK-WPR, [Gentex, Hochiki, Potter] [AUDIO 70.7v] [70V AUDIO] CSPKSTR-24AR (C), CSPKSTR-24AW (C), CSPKSTR-24BR (C), CSPKSTR-24BW (C), CSPKSTR-24GR (C), CSPKSTR-24GW (C), CSPKSTR-24RR (C), CSPKSTR-24RW (C), FASPKR-R (C), FASPKR-W (C), FASPKR-WR, FASPKR-WW, FASPK-WP
5f472775-c5bc-4329-ab47-2ce5e7b6a426 | NFPA 170 SURGE SUPPRESSOR |  |  | North | Ditek |  | Surge Supressor |  |  |  | Assembly | TRUE | DTK-2MHLP24B w/DTK-2MB |  | 4 Pair / 4 Wire Surge Module w/Base for PIV, NAC, IDC etc. | 1 | [6 empty] | TRUE | [5 empty] | #FFFF0000 | FA-NFPA 170 SURGE SUPPRESSOR | 1 | FALSE | FALSE | FALSE | [14 empty] | FALSE |  |  | 24v¦4 |  |  | DESKTOP-7EIEB7A\acont | 2020-12-11 11:44 | THOR\acont | 2024-09-08 17:27 | Cloned from Ditek DTK-2MHLP24BWB | [Ditek, Monaco Enterprises, WBOX] [SURGE PROTECTION] [ALL DEVICES ++] 0E-SPROACHW, 210-524-00, DTK-120HW, DTK-120HWLOK, DTK-120HW-SS, DTK-120SRD, DTK-120X12, DTK-1F, DTK-1FF, DTK-2MHLP24B, DTK-2MHLP24B w/DTK-2MB, DTK-2MHLP24B w/DTK-3MB, DTK-2MHLP24B w/DT
3856b8ef-45eb-4f16-8e71-2ce65dcbdf4a | NFPA 170 SPEAKER STROBE CEILING |  |  | North | System Sensor |  | Speaker/Strobe |  |  |  | Module | TRUE | SPSCWHK-P | + | Outdoor Speaker Strobe, High cd, PLAIN | 1 | 0 | 0.017 |  |  |  |  | FALSE | TRUE |  |  |  |  | #FF0070C0 | FA-NFPA 170 SPEAKER STROBE CEILING | 1 | FALSE | FALSE | FALSE | 2020 | [13 empty] | FALSE |  |  | C, WP |  |  | DESKTOP-7EIEB7A\acont | 2021-05-05 15:44 | THOR\acont | 2024-09-08 17:27 | Cloned from System Sensor SPSCWK-CLR-ALERT | [BluePoint, System Sensor] [AUDIO 70.7v] [70V AUDIO] BP04-311P, SPCR (C), SPCW (C), SPCWK (C), SPRK, SPSCWH (C), SPSCWHK (C), SPSCWHK-P (C), SPSCWK (C), SPSCWK-CLR-ALERT (C), SPSRHK, SPSRK, SPSRK-P, SPSWK, SPSWK-CLR-ALERT, SPSWK-P, SPWK [System Sensor] [NAC] [VFWR, TEMPORAL HIGH] SCRHK (C), SCWHK (C), SPSCRH (C), SPSCWH (C), SPSCWHK (C), SPSCWHK-P (C), SPSRHK [System Sensor] [NAC] [VDC, TEMPORAL HIGH] SCRHK (C), SCWHK (C), SPSCRH (C), SPSCWH (C), SPSCWHK (C), SPSCWHK-P (C), SPSRHK [BluePoint, System Sensor] [AUDIO 25v] [25V AUDIO] BP04-311P, SPCR (C), SPCW (C), SPCWK (C), SPRK, SPSCWH (C), SPSCWHK (C), SPSCWHK-P (C), SPSCWK (C), SPSCWK-CLR-ALERT (C), SPSRHK, SPSRK, SPSRK-P, SPSWK, SPSWK-CLR-ALERT, SPSWK-P, SPWK
241506e0-b5a8-42ee-80d8-2cea5ac23d2c |  |  |  | North | Siemens | [5 empty] | Module | TRUE | FCM901-U3 | S54433-B101-A1+ | 50 pt system Main Board | 1 | 0.159 | 0.1864 | [10 empty] | #FFFFFFFF |  |  | FALSE | FALSE | FALSE | [20 empty] | DESKTOP-7SAL8M7\acont | 2019-08-13 09:04 | THOR\acont | 2024-10-09 10:48 |  | [Siemens] [VAC ] [*] FCM901-U3, SDH-2A, SDH-3A, SDH-4A, SDH-5A, SDH-6A, SDH-7A, SDH-8A | [Siemens] FCM901-U2, FCM901-U3
48567a39-56d2-4f1a-8678-2cf112542831 |  |  |  | North | Autocall |  | Cards & Components |  |  |  | Card | TRUE | A100-1266 |  | Expansion Signal Module Expands 3 NACs to 6 | 1 | 0.0006 | 0.06 |  |  |  |  | TRUE | [5 empty] | #FFFFFFFF |  |  | FALSE | FALSE | FALSE | [20 empty] | DESKTOP-0D6CQVA\lousc | 2019-07-06 14:55 | THOR\acont | 2024-10-09 10:48 | Cloned from AutoCall A100-5116
3d0daddf-349c-41e8-908e-2cf3f87daa60 |  |  |  | North | Edwards |  | Hardware |  |  |  | Hardware | TRUE | MN-HS16DFPORT1 |  | Portable 1600 watt 120 VAC system, with 120 VAC amplifier, laptop computer & case, microphone & software. Order tripods and accessories separately. | 1 | [6 empty] | FALSE | [5 empty] | #FFFFFFFF |  |  | FALSE | FALSE | FALSE | [14 empty] | FALSE | [7 empty] | THOR\acont | 2024-10-09 10:48
cbd32e83-ece2-4413-90ca-2cf83333e6a3 |  |  |  | North | Kidde |  | Hardware |  |  |  | Hardware | TRUE | MIRBPS10A230-6 |  | 6 Pack, Remote Booster Power Supply, 220Vac Input, Red | 1 | [6 empty] | FALSE | [5 empty] | #FFFFFFFF |  |  | FALSE | FALSE | FALSE | [14 empty] | FALSE | [5 empty] | DESKTOP-7SAL8M7\acont | 2020-01-02 08:45 | THOR\acont | 2024-10-09 10:48 | Cloned from Edwards BPS10A230-6
e0ae0fed-d749-4940-afeb-2d02856c9d25 | NFPA 170 FIRE ALARM CONTROL UNIT | RISER FACP |  | North | Hochiki |  | Fire Alarm Control Unit |  |  |  | Assembly | TRUE | LA301K1-14 |  | FireNET L@TITUDE Analog Addressable Fire Alarm Control Panel, 4 Slot Deep Enclosure, 5.25 A 115V, 2-Loop Panel Module, Hochiki Protocol, Network Module, and Media Gateway™, Red, Printer / 48 Zone LEDs | 1 | [6 empty] | FALSE |  |  | *Refer to Install Sheet | 16.5in (W) x 23.2in (H) x 8in (D) | KM5FCRD (Optional Semi-Flush Mounting Kit) | #FFFF0000 | FA-NFPA 170 FIRE ALARM CONTROL UNIT | 1 | FALSE | FALSE | FALSE | 202 | [8 empty] | 7,12,18,28 |  |  | 5.25 |  | TRUE | [5 empty] | DESKTOP-GHR3H5U\Anthony | 2019-11-27 07:05 | THOR\acont | 2024-09-08 17:27
75c08264-ce25-4ff9-9c8e-2d098738edc2 |  |  |  | North | Edwards |  | Hardware |  |  |  | Hardware | TRUE | QSC-5-R-2E-BR |  | OBSOLETE - FAP w/ 5 Option Card Spaces, Red, EN-54, British, 230V | 1 | [6 empty] | FALSE | [5 empty] | #FFFFFFFF |  |  | FALSE | FALSE | FALSE | [14 empty] | FALSE | [7 empty] | THOR\acont | 2024-10-09 10:48
7943dbe1-523e-4962-a31b-2d1a4e3a4263 | NFPA 170 DGP |  |  | North | Notifier |  | Hardware |  |  |  | Hardware | TRUE | DR-C4B |  | Door assembly, solid door, three tiers, BLACK, 23.45 lbs. | 1 | [6 empty] | FALSE | [5 empty] | #FFFF0000 | FA-NFPA 170 DGP | 1 | FALSE | FALSE | FALSE | [9 empty] | 7,12,18 |  |  |  |  | TRUE | [5 empty] | DESKTOP-7EIEB7A\acont | 2021-04-01 14:57 | THOR\acont | 2024-09-08 17:27 | Cloned from Notifier DR-C4
82c39877-c842-4f04-bbe4-2d1be5a6b1ac |  |  |  | North | Notifier |  | Cards & Components |  |  |  | Card | TRUE | MCBL-7 |  | DACT Phone Cords - 7 Foot | 1 | [6 empty] | TRUE |  | SURFACE |  | PROVIDED ("WX"HX"D) | N/A | #FFFFFFFF |  |  | FALSE | FALSE | FALSE |  |  |  | 7165-0028:0224 | [10 empty] | FALSE | [7 empty] | THOR\acont | 2024-10-09 10:48
db72d1c6-1458-4734-acaa-2d1c9acda1b8 | NFPA 170 HORN STROBE CEILING |  |  | North | Siemens |  | Horn/Strobe |  |  |  | Module | TRUE | SL2MTSCW-F | S54329-F242-A1++ | Multi-Tone Strobe, Ceiling, Clear, White, Fire | 1 | [12 empty] | #FF0070C0 | FA-NFPA 170 HORN STROBE CEILING | 1 | FALSE | FALSE | FALSE | 2023 | [19 empty] | DESKTOP-7EIEB7A\acont | 2023-08-03 09:20 | THOR\acont | 2024-09-08 17:27 | Cloned from Siemens SL2MTSWW-F | [Siemens] [NAC] [24 VDC, HORN STD] SL2MTSCR-F, SL2MTSCR-FB, SL2MTSCW-F, SL2MTSCW-NA, SL2MTSCW-NB, SL2MTSCW-NG, SL2MTSCW-NR
8d5f37cb-9de7-45fa-82f5-2d2b8cd493a6 | NFPA 170 HORN STROBE |  |  | North | Calibration Technologies Inc. |  | Horn/Strobe |  |  |  | Module | TRUE | SHA-24-Amber |  | Horn/Strobe Amber Lens | 1 | 0 | 0 |  |  |  |  | FALSE | FALSE |  |  |  |  | #FF0070C0 | FA-NFPA 170 HORN STROBE | 1 | FALSE | FALSE | FALSE | 2012 | [13 empty] | FALSE |  |  | WP |  |  | THOR\acont | 2024-10-31 09:00 | THOR\acont | 2024-10-31 09:01 | Cloned from Macurco SHA-24-Blue CLONED CLONED CLONED | [Calibration Technologies Inc.] [NAC] [24VDC] SHA-24-Amber, SHA-24-Blue, SHA-24-Clear, SHA-24-Green, SHA-24-Red
1a432340-a5c0-420e-8fdc-2d3c6c65feac |  |  |  | North | Siemens | [5 empty] | Module | TRUE | SLT-1-UK | 500-699052 | SLT-1 F/W UPGRADE KIT | 1 | [12 empty] | #FFFFFFFF |  |  | FALSE | FALSE | FALSE | [20 empty] | DESKTOP-7SAL8M7\acont | 2019-08-13 09:04 | THOR\acont | 2024-10-09 10:48
a895d382-a282-49d3-b43d-2d421706f045 | NFPA 170 SMOKE DETECTOR |  |  | North | Potter |  | Smoke Detector |  |  |  | Module | TRUE | PAD100-PD w/PAD100-SPKB | + | Photoelectric Smoke Detector with 6" Base with Speaker Module Included | 1 | 0.00045 | 0.00045 |  |  |  |  | FALSE | TRUE |  |  |  |  | #FFFF0000 | FA-NFPA 170 SMOKE DETECTOR | 1 | FALSE | FALSE | FALSE | 1408 | [13 empty] | FALSE |  |  | SB |  |  | DESKTOP-7SAL8M7\acont | 2020-02-21 07:06 | THOR\acont | 2024-09-08 17:27 | Cloned from Potter PAD100-PD w/PAD100-SB | [Potter] [AUDIO 70.7v] [70V AUDIO] PAD100-CD w/PAD100-SPKB, PAD100-HD w/PAD100-SPKB, PAD100-PD w/PAD100-SPKB (C), PAD100-PHD w/PAD100-SPKB (C), PAD100-PHD w/PAD100-SPKB (Split) (C), PAD100-SPKB, PAD200-PCD w/PAD100-SPKB (C), PAD200-PCD w/PAD100-SPKB (Spl [Potter] [AUDIO 25v] [25V AUDIO] PAD100-CD w/PAD100-SPKB, PAD100-HD w/PAD100-SPKB, PAD100-PD w/PAD100-SPKB (C), PAD100-PHD w/PAD100-SPKB (C), PAD100-PHD w/PAD100-SPKB (Split) (C), PAD100-SPKB, PAD200-PCD w/PAD100-SPKB (C), PAD200-PCD w/PAD100-SPKB (Split [Potter] [SLC PAD] [*] [#2 SHARED ADDR ¦ SENSORS] PAD100-CD w/PAD100-4DB, PAD100-CD w/PAD100-6DB, PAD100-CD w/PAD100-IB, PAD100-CD w/PAD100-LFSB, PAD100-CD w/PAD100-RB, PAD100-CD w/PAD100-SB, PAD100-CD w/PAD100-SPKB, PAD100-DUCT (C), PAD100-DUCTR (C), PA
0a76fbad-a7b2-4e38-8f07-2d43893fa915 |  |  |  | North | Simplex |  | Cards & Components |  |  |  | Card | TRUE | 4007-6302 |  | Right port, single-mode 4120 duplex fiber media card | 1 | 0.055 | 0.055 |  |  |  |  | TRUE | [5 empty] | #FFFFFFFF |  |  | FALSE | FALSE | FALSE | [20 empty] | DESKTOP-7SAL8M7\acont | 2020-05-11 19:57 | THOR\acont | 2024-10-09 10:48 | Cloned from Simplex 4007-9813
7344df54-f6f4-4177-a33d-2d4942caa3b7 | NFPA 170 HEAT DETECTOR |  |  | North | Bosch |  | Heat Detector |  |  |  | Module | TRUE | FAH-325 w/FAA-325-6 | + | Analog heat detector head, fixed/ROR w/6" Base | 1 | 0.017 | 0.017 |  |  |  |  | FALSE | TRUE |  |  |  |  | #FFFF0000 | FA-NFPA 170 HEAT DETECTOR | 1 | FALSE | FALSE | FALSE | 1403 | [13 empty] | FALSE | [5 empty] | DESKTOP-7EIEB7A\acont | 2022-08-29 07:18 | THOR\acont | 2024-09-08 17:27 | Cloned from Bosch FAH-440 w/FAA-440-B6 | [Bosch] [SLC BOSCH MODULES SENSORS] [*] [#01 SENSORS ++] FAH-325 w/FAA-325-6 (C), FAH-325 w/FAA-325-B4 (C), FAH-325 w/FAA-325-B6S (C), FAH-440 w/FAA-440-B6 (C), FAI-325 w/FAA-325-6 (C), FAI-325 w/FAA-325-B4 (C), FAI-325 w/FAA-325-B6S (C), FAP-325 w/FAA-3
4ff99347-bc1e-414f-92fd-2d515b2c9c8e | NFPA 170 HEAT DETECTOR |  |  | North | Autocall |  | Heat Detector |  |  |  | Module | TRUE | A4098-9733 w/A4098-9780 | + | TrueAlarm Heat Detector w/TrueAlarm Sensor Base 2-wire w/LED or Relay Connections | 1 | 0.0008 | 0.001 |  |  |  |  | TRUE | TRUE |  |  |  |  | #FFFF0000 | FA-NFPA 170 HEAT DETECTOR | 1 | FALSE | FALSE | FALSE | 1403 | [19 empty] | DESKTOP-0D6CQVA\lousc | 2019-07-07 15:34 | THOR\acont | 2024-09-08 17:27 | 20191121 AC Detector with base | [Autocall, Simplex] [IDNet] [SENSORS ++] 4098-9714 (C), 4098-9714 w/4098-9770 (C), 4098-9714 w/4098-9771 (C), 4098-9714 w/4098-9772 (C), 4098-9714 w/4098-9773 (C), 4098-9714 w/4098-9780 (C), 4098-9714 w/4098-9789 (C), 4098-9714 w/4098-9791 (C), 4098-9714 [Autocall, Simplex] [AUX POWER] [RELAY POWER (OPTIONAL)] 4098-9714 w/4098-9780 (C), 4098-9733 w/4098-9780 (C), 4098-9734 w/4098-9780 (C), 4098-9860, A4098-9714 w/A4098-9780 (C), A4098-9733 w/A4098-9780 (C), A4098-9734 w/A4098-9780 (C), A4098-9860
8b67815f-c0e2-4d2f-a7f2-2d537b33be80 | NFPA 170 GAS DETECTOR |  |  | North | Edwards |  | Gas Detection |  |  |  | Module | TRUE | SIGA2-COS w/SIGA-AB4GT BASE | ++ | Carbon Monoxide Detector | 1 | 4.5e-05 | 4.5e-05 |  |  |  |  | FALSE | [5 empty] | #FFFF0000 | FA-NFPA 170 GAS DETECTOR | 1 | FALSE | FALSE | FALSE | 1402 | [13 empty] | FALSE | [7 empty] | THOR\acont | 2024-10-08 16:33 | 20191121 AC Detector with base | [Edwards, Kidde] [SLC EST SENSORS] [*] [#4 TYPE ADDR ¦ SENSORS] KI-DDOS (C), SIGA2-COS w/SIGA-AB4G BASE, SIGA2-COS w/SIGA-AB4G-LF BASE, SIGA2-COS w/SIGA-AB4GT BASE, SIGA2-COS w/SIGA-IB BASE, SIGA2-COS w/SIGA-RB BASE, SIGA2-COS w/SIGA-SB BASE, SIGA2-HCOS [Edwards, Kidde] [SLC EST MODULES/SENSORS] 01 [*] [iO64] DS-HFS (C), DS-PS (C), FX-HD w/IB4U BASE, FX-HD w/RB4U BASE, FX-HD w/SB4U BASE, FX-HD w/SB4U-LF BASE, FX-HD wB4U BASE, FX-PD w/B4U BASE (C), FX-PD w/IB4U BASE (C), FX-PD w/SB4U BASE (C), FX-PD w/SB [Edwards, Kidde] [SLC EST MODULES SENSORS] [*] [#2 SHARED ADDR ¦ SENSORS] KI-DDOS (C), SIGA2-COS w/SIGA-AB4G BASE, SIGA2-COS w/SIGA-AB4G-LF BASE, SIGA2-COS w/SIGA-AB4GT BASE, SIGA2-COS w/SIGA-IB BASE, SIGA2-COS w/SIGA-RB BASE, SIGA2-COS w/SIGA-SB BASE, S [Edwards, Kidde] [SLC EST SENSORS] 01 [*] [EST3, iO1000] DS-HFS (C), DS-PS (C), FX-HD w/IB4U BASE, FX-HD w/RB4U BASE, FX-HD w/SB4U BASE, FX-HD w/SB4U-LF BASE, FX-HD wB4U BASE, FX-PD w/B4U BASE (C), FX-PD w/IB4U BASE (C), FX-PD w/SB4U BASE (C), FX-PD w/SB [Edwards, Kidde] [AUX POWER] KI-COD w/KI-ABDT BASE (C), KI-HCD w/KI-ABDT BASE, KI-HRD w/KI-ABDT BASE, KI-PCD w/KI-ABDT BASE (C), KI-PD w/KI-ABDT BASE (C), KI-PHCD w/KI-ABDT BASE (C), KI-PHD w/KI-ABDT BASE (C), KIR-COD w/KI-ABDT BASE (C), KIR-HCD w/KI-ABD
5c851666-de69-46fb-9dd7-2d5bbe0d7b44 | NFPA 170 HORN STROBE |  |  | North | Siemens |  | Horn/Strobe |  |  |  | Module | TRUE | SL2HSWW-F | S54329-F105-A1++ | Horn-Strobe, Wall, Clear, White, Fire | 1 | [12 empty] | #FF0070C0 | FA-NFPA 170 HORN STROBE | 1 | FALSE | FALSE | FALSE | 2023 | [19 empty] | DESKTOP-7EIEB7A\acont | 2023-08-02 11:37 | THOR\acont | 2024-09-08 17:27 | Cloned from Siemens SL2HSWW-AL | [Siemens] [NAC] [24 VDC, HORN HIGH] SL2HSWR-A, SL2HSWR-AL, SL2HSWR-F, SL2HSWR-FB, SL2HSWR-N, SL2HSWW-A, SL2HSWW-AL, SL2HSWW-EV, SL2HSWW-F, SL2HSWW-FB, SL2HSWW-N
41611495-781f-4129-85b1-2d60649b4308 |  |  |  | North | Gamewell FCI |  | Hardware |  |  |  | Hardware | TRUE | 7200-C-RETROFIT | + | 7200 C Retrofit, Inner Door | 1 | [6 empty] | TRUE | [5 empty] | #FFFFFFFF |  |  | FALSE | FALSE | FALSE | [20 empty] | DESKTOP-7SAL8M7\acont | 2019-04-25 16:04 | THOR\acont | 2024-10-09 10:48 | Cloned from Gamewell E3BB-BAA CLONED CLONED CLONED CLONED
0fdfb086-e4a9-4448-b457-2d63391bd1b3 | NFPA 170 FLOW DETECTOR |  |  | North | Potter |  | Flow Detector |  |  |  | Module | TRUE | WF |  | CONTACT DEVICE | 1 | [6 empty] | FALSE | [5 empty] | #FFFF0000 | FA-NFPA 170 FLOW DETECTOR | 1 | FALSE | FALSE | FALSE | 1700 | [13 empty] | FALSE | [7 empty] | THOR\acont | 2024-09-08 17:27 | 20191121 AC Detector without base
0e28ea98-3d9f-48d3-b43a-2d664fa234c5 | NFPA 170 HORN STROBE CEILING |  |  | North | Edwards |  | Horn/Strobe |  |  |  | Module | TRUE | GCWN-HDVMHA |  | MNEC Horn-Strobe, white, no markings, 95-177 cd, amber | 1 | 0 | 0.341 |  |  |  |  | FALSE | TRUE |  |  |  |  | #FF0070C0 | FA-NFPA 170 HORN STROBE CEILING | 1 | FALSE | FALSE | FALSE | 2013 | [13 empty] | FALSE |  |  | C |  |  |  |  | THOR\acont | 2024-09-08 17:27 |  | [Edwards, Kidde] [NAC] [16 VDC, HIGH DB] EGCF-HDVMH (C), GCF-HDVMH (C), GC-HDVMH (C), GCWA-HDVMHA (C), GCWA-HDVMHB (C), GCWA-HDVMHC (C), GCWA-HDVMHG (C), GCWA-HDVMHR (C), GCWN-HDVMHA (C), GCWN-HDVMHB (C), GCWN-HDVMHC (C), GCWN-HDVMHG (C), GCWN-HDVMHR (C) [Edwards, Kidde] [NAC] [24 VDC, HIGH DB] EGCF-HDVMH (C), GCF-HDVMH (C), GC-HDVMH (C), GCWA-HDVMHA (C), GCWA-HDVMHB (C), GCWA-HDVMHC (C), GCWA-HDVMHG (C), GCWA-HDVMHR (C), GCWN-HDVMHA (C), GCWN-HDVMHB (C), GCWN-HDVMHC (C), GCWN-HDVMHG (C), GCWN-HDVMHR (C) [Edwards, Kidde] [NAC] [16 VDC, LOW DB] EGCF-HDVMH (C), GCF-HDVMH (C), GC-HDVMH (C), GCWA-HDVMHA (C), GCWA-HDVMHB (C), GCWA-HDVMHC (C), GCWA-HDVMHG (C), GCWA-HDVMHR (C), GCWN-HDVMHA (C), GCWN-HDVMHB (C), GCWN-HDVMHC (C), GCWN-HDVMHG (C), GCWN-HDVMHR (C) [Edwards, Kidde] [NAC] [24 VDC, LOW DB] EGCF-HDVMH (C), GCF-HDVMH (C), GC-HDVMH (C), GCWA-HDVMHA (C), GCWA-HDVMHB (C), GCWA-HDVMHC (C), GCWA-HDVMHG (C), GCWA-HDVMHR (C), GCWN-HDVMHA (C), GCWN-HDVMHB (C), GCWN-HDVMHC (C), GCWN-HDVMHG (C), GCWN-HDVMHR (C)
68b1338f-0659-42d8-8156-2d665e0eced8 | NFPA 170 STROBE WALL |  |  | North | System Sensor |  | Strobe |  |  |  | Module | TRUE | SWL-ALERT | + | Strobe, White, ALERT, Amber Lens | 1 | 0 | 0.043 |  |  |  |  | FALSE | [5 empty] | #FF0070C0 | FA-NFPA 170 STROBE WALL | 1 | FALSE | FALSE | FALSE | 2023 | [13 empty] | FALSE | [5 empty] | DESKTOP-7EIEB7A\acont | 2021-04-29 16:16 | THOR\acont | 2024-09-08 17:27 | Cloned from System Sensor SWL-CLR-ALERT | [BluePoint, System Sensor] [NAC] [VFWR] BP04-101LP, BP04-111LP, BP04-A101LP, BP04-A111LP, SGRL, SGWL, SPSRL, SPSRL-P, SPSRL-SP, SPSWL, SPSWL-ALERT, SPSWL-CLR-ALERT, SPSWL-P, SRL, SRL w/ WAV-RL, SRL-P, SRL-SP, SWL, SWL w/ WAV-WL, SWL-ALERT, SWL-CLR-ALERT, [BluePoint, System Sensor] [NAC] [VDC] BP04-101LP, BP04-111LP, BP04-A101LP, BP04-A111LP, SGRL, SGWL, SPSRL, SPSRL-P, SPSRL-SP, SPSWL, SPSWL-ALERT, SPSWL-CLR-ALERT, SPSWL-P, SRL, SRL w/ WAV-RL, SRL-P, SRL-SP, SWL, SWL w/ WAV-WL, SWL-ALERT, SWL-CLR-ALERT,
a39475b8-2f4b-453f-9a76-2d69e1a04ce5 | CADGEN MOTION DETECTOR LONG RANGE |  |  | North | Generic |  | Motion Detector |  |  |  | Module | TRUE | Motion Detector Long Range |  | Universal Motion Detector Long Range | 1 | [6 empty] | TRUE | [5 empty] | #FFFF0000 | FA-CADGEN MOTION DETECTOR LONG RANGE | 1 | FALSE | FALSE | FALSE | [20 empty] | DESKTOP-7EIEB7A\acont | 2022-02-12 08:44 | THOR\acont | 2024-09-08 17:27 | Cloned from ProdataKey, Inc. Motion Detector Ceiling | [Generic] [ACCESS CONTROL INPUT] [*] Door Contact, Glass Break, Intrusion Contact, Motion Detector Ceiling, Motion Detector Long Range, Motion Detector Wall, Motion Detector Wide Angle [Generic] [IDC] 01 Door Contact, Glass Break, Intrusion Contact, Motion Detector Ceiling, Motion Detector Long Range, Motion Detector Wall, Motion Detector Wide Angle
6af86a4b-6a35-41c4-a22d-2d6a3862f9e9 | NFPA 170 DGP |  |  | North | Notifier |  | Hardware |  |  |  | Hardware | TRUE | SBB-AA4 |  | Backbox assembly, one tier (no battery compartment), BLACK, 16.65 lbs. | 1 | [6 empty] | FALSE | [5 empty] | #FFFF0000 | FA-NFPA 170 DGP | 1 | FALSE | FALSE | FALSE | [9 empty] | 7,12,18 |  |  |  |  | TRUE | [7 empty] | THOR\acont | 2024-09-08 17:27
17afe8f3-ff7d-43d3-9e8e-2d74b6a926b5 |  |  |  | North | Edwards |  | Cards & Components |  |  |  | Card | TRUE | FW-NCCA5 |  | Ethernet Cable Conduit Adapter (UL) | 1 | [6 empty] | TRUE | [5 empty] | #FFFFFFFF |  |  | FALSE | FALSE | FALSE | [14 empty] | FALSE | [7 empty] | THOR\acont | 2024-10-09 10:48
9c60ad40-90d9-4e03-9994-2d7647bbce86 |  |  |  | North | Notifier |  | Cards & Components |  |  |  | Card | TRUE | XRM-24 |  | POWER TRANSFORMER | 1 |  |  | 3 |  |  |  | TRUE | [5 empty] | #FFFFFFFF |  |  | FALSE | FALSE | FALSE | [12 empty] | 3 |  | FALSE | [5 empty] | DESKTOP-7EIEB7A\acont | 2021-05-28 09:01 | THOR\acont | 2024-10-09 10:48 | Cloned from Notifier XRM-24B
4df51945-ee4b-4d6c-97f2-2d7859bff53d |  |  |  | North | Edwards |  | Hardware |  |  |  | Hardware | TRUE | MN-HS32EXWARR2 |  | 3200 Watt class extended warranty - 2 years total. Must be ordered when HPSA is ordered. | 1 | [6 empty] | FALSE | [5 empty] | #FFFFFFFF |  |  | FALSE | FALSE | FALSE | [14 empty] | FALSE | [7 empty] | THOR\acont | 2024-10-09 10:48
159a3935-aa94-4c81-be25-2d79a59ef0e8 | NFPA 170 SMOKE CO DETECTOR |  |  | North | Notifier |  | Smoke/CO Detector |  |  |  | Module | TRUE | FPC-951 w/B224RB-WH | + | Intelligent multi-criteria photo/CO, bright white, Velociti w/ Intelligent relay base, white, UL listed | 1 | 0.0002 | 0.0045 |  |  |  |  | FALSE | TRUE | FLUSH |  | 4" SQ. DEEP | 3 "O" PLASTER RING | #FFFF0000 | FA-NFPA 170 SMOKE CO DETECTOR | 1 | FALSE | FALSE | FALSE | 1407 | [13 empty] | FALSE |  |  | R |  |  | DESKTOP-QGO6JOK\acont | 2021-08-06 10:21 | THOR\acont | 2024-09-08 17:27 | Cloned from Gamewell FCI MCS-COP3 w/B224RB-WH | [Honeywell, Notifier, System Sensor] [SLC SENSORS] [*] [#4 TYPE ADDR ¦ SENSORS] 2251B (C), 2251-COPTIR (C), 2251-COPTIR w/B200S-WH (C), 2251TB (C), 2251TMB (C), 5251B (C), 5251B-WP (C), 5251H (C), 5251RB (C), 5251RB-WP (C), 7251 (C), 7251DH (C), DH200LP [Honeywell, Notifier, System Sensor] [SLC MODULES SENSORS] [*] [#2 SHARED ADDR ¦ SENSORS] 2251B (C), 2251-COPTIR (C), 2251-COPTIR w/B200S-WH (C), 2251TB (C), 2251TMB (C), 5251B (C), 5251B-WP (C), 5251H (C), 5251RB (C), 5251RB-WP (C), 7251 (C), 7251DH (C)
84dd912d-707a-4f9e-b7ee-2d7d16683d14 | NFPA 170 CELL COMM | RISER CELL COMM |  | North | NAPCO |  | Cellular Communicator |  |  |  | Assembly | TRUE | SLE-MAX2-CFB |  | Universal Fire Communicator, Dual SIM, Dual Path, Panel-Powered Technology, Metal Housing with auto network selection | 1 | [6 empty] | TRUE | [5 empty] | #FFFF0000 | FA-NFPA 170 CELL COMM | 1 | FALSE | FALSE | FALSE | [20 empty] | XPS-17-9710\August | 2024-04-27 05:55 | AUGUSTALIEN\aucon | 2024-12-20 09:12 | Cloned from NAPCO New Part
d603c600-9dd8-4dca-b5d4-2d8241a40094 | NFPA 170 NOTIFICATION CIRCUIT EXTENDER PANEL | RISER NAC |  | North | Hochiki |  | Notification Circuit Extender Panel |  |  |  | Assembly | TRUE | PE-6SN | PE-6SN POWER EXTENDER | PE-6SN POWER EXTENDER | 1 | [6 empty] | TRUE |  |  | *Refer to Install Sheet |  |  | #FFFF0000 | FA-NFPA 170 NOTIFICATION CIRCUIT EXTENDER PANEL | 1 | FALSE | FALSE | FALSE | 212 | [8 empty] | 7,12,18 |  |  | 6 |  | TRUE | [5 empty] | DESKTOP-0D6CQVA\lousc | 2019-10-06 10:19 | THOR\acont | 2024-09-08 17:27
dd8f7f3c-5521-4a69-8adc-2d85022b65b6 | NFPA 170 ISOLATION MODULE |  |  | North | Edwards |  | Isolator Module |  |  |  | Module | TRUE | SIGA-IM2 |  | Isolator Module | 1 | 4.5e-05 | 4.5e-05 |  |  |  |  | FALSE | [5 empty] | #FFFF0000 | FA-NFPA 170 ISOLATION MODULE | 1 | FALSE | FALSE | FALSE | 1200 | [13 empty] | FALSE | [5 empty] | DESKTOP-7EIEB7A\acont | 2022-03-15 08:37 | THOR\acont | 2024-10-08 16:31 | Cloned from Edwards SIGA-IM | [Edwards, Kidde] [SLC EST SENSORS] [*] [#4 TYPE ADDR ¦ SENSORS] KI-DDOS (C), SIGA2-COS w/SIGA-AB4G BASE, SIGA2-COS w/SIGA-AB4G-LF BASE, SIGA2-COS w/SIGA-AB4GT BASE, SIGA2-COS w/SIGA-IB BASE, SIGA2-COS w/SIGA-RB BASE, SIGA2-COS w/SIGA-SB BASE, SIGA2-HCOS [Edwards, Kidde] [SLC EST SENSORS] 01 [*] [EST3, iO1000] DS-HFS (C), DS-PS (C), FX-HD w/IB4U BASE, FX-HD w/RB4U BASE, FX-HD w/SB4U BASE, FX-HD w/SB4U-LF BASE, FX-HD wB4U BASE, FX-PD w/B4U BASE (C), FX-PD w/IB4U BASE (C), FX-PD w/SB4U BASE (C), FX-PD w/SB [Edwards, Kidde] [SLC EST MODULES SENSORS] [*] [#2 SHARED ADDR ¦ SENSORS] KI-DDOS (C), SIGA2-COS w/SIGA-AB4G BASE, SIGA2-COS w/SIGA-AB4G-LF BASE, SIGA2-COS w/SIGA-AB4GT BASE, SIGA2-COS w/SIGA-IB BASE, SIGA2-COS w/SIGA-RB BASE, SIGA2-COS w/SIGA-SB BASE, S [Edwards, Kidde] [SLC EST MODULES/SENSORS] 01 [*] [iO64] DS-HFS (C), DS-PS (C), FX-HD w/IB4U BASE, FX-HD w/RB4U BASE, FX-HD w/SB4U BASE, FX-HD w/SB4U-LF BASE, FX-HD wB4U BASE, FX-PD w/B4U BASE (C), FX-PD w/IB4U BASE (C), FX-PD w/SB4U BASE (C), FX-PD w/SB
5bd47252-3f7c-4a39-b98c-2d86f8d32b53 | NFPA 170 SPEAKER STROBE |  |  | North | System Sensor |  | Speaker/Strobe |  |  |  | Module | TRUE | SPSWL-CLR-ALERT | + | Speaker/Strobe, Wall Mount, White | 1 | 0 | 0.063 |  |  |  |  | FALSE | [5 empty] | #FF0070C0 | FA-NFPA 170 SPEAKER STROBE | 1 | FALSE | FALSE | FALSE | 2019 | [13 empty] | FALSE | [7 empty] | THOR\acont | 2024-09-08 17:27 |  | [BluePoint, System Sensor] [NAC] [VFWR] BP04-101LP, BP04-111LP, BP04-A101LP, BP04-A111LP, SGRL, SGWL, SPSRL, SPSRL-P, SPSRL-SP, SPSWL, SPSWL-ALERT, SPSWL-CLR-ALERT, SPSWL-P, SRL, SRL w/ WAV-RL, SRL-P, SRL-SP, SWL, SWL w/ WAV-WL, SWL-ALERT, SWL-CLR-ALERT, [BluePoint, System Sensor] [NAC] [VDC] BP04-101LP, BP04-111LP, BP04-A101LP, BP04-A111LP, SGRL, SGWL, SPSRL, SPSRL-P, SPSRL-SP, SPSWL, SPSWL-ALERT, SPSWL-CLR-ALERT, SPSWL-P, SRL, SRL w/ WAV-RL, SRL-P, SRL-SP, SWL, SWL w/ WAV-WL, SWL-ALERT, SWL-CLR-ALERT, [BluePoint, System Sensor] [AUDIO 70.7v] [70V AUDIO] BP04-111LP, BP04-A111LP, SPRL, SPSR, SPSRL, SPSRL-P, SPSRL-SP, SPSW, SPSWL, SPSWL-ALERT, SPSWL-CLR-ALERT, SPSWL-P, SPWL [BluePoint, System Sensor] [AUDIO 25v] [25V AUDIO] BP04-111LP, BP04-A111LP, SPRL, SPSR, SPSRL, SPSRL-P, SPSRL-SP, SPSW, SPSWL, SPSWL-ALERT, SPSWL-CLR-ALERT, SPSWL-P, SPWL
83270108-84aa-4500-9b5d-2d88a52a3265 | NFPA 170 HORN STROBE CEILING |  |  | North | Siemens |  | Horn/Strobe |  |  |  | Module | TRUE | SL2FSSCW-F | S54329-F130-A1++ | Sounder-Strobe, Ceiling, Clear, White, Fire | 1 | [7 empty] | TRUE |  |  |  |  | #FF0070C0 | FA-NFPA 170 HORN STROBE CEILING | 1 | FALSE | FALSE | FALSE | 2023 | [16 empty] | C, LF |  |  | DESKTOP-7EIEB7A\acont | 2023-08-03 11:49 | THOR\acont | 2024-09-08 17:27 | Cloned from Siemens SL2HSCW-F | [Siemens] [NAC] [24 VDC, HORN TEMPORAL] SL2FSSCR-AL (C), SL2FSSCR-CO (C), SL2FSSCR-F (C), SL2FSSCR-N (C), SL2FSSCW-AL (C), SL2FSSCW-CO (C), SL2FSSCW-F (C), SL2FSSCW-N (C), SL2FSSWR-AL, SL2FSSWR-CO, SL2FSSWR-F, SL2FSSWR-N, SL2FSSWW-CO, SL2FSSWW-F, SL2FSSW
f3540722-5784-464a-8c1e-2d9338b63916 |  |  |  | North | Siemens |  | Hardware |  |  |  | Hardware | TRUE | CAB2-RD | 500-633755 | MEDIUM ENCLOSURE INNER & OUTER DOORS - RED MOUNTS TO CAB2-RB | 1 | [12 empty] | #FFFFFFFF |  |  | FALSE | FALSE | FALSE | [20 empty] | DESKTOP-7SAL8M7\acont | 2019-08-13 09:04 | THOR\acont | 2024-10-09 10:48
89ff7433-8ea4-4577-8baf-2d9b6de510bc | NFPA 170 AMPLIFIER RACK | RISER AMP |  | North | Farenhyt |  | Amplifier |  |  |  | Assembly | TRUE | ECS-50W (50W, 25V) | + | Distributed (Remote) Audio Amplifier, 50 watts a | 1 | [6 empty] | FALSE | [5 empty] | #FFFF0000 | FA-NFPA 170 AMPLIFIER RACK | 1 | FALSE | FALSE | FALSE | 300 | [8 empty] | 7,12,18,26,33 |  |  |  | 50 | TRUE | [5 empty] | DESKTOP-7EIEB7A\acont | 2021-12-08 14:03 | THOR\acont | 2024-09-08 17:27 | Cloned from Firelite ECC-50DA (50W, 25V)
8c2f8a9f-f292-432c-8a50-2da91604dfb0 |  |  |  | North | Oracle |  | Hardware |  |  |  | Hardware | TRUE | HD12480 | ++ | 12V 48Ah Sealed Lead Acid AGM Battery | 1 | [6 empty] | FALSE | [5 empty] | #FFFFFFFF |  |  | FALSE | FALSE | FALSE | [14 empty] | FALSE | [5 empty] | THOR\acont | 2024-04-08 09:53 | THOR\acont | 2024-10-09 10:48 | Cloned from Oracle HD1290
f506c67a-135e-45af-ad43-2da9bd53ad0d | NFPA 170 ADDRESSABLE INPUT MONITOR MODULE |  |  | North | Apollo |  | Addressable Module |  |  |  | Module | FALSE | 55000-790ADV |  | DUAL MONITOR MODULE (SUPERVISED INPUTS) | 2 | 0.0006 | 0.0006 |  |  |  |  | FALSE | [5 empty] | #FFFF0000 | FA-NFPA 170 ADDRESSABLE INPUT MONITOR MODULE | 1 | FALSE | FALSE | FALSE | 1000 | [13 empty] | FALSE | [7 empty] | THOR\acont | 2024-09-08 17:27 |  | [Apollo] [SLC APOLLO MODULES/SENSORS] [#2] 55000-790ADV, 55000-805ADV, 55000-806ADV, 55000-830ADV, 55000-831ADV, SA4700-102APO [Advanced, Apollo] [SLC APOLLO MODULES SENSORS] [*] [#1 SHARED ADDR ¦ MODULES] 45681-800 (C), 45681-805 (C), 55000-001 (C), 55000-002 (C), 55000-005 (C), 55000-006 (C), 55000-009 (C), 55000-010 (C), 55000-765 (C), 55000-790ADV, 55000-805ADV, 55000-806ADV [Apollo] [SLC APOLLO MODULES/SENSORS] [#12] 55000-790ADV | [Apollo] 55000-790ADV, 55000-805ADV, 55000-806ADV, A901-CTRL I/O, D900-CTRL I/O, D900-CTRL I/O-4A
76ee73eb-111c-448f-88d8-2daa0409f7ba |  |  |  | North | Siemens | [5 empty] | Module | TRUE | XLS-MSE3R-ADPT | S54430-C14-A2 | MXL-IQ MSE-3LR and MSE-3MR RED ENCLOSURE ADAPTER FOR FIREFINDER XLS | 1 | [12 empty] | #FFFFFFFF |  |  | FALSE | FALSE | FALSE | [20 empty] | DESKTOP-7SAL8M7\acont | 2019-08-13 09:04 | THOR\acont | 2024-10-09 10:48
b1ef20dd-c9eb-40e9-ad41-2daafc4a2b23 |  |  |  | North | Bosch | Security/Access Control |  |  |  |  | Module | TRUE | DS161 |  | BLACK REX MOTION W SOUNDER | 1 | [12 empty] | #FFFFFFFF |  |  | FALSE | FALSE | FALSE | [20 empty] | DESKTOP-7EIEB7A\acont | 2022-08-25 08:43 | THOR\acont | 2024-10-09 10:48 |  | [Bosch] [ACCESS CONTROL INPUT] [*] [ALL DEVICES ++] DS150I, DS151I, DS160, DS161 [Bosch] [IDC] 02 [ALL DEVICES ++] DS150I, DS151I, DS160, DS161
cacbdc8e-e506-47f0-97f7-2db1e6499f70 |  |  |  | North | Edwards |  | Hardware |  |  |  | Hardware | TRUE | 3-CAB14DR |  | Red Door Assembly for 3-CAB14 | 1 | [6 empty] | FALSE | [5 empty] | #FFFFFFFF |  |  | FALSE | FALSE | FALSE | [14 empty] | FALSE | [7 empty] | THOR\acont | 2024-10-09 10:48
04b88d4b-4800-4489-ad86-2db3c56d76c6 | NFPA 170 SMOKE DETECTOR |  |  | North | Hochiki |  | Smoke Detector |  |  |  | Module | TRUE | SOC-24V w/NS4-100 STANDARD BASE | SOC-24V w/NS4-100 STANDARD BASE | PHOTOELECTRIC SMOKE DETECTOR w/ STANDARD BASE | 1 |  | 0.3 |  |  |  |  | TRUE | TRUE |  | *Refer to Install Sheet |  |  | #FFFF0000 | FA-NFPA 170 SMOKE DETECTOR | 1 | FALSE | FALSE | FALSE | 1408 | [19 empty] | DESKTOP-0D6CQVA\lousc | 2019-10-06 17:26 | THOR\acont | 2024-09-08 17:27 | from Hochiki SOC-24V w/NS6-100 | [Hochiki] [IDC] 02 [IDC] SLR-24H w/HSC-220L LATCHING LED BASE (C), SLR-24H w/HSC-220R - 2 WIRE RELAY BASE (C), SLR-24H w/HSC-221L LATCHING LED BASE (C), SLR-24H w/HSC-221R - 2 WIRE RELAY BASE (C), SLR-24H w/HSC-224L LATCHING LED BASE (C), SLR-24H w/HSC-2
9799eafc-2e9e-4a9a-a0a7-2db5d1c85267 | NFPA 170 FIRE ALARM CONTROL UNIT | RISER FACP |  | North | Hochiki |  | Fire Alarm Control Unit |  |  |  | Assembly | TRUE | LA101K2-40 |  | FireNET L@TITUDE Analog Addressable Fire Alarm Control Panel, 4 Slot Standard Enclosure, 5.25 A 115V, 4-Loop Panel Module, Hochiki Protocol, Network Module, and Media Gateway™, Gray, 48 Zone LEDs | 1 | [6 empty] | FALSE |  |  | *Refer to Install Sheet | 16.5in (W) x 23.2in (H) x 6in (D) | KM5FCRD (Optional Semi-Flush Mounting Kit) | #FFFF0000 | FA-NFPA 170 FIRE ALARM CONTROL UNIT | 1 | FALSE | FALSE | FALSE | 202 | [8 empty] | 7,12,18,28 |  |  | 5.25 |  | TRUE | [5 empty] | DESKTOP-7SAL8M7\acont | 2019-12-04 15:59 | THOR\acont | 2024-09-08 17:27 | Cloned from Hochiki LA101K1-40
2b09d5f1-bb4e-4655-9e65-2dbdab1f4e59 | NFPA 170 FIRE ALARM CONTROL UNIT | RISER FACP |  | North | Simplex |  | Fire Alarm Control Unit |  |  |  | Assembly | TRUE | 4100/4120 Universal Transponder 2 | ++ | Universal Transponder 2 | 1 | [6 empty] | FALSE | [5 empty] | #FFFF0000 | FA-NFPA 170 FIRE ALARM CONTROL UNIT | 1 | FALSE | FALSE | FALSE | 202 | [13 empty] | TRUE | [5 empty] | THOR\acont | 2024-12-06 06:36 | THOR\acont | 2024-12-06 06:37 | Cloned from Simplex 4100/4120 Universal Transponder 1
5a3d0858-4439-4e62-acf8-2dc0322355e6 | NFPA 170 AMPLIFIER RACK | RISER AMP |  | North | Monaco Enterprises |  | Amplifier |  |  |  | Assembly | TRUE | 703-165-00 (25V) | + | Audio Booster 320W, 115 VAC, 50/60 Hz, no power for strobe circuits | 1 | [6 empty] | FALSE | [5 empty] | #FFFF0000 | FA-NFPA 170 AMPLIFIER RACK | 1 | FALSE | FALSE | FALSE | 300 | [8 empty] | 7,12,18,26 |  |  | 7.5 | 50 | TRUE | [5 empty] | DESKTOP-7SAL8M7\acont | 2020-04-02 09:54 | THOR\acont | 2024-09-08 17:27 | Cloned from Monaco Enterprises 703-164-00 (25V)
d05bc2fa-ad64-4482-96e1-2dc2a9b5d2cc |  |  |  | North | Autocall |  | Cards & Components |  |  |  | Card | TRUE | A100-3112 |  | Four Loop IDNet Master Controller | 1 | 0 | 0 |  |  |  |  | TRUE | [5 empty] | #FFFFFFFF |  |  | FALSE | FALSE | FALSE | [20 empty] | DESKTOP-0D6CQVA\lousc | 2019-07-06 15:07 | THOR\acont | 2024-10-09 10:48 | Cloned from AutoCall A100-3111 |  | [Autocall] A100-3112
8acd8a1c-45fc-47a2-a6e9-2dc38c757b2c | NFPA 170 SMOKE DETECTOR |  |  | North | Edwards |  | Smoke Detector |  |  |  | Module | TRUE | SIGA-PHSI w/SIGA-SB BASE | ++ | 3D Multisensor Detector, EN-54 Listed | 1 | 4.5e-05 | 4.5e-05 |  |  |  |  | FALSE | TRUE |  |  |  |  | #FFFF0000 | FA-NFPA 170 SMOKE DETECTOR | 1 | FALSE | FALSE | FALSE | 1408 | [13 empty] | FALSE | [7 empty] | THOR\acont | 2024-10-09 10:48 | 20191121 AC Detector with base | [Edwards, Kidde] [SLC EST SENSORS] [*] [#4 TYPE ADDR ¦ SENSORS] KI-DDOS (C), SIGA2-COS w/SIGA-AB4G BASE, SIGA2-COS w/SIGA-AB4G-LF BASE, SIGA2-COS w/SIGA-AB4GT BASE, SIGA2-COS w/SIGA-IB BASE, SIGA2-COS w/SIGA-RB BASE, SIGA2-COS w/SIGA-SB BASE, SIGA2-HCOS [Edwards, Kidde] [SLC EST SENSORS] 01 [*] [EST3, iO1000] DS-HFS (C), DS-PS (C), FX-HD w/IB4U BASE, FX-HD w/RB4U BASE, FX-HD w/SB4U BASE, FX-HD w/SB4U-LF BASE, FX-HD wB4U BASE, FX-PD w/B4U BASE (C), FX-PD w/IB4U BASE (C), FX-PD w/SB4U BASE (C), FX-PD w/SB [Edwards, Kidde] [SLC EST MODULES SENSORS] [*] [#2 SHARED ADDR ¦ SENSORS] KI-DDOS (C), SIGA2-COS w/SIGA-AB4G BASE, SIGA2-COS w/SIGA-AB4G-LF BASE, SIGA2-COS w/SIGA-AB4GT BASE, SIGA2-COS w/SIGA-IB BASE, SIGA2-COS w/SIGA-RB BASE, SIGA2-COS w/SIGA-SB BASE, S [Edwards, Kidde] [SLC EST MODULES/SENSORS] 01 [*] [iO64] DS-HFS (C), DS-PS (C), FX-HD w/IB4U BASE, FX-HD w/RB4U BASE, FX-HD w/SB4U BASE, FX-HD w/SB4U-LF BASE, FX-HD wB4U BASE, FX-PD w/B4U BASE (C), FX-PD w/IB4U BASE (C), FX-PD w/SB4U BASE (C), FX-PD w/SB
83c53158-2c8d-41a3-bc84-2dc5d4f723cb | NFPA 170 FIRE ALARM CONTROL UNIT | RISER FACP |  | North | Gamewell FCI |  | Fire Alarm Control Unit |  |  |  | Assembly | TRUE | 7100-1D-PNL |  | Fire Alarm Control Panel, 1 SLC, DACT, in 7100-CAB Enclosure | 1 | [6 empty] | FALSE | [5 empty] | #FFFF0000 | FA-NFPA 170 FIRE ALARM CONTROL UNIT | 1 | FALSE | FALSE | FALSE | 202 | [8 empty] | 7,12,18,26,31 |  | 12 |  |  | TRUE | [7 empty] | THOR\acont | 2024-11-18 17:05
da9a831d-851c-44e4-ad57-2dc767bb6fb9 | NFPA 170 ADDRESSABLE INPUT MONITOR MODULE |  |  | North | Secutron |  | Addressable Module |  |  |  | Module | TRUE | MRI-501MA | ++ | Mini Monitor Module (ULC listed for Canada) | 1 | 0.0004 | 0.0055 |  |  |  |  | FALSE | FALSE |  |  | 4.25"W x 4.65"H x 1.1"D |  | #FFFF0000 | FA-NFPA 170 ADDRESSABLE INPUT MONITOR MODULE | 1 | FALSE | FALSE | FALSE | 1000 | [13 empty] | FALSE | [5 empty] | DESKTOP-7EIEB7A\acont | 2023-06-24 20:18 | THOR\acont | 2024-09-08 17:27 | Cloned from Secutron MRI-M500DM CLONED CLONED CLONED CLONED | [Secutron] [SLC MODULES SENSORS] [*] [#1 SHARED ADDR ¦ MODULES] MRI-501MA, MRI-M500DM, MRI-M500M, MRI-M500R, MRI-M500S, MRI-M501M, MRI-M502M, MRM-800MP, MRM-802MP, MRM-810MPU, MRM-822MP [Secutron] [SLC MODULES] [*] [#3 TYPE ADDR ¦ MODULES] MRI-501MA, MRI-M500DM, MRI-M500M, MRI-M500R, MRI-M500S, MRI-M501M, MRI-M502M, MRM-800MP, MRM-802MP, MRM-810MPU, MRM-822MP | [Secutron] MRI-501MA, MRI-M500M, MRI-M501M
6feca044-46dd-4c54-b16e-2dc861015b71 | NFPA 170 DOCUMENT BOX |  |  | North | Meir Products |  | Miscellaneous |  |  |  | Assembly | TRUE | BW-DOCBOX | Accessories | Fire Alarm Document Box 15"W x 13"H x 4"D Red | 1 | 0 | 0 |  |  |  |  | TRUE |  | Surface Mounted | Provided by FA Contractor | 15"W x 13"H x 4"D |  | #FFFF0000 | FA-NFPA 170 DOCUMENT BOX | 1 | FALSE | FALSE | FALSE | [20 empty] | DESKTOP-0D6CQVA\lousc | 2019-06-26 19:57 | THOR\acont | 2024-09-08 17:27
86a9af6f-ebf3-46dc-8b1b-2dc9f7acec19 |  |  |  | North | Gamewell FCI |  | Cards & Components |  |  |  | Card | TRUE | HPF24S8 Main Board | + | Fire Alarm Power Supply Main Board | 1 | 0.091 | 0.145 |  |  |  |  | TRUE | FALSE |  |  |  |  | #FFFFFFFF |  |  | FALSE | FALSE | FALSE | [14 empty] | FALSE | [5 empty] | DESKTOP-7EIEB7A\acont | 2021-03-08 13:06 | THOR\acont | 2024-10-09 10:48 | Cloned from Honeywell HPF24S8 Main Board | [Altronix, Gamewell FCI, Honeywell] [NAC Trigger] AL1002ULADA Main Board, AL602ULADA Main Board, AL802ULADA Main Board, HPF24S6 Main Board, HPF24S8 Main Board [Gamewell FCI, Honeywell] [VAC ] 7100 Main Board, FireVac IV (50W, 25V) Main Board, FireVac IV (50W, 70V) Main Board, FLEX 410 Main Board, GF505 Main Board, GF506R Main Board, GF510 Main Board, GFPS-6 Main Board, GFPS-9 Main Board, GWF402 Main Board, GWF [Gamewell FCI, Honeywell] [VAC ] [120VAC] 7100 Main Board, FireVac IV (50W, 25V) Main Board, FireVac IV (50W, 70V) Main Board, FLEX 410 Main Board, GF505 Main Board, GF506R Main Board, GF510 Main Board, GFPS-6 Main Board, GFPS-9 Main Board, GWF402 Main B | [Gamewell FCI, Honeywell] HPF24S6 Main Board, HPF24S8 Main Board
44d0ce3e-f4a8-4329-803f-2dca4e7a4507 |  |  |  | North | Notifier |  | Cards & Components |  |  |  | Card | TRUE | EBF | ++ | Detector Base Flanged mouting 4" | 1 | [6 empty] | TRUE | FALSE |  |  |  |  | #FFFFFFFF |  |  | FALSE | FALSE | FALSE | [14 empty] | FALSE | [7 empty] | THOR\acont | 2024-10-09 10:48
12fb875c-1f41-472a-a09e-2dca94544029 |  |  |  | North | Siemens | [5 empty] | Module | TRUE | AD-3ILPC | 500-094997 | AD3-ILPC AIR DUCT DET PHOTO | 1 | [12 empty] | #FFFFFFFF |  |  | FALSE | FALSE | FALSE | [20 empty] | DESKTOP-7SAL8M7\acont | 2019-08-13 09:04 | THOR\acont | 2024-10-09 10:48
edec9cca-3790-4aaf-b20a-2dd59881a921 | NFPA 170 CELL COMM | RISER CELL COMM |  | North | NAPCO |  | Cellular Communicator |  |  |  | Module | TRUE | SLE-MAXAI-CFB | ++ | 5G LTE-M Sole & Dual Path Cellular Commercial Fire Alarm Communicators | 1 | 0.085 | 0.2 |  |  |  |  | TRUE |  | Plastic housing includes three keyhole slots for triple gang boxes |  | 8 x 5-29/64 x 1½" (20.3 x 13.9 x 3.8cm) |  | #FFFF0000 | FA-NFPA 170 CELL COMM | 1 | FALSE | FALSE | FALSE | 250 | [9 empty] | 1 |  |  |  | FALSE | [5 empty] | THOR\acont | 2024-01-04 10:45 | THOR\acont | 2024-09-08 17:27 | Cloned from NAPCO SLE-MAXAI-FIRE | [NAPCO, Potter] [DACT] [#1 DACT] IntelliCom-5GA, IntelliCom-5GV, SLE/4G-CDMA-CFB, SLE/4G-CDMA-CFB-PS, SLE/4G-CDMA-FIRE, SLE/4G-CDMAI-FIRE, SLE-CDMA-CFB, SLE-CDMA-CFB-PS, SLE-CDMA-FIRE, SLE-CDMAI-FIRE, SLE-LTEA-CFB-PS Main Card, SLE-LTEAI-CFB-PS Main Card [NAPCO, Potter] [IDC] [#1 LINE TRBL] IntelliCom-5GA, IntelliCom-5GV, SLE/4G-CDMA-CFB, SLE/4G-CDMA-CFB-PS, SLE/4G-CDMA-FIRE, SLE/4G-CDMAI-FIRE, SLE-CDMA-CFB, SLE-CDMA-CFB-PS, SLE-CDMA-FIRE, SLE-CDMAI-FIRE, SLE-LTEA-CFB-PS Main Card, SLE-LTEAI-CFB-PS Main [NAPCO, Potter] [IDC] [#2 PS TRBL] IntelliCom-5GA, IntelliCom-5GV, SLE/4G-CDMA-CFB, SLE/4G-CDMA-CFB-PS, SLE/4G-CDMA-FIRE, SLE/4G-CDMAI-FIRE, SLE-CDMA-CFB, SLE-CDMA-CFB-PS, SLE-CDMA-FIRE, SLE-CDMAI-FIRE, SLE-LTEA-CFB-PS Main Card, SLE-LTEAI-CFB-PS Main Ca [NAPCO, Potter] [AUX POWER] [*] CDMA-FIRE, IntelliCom-5GA, IntelliCom-5GV, SLE/4G-CDMA-CFB, SLE/4G-CDMA-CFB-PS, SLE/4G-CDMA-FIRE, SLE/4G-CDMAI-FIRE, SLE-CDMA-CFB, SLE-CDMA-CFB-PS, SLE-CDMA-FIRE, SLE-CDMAI-FIRE, SLE-LTEV-CB, SLE-LTEV-CB-TF, SLE-LTEV-CFB, [NAPCO, Potter] [DACT] [#2 DACT] IntelliCom-5GA, IntelliCom-5GV, SLE/4G-CDMA-CFB, SLE/4G-CDMA-CFB-PS, SLE/4G-CDMA-FIRE, SLE/4G-CDMAI-FIRE, SLE-CDMA-CFB, SLE-CDMA-CFB-PS, SLE-CDMA-FIRE, SLE-CDMAI-FIRE, SLE-LTEA-CFB-PS Main Card, SLE-LTEAI-CFB-PS Main Card | [NAPCO, Potter] IntelliCom-5GA, IntelliCom-5GV, SLE-LTEAI-CFB-PS Main Card, SLE-LTEVI-CFB, SLE-LTEVI-CFB-PS Main Card, SLE-LTEVI-FIRE, SLE-MAXAI-CFB, SLE-MAXAI-CFBPS, SLE-MAXAI-CFBPS Main Board, SLE-MAXAI-FIRE, SLE-MAXVI-CFB, SLE-MAXVI-CFBPS, SLE-MAXVI-CF
8eec4865-d7ac-4657-ba10-2dd64c55e121 | NFPA 170 HORN |  |  | North | Monaco Enterprises |  | Horn |  |  |  | Module | TRUE | 585-100-00 |  | HORN:RED,T-1,WM,INDOOR,24V,NO LETTERING | 1 | 0 | 0.047 |  |  |  |  | FALSE | [5 empty] | #FF0070C0 | FA-NFPA 170 HORN | 1 | FALSE | FALSE | FALSE | 2010 | [13 empty] | FALSE | [5 empty] | DESKTOP-7SAL8M7\acont | 2020-02-23 12:15 | THOR\acont | 2024-09-08 17:27 | Cloned from System Sensor HRL | [Monaco Enterprises] [NAC] [VFWR, TEMPORAL HIGH] 585-100-00, 585-104-00 [Monaco Enterprises] [NAC] [VDC, TEMPORAL HIGH] 585-100-00, 585-104-00
3d721e55-b587-4a61-9a0f-2ddbedb048c0 |  |  |  | North | Hirsch Electronics |  | Cards & Components |  |  |  | Card | TRUE | MX-4 Main Board |  | Main Board | 1 | 0.9 | 0.9 |  |  |  |  | TRUE | [5 empty] | #FFFFFFFF |  |  | TRUE | FALSE | FALSE | [20 empty] | DESKTOP-QGO6JOK\acont | 2023-12-28 07:15 | THOR\acont | 2024-10-09 10:48 | Cloned from Hirsch MX-2 Main Board | [Hirsch Electronics] [RS-485] MX-2 Main Board, MX-4 Main Board, MX-8 Main Board | [Hirsch Electronics] MX-4 Main Board
56e93580-594a-4865-9802-2de6d78554a8 | NFPA 170 ADDRESSABLE OUTPUT MODULE |  |  | North | Edwards |  | Addressable Control/Relay |  |  |  | Module | TRUE | SIGA-REL | ++ | Signature Releasing Module | 6 | 0.025 | 0.17 |  |  |  |  | FALSE | [5 empty] | #FFFF0000 | FA-NFPA 170 ADDRESSABLE OUTPUT MODULE | 1 | FALSE | FALSE | FALSE | 1100 | 950 | 950 | 950 | 950 | 950 | 950 | 950 | 950 | [5 empty] | FALSE | [7 empty] | THOR\acont | 2024-09-08 17:27 |  | [Edwards] [SLC EST MODULES] 14 [EST3, iO1000 ] SIGA-REL [Edwards] [AUX POWER] SIGA-REL [Edwards, Kidde] [SLC EST MODULES] 01 [*] [EST3, iO1000 ] FX-2WIRE, FX-IDC1A, FX-IDC1B, FX-IDC2B, FX-IDCWS, FX-ISO, FX-NAC, GSA-CC1, GSA-CC1S, GSA-CC2, GSA-CT1, GSA-CT2, GSA-IO, GSA-MAB, GSA-MCC1, GSA-MCC1S, GSA-MCC2, GSA-MCT2, GSA-MIO, GSA-MM1, GSA-MRM1 [Edwards, Kidde] [SLC EST MODULES/SENSORS] 04 [iO64] FX-IDC2B, FX-IDCWS, GSA-CT2, GSA-MCT2, GSA-REL, GSA-WTM, SIGA-CC2, SIGA-CC2A, SIGA-CT2, SIGA-CT2I, SIGA-MCC2, SIGA-MCC2A, SIGA-MCT2, SIGA-REL, SIGA-WTM [Edwards, Kidde] [SLC EST MODULES SENSORS] [*] [#1 SHARED ADDR ¦ MODULES] GSA-UIO2R, GSA-UIO6, GSA-UIO6R, RZI16-2, SIGA-270, SIGA-270P, SIGA-278, SIGA-AA30, SIGA-AA50, SIGA-CC1, SIGA-CC1S, SIGA-CC2, SIGA-CC2A, SIGA-CR, SIGA-CR2, SIGA-CRH, SIGA-CRR, SIGA- [Edwards] [SLC EST MODULES] 13 [EST3, iO1000 ] SIGA-REL [Edwards] [SLC EST MODULES] 15 [EST3, iO1000 ] SIGA-REL [Edwards] [SLC EST MODULES/SENSORS] 13 [iO64] SIGA-REL [Edwards] [SLC EST MODULES] 12 [EST3, iO1000 ] SIGA-REL [Edwards, Kidde] [SLC EST MODULES] [*] [#3 TYPE ADDR ¦ MODULES] GSA-UIO2R, GSA-UIO6, GSA-UIO6R, RZI16-2, SIGA-270, SIGA-270P, SIGA-278, SIGA-AA30, SIGA-AA50, SIGA-CC1, SIGA-CC1S, SIGA-CC2, SIGA-CC2A, SIGA-CR, SIGA-CR2, SIGA-CRH, SIGA-CRR, SIGA-CT1, SIGA- [Edwards] [SLC EST MODULES/SENSORS] 14 [iO64] SIGA-REL [Edwards] [SLC EST MODULES/SENSORS] 02 [*] [iO64] SIGA-CC2A, SIGA-MCC2A, SIGA-REL [Edwards] [SLC EST MODULES] 02 [*] [EST3, iO1000] SIGA-CC2A, SIGA-MCC2A, SIGA-REL [Edwards, Kidde] [SLC EST MODULES] 02 [EST3, iO1000 ] FX-IDC2B, FX-IDCWS, GSA-CT2, GSA-MCT2, GSA-REL, GSA-T3T4, GSA-WTM, SIGA-AA30, SIGA-AA50, SIGA-CC2, SIGA-CC2A, SIGA-CT2, SIGA-CT2I, SIGA-MCC2, SIGA-MCC2A, SIGA-MCT2, SIGA-MDM, SIGA-REL, SIGA-TCDR, SIGA [Edwards] [SLC EST MODULES/SENSORS] 12 [iO64] SIGA-REL [Edwards] [SLC EST MODULES/SENSORS] 11 [iO64] SIGA-REL | [Edwards, Kidde] GSA-REL, SIGA-REL
5a1a6de4-44d3-4cdc-aa2f-2de9bceaf8c0 | FIRECAD ANTENNA |  |  | North | Monaco Enterprises |  | Wireless Component |  |  |  | Module | TRUE | 198-021-01 | VHF Antenna, Standard | Lightning Arrestor Kit with PL-259 VHF UL Listed Arrestor, with two 10" strip coaxial seal, mounting bracket, terminal lug with hardware and 8" x 8" x 6" NEMA 3R enclosure (P/N 081-076-01) | 1 | [6 empty] | TRUE | [5 empty] | #FFFF0000 | FA-FIRECAD ANTENNA | 1 | FALSE | FALSE | FALSE | [20 empty] | DESKTOP-0D6CQVA\lousc | 2019-07-21 15:43 | THOR\acont | 2024-09-08 17:27 | Cloned from Monaco Enterprises 626-000-02
24cbfbdf-a33c-4ba7-a651-2debf6fc692d | NFPA 170 STROBE WALL |  |  | North | Block Definition Only |  | Strobe |  |  |  | Module | TRUE | NFPA 170 STROBE WALL |  | NFPA 170 STROBE WALL | 1 | [12 empty] | #FF0070C0 | FA-NFPA 170 STROBE WALL | 1 | FALSE | FALSE | FALSE | 2023 | [19 empty] | AULAPTOP-PC\Aulaptop | 2020-03-26 07:41 | THOR\acont | 2024-09-08 17:27
0fceb5ad-fe89-4c9e-b56b-2dec8cd8af66 | NFPA 170 HORN STROBE |  |  | North | Edwards |  | Horn/Strobe |  |  |  | Module | TRUE | G1-HDVM |  | Temporal Horn, 84.4 or 79.4 dBA, 15, 30, 75, 110 cd Strobe, white | 1 | 0 | 0.337 |  |  |  |  | FALSE | [5 empty] | #FF0070C0 | FA-NFPA 170 HORN STROBE | 1 | FALSE | FALSE | FALSE | 2012 | [13 empty] | FALSE | [7 empty] | THOR\acont | 2024-09-08 17:27 |  | [Edwards, Kidde] [NAC] [16 VDC, HIGH DB] EG1F-HDV1575, EG1F-HDVM, G1F-HDV1575, G1F-HDVM, G1-HDVM, G1RF-HDV1575, G1RF-HDVM, G1R-HDVM, G1WA-HDVMA, G1WA-HDVMC [Edwards, Kidde] [NAC] [24 VDC, LOW DB] EG1F-HDV1575, EG1F-HDVM, G1F-HDV1575, G1F-HDVM, G1-HDVM, G1RF-HDV1575, G1RF-HDVM, G1R-HDVM, G1WA-HDVMA, G1WA-HDVMC [Edwards, Kidde] [NAC] [16 VDC, LOW DB] EG1F-HDV1575, EG1F-HDVM, G1F-HDV1575, G1F-HDVM, G1-HDVM, G1RF-HDV1575, G1RF-HDVM, G1R-HDVM, G1WA-HDVMA, G1WA-HDVMC [Edwards, Kidde] [NAC] [24 VDC, HIGH DB] EG1F-HDV1575, EG1F-HDVM, G1F-HDV1575, G1F-HDVM, G1-HDVM, G1RF-HDV1575, G1RF-HDVM, G1R-HDVM, G1WA-HDVMA, G1WA-HDVMC
0cbff902-943f-491c-b148-2df42f64f4a8 | NFPA 170 END OF LINE DEVICE |  |  | North | RIB |  | End-of-Line Device |  |  |  | Module | TRUE | RIBU1C | + | 10 AMP PILOT CONTROL RELAY | 1 | 0.018 | 0.018 |  |  |  |  | TRUE | [5 empty] | #FFFF0000 | FA-NFPA 170 END OF LINE DEVICE | 1 | FALSE | FALSE | FALSE | 5050 | [16 empty] | R |  |  | DESKTOP-7EIEB7A\acont | 2021-07-20 09:41 | THOR\acont | 2024-09-08 17:27 | Cloned from Air Products PAM-4 | [RIB] [AUX POWER] [*] [24VDC COIL] RIBU1C [RIB] [IDC] 01 RIBU1C
541ec5c4-e8c7-4863-bfd0-2df7349b01bb |  |  |  | North | Edwards |  | Cards & Components |  |  |  | Card | TRUE | GCIX |  | Graphic Annunciator Interface Expansion Card | 1 | 0.036 | 0.146 |  |  |  |  | TRUE | TRUE |  |  |  |  | #FFFFFFFF |  |  | FALSE | FALSE | FALSE | [14 empty] | FALSE | [7 empty] | THOR\acont | 2024-10-09 10:48 |  | [Edwards, Kidde] [RS-485] GCI (C), GCIX (C), K-RLCD-C, K-RLCD-CR, K-RLCD-R, RLCD, RLCD-C, RLCD-CF, RLCD-C-PG, RLCD-CR, RLCD-C-SP, RLCD-F, RLCD-PG, RLCD-SP, RLED24 Mainboard, RLED24R Mainboard, RLED-C Mainboard, RLED-CF Mainboard, RLED-CR Mainboard
a3e04b22-d301-409d-8be3-2df9896e99e1 | NFPA 170 SMOKE DETECTOR |  |  | North | MIRCOM |  | Smoke Detector |  |  |  | Module | TRUE | MIX-2251TB w/B200SR-WH | + | Intelligent Photoelectric Sensor with 135°F Fixed Temperature Heat Detector, Sounder Base | 1 | 0.0003 | 0.0065 |  |  |  |  | FALSE | TRUE |  |  |  |  | #FFFF0000 | FA-NFPA 170 SMOKE DETECTOR | 1 | FALSE | FALSE | FALSE | 1408 | [13 empty] | FALSE |  |  | P, SB, 135° |  |  | DESKTOP-7SAL8M7\acont | 2019-04-12 12:55 | THOR\acont | 2024-09-08 17:27 | 20191121 AC Detector with base | [MIRCOM] [SLC SENSORS] [*] [#4 TYPE ADDR ¦ SENSORS] DNR w/MIX-2251BR (C), DNR w/MIX-2351RAP (C), MIX-1251AP w/B200SR-LF-WH (C), MIX-1251AP w/B200SR-WH (C), MIX-1251AP w/B210LP (C), MIX-1251AP w/B224RB-WH (C), MIX-1251AP w/B501 (C), MIX-1251B w/B200SR-LF- [MIRCOM, Monaco Enterprises] [AUX POWER] 721-121-00 w/B200SR-WH (C), 721-124-00 w/B200SR-WH (C), 722-121-00 w/B200SR-WH (C), 722-406-00 w/B200SR-WH (C), 723-345-00 w/B200SR-WH (C), 723-353-00 w/B200SR-WH (C), 723-361-00 w/B200SR-WH (C), MIX-1251AP w/B200 [MIRCOM] [SLC MODULES SENSORS] [*] [#2 SHARED ADDR ¦ SENSORS] DNR w/MIX-2251BR (C), DNR w/MIX-2351RAP (C), MIX-1251AP w/B200SR-LF-WH (C), MIX-1251AP w/B200SR-WH (C), MIX-1251AP w/B210LP (C), MIX-1251AP w/B224RB-WH (C), MIX-1251AP w/B501 (C), MIX-1251B w/
a61d0275-2db2-45fb-a81c-2dfae8ec4741 | NFPA 170 RELEASING SERVICE FIRE ALARM CONTROL UNIT |  |  | North | Fike |  | Releasing Control Unit |  |  |  | Module | TRUE | ARM-III |  | Agent Release Module | 1 | [6 empty] | FALSE | [5 empty] | #FFFF0000 | FA-NFPA 170 RELEASING SERVICE FIRE ALARM CONTROL UNIT | 1 | FALSE | FALSE | FALSE | 210 | [13 empty] | FALSE | [7 empty] | THOR\acont | 2024-09-08 17:27 |  | [Fike] [AUX POWER] [*] 55-021 (C), ARM-III
60dcc870-61a0-4e82-aeac-2dfd28b521d3 | NFPA 170 MANUAL PULL |  |  | North | Simplex |  | Manual Station |  |  |  | Module | TRUE | 4099-9005 | + | Addressable manual station, Double Action, Breakglass operation, English | 1 | 0.0008 | 0.001 |  |  |  |  | TRUE | FALSE |  |  |  |  | #FFFF0000 | FA-NFPA 170 MANUAL PULL | 1 | FALSE | FALSE | FALSE | 957 | [19 empty] | DESKTOP-7EIEB7A\acont | 2022-02-14 13:33 | THOR\acont | 2024-09-08 17:27 | Cloned from Autocall A4099-9005 | [Autocall, Simplex] [IDNet] [MODULES ++] 2080-9056, 2080-9057, 2080-9067, 2080-9068, 2080-9069, 2080-9070, 4009-9201 Main Board, 4009-9401 Main Board, 4010-9901, 4090-5261, 4090-9001, 4090-9002, 4090-9005, 4090-9006, 4090-9008, 4090-9116, 4098-9019 (Cont
5122ad7e-bf6d-4171-97bf-2e00ab48003c | NFPA 170 PRINTER |  |  | North | Block Definition Only |  | Miscellaneous |  |  |  | Module | TRUE | NFPA 170 PRINTER |  | NFPA 170 PRINTER | 1 | [12 empty] | #FFFF0000 | FA-NFPA 170 PRINTER | 1 | FALSE | FALSE | FALSE | [20 empty] | AULAPTOP-PC\Aulaptop | 2020-03-26 07:41 | THOR\acont | 2024-09-08 17:27
de846cd4-b770-4d10-b595-2e07d798f0ac | NFPA 170 SPEAKER STROBE CEILING |  |  | North | Edwards |  | Speaker/Strobe |  |  |  | Module | TRUE | GCHFWA-S2VMA |  | 25V Ceiling Speaker/Strobe, White, 15, 30, 75, 95 cd, ALERT, AMBER | 1 | 0 | 0.168 |  |  |  |  | FALSE | TRUE |  |  |  |  | #FF0070C0 | FA-NFPA 170 SPEAKER STROBE CEILING | 1 | FALSE | FALSE | FALSE | 2020 | [13 empty] | FALSE |  |  | C |  |  |  |  | THOR\acont | 2024-09-08 17:27 |  | [Edwards, Kidde] [NAC] [24 VDC] EGCFR-VM (C), EGCF-VM (C), GCFR-S7VM (C), GCFR-VM (C), GCF-S2VM (C), GCF-S7VM (C), GCF-VM (C), GCHFRF-S2VMC (C), GCHFRF-S7VMC (C), GCHFRN-S2VMC (C), GCHFRN-S7VMC (C), GCHFWA-S2VMA (C), GCHFWA-S2VMC (C), GCHFWA-S7VMA (C), G [Edwards, Kidde] [AUDIO 25v] [25V AUDIO] EGCF-S2VMH (C), G4F-S2, G4F-S2V1575, G4F-S2VM, G4HFRF-S2, G4HFRF-S2VMC, G4HFRN-S2, G4HFRN-S2VMC, G4HFWA-S2, G4HFWA-S2VMA, G4HFWA-S2VMC, G4HFWF-S2, G4HFWF-S2VMC, G4HFWN-S2, G4HFWN-S2VMA, G4HFWN-S2VMC, G4RF-S2, G4RF [Edwards, Kidde] [NAC] [16 VDC] EGCFR-VM (C), EGCF-VM (C), GCFR-S7VM (C), GCFR-VM (C), GCF-S2VM (C), GCF-S7VM (C), GCF-VM (C), GCHFRF-S2VMC (C), GCHFRF-S7VMC (C), GCHFRN-S2VMC (C), GCHFRN-S7VMC (C), GCHFWA-S2VMA (C), GCHFWA-S2VMC (C), GCHFWA-S7VMA (C), G
d905dbea-bfbf-494c-a542-2e11c1abf302 | NFPA 170 ABORT SWITCH |  |  | North | Simplex |  | Switch |  |  |  | Module | TRUE | 2080-9059 | ++ | Flush mount maintenance switch with Disconnect Indicator Lamp | 1 | [6 empty] | TRUE | [5 empty] | #FFFF0000 | FA-NFPA 170 ABORT SWITCH | 1 | FALSE | FALSE | FALSE | [20 empty] | THOR\acont | 2024-02-20 16:40 | THOR\acont | 2024-09-08 17:27 | Cloned from Simplex 2080-9069 | [Autocall, Simplex] [NAC] [NAC] 2080-9059, 2080-9060, A2080-9059, A2080-9060 [Autocall, Simplex] [AUX POWER] [LAMP] 2080-9059, 2080-9060, A2080-9059, A2080-9060
12518af9-2cb6-439a-95de-2e139ecba4b6 | NFPA 170 FIRE ALARM CONTROL UNIT | RISER FACP |  | North | Hochiki |  | Fire Alarm Control Unit |  |  |  | Assembly | TRUE | LAA01K1-60 |  | FireNET L@TITUDE Analog Addressable Fire Alarm Control Panel, 8 Slot Deep Plex-Door Enclosure, 5.25 A 115V, 2-Loop Panel Module, Hochiki Protocol, Network Module, and Media Gateway™, Black, 48 Zone LEDs | 1 | [6 empty] | FALSE |  |  | *Refer to Install Sheet | 16.5in (W) x 23.2in (H) x 8in (D) | KM5FCRD (Optional Semi-Flush Mounting Kit) | #FFFF0000 | FA-NFPA 170 FIRE ALARM CONTROL UNIT | 1 | FALSE | FALSE | FALSE | 202 | [8 empty] | 7,12,18,28,33,40 |  |  | 5.25 |  | TRUE | [5 empty] | DESKTOP-GHR3H5U\Anthony | 2019-11-27 08:00 | THOR\acont | 2024-09-08 17:27
c65a2bb9-2c91-44bb-b47e-2e164cfa8d30 | NFPA 170 HEAT DETECTOR |  |  | North | Gamewell FCI |  | Heat Detector |  |  |  | Module | TRUE | ATD-L3-IV w/B300-6-IV | + | Thermal heat detector, 135°F fixed, ivory, Velociti/CLIP w/ 6” Flanged mounting base, ivory | 1 | 0.0002 | 0.0045 |  |  |  |  | FALSE | TRUE | FLUSH |  | 4" SQ. DEEP | 3 "O" PLASTER RING | #FFFF0000 | FA-NFPA 170 HEAT DETECTOR | 1 | FALSE | FALSE | FALSE | 1403 | [13 empty] | FALSE | [5 empty] | DESKTOP-7SAL8M7\acont | 2019-05-06 09:58 | THOR\acont | 2024-09-08 17:27 | 20191121 AC Detector with base | [Gamewell FCI] [SLC MODULES SENSORS] [*] [#2 SHARED ADDR ¦ SENSORS] ADPF (C), ASD-PL2F w/B200S-LF-WH (C), ASD-PL2F w/B210LP (C), ASD-PL2FR (C), ASD-PL3 w/B200S-LF-WH (C), ASD-PL3 w/B200SR-LF-WH (C), ASD-PL3 w/B200SR-WH (C), ASD-PL3 w/B224BI-WH (C), ASD-P [Gamewell FCI] [SLC SENSORS] [*] [#4 TYPE ADDR ¦ SENSORS] ADPF (C), ASD-PL2F w/B200S-LF-WH (C), ASD-PL2F w/B210LP (C), ASD-PL2FR (C), ASD-PL3 w/B200S-LF-WH (C), ASD-PL3 w/B200SR-LF-WH (C), ASD-PL3 w/B200SR-WH (C), ASD-PL3 w/B224BI-WH (C), ASD-PL3 w/B224R
d10f401d-3fec-49ba-92d7-2e18b1936f8e | CADGEN MOTION DETECTOR WALL |  |  | North | Bosch |  | Motion Detector |  |  |  | Module | TRUE | ISC-CDL1-W15GE | ++ | Motion detector, 50ft (15m) | 1 | 0.015 | 0.035 |  |  | 12 |  | FALSE | [5 empty] | #FFFF0000 | FA-CADGEN MOTION DETECTOR WALL | 1 | FALSE | FALSE | FALSE | [14 empty] | FALSE | [5 empty] | DESKTOP-7EIEB7A\acont | 2022-07-26 11:36 | THOR\acont | 2024-09-08 17:27 | Cloned from Bosch ISC-CDL1-W15G-CHI | [BluePoint, Bosch, Honeywell] [AUX POWER] [*] [12VDC ++] BP01-302, BP01-303, D125B, D185, DS1101i, DS1102i, DS1103i, DS1108i, DS936 (C), DS9360 (C), DS936B (C), DS936-CHI (C), DS936-FRA (C), DS937 (C), DS9370 (C), DS9371 (C), DS939 (C), DS939-CHI (C), EN [Bosch, Optex] [ACCESS CONTROL INPUT] [*] [INPUT] DS1101i, DS1102i, DS1103i, DS1108i, DS936 (C), DS9360 (C), DS936B (C), DS936-CHI (C), DS936-FRA (C), DS937 (C), DS9370 (C), DS9371 (C), DS939 (C), DS939-CHI (C), FX-360 (C), ISC-BDL2-W12G, ISC-BDL2-W12GE, [Bosch, Optex] [IDC] 01 [INPUT] DS1101i, DS1102i, DS1103i, DS1108i, DS936 (C), DS9360 (C), DS936B (C), DS936-CHI (C), DS936-FRA (C), DS937 (C), DS9370 (C), DS9371 (C), DS939 (C), DS939-CHI (C), FX-360 (C), ISC-BDL2-W12G, ISC-BDL2-W12GE, ISC-BDL2-W12HE, I
405ffe32-a89e-48f1-966c-2e1954e1815e | NFPA 170 HORN STROBE |  |  | North | Eaton Wheelock |  | Horn/Strobe |  |  |  | Module | TRUE | ET90-24MCCH-FW |  | Speaker/Strobe, 24 VDC, Multi-Candela, , 25/70 Vrms, white | 1 | 0 | 0.645 |  |  |  |  | FALSE | FALSE |  |  |  |  | #FF0070C0 | FA-NFPA 170 HORN STROBE | 1 | FALSE | FALSE | FALSE | 2012 | [13 empty] | FALSE | [7 empty] | THOR\acont | 2024-09-08 17:27 |  | [Bosch, Eaton Wheelock, Hochiki] [AUDIO 25v] [25V AUDIO] ET-1080-R, ET-1080-W, ET70-24MCW-FR, ET70-24MCW-FR, ET70-24MCW-FW, ET70-24MCWH-FR, ET70-24MCWH-FW, ET70-24MCWH-FW, ET70-24W-FR, ET70-R, ET70-R, ET70-W, ET70-W, ET90-24MCC-FR, ET90-24MCC-FW, ET90-24 [Bosch, Eaton Wheelock, Hochiki] [AUDIO 70.7v] [70V AUDIO] ET-1080-R, ET-1080-W, ET70-24MCW-FR, ET70-24MCW-FR, ET70-24MCW-FW, ET70-24MCWH-FR, ET70-24MCWH-FW, ET70-24MCWH-FW, ET70-24W-FR, ET70-R, ET70-R, ET70-W, ET70-W, ET90-24MCC-FR, ET90-24MCC-FW, ET90- [Eaton Wheelock] [NAC] ET90-24MCCH-FR, ET90-24MCCH-FW
0063836d-a5cd-423e-9332-2e1b6eb11676 |  |  |  | North | Hochiki |  | Cards & Components |  |  |  | Card | TRUE | S792 |  | 8 Channel Conventional Zone Panel Module - Future | 1 | [6 empty] | TRUE | [5 empty] | #FFFFFFFF |  |  | FALSE | FALSE | FALSE | [20 empty] | DESKTOP-GHR3H5U\Anthony | 2019-11-27 07:44 | THOR\acont | 2024-10-09 10:48 | Cloned from Hochiki S793
3c076d3f-c979-427b-b46c-2e1bcb9ce7c3 | NFPA 170 SPEAKER STROBE |  |  | North | Edwards |  | Speaker/Strobe |  |  |  | Module | TRUE | G4R-S2VM |  | 25V Speaker/Strobe, Red, running man 15, 30, 75, 110 cd | 1 | 0 | 0.078 |  |  |  |  | FALSE | [5 empty] | #FF0070C0 | FA-NFPA 170 SPEAKER STROBE | 1 | FALSE | FALSE | FALSE | 2019 | [13 empty] | FALSE | [7 empty] | THOR\acont | 2024-09-08 17:27 |  | [Edwards, Kidde] [AUDIO 25v] [25V AUDIO] EGCF-S2VMH (C), G4F-S2, G4F-S2V1575, G4F-S2VM, G4HFRF-S2, G4HFRF-S2VMC, G4HFRN-S2, G4HFRN-S2VMC, G4HFWA-S2, G4HFWA-S2VMA, G4HFWA-S2VMC, G4HFWF-S2, G4HFWF-S2VMC, G4HFWN-S2, G4HFWN-S2VMA, G4HFWN-S2VMC, G4RF-S2, G4RF [Edwards, Kidde] [NAC] [24 VDC] G4ERA-A, G4ERA-B, G4ERA-G, G4ERA-R, G4ERF-C, G4ERN-A, G4ERN-B, G4ERN-C, G4ERN-G, G4ERN-R, G4EWA-A, G4EWA-B, G4EWA-G, G4EWA-R, G4EWF-C, G4EWN-A, G4EWN-B, G4EWN-C, G4EWN-G, G4EWN-R, G4F-S2V1575, G4F-S2VM, G4F-S7V1575, G4F-S7 [Edwards, Kidde] [NAC] [16 VDC] G4ERA-A, G4ERA-B, G4ERA-G, G4ERA-R, G4ERF-C, G4ERN-A, G4ERN-B, G4ERN-C, G4ERN-G, G4ERN-R, G4EWA-A, G4EWA-B, G4EWA-G, G4EWA-R, G4EWF-C, G4EWN-A, G4EWN-B, G4EWN-C, G4EWN-G, G4EWN-R, G4F-S2V1575, G4F-S2VM, G4F-S7V1575, G4F-S7
4cffb5a5-6d54-4606-9ab2-2e1fea0aae3b | NFPA 170 SPEAKER STROBE |  |  | North | Hochiki |  | Speaker/Strobe |  |  |  | Module | TRUE | ET70-24MCWH-FR |  | Speaker/Strobe, 24 VDC, Multi-Candela, , 25/70 Vrms, red | 1 | 0 | 0.645 |  |  |  |  | FALSE | FALSE |  | *Refer to Install Sheet |  |  | #FF0070C0 | FA-NFPA 170 SPEAKER STROBE | 1 | FALSE | FALSE | FALSE | 2019 | [13 empty] | FALSE | [7 empty] | THOR\acont | 2024-09-08 17:27 |  | [Bosch, Eaton Wheelock, Hochiki] [NAC] ET70-24MCWH-FR, ET70-24MCWH-FW, ET70-24MCWH-FW [Bosch, Eaton Wheelock, Hochiki] [AUDIO 25v] [25V AUDIO] ET-1080-R, ET-1080-W, ET70-24MCW-FR, ET70-24MCW-FR, ET70-24MCW-FW, ET70-24MCWH-FR, ET70-24MCWH-FW, ET70-24MCWH-FW, ET70-24W-FR, ET70-R, ET70-R, ET70-W, ET70-W, ET90-24MCC-FR, ET90-24MCC-FW, ET90-24 [Bosch, Eaton Wheelock, Hochiki] [AUDIO 70.7v] [70V AUDIO] ET-1080-R, ET-1080-W, ET70-24MCW-FR, ET70-24MCW-FR, ET70-24MCW-FW, ET70-24MCWH-FR, ET70-24MCWH-FW, ET70-24MCWH-FW, ET70-24W-FR, ET70-R, ET70-R, ET70-W, ET70-W, ET90-24MCC-FR, ET90-24MCC-FW, ET90-
59bff4a7-8239-4aba-9b51-2e25dc26b944 | NC_TERMINAL CABINET |  |  | North | Rauland Nurse Call |  | Nurse Call Component |  |  |  | Assembly | TRUE | NC2828 |  | TERMINAL CABINET WITH 2828-BP INSERT | 1 | [6 empty] | TRUE | [5 empty] | #FFFF0000 | FA-NC_TERMINAL CABINET | 1 | FALSE | FALSE | FALSE | [20 empty] | AUGUSTXPS17-EUP\aucon | 2022-07-26 17:18 | THOR\acont | 2024-09-08 17:27 | Cloned from Rauland Nurse Call New Part CLONED
1cfb5b22-2c81-4319-90bd-2e2b6c0ea7dd | NFPA 170 HORN STROBE |  |  | North | System Sensor |  | Horn/Strobe |  |  |  | Module | TRUE | P2WLED w/ WAV-WL | ++ | 2-Wire, Horn Strobe, White | 2 | 0 | 0.119 |  |  |  |  | FALSE | [5 empty] | #FF0070C0 | FA-NFPA 170 HORN STROBE | 1 | FALSE | FALSE | FALSE | 2012 | [13 empty] | FALSE | [5 empty] | DESKTOP-QGO6JOK\acont | 2023-10-18 21:13 | THOR\acont | 2024-09-08 17:27 | Cloned from System Sensor P2WL w/ WAV-WL | [System Sensor] [NAC] [24VDC, TEMPORAL HIGH] P2GRLED, P2GWLED, P2RLED, P2RLED w/WAV-RL, P2RLED-P, P2RLED-SP, P2WLED, P2WLED w/ WAV-WL, P2WLED-P, P2WLED-SP [System Sensor] [NAC] [24VDC, TEMPORAL LOW] P2GRLED, P2GWLED, P2RLED, P2RLED w/WAV-RL, P2RLED-P, P2RLED-SP, P2WLED, P2WLED w/ WAV-WL, P2WLED-P, P2WLED-SP [Farenhyt, Firelite, Gamewell FCI, Notifier, Silent Knight, System Sensor] [SWIFT MESH DEVICES] 01 HRL-LF w/ WAV-RL, HWL-LF w/ WAV-WL, P2RL w/WAV-RL, P2RLED w/WAV-RL, P2RL-LF w/ WAV-RL, P2WL w/ WAV-WL, P2WLED w/ WAV-WL, P2WL-LF w/ WAV-WL, SRL w/ WAV-RL,
b4654ded-1be3-409f-bc7d-2e2c601c0cd5 | NFPA 170 AREA OF REFUGE MASTER |  |  | North | Alpha Communications |  | Area of Refuge Component |  |  |  | Assembly | TRUE | RCC2505CS | + | Refuge Call Centers (AlphaRefuge™ 2100 Series) | 1 | [6 empty] | FALSE | [5 empty] | #FF00B050 | FA-NFPA 170 AREA OF REFUGE MASTER | 1 | FALSE | FALSE | FALSE | 4000 | [13 empty] | FALSE | [5 empty] | DESKTOP-7EIEB7A\acont | 2022-02-10 10:08 | THOR\acont | 2024-09-08 17:27 | Cloned from Rath Area of Refuge 2500-12RCF
cf22fd41-69c7-4e2a-98bd-2e2cfd7fc153 | NFPA 170 SMOKE HEAT DETECTOR |  |  | North | Kidde |  | Smoke/Heat Detector |  |  |  | Module | TRUE | FX-PHD w/B4U BASE | ++ | Intelligent Addressable Optical/Fixed Temperature Heat Detector | 1 | 4.5e-05 | 4.5e-05 |  |  |  |  | FALSE | TRUE |  |  |  |  | #FFFF0000 | FA-NFPA 170 SMOKE HEAT DETECTOR | 1 | FALSE | FALSE | FALSE | 1408 | [13 empty] | FALSE | [5 empty] | DESKTOP-7EIEB7A\acont | 2022-03-08 14:34 | THOR\acont | 2024-09-08 17:27 | Cloned from Edwards SIGA-PHD w/SIGA-SB BASE | [Kidde] [SLC EST SENSORS] [*] [#4 TYPE ADDR ¦ SENSORS] DS-HFS (C), DS-PS (C), FX-HD w/IB4U BASE, FX-HD w/RB4U BASE, FX-HD w/SB4U BASE, FX-HD w/SB4U-LF BASE, FX-HD wB4U BASE, FX-PD w/B4U BASE (C), FX-PD w/IB4U BASE (C), FX-PD w/SB4U BASE (C), FX-PD w/SB4U [Edwards, Kidde] [SLC EST MODULES/SENSORS] 01 [*] [iO64] DS-HFS (C), DS-PS (C), FX-HD w/IB4U BASE, FX-HD w/RB4U BASE, FX-HD w/SB4U BASE, FX-HD w/SB4U-LF BASE, FX-HD wB4U BASE, FX-PD w/B4U BASE (C), FX-PD w/IB4U BASE (C), FX-PD w/SB4U BASE (C), FX-PD w/SB [Kidde] [SLC EST MODULES SENSORS] [*] [#2 SHARED ADDR ¦ SENSORS] DS-HFS (C), DS-PS (C), FX-HD w/IB4U BASE, FX-HD w/RB4U BASE, FX-HD w/SB4U BASE, FX-HD w/SB4U-LF BASE, FX-HD wB4U BASE, FX-PD w/B4U BASE (C), FX-PD w/IB4U BASE (C), FX-PD w/SB4U BASE (C), FX [Edwards, Kidde] [SLC EST SENSORS] 01 [*] [EST3, iO1000] DS-HFS (C), DS-PS (C), FX-HD w/IB4U BASE, FX-HD w/RB4U BASE, FX-HD w/SB4U BASE, FX-HD w/SB4U-LF BASE, FX-HD wB4U BASE, FX-PD w/B4U BASE (C), FX-PD w/IB4U BASE (C), FX-PD w/SB4U BASE (C), FX-PD w/SB
a6d3cd2f-ace4-4eba-8ea2-2e374203a2a9 | NFPA 170 SPEAKER WALL |  |  | North | Edwards |  | Speaker |  |  |  | Module | TRUE | 90243A-801-01-L | UL1480 HyperSpike LineWave Loudspeaker Array 2 Black | HyperSpike UL LineWave line array loudspeaker 2 Black | 1 | [12 empty] | #FF0070C0 | FA-NFPA 170 SPEAKER WALL | 1 | FALSE | FALSE | FALSE | 2021 | [16 empty] | X2 |  |  | HOMEAUGUSTXPS-1\aucon | 2021-01-25 12:46 | THOR\acont | 2024-09-08 17:27 | August Added Hyperspike | [Edwards] [AUDIO 70.7v] 90243A-801-01-L, 90243A-801-05-L, 90243A-801-06-L, 90243A-801-07-L [Edwards] [AUDIO 25v] 90243A-801-01-L, 90243A-801-05-L, 90243A-801-06-L, 90243A-801-07-L
901b75e7-c93e-43f8-bd6a-2e3df3256941 |  |  |  | North | Simplex |  | Hardware |  |  |  | Hardware | TRUE | 4100-9926 |  | 4100ES RETROKT 3 BAY BGE SLD D | 1 | [12 empty] | #FFFFFFFF |  |  | FALSE | FALSE | FALSE | [20 empty] | AULAPTOP-PC\Aulaptop | 2019-07-04 04:36 | THOR\acont | 2024-10-09 10:48
9a386f79-58ab-419a-9689-2e3e37920915 | NFPA 170 CLEAN AGENT MANUAL PULL |  |  | North | Block Definition Only |  | Manual Station |  |  |  | Module | TRUE | NFPA 170 CLEAN AGENT MANUAL PULL |  | NFPA 170 CLEAN AGENT MANUAL PULL | 1 | [12 empty] | #FFFF0000 | FA-NFPA 170 CLEAN AGENT MANUAL PULL | 1 | FALSE | FALSE | FALSE | 951 | [19 empty] | AULAPTOP-PC\Aulaptop | 2020-03-26 07:41 | THOR\acont | 2024-09-08 17:27
feab4614-2309-4059-b9e2-2e3ea5d2208c | NFPA 170 FIRE FIGHTER INTERFACE | NFPA 170 FIRE FIGHTER INTERFACE |  | North | Potter |  | Cards & Components |  |  |  | Card | TRUE | FFT-EXP | + | Main Board | 1 | 0.056 | 0.116 |  |  |  |  | TRUE | [5 empty] | #FFFF0000 | FA-NFPA 170 FIRE FIGHTER INTERFACE | 1 | FALSE | FALSE | FALSE | 300 | [13 empty] | FALSE | [5 empty] | DESKTOP-7EIEB7A\acont | 2021-12-31 08:01 | THOR\acont | 2024-09-08 17:27 | Cloned from Potter FFT-1000 Main Board | [Potter] [AUDIO LOW] [VOICE] FFT-EXP, VM-1000 [Potter] [F-LINK] [*] [F-LINK] FFT-EXP | [Potter] FFT-EXP
33b45e42-8851-411f-be76-2e40118686ce | NFPA 170 SPEAKER STROBE CEILING |  |  | North | Eaton Wheelock |  | Speaker/Strobe |  |  |  | Module | TRUE | E70-24MCC-FW | + | Speaker/Strobe, 24 VDC, Multi-Candela, , 25/70 Vrms, white | 1 | 0 | 0.11 |  |  |  |  | FALSE | TRUE |  |  |  |  | #FF0070C0 | FA-NFPA 170 SPEAKER STROBE CEILING | 1 | FALSE | FALSE | FALSE | 2020 | [13 empty] | FALSE |  |  | C |  |  | DESKTOP-7EIEB7A\acont | 2022-03-29 11:52 | THOR\acont | 2024-09-08 17:27 | Cloned from Eaton Wheelock E90-24MCC-FW | [Eaton Wheelock] [AUDIO 25v] [25V AUDIO] E70-24MCC-FR (C), E70-24MCC-FW (C), E70-24MCCH-FR (C), E70-24MCCH-FW (C), E90-24MCC-FR (C), E90-24MCC-FW (C), E90-24MCCH-FR (C), E90-24MCCH-FW (C) [Eaton Wheelock] [AUDIO 70.7v] [70V AUDIO] E70-24MCC-FR (C), E70-24MCC-FW (C), E70-24MCCH-FR (C), E70-24MCCH-FW (C), E90-24MCC-FR (C), E90-24MCC-FW (C), E90-24MCCH-FR (C), E90-24MCCH-FW (C) [Eaton Wheelock] [NAC] [UL MAX DC] E70-24MCC-FR (C), E70-24MCC-FW (C), E90-24MCC-FR (C), E90-24MCC-FW (C) [Eaton Wheelock] [NAC] [UL MAX FWR] E70-24MCC-FR (C), E70-24MCC-FW (C), E90-24MCC-FR (C), E90-24MCC-FW (C)
be8c5f02-eb2b-42b6-88f6-2e43455b4e42 | NFPA 170 SPEAKER STROBE CEILING |  |  | North | Edwards |  | Speaker/Strobe |  |  |  | Module | TRUE | GCWA-S2VMHG |  | 25V Speaker/Strobe white, ALERT, High cd, green | 1 | 0 | 0.502 |  |  |  |  | FALSE | TRUE |  |  |  |  | #FF0070C0 | FA-NFPA 170 SPEAKER STROBE CEILING | 1 | FALSE | FALSE | FALSE | 2020 | [13 empty] | FALSE |  |  | C |  |  |  |  | THOR\acont | 2024-09-08 17:27 |  | [Edwards, Kidde] [AUDIO 25v] [25V AUDIO] EGCF-S2VMH (C), G4F-S2, G4F-S2V1575, G4F-S2VM, G4HFRF-S2, G4HFRF-S2VMC, G4HFRN-S2, G4HFRN-S2VMC, G4HFWA-S2, G4HFWA-S2VMA, G4HFWA-S2VMC, G4HFWF-S2, G4HFWF-S2VMC, G4HFWN-S2, G4HFWN-S2VMA, G4HFWN-S2VMC, G4RF-S2, G4RF [Edwards, Kidde] [NAC] [16 VDC] EGCF-S2VMH (C), EGCF-VMH (C), GCF-S2VMH (C), GCF-S7VMH (C), GCF-VMH (C), GCHFRF-S2VMCH (C), GCHFRF-S7VMCH (C), GCHFRN-S2VMCH (C), GCHFRN-S7VMCH (C), GCHFWA-S2VMAH (C), GCHFWA-S2VMCH (C), GCHFWA-S7VMAH (C), GCHFWA-S7VMCH (C [Edwards, Kidde] [NAC] [24 VDC] EGCF-S2VMH (C), EGCF-VMH (C), GCF-S2VMH (C), GCF-S7VMH (C), GCF-VMH (C), GCHFRF-S2VMCH (C), GCHFRF-S7VMCH (C), GCHFRN-S2VMCH (C), GCHFRN-S7VMCH (C), GCHFWA-S2VMAH (C), GCHFWA-S2VMCH (C), GCHFWA-S7VMAH (C), GCHFWA-S7VMCH (C
c8a4d252-63b8-4625-879d-2e46f882b262 | NFPA 170 STROBE CEILING |  |  | North | Eaton Wheelock |  | Strobe |  |  |  | Module | TRUE | RSS-24MCC-FR | ++ | Strobe, 24 Vdc, red, selectable, | 1 | 0 | 0.375 |  |  |  |  | FALSE | TRUE |  |  |  |  | #FF0070C0 | FA-NFPA 170 STROBE CEILING | 1 | FALSE | FALSE | FALSE | 2022 | [13 empty] | FALSE | [7 empty] | THOR\acont | 2024-09-08 17:27 |  | [Eaton Wheelock] [NAC] [DC] RSS-24MCC-FR (C), RSS-24MCC-FW (C) [Eaton Wheelock] [NAC] [FWR] RSS-24MCC-FR (C), RSS-24MCC-FW (C)
50a27696-eab9-4cb2-bf8d-2e4c99a5e56a | NFPA 170 STROBE WALL |  |  | North | Siemens |  | Strobe |  |  |  | Module | TRUE | ST-HMC-W-WP | 500-636180++ | STROBE HI MULTI CANDELA WALL WHITE WEATHERPROOF | 1 | [12 empty] | #FF0070C0 | FA-NFPA 170 STROBE WALL | 1 | FALSE | FALSE | FALSE | 2023 | [19 empty] | DESKTOP-7SAL8M7\acont | 2019-08-13 09:04 | THOR\acont | 2024-09-08 17:27 | B,T | [Siemens] [NAC] [VDC] ST-HMC-R-WP, ST-HMC-W-WP
93d2bd5d-2634-448a-9171-2e4d10c3f59d | NFPA 170 HEAT DETECTOR |  |  | North | Potter |  | Heat Detector |  |  |  | Module | TRUE | 302-EPM-194 | ++ | Heat Detector, 194°F (90°C) | 1 | [6 empty] | FALSE | TRUE |  |  |  |  | #FFFF0000 | FA-NFPA 170 HEAT DETECTOR | 1 | FALSE | FALSE | FALSE | 1403 |  |  | 7270-0021:0001 | [10 empty] | FALSE | [5 empty] | THOR\acont | 2024-06-04 14:08 | THOR\acont | 2024-09-08 17:27 | Cloned from Thermotech 302-EPM-194 | [Edwards, Potter, Thermotech] [IDC] 01 284B-PL (C), 302-135 (C), 302-194 (C), 302-AW-194, 302-EPM-135 (C), 302-EPM-194 (C), 302-ET-135 (C), 302-ET-194 (C)
c35ce387-7e64-49bd-aa1d-2e4f529a77d2 | NFPA 170 SPEAKER WALL |  |  | East | Ultra Electronics |  | Speaker |  |  |  | Module | TRUE | 90185A-801-05-F | HyperSpike TCPA-OMNI | TCPA-Omni, 50W/100W/200W, 70 volt drive, Red with white fire label | 1 | 0 | 0 |  |  |  |  | TRUE |  | Wall Mount / Pole; Mounting Bracket |  |  | 72377B-801 WALL MOUNT BRACKET | #FF0070C0 | FA-NFPA 170 SPEAKER WALL | 1 | FALSE | FALSE | FALSE | 2021 |  |  |  |  | UL 1480 and Class I Division 2, Group A, B, C and D certified | [11 empty] | LS |  |  | DESKTOP-7EIEB7A\acont | 2021-12-20 08:00 | THOR\acont | 2024-09-08 17:27 | Cloned from Ultra Electronics 90185A-801-05-A | [Ultra Electronics] [AUDIO 70.7v] [70V AUDIO] 90185A-801-05-F, 90185A-801-05-N
74cc37af-6f20-4b6a-89ef-2e5187e522f5 | NFPA 170 SPEAKER STROBE CEILING |  |  | North | Siemens |  | Speaker/Strobe |  |  |  | Module | TRUE | SET-177-CR-WP | 500-636189 | SET SPEAKER HI CANDELA CEILING RED WEATHERPROOF | 1 | [7 empty] | TRUE |  |  |  |  | #FF0070C0 | FA-NFPA 170 SPEAKER STROBE CEILING | 1 | FALSE | FALSE | FALSE | [20 empty] | DESKTOP-7SAL8M7\acont | 2019-08-13 09:04 | THOR\acont | 2024-09-08 17:27 |  | [Siemens] [NAC] [VDC] SET-177-CR-WP (C), SET-177-CW-WP (C) [Siemens] [AUDIO 70.7v] [70V AUDIO] SET-177-CR-WP (C), SET-177-CW-WP (C), SET-185-R-WP, SET-185-W-WP, SET-S17-CW-WP (C), SET-S17-R-WP, SET-S17-W-WP [Siemens] [AUDIO 25v] [25V AUDIO] SET-177-CR-WP (C), SET-177-CW-WP (C), SET-185-R-WP, SET-185-W-WP, SET-S17-CW-WP (C), SET-S17-R-WP, SET-S17-W-WP
d5b6818b-754a-4009-8b46-2e56acae458c | NFPA 170 ADDRESSABLE OUTPUT MODULE |  |  | North | Kidde |  | Addressable Control/Relay |  |  |  | Module | TRUE | GSA-T3T4 | ++ | Temporal Generator for Sounder Bases | 2 | 5.3e-05 | 0.00053 |  |  |  |  | FALSE | [5 empty] | #FFFF0000 | FA-NFPA 170 ADDRESSABLE OUTPUT MODULE | 1 | FALSE | FALSE | FALSE | 1100 | [13 empty] | FALSE | [5 empty] | DESKTOP-7EIEB7A\acont | 2021-04-14 12:38 | THOR\acont | 2024-10-08 16:26 | Cloned from Edwards SIGA-TCDR | [Edwards, Kidde] [SLC EST MODULES/SENSORS] 06 [*] [iO64] GSA-T3T4, SIGA-CC1S, SIGA-TCDR [Edwards, Kidde] [SLC EST MODULES] 05 [*] [EST3, iO1000 - 2 Class 'B' N.O. Input, PC 1,2,3,4; Universal Module] GSA-T3T4, SIGA-TCDR, SIGA-UM [Edwards, Kidde] [SLC EST MODULES] 01 [*] [EST3, iO1000 ] FX-2WIRE, FX-IDC1A, FX-IDC1B, FX-IDC2B, FX-IDCWS, FX-ISO, FX-NAC, GSA-CC1, GSA-CC1S, GSA-CC2, GSA-CT1, GSA-CT2, GSA-IO, GSA-MAB, GSA-MCC1, GSA-MCC1S, GSA-MCC2, GSA-MCT2, GSA-MIO, GSA-MM1, GSA-MRM1 [Kidde] [SLC EST MODULES SENSORS] [*] [#1 SHARED ADDR ¦ MODULES] 76-330002-101, 84-330002-001, FX-270, FX-278, FX-2WIRE, FX-IDC1A, FX-IDC1B, FX-IDC2B, FX-IDCWS, FX-ISO, FX-NAC, FX-RLY, GSA-CC1, GSA-CC1S, GSA-CC2, GSA-CR, GSA-CRH, GSA-CRR, GSA-CT1, GSA-CT [Edwards, Kidde] [AUX POWER] GSA-T3T4, SIGA-TCDR [Edwards, Kidde] [SLC EST MODULES] 02 [EST3, iO1000 ] FX-IDC2B, FX-IDCWS, GSA-CT2, GSA-MCT2, GSA-REL, GSA-T3T4, GSA-WTM, SIGA-AA30, SIGA-AA50, SIGA-CC2, SIGA-CC2A, SIGA-CT2, SIGA-CT2I, SIGA-MCC2, SIGA-MCC2A, SIGA-MCT2, SIGA-MDM, SIGA-REL, SIGA-TCDR, SIGA [Kidde] [SLC EST MODULES] [*] [#3 TYPE ADDR ¦ MODULES] 76-330002-101, 84-330002-001, FX-270, FX-278, FX-2WIRE, FX-IDC1A, FX-IDC1B, FX-IDC2B, FX-IDCWS, FX-ISO, FX-NAC, FX-RLY, GSA-CC1, GSA-CC1S, GSA-CC2, GSA-CR, GSA-CRH, GSA-CRR, GSA-CT1, GSA-CT2, GSA-IO, [Edwards, Kidde] [SLC EST MODULES/SENSORS] 07 [*] [iO64 - 2 Class 'B' N.O. Input, PC 1,2,3,4; Universal Module] GSA-T3T4, SIGA-TCDR, SIGA-UM | [Edwards, Kidde] GSA-T3T4, SIGA-TCDR
4bd313f9-9692-46a2-834b-2e56d42fa543 |  |  |  | North | Bosch | [5 empty] | Module | TRUE | NDA-FMT-DOME-RO | * | ***(Ross)Inceiling flush mount adapter | 1 | [12 empty] | #FFFFFFFF |  |  | FALSE | FALSE | FALSE | [20 empty] | DESKTOP-7EIEB7A\acont | 2021-08-13 06:25 | THOR\acont | 2024-10-09 10:48
3c57491f-2bcb-49a8-914f-2e56f3aaef66 | NFPA 170 AREA OF REFUGE REMOTE |  |  | North | Rath Area of Refuge |  | Area of Refuge Component |  |  |  | Module | TRUE | 2100-958NSR |  | METAL BOX FLUSH MOUNT SYSTEM CALL BOX | 1 | [6 empty] | FALSE | [5 empty] | #FF00B050 | FA-NFPA 170 AREA OF REFUGE REMOTE | 1 | FALSE | FALSE | FALSE | 4002 | [13 empty] | FALSE | [5 empty] | DESKTOP-7SAL8M7\acont | 2020-09-14 14:31 | THOR\acont | 2024-09-08 17:27 | Cloned from Rath Area of Refuge 2100-956RR | [Rath Area of Refuge] [AOR Call Circuit] 2100-956RR, 2100-956SR, 2100-958NSR, 2100-984LR, 2400-805SP, 2400-808NSP, 2400-808SSPC, 3300FSCN, 3300FSN [Rath Area of Refuge] [AUX POWER] [*] 2100-956RR, 2100-956RR MAIN CARD, 2100-956RR MAIN CARD-2, 2100-956SR, 2100-958NSR, 2100-984LR, 2500-205B MAIN CARD, 2500-205FM MAIN CARD, 2500-205PSS MAIN CARD, 2500-210B MAIN CARD, 2500-210FM MAIN CARD, 2500-UPSMONI
44f1a07a-a623-427a-bad3-2e590c9d5abd |  |  |  | North | West-Com | [5 empty] | Module | TRUE | NV-HRM |  | Novus® Home Run Module | 1 | [6 empty] | FALSE | [5 empty] | #FFFFFFFF |  |  | FALSE | FALSE | FALSE | [14 empty] | FALSE |  |  | NV-HRM |  |  |  |  | THOR\acont | 2024-10-09 10:48
63a655ba-870b-40f8-81d9-2e59f0e17da9 | NFPA 170 STROBE CEILING |  |  | North | Siemens |  | Strobe |  |  |  | Module | TRUE | SLSCW-NA | S54329-F19-A1 | SLSCW-NA ST,CLG,WHT,NO-TXT,AMBER | 1 | [7 empty] | TRUE |  |  |  |  | #FF0070C0 | FA-NFPA 170 STROBE CEILING | 1 | FALSE | FALSE | FALSE | 2022 | [19 empty] | DESKTOP-7SAL8M7\acont | 2019-08-13 09:04 | THOR\acont | 2024-09-08 17:27 |  | [Siemens] [NAC] [24 VDC] SL2SPSCW-F (C), SLSCR-AL (C), SLSCR-ALA (C), SLSCR-F (C), SLSCR-FB (C), SLSCR-N (C), SLSCR-NA (C), SLSCW-A (C), SLSCW-AL (C), SLSCW-ALA (C), SLSCW-F (C), SLSCW-FB (C), SLSCW-N (C), SLSCW-NA (C), SLSPSCR-A (C), SLSPSCR-AL (C), SLS
79dec40a-ac1f-41b0-8e97-2e5a08ecc0f1 | NFPA 170 SMOKE DETECTOR |  |  | North | Autocall |  | Smoke Detector |  |  |  | Module | TRUE | A4098-9601 w/A4098-9682 | + | TrueAlarm Photoelectric Smoke Detector w/TrueAlarm Sensor 4-Wire Base, Relay | 1 | 0.0001 | 0.024 |  |  |  |  | TRUE | TRUE |  |  |  |  | #FFFF0000 | FA-NFPA 170 SMOKE DETECTOR | 1 | FALSE | FALSE | FALSE | 1408 | [19 empty] | DESKTOP-0D6CQVA\lousc | 2019-07-06 08:12 | THOR\acont | 2024-09-08 17:27 | 20191121 AC Detector with base | [Autocall, Simplex] [AUX POWER] [4-WIRE AUX POWER] 4098-9601 w/4098-9682 (C), 4098-9602 w/4098-9682 (C), 4098-9605 w/4098-9682 (C), 4098-9612 w/4098-9682 (C), 4098-9612E w/4098-9682E (C), 4098-9613 w/4098-9682 (C), 4098-9613E w/4098-9682E (C), 4098-9614 [Autocall, Simplex] [IDC] 01 2098-9201 (C), 2098-9202 (C), 2098-9203 (C), 2098-9208 (C), 2098-9576 (C), 2099-9101 (C), 2099-9102 (C), 2099-9103 (C), 2099-9104 (C), 2099-9105 (C), 2099-9107 (C), 2099-9108 (C), 2099-9754 (C), 2099-9755 (C), 2099-9756 (C), | [Autocall, Simplex] 4098-9601 w/4098-9682, 4098-9602 w/4098-9682, 4098-9605 w/4098-9682, 4098-9733 w/4098-9791, 4098-9734 w/4098-9791, A4098-9601 w/A4098-9682, A4098-9602 w/A4098-9682, A4098-9605 w/A4098-9682, A4098-9714 w/A4098-9791, A4098-9733 w/A4098-9
dbb28e52-78b2-4ba8-b36e-2e5ad20e27a2 | NFPA 170 SMOKE DETECTOR |  |  | North | Silent Knight |  | Smoke Detector |  |  |  | Module | TRUE | HFS-P | ++ | ADDRESSABLE PHOTOELECTRIC SMOKE DETECTOR | 1 | 0.0003 | 0.0065 |  |  |  |  | FALSE | TRUE |  |  |  |  | #FFFF0000 | FA-NFPA 170 SMOKE DETECTOR | 1 | FALSE | FALSE | FALSE | 1408 | [13 empty] | FALSE | [7 empty] | THOR\acont | 2024-09-08 17:27 | 20191121 AC Detector without base | [Silent Knight, System Sensor] [SLC SK SENSORS] [*] [#4 TYPE ADDR ¦ SENSORS] DNR w/SK-PHOTO-R-W (C), DNRW w/SK-PHOTO-R-W (C), HFS-D (C), HFS-P (C), HFS-PT (C), HFS-T (C), OSI-RI-SK (C), SK-ACCLIMATE (C), SK-BEAM (C), SK-DUCT-W w/SK-PHOTO-R-W (C), SK-FIRE [Farenhyt, Silent Knight] [SLC MODULES SENSORS] [*] [#2 SHARED ADDR ¦ SENSORS] CO1224TR w/ IDP-MINIMON, CO1224TR w/ IDP-MONITOR, DNR w/IDP-PHOTO-R-W (C), DNR w/SK-PHOTO-R-W (C), DNRW w/IDP-PHOTO-R-W (C), DNRW w/SK-PHOTO-R-W (C), HFS-D (C), HFS-P (C), HFS
1552df34-29b3-4365-897c-2e5d897526e7 | NFPA 170 FIRE ALARM CONTROL UNIT | RISER FACP |  | North | Autocall |  | Fire Alarm Control Unit |  |  |  | Assembly | TRUE | OBSOLETE | ++ | Basic control unit with 2x40 Operator Interface, (1) Two-loop isolated IDNet2 Communications Channel and (1) Four-loop Isolated IDNet 2+2 Communications Channel Module, Class A or Class B operation, with support for up to 500 addressable IDNet points, Red | 1 | [6 empty] | TRUE | [5 empty] | #FFFF0000 | FA-NFPA 170 FIRE ALARM CONTROL UNIT | 1 | FALSE | FALSE | FALSE | 202 | [8 empty] | 7,12,18,33,50 |  |  |  |  | TRUE | [5 empty] | DESKTOP-7SAL8M7\acont | 2020-03-10 06:40 | THOR\acont | 2024-09-08 17:27 | Cloned from AutoCall A010-9401
04d01121-5516-46b3-b07b-2e6d31a377cf | NFPA 170 HEAT DETECTOR |  |  | North | Firelite |  | Heat Detector |  |  |  | Module | TRUE | H355 w/B501 | + | White, Low-profile 135°F fixed thermal sensor, Standard Base | 1 | 0.0003 | 0.0065 |  |  |  |  | FALSE | TRUE |  |  |  |  | #FFFF0000 | FA-NFPA 170 HEAT DETECTOR | 1 | FALSE | FALSE | FALSE | 1403 | [13 empty] | FALSE |  |  | 135° |  |  | DESKTOP-7SAL8M7\acont | 2019-03-28 06:35 | THOR\acont | 2024-09-08 17:27 | 20191121 AC Detector with base | [Firelite, System Sensor] [SLC SENSORS] [*] [#4 TYPE ADDR ¦ SENSORS] AD355 w/B200SR-LF-WH (C), AD355 w/B200SR-WH (C), AD355 w/B210LP (C), AD355 w/B224BI-WH (C), AD355 w/B224RB-WH (C), AD355 w/B501 (C), BEAM355 (C), BEAM355S (C), CP355 w/B200SR-WH (C), CP [Firelite, System Sensor] [SLC MODULES SENSORS] [*] [#2 SHARED ADDR ¦ SENSORS] AD355 w/B200SR-LF-WH (C), AD355 w/B200SR-WH (C), AD355 w/B210LP (C), AD355 w/B224BI-WH (C), AD355 w/B224RB-WH (C), AD355 w/B501 (C), BEAM355 (C), BEAM355S (C), CP355 w/B200SR-
661bd451-c2fd-40a8-83fc-2e6d9138822d | NFPA 170 SURGE SUPPRESSOR |  |  | North | Ditek |  | Surge Supressor |  |  |  | Module | TRUE | DTK-1FF | 120V Circuit Protection | Single Outlet Surge Protector-120V + RJ11/14 | 1 | 0 | 0 |  |  |  |  | TRUE |  | As Indicated on Prints - Field Verify |  | 2 7⁄16" W x 1 ⅜" D x 1 1⁄16" H |  | #FFFF0000 | FA-NFPA 170 SURGE SUPPRESSOR | 1 | FALSE | FALSE | FALSE | [17 empty] | 120v |  |  | MARKSOFFICEDESK\cadus | 2022-07-05 15:52 | THOR\acont | 2024-09-08 17:27 | Cloned from Ditek DTK-1F | [Ditek, Monaco Enterprises, Spectronix, WBOX] [VAC ] [VAC] 0E-SPROACHW, 210-524-00, DTK-120HW, DTK-120HWLOK, DTK-120HW-SS, DTK-1F, DTK-1FF, SA400 Main Board [Ditek, Monaco Enterprises, WBOX] [SURGE PROTECTION] [ALL DEVICES ++] 0E-SPROACHW, 210-524-00, DTK-120HW, DTK-120HWLOK, DTK-120HW-SS, DTK-120SRD, DTK-120X12, DTK-1F, DTK-1FF, DTK-2MHLP24B, DTK-2MHLP24B w/DTK-2MB, DTK-2MHLP24B w/DTK-3MB, DTK-2MHLP24B w/DT [Ditek, Monaco Enterprises] [DACT] 01 210-524-00, DTK-120HW, DTK-120SRD, DTK-1FF, DTK-2MHTP, DTK-DF120S1 | [Ditek, EDCO, Monaco Enterprises, Space Age Electronics, WBOX] 0E-SPROACHW, 210-524-00, DTK-120HW, DTK-120HWLOK, DTK-120HW-SS, DTK-120SRD, DTK-120X12, DTK-1F, DTK-1FF, DTK-DF120S1, E120V-GT, FAS120AC, T120-DG w/Snap Track
69b68518-06c5-49ce-9149-2e711ba095ec | 170 BASIC SHAPE |  |  | North | Aiphone |  | Miscellaneous |  |  |  | Module | TRUE | PS-1208S |  | Intercom Power Supply | 1 | [6 empty] | TRUE | [5 empty] | #FFFF0000 | FA-170 BASIC SHAPE | 1 | FALSE | FALSE | FALSE | [20 empty] | XPS-17-9710\August | 2024-04-04 05:36 | THOR\acont | 2024-09-08 17:27 | Cloned from Aiphone PS-1208
d3a6b521-b174-462c-87c1-2e71cfd886c5 |  |  |  | North | Bosch | [5 empty] | Module | TRUE | D464 | * | BACKBOX MAN STATION DEEP 0000072631 | 1 | [12 empty] | #FFFFFFFF |  |  | FALSE | FALSE | FALSE | [20 empty] | DESKTOP-7EIEB7A\acont | 2021-08-13 06:25 | THOR\acont | 2024-10-09 10:48
559f7f3f-a588-4619-a682-2e71da95676e |  |  |  | North | Edwards |  | Hardware |  |  |  | Hardware | TRUE | 4ANN/B |  | Flush Box for 3-4ANN | 1 | [6 empty] | FALSE | [5 empty] | #FFFFFFFF |  |  | FALSE | FALSE | FALSE | [14 empty] | FALSE | [7 empty] | THOR\acont | 2024-10-09 10:48
ad247c3f-a1df-4cb4-93b9-2e7cf1fb0316 |  |  |  | North | Siemens | [5 empty] | Module | TRUE | JA-48 | 600-121422 | FORTY-EIGHT INCH HARNESS | 1 | [12 empty] | #FFFFFFFF |  |  | FALSE | FALSE | FALSE | [20 empty] | DESKTOP-7SAL8M7\acont | 2019-08-13 09:04 | THOR\acont | 2024-10-09 10:48
05c75cd6-ab56-4382-9ae4-2e7da9a5a8bf | NFPA 170 HORN STROBE CEILING |  |  | North | Eaton Wheelock |  | Horn/Strobe |  |  |  | Module | TRUE | ELHSRC | + | CEILING HORN STROBE, RED, FIRE | 1 | [6 empty] | TRUE | TRUE |  |  |  |  | #FF0070C0 | FA-NFPA 170 HORN STROBE CEILING | 1 | FALSE | FALSE | FALSE | 2020 | [16 empty] | C |  |  | DESKTOP-7EIEB7A\acont | 2021-04-29 09:32 | THOR\acont | 2024-09-08 17:27 | Cloned from Eaton Wheelock ELSPSTR | [Eaton Wheelock] [NAC] [24VDC, HIGH CONT.] ELHSRC (C), ELHSWC (C) [Eaton Wheelock] [NAC] [24VDC, LOW CONT.] ELHSRC (C), ELHSWC (C)
494a1086-8191-4406-b0bf-2e7ed5bedbf5 |  |  |  | North | Simplex |  | Cards & Components |  |  |  | Card | TRUE | 4009-9808 | + | Dual Class A adapter (for two NAC outputs) | 1 | 0 | 0 |  |  |  |  | TRUE | [5 empty] | #FFFFFFFF |  |  | FALSE | FALSE | FALSE | [20 empty] | DESKTOP-7EIEB7A\acont | 2022-02-24 09:26 | THOR\acont | 2024-10-09 10:48 | Cloned from Autocall A009-9808
35686800-97a0-46d6-8ccd-2e8391bcc5ba | NFPA 170 REMOTE VOICE EVACUATION MICROPHONE |  |  | North | Kidde |  | Remote Microphone |  |  |  | Module | TRUE | VM-ARM |  | Remote Microphone, includes cabinet. (Add “S” for surface.) | 1 | 0.052 | 0.052 |  |  |  |  | TRUE | [5 empty] | #FFFF0000 | FA-NFPA 170 REMOTE VOICE EVACUATION MICROPHONE | 1 | FALSE | FALSE | FALSE | 265 | [13 empty] | FALSE | [7 empty] | THOR\acont | 2024-09-08 17:27 |  | [Kidde] [AUDIO LOW] [Microphone Audio] VM-ARM [Kidde] [MIC] [Microphone Key] EAEC, VM-ARM, VM-PMI [Kidde] [AUX POWER] [*] [Aux] VM-ARM | [Kidde] VM-ARM
ffd2cd1d-a970-4097-a9c4-2e8695cf5812 | NFPA 170 MANUAL PULL |  |  | North | Kidde |  | Manual Station |  |  |  | Module | TRUE | 84-330002-001 |  | Addressable, Double Action Manual Pull Station — ships with mounting hardware, 2 keys, 1 break rod, and label set. | 1 | 0.00015 | 0.00022 |  |  |  |  | FALSE | [5 empty] | #FFFF0000 | FA-NFPA 170 MANUAL PULL | 1 | FALSE | FALSE | FALSE | 957 | [13 empty] | FALSE | [5 empty] | DESKTOP-QGO6JOK\acont | 2021-06-04 09:24 | THOR\acont | 2024-09-08 17:27 | Cloned from Kidde GSA-M270 | [Edwards, Kidde] [SLC EST MODULES/SENSORS] 03 [*] [iO64] 76-330002-101, 84-330002-001, FX-270, FX-278, GSA-M270, GSA-M270P, GSA-M278, SIGA-270, SIGA-278, SIGA-CT1, SIGA-CT1I, SIGA-IO, SIGA-MIO, SIGA-MM1, SIGI-271 [Edwards, Kidde] [SLC EST MODULES] 03 [*] [EST3, iO1000] 76-330002-101, 84-330002-001, FX-270, FX-278, GSA-M270, GSA-M270P, GSA-M278, SIGA-270, SIGA-278, SIGA-CT1, SIGA-CT1I, SIGA-IO, SIGA-MIO, SIGA-MM1, SIGI-271 [Edwards, Kidde] [SLC EST MODULES SENSORS] [*] [#1 SHARED ADDR ¦ ALL] 06-220023-001, 70-200200-003, 70-407008-001, 70-407008-002, 70-408004-001, 70-417008-001, 70-518004-001, 70-600000-001, 70-600000-002, 70-610001-001, 76-330002-101, 84-330002-001, DS-P [Kidde] [SLC EST MODULES SENSORS] [*] [#1 SHARED ADDR ¦ MODULES] 76-330002-101, 84-330002-001, FX-270, FX-278, FX-2WIRE, FX-IDC1A, FX-IDC1B, FX-IDC2B, FX-IDCWS, FX-ISO, FX-NAC, FX-RLY, GSA-CC1, GSA-CC1S, GSA-CC2, GSA-CR, GSA-CRH, GSA-CRR, GSA-CT1, GSA-CT [Kidde] [SLC EST MODULES] [*] [#3 TYPE ADDR ¦ MODULES] 76-330002-101, 84-330002-001, FX-270, FX-278, FX-2WIRE, FX-IDC1A, FX-IDC1B, FX-IDC2B, FX-IDCWS, FX-ISO, FX-NAC, FX-RLY, GSA-CC1, GSA-CC1S, GSA-CC2, GSA-CR, GSA-CRH, GSA-CRR, GSA-CT1, GSA-CT2, GSA-IO,
fc894d08-6966-4c32-b4ac-2e8f9d095888 |  |  |  | North | Edwards |  | Hardware |  |  |  | Hardware | TRUE | 27193-16 |  | One gang surface mount box, white | 1 | [6 empty] | FALSE | [5 empty] | #FFFFFFFF |  |  | FALSE | FALSE | FALSE | [14 empty] | FALSE | [7 empty] | THOR\acont | 2024-10-09 10:48
8e431e69-cd78-48da-b9e1-2e9e26fe0a0d |  |  |  | North | Siemens | [5 empty] | Module | TRUE | HI121 | S54372-F3-A1 | Conventional Heat only | 1 | [12 empty] | #FFFFFFFF |  |  | FALSE | FALSE | FALSE | [20 empty] | DESKTOP-7SAL8M7\acont | 2019-08-13 09:04 | THOR\acont | 2024-10-09 10:48
a3028284-578f-44a0-9f2e-2e9e91d7dd05 | NFPA 170 FIRE ALARM CONTROL UNIT | RISER FACP |  | North | Potter |  | Fire Alarm Control Unit |  |  |  | Assembly | TRUE | IPA-4000 | + | Fire Alarm Control Panel | 1 | [6 empty] | FALSE | [5 empty] | #FFFF0000 | FA-NFPA 170 FIRE ALARM CONTROL UNIT | 1 | FALSE | FALSE | FALSE | 202 | [8 empty] | 8,18,55 |  |  | 10 |  | TRUE | [7 empty] | THOR\acont | 2024-09-08 17:27
e0e0ac90-5a39-461c-b30a-2eb862a45c1f | CADGEN CARD ACCESS CONTROL PANEL | CADGEN CARD ACCESS CONTROL PANEL |  | North | LifeSafety Power | Security/Access Control | Card Access Control Panel |  |  |  | Assembly | TRUE | FPO75-B100C4PE1M | ++ | 400W (12V & 24V) 16 lock,16 aux outputs | 1 | [6 empty] | FALSE | FALSE |  |  | 24.00H x 20.00W x 6.50D in. (61.00 x 50.00 x 11.50 cm) |  | #FFFF0000 | FA-CADGEN CARD ACCESS CONTROL PANEL | 1 | FALSE | FALSE | FALSE | 212 | [8 empty] | 7,12,18,26,33,55,80 |  |  |  |  | TRUE | [5 empty] | DESKTOP-7EIEB7A\acont | 2023-01-27 07:34 | THOR\acont | 2024-09-08 17:27 | Cloned from LifeSafety Power FPO75-B100M8PNL4E2M
47494412-513c-4c33-a73a-2ec130ac6db8 | NFPA 170 SPEAKER STROBE CEILING |  |  | North | Edwards |  | Speaker/Strobe |  |  |  | Module | TRUE | GCSVRF |  | Speaker/Strobe, Ceiling, Red, FIRE | 1 | [6 empty] | FALSE | TRUE |  |  |  |  | #FF0070C0 | FA-NFPA 170 SPEAKER STROBE CEILING | 1 | FALSE | FALSE | FALSE | 2020 | [13 empty] | FALSE |  |  | C |  |  | DESKTOP-7SAL8M7\acont | 2020-09-15 07:31 | THOR\acont | 2024-09-08 17:27 | Cloned from Edwards GCSRF | [Edwards, Kidde] [AUDIO 25v] [25V AUDIO] EGCSRF (C), EGCSRN (C), EGCSVHRF (C), EGCSVHRF-FR (C), EGCSVHRF-SP (C), EGCSVHRN (C), EGCSVHWA (C), EGCSVHWF (C), EGCSVHWF-FR (C), EGCSVHWF-SP (C), EGCSVHWN (C), EGCSVRF (C), EGCSVRN (C), EGCSVWA (C), EGC [Edwards, Kidde] [AUDIO 70.7v] [70V AUDIO] G4F-S7, G4F-S7V1575, G4F-S7VM, G4HFRF-S7, G4HFRF-S7VMC, G4HFRN-S7, G4HFRN-S7VMC, G4HFWA-S7, G4HFWA-S7VMA, G4HFWA-S7VMC, G4HFWF-S7, G4HFWF-S7VMC, G4HFWN-S7, G4HFWN-S7VMA, G4HFWN-S7VMB, G4HFWN-S7VMC, G4RF-S7, G4RF [Edwards, Kidde] [NAC] [24 VDC] EGCSVRF (C), EGCSVRN (C), EGCSVWA (C), EGCSVWF (C), EGCSVWN (C), EGCVRF (C), EGCVRN (C), EGCVWF (C), EGCVWN (C), GCSVRF (C), GCSVRN (C), GCSVWA (C), GCSVWF (C), GCSVWN (C), GCVRF (C), GCVRN (C), GCVWF (C), GCVWN (C) [Edwards, Kidde] [NAC] [24 FWR] EGCSVRF (C), EGCSVRN (C), EGCSVWA (C), EGCSVWF (C), EGCSVWN (C), EGCVRF (C), EGCVRN (C), EGCVWF (C), EGCVWN (C), GCSVRF (C), GCSVRN (C), GCSVWA (C), GCSVWF (C), GCSVWN (C), GCVRF (C), GCVRN (C), GCVWF (C), GCVWN (C) [Edwards, Kidde] [AUDIO 25v] [25V AUDIO] EGCF-S2VMH (C), G4F-S2, G4F-S2V1575, G4F-S2VM, G4HFRF-S2, G4HFRF-S2VMC, G4HFRN-S2, G4HFRN-S2VMC, G4HFWA-S2, G4HFWA-S2VMA, G4HFWA-S2VMC, G4HFWF-S2, G4HFWF-S2VMC, G4HFWN-S2, G4HFWN-S2VMA, G4HFWN-S2VMC, G4RF-S2, G4RF [Edwards, Kidde] [AUDIO 70.7v] [70V AUDIO] EGCSRF (C), EGCSRN (C), EGCSVHRF (C), EGCSVHRF-FR (C), EGCSVHRF-SP (C), EGCSVHRN (C), EGCSVHWA (C), EGCSVHWF (C), EGCSVHWF-FR (C), EGCSVHWF-SP (C), EGCSVHWN (C), EGCSVRF (C), EGCSVRN (C), EGCSVWA (C), E
dae4ab5a-2701-4c42-89c7-2ec5c4428670 | E12 |  |  | East | Consilium |  | Notification Appliance |  |  |  | Module | TRUE | 5100830-00A | ++ | Siren, IP21C Shalow Base, MED | 1 | [6 empty] | FALSE | [5 empty] | #FFFF0000 | FA-E12 | 1 | FALSE | FALSE | FALSE | 2010 | [13 empty] | FALSE | [5 empty] | THOR\acont | 2023-09-18 21:37 | THOR\acont | 2024-09-08 17:27 | Cloned from System Sensor HRL | [Consilium] [NAC] [24VDC HIGH] 5100830-00A, 5100831-00A [Consilium] [NAC] [24VDC MED] 5100830-00A, 5100831-00A [Consilium] [NAC] [24VDC LOW] 5100830-00A, 5100831-00A
10b07f9f-7dc5-48f0-98cf-2ecbb3b8e6ce | NFPA 170 ADDRESSABLE INPUT OUTPUT |  |  | North | Apollo |  | Addressable Module |  |  |  | Module | FALSE | SA4700-102APO | ++ | Intelligent Input/Output Unit | 1 | 0.0005 | 0.0035 |  |  |  |  | FALSE | [5 empty] | #FFFF0000 | FA-NFPA 170 ADDRESSABLE INPUT OUTPUT | 1 | FALSE | FALSE | FALSE | 1200 | [13 empty] | FALSE |  |  | I |  |  | DESKTOP-7EIEB7A\acont | 2023-02-13 09:28 | THOR\acont | 2024-09-08 17:27 | Cloned from Apollo A901-CTRL I/O | [Apollo] [SLC APOLLO MODULES/SENSORS] [*] [#1] 45681-800 (C), 45681-805 (C), 55000-001 (C), 55000-002 (C), 55000-005 (C), 55000-006 (C), 55000-009 (C), 55000-010 (C), 55000-450 w/45681-210UL (C), 55000-450 w/45681-225APO (C), 55000-450 w/45681-250USA (C) [Apollo] [AUX POWER, RELAY] [RELAY INPUT ++] SA4700-102APO [Advanced, Apollo] [SLC APOLLO MODULES SENSORS] [*] [#1 SHARED ADDR ¦ MODULES] 45681-800 (C), 45681-805 (C), 55000-001 (C), 55000-002 (C), 55000-005 (C), 55000-006 (C), 55000-009 (C), 55000-010 (C), 55000-765 (C), 55000-790ADV, 55000-805ADV, 55000-806ADV [Apollo] [SLC APOLLO MODULES/SENSORS] [#2] 55000-790ADV, 55000-805ADV, 55000-806ADV, 55000-830ADV, 55000-831ADV, SA4700-102APO | [Apollo] SA4700-102APO
d91c803b-0004-471c-a32f-2ecce47fe2a0 |  |  |  | North | Potter |  | Cards & Components |  |  |  | Card | TRUE | PSN-106B MAIN BOARD | + | PSN-106 MAIN BOARD | 1 | 0.075 | 0.075 |  |  |  |  | TRUE | [5 empty] | #FFFFFFFF |  |  | FALSE | FALSE | FALSE | [14 empty] | FALSE | [5 empty] | DESKTOP-QGO6JOK\acont | 2022-03-18 09:17 | THOR\acont | 2024-10-09 10:48 | Cloned from Potter PSN-106 MAIN BOARD | [Potter] [IDC] [#3 SUPERVISORY] AFC-100 Main Board, AFC-1000 Main Board, AFC-50 Main Board, ARC-100 Main Board, IPA-100 MAIN BOARD, IPA-4000 MAIN BOARD, IPA-4000V MAIN BOARD, IPA-60 MAIN BOARD, P200 MAIN BOARD, PFC-4064 MAIN BOARD, PFC-4410G3 MAIN BOARD, [Advanced, Potter] [NAC Trigger] [#1 NAC Trigger] AX-PSN104 Main Board, AX-PSN106 Main Board, AX-PSN108 Main Board, AX-PSN-64 Main Board, PSN-106 MAIN BOARD, PSN-106B MAIN BOARD, PSN-64 MAIN BOARD [Potter] [IDC] [#1 ALARM] AFC-100 Main Board, AFC-1000 Main Board, AFC-50 Main Board, ARC-100 Main Board, IPA-100 MAIN BOARD, IPA-4000 MAIN BOARD, IPA-4000V MAIN BOARD, IPA-60 MAIN BOARD, P200 MAIN BOARD, PFC-4064 MAIN BOARD, PFC-4410G3 MAIN BOARD, PFC-4 [Advanced, Potter] [VAC ] [120VAC] AFC-100 Main Board, AFC-1000 Main Board, AFC-50 Main Board, ARC-100 Main Board, AX-PSN104 Main Board, AX-PSN106 Main Board, AX-PSN108 Main Board, AX-PSN-64 Main Board, DCA-10025 (25V) Main Board, DCA-10025 (70V) Main Bo [Potter] [IDC] [#2 TROUBLE] AFC-100 Main Board, AFC-1000 Main Board, AFC-50 Main Board, ARC-100 Main Board, IPA-100 MAIN BOARD, IPA-4000 MAIN BOARD, IPA-4000V MAIN BOARD, IPA-60 MAIN BOARD, P200 MAIN BOARD, PFC-4064 MAIN BOARD, PFC-4410G3 MAIN BOARD, PFC [Advanced, Potter] [NAC Trigger] [#2 NAC Trigger] AX-PSN104 Main Board, AX-PSN106 Main Board, AX-PSN108 Main Board, AX-PSN-64 Main Board, PSN-106 MAIN BOARD, PSN-106B MAIN BOARD, PSN-64 MAIN BOARD | [Potter] PSN-106 MAIN BOARD, PSN-106B MAIN BOARD
4a29113e-a904-4e05-914e-2ece84da6346 |  |  |  | North | Bosch | [5 empty] | Module | TRUE | NDN-50051-A3 | * | IP DOME 5MP HD AVF 3-10MM F1 | 1 | [12 empty] | #FFFFFFFF |  |  | FALSE | FALSE | FALSE | [20 empty] | DESKTOP-7EIEB7A\acont | 2021-08-13 06:25 | THOR\acont | 2024-10-09 10:48
82fe13fb-d717-46a7-8159-2ed00af7e463 |  |  |  | North | Potter | [5 empty] | Module | TRUE | ARM-8 | + | DPDT Auxiliary Relay Module | 1 | 0.005 | 0.16 |  |  |  |  | FALSE | [5 empty] | #FFFFFFFF |  |  | FALSE | FALSE | FALSE |  |  |  | 7165-0328:0155 | [10 empty] | FALSE | [5 empty] | DESKTOP-7EIEB7A\acont | 2021-03-25 18:05 | THOR\acont | 2024-10-09 10:48 | Cloned from Potter ARM-4 |  | [Potter] ARM-8
07b5c193-39fd-4d6f-92fe-2ed4e7ef9372 | NFPA 170 SMOKE DETECTOR |  |  | North | Kidde |  | Smoke Detector |  |  |  | Module | TRUE | KS-PHD w/DS-SB | ++ | Intelligent Combination Photoelectric Smoke and Heat Detector, w/ Standard Base | 1 | 0.00015 | 0.00022 |  |  |  |  | FALSE | TRUE |  |  |  |  | #FFFF0000 | FA-NFPA 170 SMOKE DETECTOR | 1 | FALSE | FALSE | FALSE | 1408 | [13 empty] | FALSE | [5 empty] | DESKTOP-7EIEB7A\acont | 2023-08-22 14:40 | THOR\acont | 2024-09-08 17:27 | Cloned from Kidde KS-PS w/DS-DB | [Edwards, Kidde] [SLC EST MODULES SENSORS] [*] [#1 SHARED ADDR ¦ ALL] 06-220023-001, 70-200200-003, 70-407008-001, 70-407008-002, 70-408004-001, 70-417008-001, 70-518004-001, 70-600000-001, 70-600000-002, 70-610001-001, 76-330002-101, 84-330002-001, DS-P
4d0cdc2d-8d2e-4a07-afeb-2ed764ccc130 |  |  |  | North | Potter |  | Cards & Components |  |  |  | Card | TRUE | PVC-MBK | + | Motherboard Relay Card | 1 | 0.003 | 0.031 |  |  |  |  | TRUE | [5 empty] | #FFFFFFFF |  |  | FALSE | FALSE | FALSE | [20 empty] | DESKTOP-7SAL8M7\acont | 2020-11-03 16:06 | THOR\acont | 2024-10-09 10:48 | Cloned from Hochiki FNV-MBK |  | [Potter] PVC-MBK
2d6c9e8c-6370-4cb2-858d-2ed8d30c0f10 | NFPA 170 STROBE CEILING |  |  | North | Potter |  | Strobe |  |  |  | Module | TRUE | CCS-24BR |  | Strobe, Ceiling, Red, Blue | 1 | 0 | 0.212 |  |  |  |  | FALSE | TRUE |  |  |  |  | #FF0070C0 | FA-NFPA 170 STROBE CEILING | 1 | FALSE | FALSE | FALSE | 2022 |  |  | 7135-0328:0211 | [10 empty] | FALSE |  |  | C |  |  |  |  | THOR\acont | 2024-09-08 17:27 |  | [Potter] [NAC] [UL MAX, HIGH DB] CCS-24AR (C), CCS-24AW (C), CCS-24BR (C), CCS-24BW (C), CCS-24GR (C), CCS-24GW (C)
bbc561e1-12b7-42bd-b782-2ed9ab3bc632 | NFPA 170 SMOKE BEAM DETECTOR CONTROLLER |  |  | North | Bosch |  | Beam Detector |  |  |  | Module | TRUE | FIRERAY5000 (Controller) | + | Fireray 5000 Beam Detector Controller | 1 | 0.05 | 0.05 |  |  |  |  | FALSE | TRUE |  |  |  |  | #FFFF0000 | FA-NFPA 170 SMOKE BEAM DETECTOR CONTROLLER | 1 | FALSE | FALSE | FALSE | 1406 | [13 empty] | FALSE | [5 empty] | DESKTOP-7EIEB7A\acont | 2022-06-28 13:04 | THOR\acont | 2024-09-08 17:27 | Cloned from Autocall A4098-9019 (Controller) | [Bosch] [AUX POWER] [*] FIRERAY5000 (Controller) (C) [Bosch] [IDC] 09 [Alarm] FIRERAY5000 (Controller) (C) [Bosch] [IDC] 08 [Trouble] FIRERAY5000 (Controller) (C) | [Bosch] FIRERAY5000 (Controller)
5e67071b-907d-4577-89f1-2edba96ac91c | NFPA 170 AREA OF REFUGE REMOTE |  |  | North | Rath Area of Refuge |  | Area of Refuge Component |  |  |  | Module | TRUE | 2100-956RR |  | RED METAL BOX SURFACE MOUNT SYSTEM CALL BOX | 1 | [6 empty] | FALSE | [5 empty] | #FF00B050 | FA-NFPA 170 AREA OF REFUGE REMOTE | 1 | FALSE | FALSE | FALSE | 4002 | [13 empty] | FALSE | [5 empty] | ALIENWIN10\AugWin7 | 2019-12-17 15:33 | THOR\acont | 2024-09-08 17:27 | Cloned from MIRCOM NEW PART | [Rath Area of Refuge] [AUX POWER] [*] 2100-956RR, 2100-956RR MAIN CARD, 2100-956RR MAIN CARD-2, 2100-956SR, 2100-958NSR, 2100-984LR, 2500-205B MAIN CARD, 2500-205FM MAIN CARD, 2500-205PSS MAIN CARD, 2500-210B MAIN CARD, 2500-210FM MAIN CARD, 2500-UPSMONI [Rath Area of Refuge] [AOR Call Circuit] 2100-956RR, 2100-956SR, 2100-958NSR, 2100-984LR, 2400-805SP, 2400-808NSP, 2400-808SSPC, 3300FSCN, 3300FSN
4d858ed9-b948-432a-9678-2edfff6ff7a6 | NFPA 170 REMOTE ANNUNCIATOR | RISER ANNUNCIATOR |  | North | Simplex |  | Remote Annunciator |  |  |  | Module | TRUE | 4606-9202 | + | Remote Color Touchscreen LCD Annunciator; for flush mounting in a 5-gang RACO 944 box, or equal, supplied separately - Red | 1 | 0.045 | 0.124 |  |  |  |  | TRUE | [5 empty] | #FFFF0000 | FA-NFPA 170 REMOTE ANNUNCIATOR | 1 | FALSE | FALSE | FALSE | 255 | [19 empty] | DESKTOP-7EIEB7A\acont | 2022-02-16 09:27 | THOR\acont | 2024-09-08 17:27 | Cloned from Autocall A4606-9202 | [Autocall, Simplex] [RUI] 4009-9401 Main Board, 4100-9404, 4100-9405, 4100-9616, 4100-9617, 4606-9202, A009-9401 Main Board, A009-970x MAIN BOARD, A009-970xx MAIN BOARD, A100-9404, A100-9405, A100-9616, A100-9617, A4606-9202 [Autocall, Simplex] [AUX POWER] [*] 4606-9202, A4606-9202
ac0870ee-880d-40f6-91da-2ee235a11e19 |  |  |  | North | Edwards |  | Hardware |  |  |  | Hardware | TRUE | 740219L |  | 16/2 Solid Twisted,OS, Red-Jacket FPLP(Plenum) Mid Cap 1x500' | 1 | [6 empty] | FALSE | [5 empty] | #FFFFFFFF |  |  | FALSE | FALSE | FALSE | [14 empty] | FALSE | [7 empty] | THOR\acont | 2024-10-09 10:48
4bf7e6eb-962b-4cb6-bf2c-2ee6c3220e0c | NFPA 170 REMOTE ANNUNCIATOR | RISER ANNUNCIATOR |  | North | Potter |  | Remote Annunciator |  |  |  | Module | TRUE | RA-6500F | ++ | LCD Annunciator Flush Mount - RED | 1 | 0.02 | 0.025 |  |  |  |  | TRUE | [5 empty] | #FFFF0000 | FA-NFPA 170 REMOTE ANNUNCIATOR | 1 | FALSE | FALSE | FALSE | 255 | [13 empty] | FALSE | [7 empty] | THOR\acont | 2024-09-08 17:27 |  | [Potter] [P-LINK] [*] RA-6006, RA-6075, RA-6075R, RA-6500, RA-6500F, RA-6500R, RA-7630, RA-7692
c7fae1ab-4aa7-4be2-b712-2ee8d23ded39 | NFPA 170 STROBE WALL |  |  | North | Federal Signal |  | Strobe |  |  |  | Module | TRUE | 191XL-024B |  | Flashing LED Hazardous Location Warning Light, Pipe Mount, Blue | 1 | 0 | 0.38 |  |  |  |  | FALSE | [5 empty] | #FF0070C0 | FA-NFPA 170 STROBE WALL | 1 | FALSE | FALSE | FALSE | 2023 | [13 empty] | FALSE |  |  | HZ |  |  | DESKTOP-7SAL8M7\acont | 2020-11-17 10:34 | THOR\acont | 2024-09-08 17:27 | Cloned from Federal Signal 191XL-S024B | [Federal Signal] [NAC] [24 VDC] 191XL-024A, 191XL-024B, 191XL-024C, 191XL-024G, 191XL-024R, 191XL-S024A, 191XL-S024B, 191XL-S024C, 191XL-S024G, 191XL-S024R
923177a7-4aab-47ad-83af-2eebb958ba95 | NFPA 170 ABORT SWITCH |  |  | North | Hochiki |  | Switch |  |  |  | Module | TRUE | HCVR-AS | ++ | ABORT SWITCH | 1 | [6 empty] | TRUE | [5 empty] | #FFFF0000 | FA-NFPA 170 ABORT SWITCH | 1 | FALSE | FALSE | FALSE | [20 empty] | DESKTOP-7EIEB7A\acont | 2022-11-17 14:33 | THOR\acont | 2024-09-08 17:27 | Cloned from Hochiki HCVR-DS | [Hochiki] [IDC] 04 [IDC] HCVR-AS, HCVR-DS
9441f21a-35aa-4c90-9cb6-2eecc3ffd0cc | NFPA 170 BATTERY CABINET |  |  | North | Autocall |  | Enclosure |  |  |  | Assembly | TRUE | A009-9801 |  | External battery cabinet for up to 18 Ah batteries, beige | 1 | 0 | 0 |  |  |  |  | TRUE | [5 empty] | #FFFF0000 | FA-NFPA 170 BATTERY CABINET | 1 | FALSE | FALSE | FALSE | 3000 | [19 empty] | DESKTOP-0D6CQVA\lousc | 2019-07-05 08:11 | THOR\acont | 2024-09-08 17:27 | Cloned from AutoCall A2081-9280
366a5c6e-16ec-4761-98df-2ef0f2bed171 | NFPA 170 HORN STROBE CEILING |  |  | North | Bosch |  | Horn/Strobe |  |  |  | Module | TRUE | W-HSRC | ++ | Ceiling-mount Multi-candela Horn Strobe (two-wire, 12/24 V, red) | 1 | [6 empty] | TRUE | TRUE |  |  |  |  | #FF0070C0 | FA-NFPA 170 HORN STROBE CEILING | 1 | FALSE | FALSE | FALSE | 2020 | [16 empty] | LF |  |  | DESKTOP-7EIEB7A\acont | 2022-08-26 12:22 | THOR\acont | 2024-09-08 17:27 | Cloned from Eaton Wheelock W-HNR | [Bosch] [NAC] [24 VDC, HIGH] W-HSRC (C), W-HSWC (C)
c37150fd-349e-48b6-a45e-2f01614a9260 |  |  |  | North | Edwards |  | Hardware |  |  |  | Hardware | TRUE | QSA-1-S-VR |  | OBSOLETE - Key Locked Door, Surface for 1 Ann. Option Space | 1 | [6 empty] | FALSE | [5 empty] | #FFFFFFFF |  |  | FALSE | FALSE | FALSE | [14 empty] | FALSE | [7 empty] | THOR\acont | 2024-10-09 10:48
5aa7d6a5-a4be-42de-b3f8-2f04d727bf8b | BP MANUAL STATION |  |  | North | BluePoint |  | Manual Station |  |  |  | Assembly | TRUE | BP02-A203M | ++ | MPS ASSEMBLY RF-DMP/NH | 1 | [6 empty] | FALSE | [5 empty] | #FFFF0000 | FA-BP MANUAL STATION | 1 | FALSE | FALSE | FALSE | 957 | [13 empty] | FALSE |  |  | M |  |  | THOR\acont | 2024-04-12 12:58 | THOR\acont | 2024-09-08 17:27 | Cloned from BluePoint BP02-A203P | [BluePoint, DMP] [DMP WIRELESS] [WIRELESS] 1103, 1126R, 1135, 1164 (C), 1164NS (C), 1165H (C), 1168 (C), 1181-R, 1182, 1183-135F, 1183-135R, 1184-W (C), BP01-303, BP02-203M, BP02-203P, BP02-A203M, BP02-A203P, BP02-A203PH, BP03-303, BP03-A103M, BP03-A103P
04a9a8e5-bafc-4646-8408-2f089754bae0 | NFPA 170 SPEAKER WALL |  |  | North | Bogen |  | Speaker |  |  |  | Module | TRUE | MB8TSL |  | Wall Speaker | 1 | [6 empty] | TRUE | [5 empty] | #FF0070C0 | FA-NFPA 170 SPEAKER WALL | 1 | FALSE | FALSE | FALSE | 2021 | [19 empty] | DESKTOP-QMKR22O\aucon | 2020-05-20 08:13 | THOR\acont | 2024-09-08 17:27 |  | [Bogen] [AUDIO 25v, AUDIO 70.7v] [25V AUDIO, 70V AUDIO] CSD2X2L (C), MB8TSL, MB8TSLVR, MB8TSQ, MB8TSQVR
4e6924d9-888d-41e8-8114-2f09dff14284 | NFPA 170 ADDRESSABLE OUTPUT MODULE |  |  | North | NAPCO |  | Addressable Control/Relay |  |  |  | Module | TRUE | FWC-FSLC-RM2 | ++ | Addressable SLC 2-output module (requires 1 SLC address) | 1 | 0.001 | 0.001 |  |  | 24 | [7 empty] | #FFFF0000 | FA-NFPA 170 ADDRESSABLE OUTPUT MODULE | 1 | FALSE | FALSE | FALSE | 1100 | [19 empty] | DESKTOP-7SAL8M7\acont | 2020-01-21 11:59 | THOR\acont | 2024-09-08 17:27 |  | [NAPCO] [SLC NAPCO FIRE] 01 [*] FWC-FSLC-CZM, FWC-FSLC-DUCT (C), FWC-FSLC-EZM1, FWC-FSLC-EZM2, FWC-FSLC-HEAT w/FWC-FSLC-SMK6B, FWC-FSLC-ISO, FWC-FSLC-PULL, FWC-FSLC-PULL2, FWC-FSLC-PULLK, FWC-FSLC-PULLK2, FWC-FSLC-RM2, FWC-FSLC-SMK w/FWC-FSLC-SMK6B (C),
d5a3d0da-9b4d-410f-b369-2f124e745304 | NFPA 170 FIRE ALARM CONTROL UNIT | RISER FACP |  | North | Hochiki |  | Fire Alarm Control Unit |  |  |  | Assembly | TRUE | LA803K1-64 |  | FireNET L@TITUDE Analog Addressable Fire Alarm Control Panel, 8 Slot Standard Plex-Door Enclosure, 10.25 A Auto Voltage, 2-Loop Panel Module, Hochiki Protocol, Network Module, and Media Gateway™, Black, Printer / 48 Zone LEDs | 1 | [6 empty] | FALSE |  |  | *Refer to Install Sheet | 16.5in (W) x 23.2in (H) x 6in (D) | KM5FCRD (Optional Semi-Flush Mounting Kit) | #FFFF0000 | FA-NFPA 170 FIRE ALARM CONTROL UNIT | 1 | FALSE | FALSE | FALSE | 202 | [8 empty] | 7,12,18,28,33,40 |  |  | 10.25 |  | TRUE | [5 empty] | DESKTOP-GHR3H5U\Anthony | 2019-11-27 07:05 | THOR\acont | 2024-09-08 17:27
1b53ea38-6693-4eac-9f0f-2f1795c44fab |  |  |  | North | MIRCOM | [5 empty] | Module | TRUE | RAX-1048TZDS | new | Programmable LED Annunciator Module c/w 48 Bi-Coloured LEDs and 48 Trouble LEDs | 1 | [12 empty] | #FFFFFFFF |  |  | FALSE | FALSE | FALSE | [22 empty] | THOR\acont | 2024-10-09 10:48 |  | [MIRCOM] [RS-485] [PWR/DATA] RAX-1048TZDS
3bce4481-d8a6-4fb0-b85b-2f17d561d27d | NFPA 170 FIRE ALARM TERMINAL CABINET | RISER FATC |  | North | N/A |  | Terminal Cabinet |  |  |  | Module | TRUE | FURNISHED BY OTHERS |  | FIRE ALARM TERMINAL CABINET | 1 | [6 empty] | FALSE |  | PROVIDED BY ELECTRICAL CONTRACTOR |  | PROVIDED BY OTHERS |  | #FFFF0000 | FA-NFPA 170 FIRE ALARM TERMINAL CABINET | 1 | TRUE | FALSE | FALSE | 205 | [13 empty] | FALSE | [5 empty] | DESKTOP-7EIEB7A\acont | 2022-02-02 10:55 | THOR\acont | 2024-09-08 17:27 | Cloned from Generic FIRE ALARM TERMINAL CABINET | [Generic, N/A, Space Age Electronics] [JUNCTION PASSTHROUGH] [#4] CLASS A RETURN, END OF LINE DEVICE, END OF LINE RESISTOR, FIBER PATCH PANEL, FIRE ALARM TERMINAL CABINET, FURNISHED BY OTHERS, FURNISHED BY OTHERS, JUNCTION BOX, JUNCTION BOX CEILING, LINE [Generic, N/A] [JUNCTION PASSTHROUGH] [#20] CLASS A RETURN, END OF LINE DEVICE, END OF LINE RESISTOR, FIBER PATCH PANEL, FIRE ALARM TERMINAL CABINET, FURNISHED BY OTHERS, FURNISHED BY OTHERS, JUNCTION BOX, JUNCTION BOX CEILING, LINE BREAK (DOUBLE), LINE [Generic, N/A] [JUNCTION PASSTHROUGH] [#12] CLASS A RETURN, END OF LINE DEVICE, END OF LINE RESISTOR, FIBER PATCH PANEL, FIRE ALARM TERMINAL CABINET, FURNISHED BY OTHERS, FURNISHED BY OTHERS, JUNCTION BOX, JUNCTION BOX CEILING, LINE BREAK (DOUBLE), LINE [Generic, N/A] [JUNCTION PASSTHROUGH] [#23] CLASS A RETURN, END OF LINE DEVICE, END OF LINE RESISTOR, FIBER PATCH PANEL, FIRE ALARM TERMINAL CABINET, FURNISHED BY OTHERS, FURNISHED BY OTHERS, JUNCTION BOX, JUNCTION BOX CEILING, LINE BREAK (DOUBLE), LINE [Generic, N/A] [JUNCTION PASSTHROUGH] [#36] CLASS A RETURN, END OF LINE DEVICE, END OF LINE RESISTOR, FIBER PATCH PANEL, FIRE ALARM TERMINAL CABINET, FURNISHED BY OTHERS, FURNISHED BY OTHERS, JUNCTION BOX, JUNCTION BOX CEILING, LINE BREAK (DOUBLE), LINE [Generic, N/A] [JUNCTION PASSTHROUGH] [#15] CLASS A RETURN, END OF LINE DEVICE, END OF LINE RESISTOR, FIBER PATCH PANEL, FIRE ALARM TERMINAL CABINET, FURNISHED BY OTHERS, FURNISHED BY OTHERS, JUNCTION BOX, JUNCTION BOX CEILING, LINE BREAK (DOUBLE), LINE [Generic, N/A, Space Age Electronics] [JUNCTION PASSTHROUGH] [#8] CLASS A RETURN, END OF LINE DEVICE, END OF LINE RESISTOR, FIBER PATCH PANEL, FIRE ALARM TERMINAL CABINET, FURNISHED BY OTHERS, FURNISHED BY OTHERS, JUNCTION BOX, JUNCTION BOX CEILING, LINE [Generic, N/A, Space Age Electronics] [JUNCTION PASSTHROUGH] [#7] CLASS A RETURN, END OF LINE DEVICE, END OF LINE RESISTOR, FIBER PATCH PANEL, FIRE ALARM TERMINAL CABINET, FURNISHED BY OTHERS, FURNISHED BY OTHERS, JUNCTION BOX, JUNCTION BOX CEILING, LINE [Generic, N/A] [JUNCTION PASSTHROUGH] [#22] CLASS A RETURN, END OF LINE DEVICE, END OF LINE RESISTOR, FIBER PATCH PANEL, FIRE ALARM TERMINAL CABINET, FURNISHED BY OTHERS, FURNISHED BY OTHERS, JUNCTION BOX, JUNCTION BOX CEILING, LINE BREAK (DOUBLE), LINE [Generic, N/A] [JUNCTION PASSTHROUGH] [#33] CLASS A RETURN, END OF LINE DEVICE, END OF LINE RESISTOR, FIBER PATCH PANEL, FIRE ALARM TERMINAL CABINET, FURNISHED BY OTHERS, FURNISHED BY OTHERS, JUNCTION BOX, JUNCTION BOX CEILING, LINE BREAK (DOUBLE), LINE [Generic, N/A, Space Age Electronics] [JUNCTION PASSTHROUGH] [#3] CLASS A RETURN, END OF LINE DEVICE, END OF LINE RESISTOR, FIBER PATCH PANEL, FIRE ALARM TERMINAL CABINET, FURNISHED BY OTHERS, FURNISHED BY OTHERS, JUNCTION BOX, JUNCTION BOX CEILING, LINE [Generic, N/A] [JUNCTION PASSTHROUGH] [#32] CLASS A RETURN, END OF LINE DEVICE, END OF LINE RESISTOR, FIBER PATCH PANEL, FIRE ALARM TERMINAL CABINET, FURNISHED BY OTHERS, FURNISHED BY OTHERS, JUNCTION BOX, JUNCTION BOX CEILING, LINE BREAK (DOUBLE), LINE [Generic, N/A] [JUNCTION PASSTHROUGH] [#40] CLASS A RETURN, END OF LINE DEVICE, END OF LINE RESISTOR, FIBER PATCH PANEL, FIRE ALARM TERMINAL CABINET, FURNISHED BY OTHERS, FURNISHED BY OTHERS, JUNCTION BOX, JUNCTION BOX CEILING, LINE BREAK (DOUBLE), LINE [Generic, N/A] [JUNCTION PASSTHROUGH] [#25] CLASS A RETURN, END OF LINE DEVICE, END OF LINE RESISTOR, FIBER PATCH PANEL, FIRE ALARM TERMINAL CABINET, FURNISHED BY OTHERS, FURNISHED BY OTHERS, JUNCTION BOX, JUNCTION BOX CEILING, LINE BREAK (DOUBLE), LINE [Generic, N/A] [JUNCTION PASSTHROUGH] [#27] CLASS A RETURN, END OF LINE DEVICE, END OF LINE RESISTOR, FIBER PATCH PANEL, FIRE ALARM TERMINAL CABINET, FURNISHED BY OTHERS, FURNISHED BY OTHERS, JUNCTION BOX, JUNCTION BOX CEILING, LINE BREAK (DOUBLE), LINE [Generic, N/A] [JUNCTION PASSTHROUGH] [#17] CLASS A RETURN, END OF LINE DEVICE, END OF LINE RESISTOR, FIBER PATCH PANEL, FIRE ALARM TERMINAL CABINET, FURNISHED BY OTHERS, FURNISHED BY OTHERS, JUNCTION BOX, JUNCTION BOX CEILING, LINE BREAK (DOUBLE), LINE [Generic, N/A] [JUNCTION PASSTHROUGH] [#30] CLASS A RETURN, END OF LINE DEVICE, END OF LINE RESISTOR, FIBER PATCH PANEL, FIRE ALARM TERMINAL CABINET, FURNISHED BY OTHERS, FURNISHED BY OTHERS, JUNCTION BOX, JUNCTION BOX CEILING, LINE BREAK (DOUBLE), LINE [Generic, N/A, Space Age Electronics] [JUNCTION PASSTHROUGH] [#6] CLASS A RETURN, END OF LINE DEVICE, END OF LINE RESISTOR, FIBER PATCH PANEL, FIRE ALARM TERMINAL CABINET, FURNISHED BY OTHERS, FURNISHED BY OTHERS, JUNCTION BOX, JUNCTION BOX CEILING, LINE [Generic, N/A] [JUNCTION PASSTHROUGH] [#41] CLASS A RETURN, END OF LINE DEVICE, END OF LINE RESISTOR, FIBER PATCH PANEL, FIRE ALARM TERMINAL CABINET, FURNISHED BY OTHERS, FURNISHED BY OTHERS, JUNCTION BOX, JUNCTION BOX CEILING, LINE BREAK (DOUBLE), LINE [Generic, N/A] [JUNCTION PASSTHROUGH] [#21] CLASS A RETURN, END OF LINE DEVICE, END OF LINE RESISTOR, FIBER PATCH PANEL, FIRE ALARM TERMINAL CABINET, FURNISHED BY OTHERS, FURNISHED BY OTHERS, JUNCTION BOX, JUNCTION BOX CEILING, LINE BREAK (DOUBLE), LINE [Generic, N/A] [JUNCTION PASSTHROUGH] [#34] CLASS A RETURN, END OF LINE DEVICE, END OF LINE RESISTOR, FIBER PATCH PANEL, FIRE ALARM TERMINAL CABINET, FURNISHED BY OTHERS, FURNISHED BY OTHERS, JUNCTION BOX, JUNCTION BOX CEILING, LINE BREAK (DOUBLE), LINE [Generic, N/A, Space Age Electronics] [JUNCTION PASSTHROUGH] [#5] CLASS A RETURN, END OF LINE DEVICE, END OF LINE RESISTOR, FIBER PATCH PANEL, FIRE ALARM TERMINAL CABINET, FURNISHED BY OTHERS, FURNISHED BY OTHERS, JUNCTION BOX, JUNCTION BOX CEILING, LINE [Generic, N/A] [JUNCTION PASSTHROUGH] [#42] CLASS A RETURN, END OF LINE DEVICE, END OF LINE RESISTOR, FIBER PATCH PANEL, FIRE ALARM TERMINAL CABINET, FURNISHED BY OTHERS, FURNISHED BY OTHERS, JUNCTION BOX, JUNCTION BOX CEILING, LINE BREAK (DOUBLE), LINE [Generic, N/A] [JUNCTION PASSTHROUGH] [#37] CLASS A RETURN, END OF LINE DEVICE, END OF LINE RESISTOR, FIBER PATCH PANEL, FIRE ALARM TERMINAL CABINET, FURNISHED BY OTHERS, FURNISHED BY OTHERS, JUNCTION BOX, JUNCTION BOX CEILING, LINE BREAK (DOUBLE), LINE [Generic, N/A, Space Age Electronics] [JUNCTION PASSTHROUGH] 02 [ALL DEVICES ++] CLASS A RETURN, END OF LINE DEVICE, END OF LINE RESISTOR, FIBER PATCH PANEL, FIRE ALARM TERMINAL CABINET, FURNISHED BY OTHERS, FURNISHED BY OTHERS, JUNCTION BOX, JUNCTION BO [Generic, N/A] [JUNCTION PASSTHROUGH] [#18] CLASS A RETURN, END OF LINE DEVICE, END OF LINE RESISTOR, FIBER PATCH PANEL, FIRE ALARM TERMINAL CABINET, FURNISHED BY OTHERS, FURNISHED BY OTHERS, JUNCTION BOX, JUNCTION BOX CEILING, LINE BREAK (DOUBLE), LINE [Generic, N/A] [JUNCTION PASSTHROUGH] [#10] CLASS A RETURN, END OF LINE DEVICE, END OF LINE RESISTOR, FIBER PATCH PANEL, FIRE ALARM TERMINAL CABINET, FURNISHED BY OTHERS, FURNISHED BY OTHERS, JUNCTION BOX, JUNCTION BOX CEILING, LINE BREAK (DOUBLE), LINE [Generic, N/A, Space Age Electronics] [JUNCTION PASSTHROUGH] [#2] CLASS A RETURN, END OF LINE DEVICE, END OF LINE RESISTOR, FIBER PATCH PANEL, FIRE ALARM TERMINAL CABINET, FURNISHED BY OTHERS, FURNISHED BY OTHERS, JUNCTION BOX, JUNCTION BOX CEILING, LINE [Generic, N/A] [JUNCTION PASSTHROUGH] [#24] CLASS A RETURN, END OF LINE DEVICE, END OF LINE RESISTOR, FIBER PATCH PANEL, FIRE ALARM TERMINAL CABINET, FURNISHED BY OTHERS, FURNISHED BY OTHERS, JUNCTION BOX, JUNCTION BOX CEILING, LINE BREAK (DOUBLE), LINE [Generic, N/A] [JUNCTION PASSTHROUGH] [#26] CLASS A RETURN, END OF LINE DEVICE, END OF LINE RESISTOR, FIBER PATCH PANEL, FIRE ALARM TERMINAL CABINET, FURNISHED BY OTHERS, FURNISHED BY OTHERS, JUNCTION BOX, JUNCTION BOX CEILING, LINE BREAK (DOUBLE), LINE [Generic, N/A] [JUNCTION PASSTHROUGH] [#19] CLASS A RETURN, END OF LINE DEVICE, END OF LINE RESISTOR, FIBER PATCH PANEL, FIRE ALARM TERMINAL CABINET, FURNISHED BY OTHERS, FURNISHED BY OTHERS, JUNCTION BOX, JUNCTION BOX CEILING, LINE BREAK (DOUBLE), LINE [Generic, N/A] [JUNCTION PASSTHROUGH] [#28] CLASS A RETURN, END OF LINE DEVICE, END OF LINE RESISTOR, FIBER PATCH PANEL, FIRE ALARM TERMINAL CABINET, FURNISHED BY OTHERS, FURNISHED BY OTHERS, JUNCTION BOX, JUNCTION BOX CEILING, LINE BREAK (DOUBLE), LINE [Generic, N/A] [JUNCTION PASSTHROUGH] [#13] CLASS A RETURN, END OF LINE DEVICE, END OF LINE RESISTOR, FIBER PATCH PANEL, FIRE ALARM TERMINAL CABINET, FURNISHED BY OTHERS, FURNISHED BY OTHERS, JUNCTION BOX, JUNCTION BOX CEILING, LINE BREAK (DOUBLE), LINE [Generic, N/A] [JUNCTION PASSTHROUGH] [#16] CLASS A RETURN, END OF LINE DEVICE, END OF LINE RESISTOR, FIBER PATCH PANEL, FIRE ALARM TERMINAL CABINET, FURNISHED BY OTHERS, FURNISHED BY OTHERS, JUNCTION BOX, JUNCTION BOX CEILING, LINE BREAK (DOUBLE), LINE [Generic, N/A] [JUNCTION PASSTHROUGH] [#11] CLASS A RETURN, END OF LINE DEVICE, END OF LINE RESISTOR, FIBER PATCH PANEL, FIRE ALARM TERMINAL CABINET, FURNISHED BY OTHERS, FURNISHED BY OTHERS, JUNCTION BOX, JUNCTION BOX CEILING, LINE BREAK (DOUBLE), LINE [Generic, N/A] [JUNCTION PASSTHROUGH] [#39] CLASS A RETURN, END OF LINE DEVICE, END OF LINE RESISTOR, FIBER PATCH PANEL, FIRE ALARM TERMINAL CABINET, FURNISHED BY OTHERS, FURNISHED BY OTHERS, JUNCTION BOX, JUNCTION BOX CEILING, LINE BREAK (DOUBLE), LINE [Generic, N/A] [JUNCTION PASSTHROUGH] [#29] CLASS A RETURN, END OF LINE DEVICE, END OF LINE RESISTOR, FIBER PATCH PANEL, FIRE ALARM TERMINAL CABINET, FURNISHED BY OTHERS, FURNISHED BY OTHERS, JUNCTION BOX, JUNCTION BOX CEILING, LINE BREAK (DOUBLE), LINE [Generic, N/A] [JUNCTION PASSTHROUGH] [#31] CLASS A RETURN, END OF LINE DEVICE, END OF LINE RESISTOR, FIBER PATCH PANEL, FIRE ALARM TERMINAL CABINET, FURNISHED BY OTHERS, FURNISHED BY OTHERS, JUNCTION BOX, JUNCTION BOX CEILING, LINE BREAK (DOUBLE), LINE [Generic, N/A] [JUNCTION PASSTHROUGH] [#9] CLASS A RETURN, END OF LINE DEVICE, END OF LINE RESISTOR, FIBER PATCH PANEL, FIRE ALARM TERMINAL CABINET, FURNISHED BY OTHERS, FURNISHED BY OTHERS, JUNCTION BOX, JUNCTION BOX CEILING, LINE BREAK (DOUBLE), LINE B [Generic, N/A] [JUNCTION PASSTHROUGH] [#35] CLASS A RETURN, END OF LINE DEVICE, END OF LINE RESISTOR, FIBER PATCH PANEL, FIRE ALARM TERMINAL CABINET, FURNISHED BY OTHERS, FURNISHED BY OTHERS, JUNCTION BOX, JUNCTION BOX CEILING, LINE BREAK (DOUBLE), LINE [Generic, N/A] [JUNCTION PASSTHROUGH] [#38] CLASS A RETURN, END OF LINE DEVICE, END OF LINE RESISTOR, FIBER PATCH PANEL, FIRE ALARM TERMINAL CABINET, FURNISHED BY OTHERS, FURNISHED BY OTHERS, JUNCTION BOX, JUNCTION BOX CEILING, LINE BREAK (DOUBLE), LINE [Generic, N/A] [JUNCTION PASSTHROUGH] [#14] CLASS A RETURN, END OF LINE DEVICE, END OF LINE RESISTOR, FIBER PATCH PANEL, FIRE ALARM TERMINAL CABINET, FURNISHED BY OTHERS, FURNISHED BY OTHERS, JUNCTION BOX, JUNCTION BOX CEILING, LINE BREAK (DOUBLE), LINE
68155e7e-d211-48c1-b133-2f197023f9a3 |  |  |  | North | Siemens |  | Hardware |  |  |  | Hardware | TRUE | FHA902-U1 | S54433-B106-A1 | 50 pt system Black enclosure Trim Kit | 1 | [12 empty] | #FFFFFFFF |  |  | FALSE | FALSE | FALSE | [20 empty] | AULAPTOP-PC\Aulaptop | 2019-05-19 02:50 | THOR\acont | 2024-10-09 10:48 | Cloned from Siemens FHA901-U1
ff7f7dc7-5883-4518-ac51-2f1e50bebc4b | NFPA 170 SMOKE HEAT DETECTOR |  |  | North | Kidde |  | Smoke/Heat Detector |  |  |  | Module | TRUE | KIR-PHD w/KI-SB BASE | ++ | Intelligent Multisensor Smoke and Heat Detector | 1 | 5.1e-05 | 6.8e-05 |  |  |  |  | FALSE | TRUE |  |  |  |  | #FFFF0000 | FA-NFPA 170 SMOKE HEAT DETECTOR | 1 | FALSE | FALSE | FALSE | 1408 | [13 empty] | FALSE | [5 empty] | DESKTOP-7EIEB7A\acont | 2023-05-24 19:04 | THOR\acont | 2024-09-08 17:27 | Cloned from Kidde KI-PHD w/KI-SB BASE | [Kidde] [SLC EST MODULES SENSORS] [*] [#2 SHARED ADDR ¦ SENSORS] DS-HFS (C), DS-PS (C), FX-HD w/IB4U BASE, FX-HD w/RB4U BASE, FX-HD w/SB4U BASE, FX-HD w/SB4U-LF BASE, FX-HD wB4U BASE, FX-PD w/B4U BASE (C), FX-PD w/IB4U BASE (C), FX-PD w/SB4U BASE (C), FX [Edwards, Kidde] [SLC EST SENSORS] 01 [*] [EST3, iO1000] DS-HFS (C), DS-PS (C), FX-HD w/IB4U BASE, FX-HD w/RB4U BASE, FX-HD w/SB4U BASE, FX-HD w/SB4U-LF BASE, FX-HD wB4U BASE, FX-PD w/B4U BASE (C), FX-PD w/IB4U BASE (C), FX-PD w/SB4U BASE (C), FX-PD w/SB [Kidde] [SLC EST SENSORS] [*] [#4 TYPE ADDR ¦ SENSORS] DS-HFS (C), DS-PS (C), FX-HD w/IB4U BASE, FX-HD w/RB4U BASE, FX-HD w/SB4U BASE, FX-HD w/SB4U-LF BASE, FX-HD wB4U BASE, FX-PD w/B4U BASE (C), FX-PD w/IB4U BASE (C), FX-PD w/SB4U BASE (C), FX-PD w/SB4U [Edwards, Kidde] [SLC EST MODULES/SENSORS] 01 [*] [iO64] DS-HFS (C), DS-PS (C), FX-HD w/IB4U BASE, FX-HD w/RB4U BASE, FX-HD w/SB4U BASE, FX-HD w/SB4U-LF BASE, FX-HD wB4U BASE, FX-PD w/B4U BASE (C), FX-PD w/IB4U BASE (C), FX-PD w/SB4U BASE (C), FX-PD w/SB
f1ea195b-d223-4a11-bc79-2f1ec696caf1 | NFPA 170 ADDRESSABLE INPUT MONITOR MODULE |  |  | North | Kidde |  | Addressable Module |  |  |  | Module | TRUE | FX-IDC1B | ++ | Analog Single Input Mini Module | 1 | 0.00035 | 0.0005 |  |  |  |  | FALSE | [5 empty] | #FFFF0000 | FA-NFPA 170 ADDRESSABLE INPUT MONITOR MODULE | 1 | FALSE | FALSE | FALSE | 1000 | [13 empty] | FALSE | [5 empty] | DESKTOP-7EIEB7A\acont | 2021-12-16 15:17 | THOR\acont | 2024-09-08 17:27 | Cloned from Kidde FX-IDC1A | [Edwards, Kidde] [SLC EST MODULES] 01 [*] [EST3, iO1000 ] FX-2WIRE, FX-IDC1A, FX-IDC1B, FX-IDC2B, FX-IDCWS, FX-ISO, FX-NAC, GSA-CC1, GSA-CC1S, GSA-CC2, GSA-CT1, GSA-CT2, GSA-IO, GSA-MAB, GSA-MCC1, GSA-MCC1S, GSA-MCC2, GSA-MCT2, GSA-MIO, GSA-MM1, GSA-MRM1 [Kidde] [SLC EST MODULES SENSORS] [*] [#1 SHARED ADDR ¦ MODULES] 76-330002-101, 84-330002-001, FX-270, FX-278, FX-2WIRE, FX-IDC1A, FX-IDC1B, FX-IDC2B, FX-IDCWS, FX-ISO, FX-NAC, FX-RLY, GSA-CC1, GSA-CC1S, GSA-CC2, GSA-CR, GSA-CRH, GSA-CRR, GSA-CT1, GSA-CT [Edwards, Kidde] [SLC EST MODULES/SENSORS] 02 [*] [iO64] 70-417008-001, FX-2WIRE, FX-IDC1A, FX-IDC1B, FX-IDC2B, FX-IDCWS, FX-NAC, GSA-CC1, GSA-CC1S, GSA-CC2, GSA-CT1, GSA-CT2, GSA-IO, GSA-MAB, GSA-MCC1, GSA-MCC1S, GSA-MCC2, GSA-MCT2, GSA-MIO, GSA-MM1, GS [Kidde] [SLC EST MODULES] [*] [#3 TYPE ADDR ¦ MODULES] 76-330002-101, 84-330002-001, FX-270, FX-278, FX-2WIRE, FX-IDC1A, FX-IDC1B, FX-IDC2B, FX-IDCWS, FX-ISO, FX-NAC, FX-RLY, GSA-CC1, GSA-CC1S, GSA-CC2, GSA-CR, GSA-CRH, GSA-CRR, GSA-CT1, GSA-CT2, GSA-IO, | [Edwards, Kidde] FX-IDC1A, FX-IDC1B, GSA-CT1, GSA-IO, SIGA-CT1, SIGA-CT1HT, SIGA-CT1I, SIGA-IO, SIGA-MM1
5b1ae552-4714-4ff3-9ce7-2f248dc71c44 | NFPA 170 REMOTE VOICE EVACUATION MICROPHONE |  |  | North | Siemens |  | Remote Microphone |  |  |  | Assembly | TRUE | VR2005-R3 | S54400-C92-A1 | Remote Microphone Kit-1HU Red Consists of: One FHB2001-R1, one FHD2001-R3, one FHD2004-U1, one FHD2006-U1, two FCM2022-U3, one VTO2001-U3, one VTO2004-U3, and one VTA2001-A1 | 1 | [6 empty] | FALSE | [5 empty] | #FFFF0000 | FA-NFPA 170 REMOTE VOICE EVACUATION MICROPHONE | 1 | FALSE | FALSE | FALSE | 265 | [13 empty] | FALSE | [5 empty] | AULAPTOP-PC\Aulaptop | 2019-04-21 04:23 | THOR\acont | 2024-09-08 17:27 | Cloned from Siemens VR2005-U3/R3
dc676202-d988-43c9-ab28-2f2da0bcbb2b | CADGEN DOOR CONTACT |  |  | North | Generic | Security/Access Control | Door Contact |  |  |  | Module | TRUE | Door Contact |  | Universal Door Contact | 1 | [6 empty] | TRUE | [5 empty] | #FFFF0000 | FA-CADGEN DOOR CONTACT | 1 | FALSE | FALSE | FALSE | [20 empty] | DESKTOP-7EIEB7A\acont | 2022-02-12 08:41 | THOR\acont | 2024-09-08 17:27 | Cloned from ProdataKey, Inc. REXM | [Generic] [ACCESS CONTROL INPUT] [*] Door Contact, Glass Break, Intrusion Contact, Motion Detector Ceiling, Motion Detector Long Range, Motion Detector Wall, Motion Detector Wide Angle [Generic] [IDC] 01 Door Contact, Glass Break, Intrusion Contact, Motion Detector Ceiling, Motion Detector Long Range, Motion Detector Wall, Motion Detector Wide Angle
85cd12c5-9c0a-4752-bfa1-2f31a7e546e6 | NFPA 170 HEAT DETECTOR |  |  | North | Hochiki |  | Heat Detector |  |  |  | Module | TRUE | DCD-135 w/HSC-224L LATCHING LED BASE | DCD-135 w/HSC-224L LATCHING LED BASE | HEAT DETECTOR w/ LATCHING LED BASE | 1 |  | 0.188 |  |  |  |  | TRUE | TRUE |  | *Refer to Install Sheet |  |  | #FFFF0000 | FA-NFPA 170 HEAT DETECTOR | 1 | FALSE | FALSE | FALSE | 1403 | [16 empty] | L |  |  | DESKTOP-0D6CQVA\lousc | 2019-10-12 07:39 | THOR\acont | 2024-09-08 17:27 | from Hochiki DCD-135 w/HSC-224L LATCHING LED BASE | [Hochiki] [IDC] 01 [IDC] DCD-135 w/HSC-220L LATCHING LED BASE (C), DCD-135 w/HSC-220R - 2 WIRE RELAY BASE (C), DCD-135 w/HSC-221L LATCHING LED BASE (C), DCD-135 w/HSC-221R - 2 WIRE RELAY BASE (C), DCD-135 w/HSC-224L LATCHING LED BASE (C), DCD-135 w
1e45ba12-eeba-4b5c-a29d-2f39fe4d0e0c |  |  |  | North | Evax |  | Cards & Components |  |  |  | Card | TRUE | HMX-MBR (70V) | + |  | 1 | 0.031 | 0.031 |  |  |  |  | TRUE | [5 empty] | #FFFFFFFF |  |  | FALSE | FALSE | FALSE | [20 empty] | DESKTOP-7SAL8M7\acont | 2020-07-16 11:07 | THOR\acont | 2024-10-09 10:48 | Cloned from Hochiki FNV-MBR (70V) |  | [Evax] HMX-MBR (70V)
11dcef60-0655-4edd-a877-2f3d90433045 |  |  |  | North | Edwards |  | Hardware |  |  |  | Hardware | TRUE | SIGA-DG |  | Detector (Smoke) Guard | 1 | [6 empty] | FALSE | [5 empty] | #FFFFFFFF |  |  | FALSE | FALSE | FALSE | [14 empty] | FALSE | [7 empty] | THOR\acont | 2024-10-09 10:48
01df5fc2-fe36-44d7-92e5-2f3f9a45b910 | NFPA 170 STROBE CEILING |  |  | North | System Sensor |  | Strobe |  |  |  | Module | TRUE | SCRKLED | ++ | Strobe, Ceiling, Red, Outdoor | 1 | 0 | 0.111 |  |  |  |  | FALSE | TRUE |  |  |  |  | #FF0070C0 | FA-NFPA 170 STROBE CEILING | 1 | FALSE | FALSE | FALSE | 2022 | [13 empty] | FALSE |  |  | C, WP |  |  | DESKTOP-QGO6JOK\acont | 2024-07-15 14:06 | THOR\acont | 2024-09-08 17:27 | Cloned from System Sensor SCRLED | [System Sensor] [NAC] [24VDC] SCRKLED (C), SCRKLED-B (C), SCRKLED-P (C), SCRLED (C), SCRLED-B (C), SCRLED-P (C), SCWKLED (C), SCWKLED-B (C), SCWKLED-P (C), SCWLED (C), SCWLED-B (C), SCWLED-CLR-ALERT (C), SCWLED-P (C)
93b1af1b-eef6-434e-af56-2f4351b6c219 | NFPA 170 SPEAKER STROBE |  |  | North | Edwards |  | Speaker/Strobe |  |  |  | Module | TRUE | G4HFWF-S2VMC |  | 25V Speaker/Strobe, White, FIRE 15, 30, 75, 110 cd, Clear | 1 | 0 | 0.294 |  |  |  |  | FALSE | [5 empty] | #FF0070C0 | FA-NFPA 170 SPEAKER STROBE | 1 | FALSE | FALSE | FALSE | 2019 | [13 empty] | FALSE | [7 empty] | THOR\acont | 2024-09-08 17:27 |  | [Edwards, Kidde] [NAC] [16 VDC] G4ERA-A, G4ERA-B, G4ERA-G, G4ERA-R, G4ERF-C, G4ERN-A, G4ERN-B, G4ERN-C, G4ERN-G, G4ERN-R, G4EWA-A, G4EWA-B, G4EWA-G, G4EWA-R, G4EWF-C, G4EWN-A, G4EWN-B, G4EWN-C, G4EWN-G, G4EWN-R, G4F-S2V1575, G4F-S2VM, G4F-S7V1575, G4F-S7 [Edwards, Kidde] [NAC] [24 VDC] G4ERA-A, G4ERA-B, G4ERA-G, G4ERA-R, G4ERF-C, G4ERN-A, G4ERN-B, G4ERN-C, G4ERN-G, G4ERN-R, G4EWA-A, G4EWA-B, G4EWA-G, G4EWA-R, G4EWF-C, G4EWN-A, G4EWN-B, G4EWN-C, G4EWN-G, G4EWN-R, G4F-S2V1575, G4F-S2VM, G4F-S7V1575, G4F-S7 [Edwards, Kidde] [AUDIO 25v] [25V AUDIO] EGCF-S2VMH (C), G4F-S2, G4F-S2V1575, G4F-S2VM, G4HFRF-S2, G4HFRF-S2VMC, G4HFRN-S2, G4HFRN-S2VMC, G4HFWA-S2, G4HFWA-S2VMA, G4HFWA-S2VMC, G4HFWF-S2, G4HFWF-S2VMC, G4HFWN-S2, G4HFWN-S2VMA, G4HFWN-S2VMC, G4RF-S2, G4RF
814bbf82-04e8-4608-a332-2f484766b2d2 |  |  |  | North | Edwards |  | Hardware |  |  |  | Hardware | TRUE | FW-HSSD20 |  | Single VESDA HLI "PIN" code. (1) to twenty (20) VESDA HLI to FireWorks | 1 | [6 empty] | FALSE | [5 empty] | #FFFFFFFF |  |  | FALSE | FALSE | FALSE | [14 empty] | FALSE | [7 empty] | THOR\acont | 2024-10-09 10:48
2be86a44-246f-4b44-b1fe-2f5a272228f4 | NFPA 170 SPEAKER STROBE CEILING |  |  | North | Kidde |  | Speaker/Strobe |  |  |  | Module | TRUE | EGCSVHRN |  | Speaker/Strobe, Ceiling, Red, None, High CD | 1 | [6 empty] | FALSE | TRUE |  |  |  |  | #FF0070C0 | FA-NFPA 170 SPEAKER STROBE CEILING | 1 | FALSE | FALSE | FALSE | 2020 | [13 empty] | FALSE |  |  | C |  |  | XPS-17-9710\August | 2024-10-18 14:34 |  |  | Cloned from Edwards GCSVHRN | [Edwards, Kidde] [AUDIO 25v] [25V AUDIO] EGCSRF (C), EGCSRN (C), EGCSVHRF (C), EGCSVHRF-FR (C), EGCSVHRF-SP (C), EGCSVHRN (C), EGCSVHWA (C), EGCSVHWF (C), EGCSVHWF-FR (C), EGCSVHWF-SP (C), EGCSVHWN (C), EGCSVRF (C), EGCSVRN (C), EGCSVWA (C), EGC [Edwards, Kidde] [AUDIO 70.7v] [70V AUDIO] EGCSRF (C), EGCSRN (C), EGCSVHRF (C), EGCSVHRF-FR (C), EGCSVHRF-SP (C), EGCSVHRN (C), EGCSVHWA (C), EGCSVHWF (C), EGCSVHWF-FR (C), EGCSVHWF-SP (C), EGCSVHWN (C), EGCSVRF (C), EGCSVRN (C), EGCSVWA (C), E [Edwards, Kidde] [NAC] [24 FWR] EGCSVHRF (C), EGCSVHRF-FR (C), EGCSVHRF-SP (C), EGCSVHRN (C), EGCSVHWA (C), EGCSVHWF (C), EGCSVHWF-FR (C), EGCSVHWF-SP (C), EGCSVHWN (C), EGCVHRF (C), EGCVHRF-FR (C), EGCVHRF-SP (C), EGCVHRN (C), EGCVHWA (C), [Edwards, Kidde] [NAC] [24 VDC] EGCSVHRF (C), EGCSVHRF-FR (C), EGCSVHRF-SP (C), EGCSVHRN (C), EGCSVHWA (C), EGCSVHWF (C), EGCSVHWF-FR (C), EGCSVHWF-SP (C), EGCSVHWN (C), EGCVHRF (C), EGCVHRF-FR (C), EGCVHRF-SP (C), EGCVHRN (C), EGCVHWA (C),
89f5b0ff-ddb0-48e3-8527-2f5a86003547 | NFPA 170 SPEAKER STROBE |  |  | North | Edwards |  | Speaker/Strobe |  |  |  | Module | TRUE | G4R-S7VM |  | 70V Speaker/Strobe, Red; running man, 15, 30, 75, 110 cd | 1 | 0 | 0.294 |  |  |  |  | FALSE | [5 empty] | #FF0070C0 | FA-NFPA 170 SPEAKER STROBE | 1 | FALSE | FALSE | FALSE | 2019 | [13 empty] | FALSE | [7 empty] | THOR\acont | 2024-09-08 17:27 |  | [Edwards, Kidde] [NAC] [16 VDC] G4ERA-A, G4ERA-B, G4ERA-G, G4ERA-R, G4ERF-C, G4ERN-A, G4ERN-B, G4ERN-C, G4ERN-G, G4ERN-R, G4EWA-A, G4EWA-B, G4EWA-G, G4EWA-R, G4EWF-C, G4EWN-A, G4EWN-B, G4EWN-C, G4EWN-G, G4EWN-R, G4F-S2V1575, G4F-S2VM, G4F-S7V1575, G4F-S7 [Edwards, Kidde] [NAC] [24 VDC] G4ERA-A, G4ERA-B, G4ERA-G, G4ERA-R, G4ERF-C, G4ERN-A, G4ERN-B, G4ERN-C, G4ERN-G, G4ERN-R, G4EWA-A, G4EWA-B, G4EWA-G, G4EWA-R, G4EWF-C, G4EWN-A, G4EWN-B, G4EWN-C, G4EWN-G, G4EWN-R, G4F-S2V1575, G4F-S2VM, G4F-S7V1575, G4F-S7 [Edwards, Kidde] [AUDIO 70.7v] [70V AUDIO] G4F-S7, G4F-S7V1575, G4F-S7VM, G4HFRF-S7, G4HFRF-S7VMC, G4HFRN-S7, G4HFRN-S7VMC, G4HFWA-S7, G4HFWA-S7VMA, G4HFWA-S7VMC, G4HFWF-S7, G4HFWF-S7VMC, G4HFWN-S7, G4HFWN-S7VMA, G4HFWN-S7VMB, G4HFWN-S7VMC, G4RF-S7, G4RF
4123a532-f6ba-424a-a98e-2f5aff639d7c | NFPA 170 FIRE ALARM CONTROL UNIT | RISER FACP |  | North | Hochiki |  | Fire Alarm Control Unit |  |  |  | Assembly | TRUE | LA203K1-10 |  | FireNET L@TITUDE Analog Addressable Fire Alarm Control Panel, 4 Slot Standard Plex-Door Enclosure, 10.25 A Auto Voltage, 2-Loop Panel Module, Hochiki Protocol, Network Module, and Media Gateway™, Red, 48 Zone LEDs | 1 | [6 empty] | FALSE |  |  | *Refer to Install Sheet | 16.5in (W) x 23.2in (H) x 6in (D) | KM5FCRD (Optional Semi-Flush Mounting Kit) | #FFFF0000 | FA-NFPA 170 FIRE ALARM CONTROL UNIT | 1 | FALSE | FALSE | FALSE | 202 | [8 empty] | 7,12,18,28 |  |  | 10.25 |  | TRUE | [5 empty] | DESKTOP-GHR3H5U\Anthony | 2019-11-27 08:00 | THOR\acont | 2024-09-08 17:27
e9552b92-7258-45a2-bd94-2f5b18a281fb | NFPA 170 HEAT DETECTOR |  |  | North | Apollo |  | Heat Detector |  |  |  | Module | TRUE | SA5150-450 w/SA5000-210 | XXX | Discovery/Soteria UL Heat Detector W/ Soteria UL Base - 4” | 1 | [6 empty] | TRUE | [5 empty] | #FFFF0000 | FA-NFPA 170 HEAT DETECTOR | 1 | FALSE | FALSE | [21 empty] | XPS-17-9710\August | 2024-12-14 09:01 | XPS-17-9710\August | 2024-12-14 09:40 | Cloned from Apollo SA5 CLONED | [Apollo] [SLC APOLLO MODULES SENSORS] [#1 SHARED ADDR ¦ ALL] SA5150-650ADV w/SA5000-230ADV (C), SA5150-750ADV w/SA5000-210ADV (C), SA5050- 350 w/SA5300-802 , SA5050-250 w/SA5000-210, SA5050-250 w/SA5000-230 , SA5050-250 w/SA5300-800 , SA5050-250 w/
3f3f4582-843c-4906-b691-2f5c5b5f5bfe | NFPA 170 MANUAL PULL |  |  | North | Notifier |  | Manual Station |  |  |  | Module | TRUE | NBG-12 | ++ | Manual Pull Station | 1 | [6 empty] | FALSE | FALSE |  |  |  |  | #FFFF0000 | FA-NFPA 170 MANUAL PULL | 1 | FALSE | FALSE | FALSE | 957 | [13 empty] | FALSE | [7 empty] | THOR\acont | 2024-09-08 17:27 |  | [Chemtronics, Firelite, MIRCOM, Notifier, System Sensor] [IDC] 01 [*] [IDC 2-WIRE ++] 1151 (C), 1151EIS (C), 1400 (C), 1451 (C), 1451DH (C), 1451DHHT (C), 2100AT (C), 2100S (C), 2100TR (C), 2100TS (C), 2151 w/B110LP (C), 2151 w/B116LP (C), 2151 w/B401 (C
29b769e9-3504-4d9a-a5ba-2f5e77f1f1c0 |  |  |  | North | TALK A PHONE | Area of Refuge | Cards & Components |  |  |  | Card | TRUE | AOR-5 MAIN CARD | ++ | Main Card | 1 |  | 2 |  |  |  |  | TRUE | [5 empty] | #FFFFFFFF |  |  | FALSE | FALSE | FALSE | [14 empty] | FALSE | [5 empty] | THOR\acont | 2024-01-10 15:57 | THOR\acont | 2024-10-09 10:48 | Cloned from Rath Area of Refuge 2500-205FM MAIN CARD | [TALK A PHONE] [AUX POWER] [*] AOR-10 MAIN CARD, AOR-5 MAIN CARD [TALK A PHONE] [IDC] 01 AOR-10 MAIN CARD, AOR-5 MAIN CARD, AOR-PSU-5-10 MAIN CARD | [TALK A PHONE] AOR-5 MAIN CARD
e95abb9d-67bc-409e-87d7-2f5f13beba11 | NFPA 170 SMOKE DETECTOR |  |  | North | Hochiki |  | Smoke Detector |  |  |  | Module | TRUE | ALN-V w/YBN-NSA-4 STANDARD BASE | ALN-V SMOKE SENSOR | ALN-V SMOKE SENSOR w/YBN-NSA-4 STANDARD BASE | 1 | 0.00045 | 0.00054 |  |  |  |  | TRUE | TRUE |  | *Refer to Install Sheet |  |  | #FFFF0000 | FA-NFPA 170 SMOKE DETECTOR | 1 | FALSE | FALSE | FALSE | 1408 | [21 empty] | THOR\acont | 2024-09-08 17:27 | from Hochiki ALN-V w/HSB-NSA-6 BASE | [Hochiki, VES] [SLC HOCHIKI] 01 [*] [SLC] ACC-EN (C), ACD-V w/ASBL SOUNDER BASE (C), ACD-V w/HSB-NSA-6 STANDARD BASE (C), ACD-V w/SCI-B4 SHORT CIRCUIT ISOLATOR BASE (C), ACD-V w/SCI-B6 SHORT CIRCUIT ISOLATOR BASE (C), ACD-V w/YBN-NSA-4 STANDARD BASE (C),
35640d67-51c9-4e61-85d6-2f6a1a0c1e04 | NFPA 170 ADDRESSABLE INPUT MONITOR MODULE |  |  | North | Apollo |  | Addressable Module |  |  |  | Module | FALSE | 55000-831ADV | + | Mini Switch Monitor | 1 | 0.0006 | 0.0006 |  |  |  |  | FALSE | [5 empty] | #FFFF0000 | FA-NFPA 170 ADDRESSABLE INPUT MONITOR MODULE | 1 | FALSE | FALSE | FALSE | 1000 | [13 empty] | FALSE | [7 empty] | THOR\acont | 2024-09-08 17:27 |  | [Apollo] [SLC APOLLO MODULES/SENSORS] [#3] 55000-830ADV, 55000-831ADV, AX-APS2-F1, AX-APS2-F2, D900-CTRL I/O [Apollo] [SLC APOLLO MODULES/SENSORS] [#2] 55000-790ADV, 55000-805ADV, 55000-806ADV, 55000-830ADV, 55000-831ADV, SA4700-102APO [Advanced, Apollo] [SLC APOLLO MODULES SENSORS] [*] [#1 SHARED ADDR ¦ MODULES] 45681-800 (C), 45681-805 (C), 55000-001 (C), 55000-002 (C), 55000-005 (C), 55000-006 (C), 55000-009 (C), 55000-010 (C), 55000-765 (C), 55000-790ADV, 55000-805ADV, 55000-806ADV
f2c68a50-ad68-4ba0-b710-2f700fed547c |  |  |  | North | Notifier |  | Cards & Components |  |  |  | Card | TRUE | AMPS-24E | ++ | Addressable Power Supply/Battery Charger, 220-240VAC Operation | 5 | 0.13 |  | 5.5 |  |  |  | TRUE | [5 empty] | #FFFFFFFF |  |  | FALSE | FALSE | FALSE | [9 empty] | 7,12,26,33,55,60,65,100,200 |  |  |  |  | FALSE | [7 empty] | THOR\acont | 2024-10-09 10:48 |  | [Notifier] [SLC MODULES] [#05 ++] ACPS-610, AMPS-24, AMPS-24E, NMM-100-10, NZM-100-6, PMB-AUX, XP10-M, XP6-C, XP6-MA, XP6-R [Notifier] [SLC MODULES/SENSORS] [#05 ++] ACPS-610, AMPS-24, AMPS-24E, NMM-100-10, NZM-100-6, PMB-AUX, XP10-M, XP6-C, XP6-MA, XP6-R [Honeywell, Notifier, System Sensor] [SLC MODULES SENSORS] [*] [#1 SHARED ADDR ¦ MODULES] 30-3013 w/FMM-101, Q3013D, ACM-8R, ACPS-610, AMPS-24, AMPS-24E, EM-1M, EM-1MI, EM-1MM, EM-1MMI, EM-1R, EM-1RI, EM-1SR, EM-1SRI, FCM-1, FCM-1-REL, FD7044 MM-101, FDM [Notifier] [SLC MODULES/SENSORS] [#04 ++] ACPS-610, AMPS-24, AMPS-24E, NMM-100-10, NZM-100-6, PMB-AUX, XP10-M, XP6-C, XP6-MA, XP6-R [Honeywell, Notifier, System Sensor] [SLC MODULES] [*] [#3 TYPE ADDR ¦ MODULES] 30-3013 w/FMM-101, Q3013D, ACM-8R, ACPS-610, AMPS-24, AMPS-24E, EM-1M, EM-1MI, EM-1MM, EM-1MMI, EM-1R, EM-1RI, EM-1SR, EM-1SRI, FCM-1, FCM-1-REL, FD7044 MM-101, FDM-1, FDRM-1 [Notifier] [SLC MODULES/SENSORS] [#03 ++] ACPS-610, AMPS-24, AMPS-24E, FWSG, NMM-100-10, NZM-100-6, PMB-AUX, XP10-M, XP6-C, XP6-MA, XP6-R [Notifier] [SLC MODULES/SENSORS] [#02 ++] ACPS-610, AMPS-24, AMPS-24E, FDM-1, FDRM-1, FWSG, NDM-100, NMM-100-10, NZM-100-6, PMB-AUX, XP10-M, XP6-C, XP6-MA, XP6-R [Notifier] [SLC MODULES] [#04 ++] ACPS-610, AMPS-24, AMPS-24E, NMM-100-10, NZM-100-6, PMB-AUX, XP10-M, XP6-C, XP6-MA, XP6-R [Notifier] [SLC MODULES] [#03 ++] ACPS-610, AMPS-24, AMPS-24E, FWSG, NMM-100-10, NZM-100-6, PMB-AUX, XP10-M, XP6-C, XP6-MA, XP6-R [Honeywell, Notifier, System Sensor] [SLC MODULES SENSORS] [*] [#2 SHARED ADDR ¦ SENSORS] 2251B (C), 2251-COPTIR (C), 2251-COPTIR w/B200S-WH (C), 2251TB (C), 2251TMB (C), 5251B (C), 5251B-WP (C), 5251H (C), 5251RB (C), 5251RB-WP (C), 7251 (C), 7251DH (C) [Notifier] [SLC MODULES] [#02 ++] ACPS-610, AMPS-24, AMPS-24E, FDM-1, FDRM-1, FWSG, NDM-100, NMM-100-10, NZM-100-6, PMB-AUX, XP10-M, XP6-C, XP6-MA, XP6-R | [Notifier] AMPS-24, AMPS-24E
9d1c0cd1-accc-4ef2-a9b8-2f78ba56780b |  |  |  | North | Bosch | [5 empty] | Module | TRUE | NDI-4502-AL | * | Fixed dome 2MP 3-10mm auto 0000096945 | 1 | [12 empty] | #FFFFFFFF |  |  | FALSE | FALSE | FALSE | [20 empty] | DESKTOP-7EIEB7A\acont | 2021-08-13 06:25 | THOR\acont | 2024-10-09 10:48
aced41fc-d93d-4551-8a1f-2f7ac7e89f3a | NFPA 170 END OF LINE DEVICE |  |  | North | System Sensor |  | End-of-Line Device |  |  |  | Module | TRUE | A77-716B |  | SPDT EOL relay, adhesive mount, 6" leads | 1 | 0.015 | 0.015 |  |  |  |  | FALSE | [5 empty] | #FFFF0000 | FA-NFPA 170 END OF LINE DEVICE | 1 | FALSE | FALSE | FALSE | 5050 | [13 empty] | FALSE |  |  | R |  |  |  |  | THOR\acont | 2024-09-08 17:27 |  | [Edwards, Siemens, Silent Knight, System Sensor] [RELEASING] [*] 204-12/24VG, A77-716B, EOL-1224RLY, EOL-R24VDC, RELA-EOL, SXL-EX Main Board, SZE-4X [Edwards, Siemens, Silent Knight, System Sensor] [IDC] 01 204-12/24VG, A77-716B, EOL-1224RLY, EOL-R24VDC, RELA-EOL, SXL-EX Main Board, SZE-4X [Altronix, Edwards, Silent Knight, System Sensor] [AUX POWER] A77-716B, EOL-1224RLY, EOL-R24VDC, MR101/C, MR101/T, MR601/S, MR601/T, MR801/S, MR801/T, PAM1, RB1224, RELA-EOL
2fdc9ae2-366e-4022-ba65-2f7de4d78c2f | NFPA 170 DUCT SMOKE DETECTOR |  |  | North | Notifier |  | Duct Smoke Detector |  |  |  | Module | TRUE | DH400ACDCIHT | ++ | Duct Ionization Detector, 4-wire, 2 Form-C, High Temp Duct | 1 | 0.025 | 0.095 |  |  |  |  | FALSE | TRUE |  |  |  |  | #FFFF0000 | FA-NFPA 170 DUCT SMOKE DETECTOR | 1 | FALSE | FALSE | FALSE | 1400 | [13 empty] | FALSE | [7 empty] | THOR\acont | 2024-09-08 17:27 | 20191121 AC Detector without base | [Firelite, Macurco, Notifier, Silent Knight, System Sensor] [AUX POWER] [*] [AUX INPUT ++] 1251B (C), 1412B (C), 1424 (C), 2112/24AT (C), 2112/24S (C), 2112/24TS (C), 2112AITR (C), 2112ATR (C), 2112R (C), 2124AITR (C), 2124ATR (C), 2124R (C), 2151 w/B110 [Firelite, Macurco, Notifier, Silent Knight, System Sensor] [IDC] 01 [IDC 4-WIRE ++] 1251B (C), 1412B (C), 1424 (C), 2112/24AT (C), 2112/24S (C), 2112/24TS (C), 2112AITR (C), 2112ATR (C), 2112R (C), 2124AITR (C), 2124ATR (C), 2124R (C), 2151 w/B110RLP (C
0e791d8e-61e9-4f1a-b509-2f838e424b08 | NFPA 170 STROBE CEILING |  |  | North | Eaton Wheelock |  | Strobe |  |  |  | Module | TRUE | ELSTRC | + | CEILING STROBE, RED, FIRE | 1 | [6 empty] | TRUE | TRUE |  |  |  |  | #FF0070C0 | FA-NFPA 170 STROBE CEILING | 1 | FALSE | FALSE | FALSE | 2020 | [16 empty] | C |  |  | DESKTOP-7EIEB7A\acont | 2021-04-29 09:34 | THOR\acont | 2024-09-08 17:27 | Cloned from Eaton Wheelock ELHSRC | [Eaton Wheelock] [NAC] [24VDC] ELSTRC (C), ELSTRC-AL (C), ELSTRC-ALA (C), ELSTRC-NA (C), ELSTWC (C), ELSTWC-AL (C), ELSTWC-ALA (C), ELSTWC-EV (C), ELSTWC-NA (C)
bdbe06b1-e55c-411d-b0ad-2f879c5987d5 | NFPA 170 NON ADDRESSABLE RELAY |  |  | North | Edwards |  | Non-Addressable Relay |  |  |  | Module | TRUE | 6554 |  | Auxiliary Relay - 24Vdc, 2 gang | 1 | [6 empty] | FALSE | [5 empty] | #FFFF0000 | FA-NFPA 170 NON ADDRESSABLE RELAY | 1 | FALSE | FALSE | FALSE | 1300 | [13 empty] | FALSE | [7 empty] | THOR\acont | 2024-09-08 17:27
2d2b6f82-9a40-4741-bf92-2f8b4567911e | NFPA 170 ADDRESSABLE INPUT MONITOR MODULE |  |  | North | VES |  | Addressable Module |  |  |  | Module | TRUE | VF6011 |  | CONVENTIONAL ZONE MODULE | 1 | 0.00068 | 0.00072 |  |  |  |  | TRUE | [5 empty] | #FFFF0000 | FA-NFPA 170 ADDRESSABLE INPUT MONITOR MODULE | 1 | FALSE | FALSE | FALSE | 1000 | [16 empty] | CZM |  |  | XPS-17-9710\August | 2024-05-16 06:22 | THOR\acont | 2024-09-08 17:27 | Cloned from Hochiki CZM CONVENTIONAL ZONE MODULE | [Hochiki, VES] [SLC HOCHIKI] 02 [*] [SLC] CZM CONVENTIONAL ZONE MODULE, DCP-AMS Single Action Hex Key Lock, DCP-AMS-KL Single Action Key Lock, DCP-AMS-KL-LP Dual Action Key Lock, DCP-AMS-LP Dual Action Hex Key Lock, DIMM - DUAL INPUT MONITOR MODULE, DIMM | [Hochiki, VES] CZM CONVENTIONAL ZONE MODULE, VF6011
7e0beb82-8a6f-49a5-b4af-2f8de92bfc06 |  |  |  | North | Yuasa |  | Hardware |  |  |  | Hardware | TRUE | NPL24-12I | ++ | 12V 24AH Battery | 1 | [6 empty] | FALSE | [5 empty] | #FFFFFFFF |  |  | FALSE | FALSE | FALSE | [14 empty] | FALSE | [5 empty] | THOR\acont | 2024-04-30 12:55 | THOR\acont | 2024-10-09 10:48 | Cloned from Yuasa NP18-12B CLONED CLONED
7a19b526-105d-42d3-a814-2f8ea367b055 | NFPA 170 NON ADDRESSABLE RELAY |  |  | North | System Sensor |  | Non-Addressable Relay |  |  |  | Module | TRUE | R-24 E RIB |  | RELAY, CONVENTIONAL RELAY, CONVENTIONAL | 1 | [6 empty] | FALSE | FALSE |  |  |  |  | #FFFF0000 | FA-NFPA 170 NON ADDRESSABLE RELAY | 1 | FALSE | FALSE | FALSE | 1300 | [13 empty] | FALSE | [7 empty] | THOR\acont | 2024-09-08 17:27
ebf106fc-314b-4c01-a85d-2f956d3d093a | NFPA 170 STROBE WALL |  |  | North | Kidde |  | Strobe |  |  |  | Module | TRUE | EG1VRN |  | Strobe, Wall, Red, None | 1 | [12 empty] | #FF0070C0 | FA-NFPA 170 STROBE WALL | 1 | FALSE | FALSE | FALSE | 2023 | [19 empty] | DESKTOP-7SAL8M7\acont | 2019-04-05 23:27 | THOR\acont | 2024-09-08 17:27 |  | [Edwards, Kidde] [NAC] [16-33 VFWR] EG1VRF, EG1VRN, EG1VWF, EG1VWN, G1VRF, G1VRN, G1VWF, G1VWN [Edwards, Kidde] [NAC] [16-33 VDC] EG1VRF, EG1VRN, EG1VWF, EG1VWN, G1VRF, G1VRN, G1VWF, G1VWN
a222147e-5070-463f-9bc2-2f9b784dd975 | NFPA 170 STROBE WALL |  |  | North | Siemens |  | Strobe |  |  |  | Module | TRUE | SLSWW-FB | S54329-F26-A1 | SLSWW-FB ST,WALL,WHT,PICTOGRAM | 1 | [12 empty] | #FF0070C0 | FA-NFPA 170 STROBE WALL | 1 | FALSE | FALSE | FALSE | 2023 | [19 empty] | DESKTOP-7SAL8M7\acont | 2019-08-13 09:04 | THOR\acont | 2024-09-08 17:27 |  | [Siemens] [NAC] [24 VDC] SLSWR-A, SLSWR-AL, SLSWR-ALA, SLSWR-F, SLSWR-FB, SLSWR-N, SLSWR-NA, SLSWW-AL, SLSWW-ALA, SLSWW-F, SLSWW-FB, SLSWW-N, SLSWW-NA [Siemens] [NAC] [24 VDC] SLSPSWR-AL, SLSPSWR-ALA, SLSPSWR-F, SLSPSWR-M, SLSPSWR-N, SLSPSWR-NA, SLSPSWW-AL, SLSPSWW-ALA, SLSPSWW-F, SLSPSWW-M, SLSPSWW-N, SLSPSWW-NA, SLSWR-A, SLSWR-AL, SLSWR-ALA, SLSWR-F, SLSWR-FB, SLSWR-N, SLSWR-NA, SLSWW-AL, SLSWW-ALA, [Siemens] [NAC] [16 VDC] SLSPSWR-AL, SLSPSWR-ALA, SLSPSWR-F, SLSPSWR-M, SLSPSWR-N, SLSPSWR-NA, SLSPSWW-AL, SLSPSWW-ALA, SLSPSWW-F, SLSPSWW-M, SLSPSWW-N, SLSPSWW-NA, SLSWR-A, SLSWR-AL, SLSWR-ALA, SLSWR-F, SLSWR-FB, SLSWR-N, SLSWR-NA, SLSWW-AL, SLSWW-ALA,
8913537b-754d-4b2a-80f7-2fa32df33fbe | NFPA 170 SPEAKER STROBE |  |  | North | Eaton Wheelock |  | Speaker/Strobe |  |  |  | Module | TRUE | ELSPSTW | + | WALL SPEAKER STROBE, WHITE, FIRE | 1 | [6 empty] | TRUE | [5 empty] | #FF0070C0 | FA-NFPA 170 SPEAKER STROBE | 1 | FALSE | FALSE | FALSE | 2020 | [19 empty] | DESKTOP-7EIEB7A\acont | 2021-04-29 07:23 | THOR\acont | 2024-09-08 17:27 | Cloned from Eaton Wheelock ELSPSTR | [Concealite, Eaton Wheelock] [AUDIO 25v] [25V AUDIO] ELSPKR, ELSPKR-AL, ELSPKRC (C), ELSPKRC-AL (C), ELSPKRC-N (C), ELSPKR-N, ELSPKW, ELSPKW-AL, ELSPKWC (C), ELSPKWC-AL (C), ELSPKWC-N (C), ELSPKW-N, ELSPSTR, ELSPSTR-AL, ELSPSTRC (C), ELSPSTRC-AL (C), ELS [Concealite, Eaton Wheelock] [AUDIO 70.7v] [70V AUDIO] ELSPKR, ELSPKR-AL, ELSPKRC (C), ELSPKRC-AL (C), ELSPKRC-N (C), ELSPKR-N, ELSPKW, ELSPKW-AL, ELSPKWC (C), ELSPKWC-AL (C), ELSPKWC-N (C), ELSPKW-N, ELSPSTR, ELSPSTR-AL, ELSPSTRC (C), ELSPSTRC-AL (C), E [Eaton Wheelock] [NAC] [24VFWR] ELSPSTR, ELSPSTR-AL, ELSPSTR-M, ELSPSTR-N, ELSPSTW, ELSPSTW-AL, ELSPSTW-M, ELSPSTW-N [Eaton Wheelock] [NAC] [24VDC] ELSPSTR, ELSPSTR-AL, ELSPSTR-M, ELSPSTR-N, ELSPSTW, ELSPSTW-AL, ELSPSTW-M, ELSPSTW-N
0e40ccfd-3b92-4e60-afd0-2fa5f8d87cdc |  |  |  | North | Kidde |  | Cards & Components |  |  |  | Card | TRUE | ANSZS2A |  | 2 Cl 'A' circuits, (max 25W ea) /w zone switches & All Call switch | 1 | [6 empty] | TRUE | [5 empty] | #FFFFFFFF |  |  | FALSE | FALSE | FALSE | [14 empty] | FALSE | [5 empty] | DESKTOP-7SAL8M7\acont | 2020-01-02 07:15 | THOR\acont | 2024-10-09 10:48 | Cloned from Edwards ANSZS2A
6e968c4e-f53b-446e-bf6d-2fa64eac08de |  |  |  | North | Notifier |  | Cards & Components |  |  |  | Card | TRUE | NFC-CE4 (70V) | + | Speaker Circuit/Zone Expander Module | 1 | 0.02 | 0.18 |  |  |  |  | TRUE | FALSE |  |  |  |  | #FFFFFFFF |  |  | FALSE | FALSE | FALSE | [14 empty] | FALSE | [5 empty] | DESKTOP-7SAL8M7\acont | 2019-10-02 17:27 | THOR\acont | 2024-10-09 10:48 | Cloned from Firelite ECC-CE4 (25V) |  | [Notifier] NFC-CE4 (70V)
6e38d32c-88f8-4df6-a116-2fae9841e29c | NFPA 170 SPEAKER STROBE |  |  | North | Edwards |  | Speaker/Strobe |  |  |  | Module | TRUE | G4WA-S7VMC |  | 70V Speaker/Strobe, White, ALERT, Multi-cd clear | 1 | 0 | 0.078 |  |  |  |  | FALSE | [5 empty] | #FF0070C0 | FA-NFPA 170 SPEAKER STROBE | 1 | FALSE | FALSE | FALSE | 2019 | [13 empty] | FALSE | [7 empty] | THOR\acont | 2024-09-08 17:27 |  | [Edwards, Kidde] [NAC] [24 VDC] G4ERA-A, G4ERA-B, G4ERA-G, G4ERA-R, G4ERF-C, G4ERN-A, G4ERN-B, G4ERN-C, G4ERN-G, G4ERN-R, G4EWA-A, G4EWA-B, G4EWA-G, G4EWA-R, G4EWF-C, G4EWN-A, G4EWN-B, G4EWN-C, G4EWN-G, G4EWN-R, G4F-S2V1575, G4F-S2VM, G4F-S7V1575, G4F-S7 [Edwards, Kidde] [NAC] [16 VDC] G4ERA-A, G4ERA-B, G4ERA-G, G4ERA-R, G4ERF-C, G4ERN-A, G4ERN-B, G4ERN-C, G4ERN-G, G4ERN-R, G4EWA-A, G4EWA-B, G4EWA-G, G4EWA-R, G4EWF-C, G4EWN-A, G4EWN-B, G4EWN-C, G4EWN-G, G4EWN-R, G4F-S2V1575, G4F-S2VM, G4F-S7V1575, G4F-S7 [Edwards, Kidde] [AUDIO 70.7v] [70V AUDIO] G4F-S7, G4F-S7V1575, G4F-S7VM, G4HFRF-S7, G4HFRF-S7VMC, G4HFRN-S7, G4HFRN-S7VMC, G4HFWA-S7, G4HFWA-S7VMA, G4HFWA-S7VMC, G4HFWF-S7, G4HFWF-S7VMC, G4HFWN-S7, G4HFWN-S7VMA, G4HFWN-S7VMB, G4HFWN-S7VMC, G4RF-S7, G4RF
a4974430-a10b-4713-ba40-2fb44e84e110 | NFPA 170 HORN STROBE CEILING |  |  | North | Kidde |  | Horn/Strobe |  |  |  | Module | TRUE | WG4WN-HVMC (C) |  | Outdoor rated horn-strobe, white without marking, clear lens | 1 | 0 | 0.297 |  |  |  |  | FALSE | TRUE |  |  |  |  | #FF0070C0 | FA-NFPA 170 HORN STROBE CEILING | 1 | FALSE | FALSE | FALSE | 2013 | [13 empty] | FALSE |  |  | C, WP |  |  | DESKTOP-7EIEB7A\acont | 2022-01-05 12:33 | THOR\acont | 2024-09-08 17:27 | Cloned from Edwards WG4WN-HVMC (C) | [Edwards, Kidde] [NAC] [16 VDC, CONTINUOUS] WG4RF-HVMC, WG4RF-HVMC (C) (C), WG4RN-HVMC, WG4RN-HVMC (C) (C), WG4WF-HVMC, WG4WF-HVMC (C) (C), WG4WN-HVMC, WG4WN-HVMC (C) (C) [Edwards, Kidde] [NAC] [24 VDC, CONTINUOUS] WG4RF-HVMC, WG4RF-HVMC (C) (C), WG4RN-HVMC, WG4RN-HVMC (C) (C), WG4WF-HVMC, WG4WF-HVMC (C) (C), WG4WN-HVMC, WG4WN-HVMC (C) (C) [Edwards, Kidde] [NAC] [16 VFWR, CONTINUOUS] WG4RF-HVMC, WG4RF-HVMC (C) (C), WG4RN-HVMC, WG4RN-HVMC (C) (C), WG4WF-HVMC, WG4WF-HVMC (C) (C), WG4WN-HVMC, WG4WN-HVMC (C) (C)
8b27a614-8582-431f-bf2f-2fc438365ddd |  |  |  | North | Edwards |  | Hardware |  |  |  | Hardware | TRUE | 3-CAB14D-E |  | Door Assembly for 3-CAB14, EN-54 | 1 | [6 empty] | FALSE | [5 empty] | #FFFFFFFF |  |  | FALSE | FALSE | FALSE | [14 empty] | FALSE | [7 empty] | THOR\acont | 2024-10-09 10:48
79194785-e3c0-460e-873c-2fc633fb8af2 | NFPA 170 FIRE ALARM CONTROL UNIT | RISER FACP |  | North | Gamewell FCI |  | Fire Alarm Control Unit |  |  |  | Assembly | TRUE | E3 Command Center | 060123++ | E3 Series Command Center w/6 Loops (060123) | 1 | [6 empty] | FALSE | [5 empty] | #FFFF0000 | FA-NFPA 170 FIRE ALARM CONTROL UNIT | 1 | FALSE | FALSE | FALSE | 202 | [8 empty] | 7,12,26,33,55 |  |  |  |  | TRUE | [5 empty] | DESKTOP-7EIEB7A\acont | 2023-06-01 10:05 | THOR\acont | 2024-09-08 17:27 | Cloned from Gamewell FCI SLP-BLK
d386d4a7-3fb0-48d0-95a3-2fc64d600abe | NFPA 170 ADDRESSABLE OUTPUT MODULE |  |  | North | Block Definition Only |  | Addressable Control/Relay |  |  |  | Module | TRUE | NFPA 170 ADDRESSABLE OUTPUT MODULE |  | NFPA 170 ADDRESSABLE OUTPUT MODULE | 1 | [12 empty] | #FFFF0000 | FA-NFPA 170 ADDRESSABLE OUTPUT MODULE | 1 | FALSE | FALSE | FALSE | 1100 | [19 empty] | AULAPTOP-PC\Aulaptop | 2020-03-26 07:41 | THOR\acont | 2024-09-08 17:27
c8b119a9-5fd0-4352-9dca-2fc95d8fc67e | CADGEN AUX POWER SUPPLY | CADGEN AUX POWER SUPPLY |  | North | Monaco Enterprises |  | Auxilliary Power Supply |  |  |  | Assembly | TRUE | 404-190-00 | ++ | Power Supply/Battery Charger, 10/8A, 115 VAC, 60 Hz, with four 2.5A Class 2 power limited outputs | 1 | [6 empty] | FALSE | FALSE |  |  |  |  | #FFFF0000 | FA-CADGEN AUX POWER SUPPLY | 1 | FALSE | FALSE | FALSE | 212 | [8 empty] | 8,12 |  | 12 |  |  | TRUE | [5 empty] | DESKTOP-7EIEB7A\acont | 2023-04-19 11:49 | THOR\acont | 2024-09-08 17:27 | Cloned from Altronix AL1024ULX
c9856fbd-218b-499f-8b17-2fce991208d6 | NFPA 170 HEAT DETECTOR |  |  | North | Autocall |  | Heat Detector |  |  |  | Module | TRUE | A4098-9612 w/A4098-9684 | + | Electronic Heat Detector 2-Wire 135° F (57° C) with connection for remote LED | 1 | 0.0001 | 0.024 |  |  |  |  | TRUE | TRUE |  |  |  |  | #FFFF0000 | FA-NFPA 170 HEAT DETECTOR | 1 | FALSE | FALSE | FALSE | 1403 | [16 empty] | 135 |  |  | DESKTOP-0D6CQVA\lousc | 2019-07-06 09:21 | THOR\acont | 2024-09-08 17:27 | 20191121 AC Detector with base | [Autocall, Simplex] [IDC] 01 2098-9201 (C), 2098-9202 (C), 2098-9203 (C), 2098-9208 (C), 2098-9576 (C), 2099-9101 (C), 2099-9102 (C), 2099-9103 (C), 2099-9104 (C), 2099-9105 (C), 2099-9107 (C), 2099-9108 (C), 2099-9754 (C), 2099-9755 (C), 2099-9756 (C),
1c7c7838-2c43-4ea5-a657-2fcf4f12beba | NFPA 170 HORN STROBE |  |  | North | Edwards |  | Horn/Strobe |  |  |  | Module | TRUE | WG4RN-HVMHC |  | Outdoor horn-strobe, red w/o marking, high candela, clear lens | 1 | 0 | 0.502 |  |  |  |  | FALSE | [5 empty] | #FF0070C0 | FA-NFPA 170 HORN STROBE | 1 | FALSE | FALSE | FALSE | 2012 | [13 empty] | FALSE |  |  | WP |  |  |  |  | THOR\acont | 2024-09-08 17:27 |  | [Edwards, Kidde] [NAC] [UL1971, 16 VFWR, CONTINUOUS] WG4RF-HVMHC, WG4RF-HVMHC (C) (C), WG4RN-HVMHC, WG4RN-HVMHC (C) (C), WG4WF-HVMHC, WG4WF-HVMHC (C) (C), WG4WN-HVMHC, WG4WN-HVMHC (C) (C) [Edwards, Kidde] [NAC] [UL1971, 16 VDC, CONTINUOUS] WG4RF-HVMHC, WG4RF-HVMHC (C) (C), WG4RN-HVMHC, WG4RN-HVMHC (C) (C), WG4WF-HVMHC, WG4WF-HVMHC (C) (C), WG4WN-HVMHC, WG4WN-HVMHC (C) (C) [Edwards, Kidde] [NAC] [UL1971, 24 VDC, CONTINUOUS] WG4RF-HVMHC, WG4RF-HVMHC (C) (C), WG4RN-HVMHC, WG4RN-HVMHC (C) (C), WG4WF-HVMHC, WG4WF-HVMHC (C) (C), WG4WN-HVMHC, WG4WN-HVMHC (C) (C) [Edwards, Kidde] [NAC] [UL1638, 24 VDC, CONTINUOUS] WG4RF-HVMHC, WG4RF-HVMHC (C) (C), WG4RN-HVMHC, WG4RN-HVMHC (C) (C), WG4WF-HVMHC, WG4WF-HVMHC (C) (C), WG4WN-HVMHC, WG4WN-HVMHC (C) (C) [Edwards, Kidde] [NAC] [UL1638, 16 VDC, CONTINUOUS] WG4RF-HVMHC, WG4RF-HVMHC (C) (C), WG4RN-HVMHC, WG4RN-HVMHC (C) (C), WG4WF-HVMHC, WG4WF-HVMHC (C) (C), WG4WN-HVMHC, WG4WN-HVMHC (C) (C) [Edwards, Kidde] [NAC] [UL1638, 16 VFWR, CONTINUOUS] WG4RF-HVMHC, WG4RF-HVMHC (C) (C), WG4RN-HVMHC, WG4RN-HVMHC (C) (C), WG4WF-HVMHC, WG4WF-HVMHC (C) (C), WG4WN-HVMHC, WG4WN-HVMHC (C) (C)
78c4f781-3300-4048-9791-2fe0743e3629 | NFPA 170 SPEAKER CEILING |  |  | North | Edwards |  | Speaker |  |  |  | Module | TRUE | 964-7A-8RW |  | 15/75cd Strobe, 8" Round Cone, 25V .5, 1, 2, 4w | 1 | [6 empty] | FALSE | TRUE |  |  |  |  | #FF0070C0 | FA-NFPA 170 SPEAKER CEILING | 1 | FALSE | FALSE | FALSE | 2019 | [13 empty] | FALSE |  |  | C |  |  |  |  | THOR\acont | 2024-09-08 17:27
55ba0d33-fefa-4cfe-a7ad-2fe347a7f1d7 | NFPA 170 SPEAKER STROBE CEILING |  |  | North | Edwards |  | Speaker/Strobe |  |  |  | Module | TRUE | GCHFWN-S7VMA |  | 70V Ceiling Speaker/Strobe, White,15, 30, 75, 95 cd, AMBER | 1 | 0 | 0.168 |  |  |  |  | FALSE | TRUE |  |  |  |  | #FF0070C0 | FA-NFPA 170 SPEAKER STROBE CEILING | 1 | FALSE | FALSE | FALSE | 2020 | [13 empty] | FALSE |  |  | C |  |  |  |  | THOR\acont | 2024-09-08 17:27 |  | [Edwards, Kidde] [NAC] [24 VDC] EGCFR-VM (C), EGCF-VM (C), GCFR-S7VM (C), GCFR-VM (C), GCF-S2VM (C), GCF-S7VM (C), GCF-VM (C), GCHFRF-S2VMC (C), GCHFRF-S7VMC (C), GCHFRN-S2VMC (C), GCHFRN-S7VMC (C), GCHFWA-S2VMA (C), GCHFWA-S2VMC (C), GCHFWA-S7VMA (C), G [Edwards, Kidde] [NAC] [16 VDC] EGCFR-VM (C), EGCF-VM (C), GCFR-S7VM (C), GCFR-VM (C), GCF-S2VM (C), GCF-S7VM (C), GCF-VM (C), GCHFRF-S2VMC (C), GCHFRF-S7VMC (C), GCHFRN-S2VMC (C), GCHFRN-S7VMC (C), GCHFWA-S2VMA (C), GCHFWA-S2VMC (C), GCHFWA-S7VMA (C), G [Edwards, Kidde] [AUDIO 70.7v] [70V AUDIO] G4F-S7, G4F-S7V1575, G4F-S7VM, G4HFRF-S7, G4HFRF-S7VMC, G4HFRN-S7, G4HFRN-S7VMC, G4HFWA-S7, G4HFWA-S7VMA, G4HFWA-S7VMC, G4HFWF-S7, G4HFWF-S7VMC, G4HFWN-S7, G4HFWN-S7VMA, G4HFWN-S7VMB, G4HFWN-S7VMC, G4RF-S7, G4RF
1aacecbe-34b9-4a08-a6a5-2fe6f768628c | NFPA 170 HORN STROBE |  |  | North | Eaton Wheelock |  | Horn/Strobe |  |  |  | Module | TRUE | LHSR3-N |  | SLHSWR-N HRN/ST,WALL,RED,NO-TXT | 1 | [12 empty] | #FF0070C0 | FA-NFPA 170 HORN STROBE | 1 | FALSE | FALSE | FALSE | 2012 | [19 empty] | DESKTOP-7SAL8M7\acont | 2020-10-28 08:07 | THOR\acont | 2024-09-08 17:27 | Cloned from Siemens SLHSWR-N | [Eaton Wheelock] [NAC] [UL MAX, HIGH DB] LHSR3, LHSR3-A, LHSR3-N, LHSW3, LHSW3-A, LHSW3-AL, LHSW3-N
99c5cffc-f88d-4a74-ac54-2fee8ced866a | NFPA 170 STROBE CEILING |  |  | North | Eaton Wheelock |  | Strobe |  |  |  | Module | TRUE | ELSTWC-EV | + | CEILING STROBE, WHITE, EVACUATE | 1 | [6 empty] | TRUE | TRUE |  |  |  |  | #FF0070C0 | FA-NFPA 170 STROBE CEILING | 1 | FALSE | FALSE | FALSE | 2020 | [16 empty] | C |  |  | DESKTOP-7EIEB7A\acont | 2021-04-29 09:39 | THOR\acont | 2024-09-08 17:27 | Cloned from Eaton Wheelock ELSTWC-A | [Eaton Wheelock] [NAC] [24VDC] ELSTRC (C), ELSTRC-AL (C), ELSTRC-ALA (C), ELSTRC-NA (C), ELSTWC (C), ELSTWC-AL (C), ELSTWC-ALA (C), ELSTWC-EV (C), ELSTWC-NA (C)
95d11078-e69b-46c8-801d-2ff50ec7d94b | NFPA 170 HEAT DETECTOR |  |  | North | Hochiki |  | Heat Detector |  |  |  | Module | TRUE | DFE-135 w/NS6-221 STANDARD BASE | DFE-135 w/NS6-221 STANDARD BASE | HEAT DETECTOR w/ STANDARD BASE | 1 |  | 0.196 |  |  |  |  | TRUE | TRUE |  | *Refer to Install Sheet |  |  | #FFFF0000 | FA-NFPA 170 HEAT DETECTOR | 1 | FALSE | FALSE | FALSE | 1403 | [19 empty] | DESKTOP-0D6CQVA\lousc | 2019-10-12 07:53 | THOR\acont | 2024-09-08 17:27 | Cloned from Hochiki DCD-135 w/NS6-221 STANDARD BASE | [Hochiki] [IDC] 01 [IDC] DCD-135 w/HSC-220L LATCHING LED BASE (C), DCD-135 w/HSC-220R - 2 WIRE RELAY BASE (C), DCD-135 w/HSC-221L LATCHING LED BASE (C), DCD-135 w/HSC-221R - 2 WIRE RELAY BASE (C), DCD-135 w/HSC-224L LATCHING LED BASE (C), DCD-135 w
85405f1c-fdab-4f31-ba9a-2ffa21aaf627 |  |  |  | North | Siemens | [5 empty] | Module | TRUE | 40/40L4-112SF | S54430-F171-A1 | UV/IR FLM DET 4.5U WO1 75C 3/4" SS FM | 1 | [12 empty] | #FFFFFFFF |  |  | FALSE | FALSE | FALSE | [20 empty] | DESKTOP-7SAL8M7\acont | 2019-08-13 09:04 | THOR\acont | 2024-10-09 10:48
669cbe41-218f-42b3-9dc5-3001fdd60b77 |  |  |  | North | Siemens |  | Cards & Components |  |  |  | Card | TRUE | ADB-11 | 500-096117 | ADB-11 AUDIBLE BASE FOR OH121 AND OP121 | 1 | [6 empty] | TRUE | [5 empty] | #FFFFFFFF |  |  | FALSE | FALSE | FALSE | [20 empty] | DESKTOP-7SAL8M7\acont | 2019-08-13 09:04 | THOR\acont | 2024-10-09 10:48
1d8f17d9-d148-4a37-8cd4-30049078bb47 |  |  |  | North | Siemens | [5 empty] | Module | TRUE | RLI-2 | 500-390674 | ONE LED LAMP, RECTANGULAR LAMP | 1 | [12 empty] | #FFFFFFFF |  |  | FALSE | FALSE | FALSE | [20 empty] | DESKTOP-7SAL8M7\acont | 2019-08-13 09:04 | THOR\acont | 2024-10-09 10:48
1bf240fd-d766-4523-8346-30058fd738e0 | NFPA 170 AMPLIFIER RACK | RISER AMP |  | North | Evax |  | Amplifier |  |  |  | Assembly | TRUE | HMX-DPS50 (70V) | + | Distributed Panel, Single Channel, 50W | 1 | [6 empty] | FALSE | [5 empty] | #FFFF0000 | FA-NFPA 170 AMPLIFIER RACK | 1 | FALSE | FALSE | FALSE | 300 | [8 empty] | 7,12,18 |  |  |  | 50 | TRUE | [5 empty] | DESKTOP-7SAL8M7\acont | 2020-07-16 11:07 | THOR\acont | 2024-09-08 17:27 | Cloned from Hochiki FNVDPS50 (70V)
a5d25bf8-1229-4455-b982-300bfe02159a | NFPA 170 STROBE WALL |  |  | North | System Sensor |  | Strobe |  |  |  | Module | TRUE | SWLED-B | ++ | Strobe, Wall, White, Bilingual | 1 | 0 | 0.043 |  |  |  |  | FALSE | [5 empty] | #FF0070C0 | FA-NFPA 170 STROBE WALL | 1 | FALSE | FALSE | FALSE | 2023 | [13 empty] | FALSE | [5 empty] | DESKTOP-QGO6JOK\acont | 2023-10-19 06:58 | THOR\acont | 2024-09-08 17:27 | Cloned from System Sensor SWLED | [System Sensor] [NAC] [VDC] SGRKLED, SGRKLED-B, SGRKLED-P, SGRLED, SGRLED-B, SGWKLED, SGWKLED-B, SGWKLED-P, SGWLED, SGWLED-B, SRLED, SRLED-B, SRLED-P, SRLED-SP, SWLED, SWLED-ALERT, SWLED-B, SWLED-CLR-ALERT, SWLED-P, SWLED-SP
f9b44e07-95eb-43e9-a5a5-300edfdc2a7e | NFPA 170 HORN STROBE CEILING |  |  | North | Edwards |  | Horn/Strobe |  |  |  | Module | TRUE | GCF-HDVM |  | Temporal Horn-Strobe, running man, white, FIRE, 15, 30, 75, 95 cd | 1 | 0 | 0.18 |  |  |  |  | FALSE | TRUE |  |  |  |  | #FF0070C0 | FA-NFPA 170 HORN STROBE CEILING | 1 | FALSE | FALSE | FALSE | 2013 | [13 empty] | FALSE |  |  | C |  |  |  |  | THOR\acont | 2024-09-08 17:27 |  | [Edwards, Kidde] [NAC] [24 VDC, HIGH DB] EGCF-HDVM (C), GCF-HDVM (C), GCFR-HDVM (C), GC-HDVM (C), GCWA-HDVMA (C), GCWA-HDVMB (C), GCWA-HDVMC (C), GCWA-HDVMG (C), GCWA-HDVMR (C), GCWN-HDVMA (C), GCWN-HDVMB (C), GCWN-HDVMC (C), GCWN-HDVMG (C), GCWN-HDVMR ( [Edwards, Kidde] [NAC] [16 VDC, LOW DB] EGCF-HDVM (C), GCF-HDVM (C), GCFR-HDVM (C), GC-HDVM (C), GCWA-HDVMA (C), GCWA-HDVMB (C), GCWA-HDVMC (C), GCWA-HDVMG (C), GCWA-HDVMR (C), GCWN-HDVMA (C), GCWN-HDVMB (C), GCWN-HDVMC (C), GCWN-HDVMG (C), GCWN-HDVMR (C [Edwards, Kidde] [NAC] [24 VDC, LOW DB] EGCF-HDVM (C), GCF-HDVM (C), GCFR-HDVM (C), GC-HDVM (C), GCWA-HDVMA (C), GCWA-HDVMB (C), GCWA-HDVMC (C), GCWA-HDVMG (C), GCWA-HDVMR (C), GCWN-HDVMA (C), GCWN-HDVMB (C), GCWN-HDVMC (C), GCWN-HDVMG (C), GCWN-HDVMR (C [Edwards, Kidde] [NAC] [16 VDC, HIGH DB] EGCF-HDVM (C), GCF-HDVM (C), GCFR-HDVM (C), GC-HDVM (C), GCWA-HDVMA (C), GCWA-HDVMB (C), GCWA-HDVMC (C), GCWA-HDVMG (C), GCWA-HDVMR (C), GCWN-HDVMA (C), GCWN-HDVMB (C), GCWN-HDVMC (C), GCWN-HDVMG (C), GCWN-HDVMR (
46389307-9bb0-40e2-add9-301056fea69a | CADGEN KEYPAD | CADGEN KEYPAD |  | North | DMP |  | Keypad Interface |  |  |  | Module | TRUE | 7060N-W | ++ | Thinline LCD Keypad with Numeric Keys | 1 | 0.072 | 0.087 |  |  | 12 |  | FALSE | [5 empty] | #FFFF0000 | FA-CADGEN KEYPAD | 1 | FALSE | FALSE | FALSE | 255 | [13 empty] | FALSE | [5 empty] | DESKTOP-7EIEB7A\acont | 2023-02-06 09:24 | THOR\acont | 2024-09-08 17:27 | Cloned from DMP 7060-W | [DMP, Honeywell] [DMP LX BUS] [*] [LX BUS] 630F, 6460W-2, 7060N-W, 7060-W, 7063N-W, 7063-W, 7070N-W, 7070-W, 7073N-W, 7073-W, 7463-W, 7830F, 7872, 7873
1004e92d-aea8-4987-90fb-301384d76e76 | NFPA 170 SMOKE HEAT DETECTOR |  |  | North | Edwards |  | Smoke/Heat Detector |  |  |  | Module | TRUE | SIGA-PHD w/SIGA-AB4G BASE | ++ | Photoelectric smoke and heat detector, 135F w/15F/min ROR | 1 | 5.1e-05 | 6.8e-05 |  |  |  |  | FALSE | TRUE |  |  |  |  | #FFFF0000 | FA-NFPA 170 SMOKE HEAT DETECTOR | 1 | FALSE | FALSE | FALSE | 1408 | [13 empty] | FALSE | [7 empty] | THOR\acont | 2024-10-08 16:47 | 20191121 AC Detector with base | [Edwards, Kidde] [SLC EST MODULES SENSORS] [*] [#2 SHARED ADDR ¦ SENSORS] KI-DDOS (C), SIGA2-COS w/SIGA-AB4G BASE, SIGA2-COS w/SIGA-AB4G-LF BASE, SIGA2-COS w/SIGA-AB4GT BASE, SIGA2-COS w/SIGA-IB BASE, SIGA2-COS w/SIGA-RB BASE, SIGA2-COS w/SIGA-SB BASE, S [Edwards, Kidde] [SLC EST MODULES/SENSORS] 01 [*] [iO64] DS-HFS (C), DS-PS (C), FX-HD w/IB4U BASE, FX-HD w/RB4U BASE, FX-HD w/SB4U BASE, FX-HD w/SB4U-LF BASE, FX-HD wB4U BASE, FX-PD w/B4U BASE (C), FX-PD w/IB4U BASE (C), FX-PD w/SB4U BASE (C), FX-PD w/SB [Edwards, Kidde] [SLC EST SENSORS] 01 [*] [EST3, iO1000] DS-HFS (C), DS-PS (C), FX-HD w/IB4U BASE, FX-HD w/RB4U BASE, FX-HD w/SB4U BASE, FX-HD w/SB4U-LF BASE, FX-HD wB4U BASE, FX-PD w/B4U BASE (C), FX-PD w/IB4U BASE (C), FX-PD w/SB4U BASE (C), FX-PD w/SB [Edwards, Kidde] [SLC EST SENSORS] [*] [#4 TYPE ADDR ¦ SENSORS] KI-DDOS (C), SIGA2-COS w/SIGA-AB4G BASE, SIGA2-COS w/SIGA-AB4G-LF BASE, SIGA2-COS w/SIGA-AB4GT BASE, SIGA2-COS w/SIGA-IB BASE, SIGA2-COS w/SIGA-RB BASE, SIGA2-COS w/SIGA-SB BASE, SIGA2-HCOS [Edwards, Kidde] [AUX POWER] FX-HD w/SB4U BASE, FX-PD w/SB4U BASE (C), FX-PHD w/SB4U BASE (C), KI-COD w/KI-ABST BASE (C), KI-HCD w/KI-ABST BASE, KI-HRD w/KI-ABST BASE, KI-PCD w/KI-ABST BASE (C), KI-PD w/KI-ABST BASE (C), KI-PHCD w/KI-ABST BASE (C), KI-PH
a0b0d72e-305a-4450-b3a9-30144a8da6d7 | NFPA 170 STROBE WALL |  |  | North | Simplex |  | Strobe |  |  |  | Module | TRUE | 49VO-APPLW-O-BA | + | Wall Mount Weatherproof Visible and Audible/Visible Notification Appliances, Specify Cover, Assembled in USA | 1 | 0 | 0 |  |  |  |  | TRUE | [5 empty] | #FF0070C0 | FA-NFPA 170 STROBE WALL | 1 | FALSE | FALSE | FALSE | 2012 | [16 empty] | WP |  |  | DESKTOP-7EIEB7A\acont | 2022-02-21 21:51 | THOR\acont | 2024-09-08 17:27 | Cloned from Autocall A49VO-APPLW-O-BA | [Autocall, Simplex] [IDNac] [23VDC UL1638] 49SV-APPLW-O, 49SV-APPLW-O-BA, 49VO-APPLW-O, 49VO-APPLW-O-BA, A49SV-APPLW-O, A49SV-APPLW-O-BA, A49VO-APPLW-O, A49VO-APPLW-O-BA [Autocall, Simplex] [IDNac] [23VDC UL1971] 49SV-APPLW-O, 49SV-APPLW-O-BA, 49VO-APPLW-O, 49VO-APPLW-O-BA, A49SV-APPLW-O, A49SV-APPLW-O-BA, A49VO-APPLW-O, A49VO-APPLW-O-BA
f1a27543-d928-4ad0-8cc1-30160214ff78 |  |  |  | North | Edwards |  | Cards & Components |  |  |  | Card | TRUE | 3-MODCOM | + | Modem Communicator and Dialer | 1 | 0.06 | 0.095 |  |  | 24 |  | TRUE | [5 empty] | #FFFFFFFF |  |  | FALSE | FALSE | FALSE | [22 empty] | THOR\acont | 2024-10-09 10:48 |  | [Edwards] [DACT] 01 [ALL DEVICES ++] 3-MODCOM, 3-MODCOMP [Edwards] [DACT] [#2] 3-MODCOM, 3-MODCOMP | [Edwards, Kidde] 3-MODCOM, 3-MODCOMP, DLD, SA-DACT, VM-DACT
5653b021-c299-450a-895e-30195093b53a | NFPA 170 FIRE ALARM CONTROL UNIT | RISER FACP |  | North | NAPCO |  | Fire Alarm Control Unit |  |  |  | Assembly | TRUE | GEMC-COMBO128KT | + | 128 Point GEM-C Commercial Combo. Fire/Burg System Kit | 1 | [12 empty] | #FFFF0000 | FA-NFPA 170 FIRE ALARM CONTROL UNIT | 1 | FALSE | FALSE | FALSE | 202 | [13 empty] | TRUE | [5 empty] | DESKTOP-7SAL8M7\acont | 2020-01-21 11:59 | THOR\acont | 2024-09-08 17:27
a2c42ae3-1746-4374-aba8-301af51b8a68 |  |  |  | North | Siemens | [5 empty] | Module | TRUE | PBR-1191 | 500-695080 | PRISM REFLECTOR AND BASE | 1 | [12 empty] | #FFFFFFFF |  |  | FALSE | FALSE | FALSE | [20 empty] | DESKTOP-7SAL8M7\acont | 2019-08-13 09:04 | THOR\acont | 2024-10-09 10:48
9ac083e3-80a3-4e3f-a054-301bf0f22b3f | NFPA 170 END OF LINE DEVICE |  |  | North | Autocall |  | End-of-Line Device |  |  |  | Module | TRUE | 2088-9021 | + | Encapsulated, multi-voltage coil, color coded 18 AWG (0.82 mm² ) wire leads, with coil status LED | 1 | 0.015 | 0.015 |  |  |  |  | TRUE | [5 empty] | #FFFF0000 | FA-NFPA 170 END OF LINE DEVICE | 1 | FALSE | FALSE | FALSE | 5050 | [16 empty] | R |  |  | DESKTOP-7EIEB7A\acont | 2022-02-21 13:02 | THOR\acont | 2024-09-08 17:27 | Cloned from Air Products PAM-4 | [Autocall, Simplex] [IDC] 09 [RELAY TROUBLE] 2088-9021 [Autocall, Simplex] [AUX POWER] [*] [RELAY COIL ENERGIZED] 2088-9021
0d6aca10-b86f-45d3-942e-301c501fe05a |  |  |  | North | Ansul |  | Cards & Components |  |  |  | Card | TRUE | 4007-9801 | + | Eight Point Zone/Relay Module; each point is selectable as an IDC input or Relay output, Class A IDCs require 2 points (one out and one return); select up to 4 maximum; current shown is for 8 Class B IDCs with 4 in alarm, detector current is added separately | 1 | 0.083 | 0.35 |  |  |  |  | TRUE | [5 empty] | #FFFFFFFF |  |  | FALSE | FALSE | FALSE | [20 empty] | DESKTOP-7EIEB7A\acont | 2021-06-17 06:19 | THOR\acont | 2024-10-09 10:48 | Cloned from Simplex 4007-9801 | [Ansul, Autocall, Simplex] [AUX POWER] [*] [INPUT] 4007-9801, 4007-9802, A007-9801 | [Ansul, Autocall, Simplex] 4007-9801, 4100-5013, A007-9801, A100-5005, A100-5013 [Ansul] 4007-9801
a9d2d920-0de9-473f-af06-301e62723307 |  |  |  | North | Edwards |  | Cards & Components |  |  |  | Card | TRUE | 4-LCDLE | n | DISPLAY,MAIN LCD MODULE | 1 | 0.04 | 0.093 |  |  |  |  | TRUE | [5 empty] | #FFFFFFFF |  |  | FALSE | FALSE | FALSE | [20 empty] | DESKTOP-7SAL8M7\acont | 2019-12-13 12:52 | THOR\acont | 2024-10-09 10:48
f0a39ea8-eac0-478e-8123-3025caa9aa18 |  |  |  | North | System Sensor |  | Cards & Components |  |  |  | Card | TRUE | B501BHT-2 | ++ | Plug-in Temporal Tone Sounder Base | 1 | 0.001 | 0.015 |  |  |  |  | TRUE | FALSE |  |  |  |  | #FFFFFFFF |  |  | FALSE | FALSE | FALSE | [14 empty] | FALSE | [7 empty] | THOR\acont | 2024-10-09 10:48
6332851f-7cab-4d59-bf1e-3026dd2d3e7e |  |  |  | North | Advanced |  | Cards & Components |  |  |  | Card | TRUE | AX-CTL-4 Base Card |  | Main Board for AX-CTL-4 Series Control Panels | 1 | 0.175 | 0.26 |  |  |  |  | TRUE | [5 empty] | #FFFFFFFF |  |  | FALSE | FALSE | FALSE | [14 empty] | FALSE | [5 empty] | AULAPTOP-PC\Aulaptop | 2019-05-18 13:38 | AUGUSTALIEN\aucon | 2025-02-14 18:13 | Cloned from Advanced AX-CTL-2C Main Board |  | [Advanced] AX-CTL-4 Base Card
adba70b1-bc41-4117-b836-302779875804 | NFPA 170 SPEAKER WALL |  |  | North | Siemens |  | Speaker |  |  |  | Module | TRUE | SLSPWW-F | S54329-F38-A2 | SLSPWW-F SPK,WALL,WHT | 1 | [12 empty] | #FF0070C0 | FA-NFPA 170 SPEAKER WALL | 1 | FALSE | FALSE | FALSE | 2021 | [19 empty] | DESKTOP-7SAL8M7\acont | 2019-08-13 09:04 | THOR\acont | 2024-09-08 17:27 |  | [Siemens] [AUDIO 70.7v] [70V AUDIO] SL2SPSCW-F (C), SLSPCR-A (C), SLSPCR-AL (C), SLSPCR-F (C), SLSPCR-N (C), SLSPCW-A (C), SLSPCW-AL (C), SLSPCW-F (C), SLSPCW-N (C), SLSPSCR-A (C), SLSPSCR-AL (C), SLSPSCR-ALA (C), SLSPSCR-F (C), SLSPSCR-N (C), SLSPSCR-NA [Siemens] [AUDIO 25v] [25V AUDIO] SL2SPSCW-F (C), SLSPCR-A (C), SLSPCR-AL (C), SLSPCR-F (C), SLSPCR-N (C), SLSPCW-A (C), SLSPCW-AL (C), SLSPCW-F (C), SLSPCW-N (C), SLSPSCR-A (C), SLSPSCR-AL (C), SLSPSCR-ALA (C), SLSPSCR-F (C), SLSPSCR-N (C), SLSPSCR-NA (
5f4104d5-ab62-4773-a558-302829a727fc | NFPA 170 REMOTE TEST SWITCH |  |  | North | Kidde |  | REMOTE TEST SWITCH |  |  |  | Module | TRUE | SD-TRK4 |  | SuperDuct, Remote test/reset station, keyed - 4-wire | 1 | [6 empty] | FALSE | [5 empty] | #FFFF0000 | FA-NFPA 170 REMOTE TEST SWITCH | 1 | FALSE | FALSE | FALSE | 914 | [13 empty] | FALSE | [5 empty] | DESKTOP-7SAL8M7\acont | 2020-01-02 08:47 | THOR\acont | 2024-09-08 17:27 | Cloned from Edwards SD-TRK4 | [Edwards, Kidde] [RTS] C-DTS, EC-LLT, SD-TRK, SD-TRK4, SD-TRM, SD-TRM4, SIGA-DTS
37aff798-c7d5-407c-bcdc-302a60701c6f |  |  |  | North | AES |  | Cards & Components |  |  |  | Card | TRUE | 7794 | ++ | AES-IntelliPro Fire Full Data Module. UL listed for supplemental communication with fire radios. | 1 | 0 | 0 |  |  |  |  | TRUE |  |  |  | 4.875” x 5” (12.3cm x 12.7cm) |  | #FFFFFFFF |  |  | FALSE | FALSE | FALSE | [14 empty] | FALSE | [5 empty] | DESKTOP-7EIEB7A\acont | 2023-03-15 10:06 | THOR\acont | 2024-10-09 10:48 | Cloned from AES 7788F Main Board | [AES, Keltron] [DACT] [#2 DACT] 7707P-44-ULP-M, 7707P-88-ULP-M, 7788F-ULP, 7794, RF774F [AES, Keltron] [IDC] 01 [IDC1] 7706-ULF MAIN CARD, 7707P-44-M, 7707P-44-ULP-M, 7707P-88-M, 7707P-88-ULP-M, 7788F Main Board, 7794, RF774F Main Board [AES, Honeywell, Keltron] [DACT] [#1 DACT] 7707P-44-ULP-M, 7707P-88-ULP-M, 7788F-ULP, 7794, HW-AV-LTE-M, RF774F | [AES, Keltron] 7706-ULF MAIN CARD, 7788F Main Board, 7794, RF774F Main Board
9f0c271e-0e83-4e9f-ab53-302b14cb71ed | NFPA 170 SMOKE DETECTOR |  |  | North | Notifier |  | Smoke Detector |  |  |  | Module | TRUE | FSL-751 w/B210LP | ++ | FlashScan VIEW laser photo detector. | 1 | 0.00033 | 0.0065 |  |  |  |  | FALSE | TRUE |  |  |  |  | #FFFF0000 | FA-NFPA 170 SMOKE DETECTOR | 1 | FALSE | FALSE | FALSE | 1408 | [13 empty] | FALSE | [7 empty] | THOR\acont | 2024-09-08 17:27 | 20191121 AC Detector without base | [Honeywell, Notifier, System Sensor] [SLC SENSORS] [*] [#4 TYPE ADDR ¦ SENSORS] 2251B (C), 2251-COPTIR (C), 2251-COPTIR w/B200S-WH (C), 2251TB (C), 2251TMB (C), 5251B (C), 5251B-WP (C), 5251H (C), 5251RB (C), 5251RB-WP (C), 7251 (C), 7251DH (C), DH200LP [Honeywell, Notifier, System Sensor] [SLC MODULES SENSORS] [*] [#2 SHARED ADDR ¦ SENSORS] 2251B (C), 2251-COPTIR (C), 2251-COPTIR w/B200S-WH (C), 2251TB (C), 2251TMB (C), 5251B (C), 5251B-WP (C), 5251H (C), 5251RB (C), 5251RB-WP (C), 7251 (C), 7251DH (C)
f3ceb8c2-d33c-465a-8b6b-302c3989938b | NFPA 170 SPEAKER CEILING |  |  | North | MIRCOM |  | Speaker |  |  |  | Module | TRUE | SPP-104-25R | ++ | Ceiling mounted speaker 25V Red | 1 | [6 empty] | FALSE | TRUE |  |  |  |  | #FF0070C0 | FA-NFPA 170 SPEAKER CEILING | 1 | FALSE | FALSE | FALSE | 2019 | [13 empty] | FALSE |  |  | C |  |  | DESKTOP-7EIEB7A\acont | 2022-08-30 11:55 | THOR\acont | 2024-09-08 17:27 | Cloned from MIRCOM SPP-104-70 | [MIRCOM] [AUDIO 25v] [25V AUDIO] SPP-104-25 (C), SPP-104-25R (C), SPPS-104-25 (C), SPPS-104-25H (C), SPPS-104-25HR (C), SPPS-104-25R (C)
b84aae87-5d7a-4e7a-a039-302c3b396f2a |  |  |  | North | Bosch | [5 empty] | Module | TRUE | EVI-15MB-BLK | * | MOUNTING BRKT FOR EVI-15 BLK | 1 | [12 empty] | #FFFFFFFF |  |  | FALSE | FALSE | FALSE | [20 empty] | DESKTOP-7EIEB7A\acont | 2021-08-13 06:25 | THOR\acont | 2024-10-09 10:48
9e2f3e82-b7d3-4ebe-b250-3035655098b0 | NFPA 170 FIRE ALARM CONTROL UNIT | RISER FACP |  | North | Notifier |  | Fire Alarm Control Unit |  |  |  | Assembly | TRUE | BE-500 | ++ | FIRE ALARM CONTROL PANEL, CONVENTIONAL | 1 | [6 empty] | FALSE | FALSE |  |  |  |  | #FFFF0000 | FA-NFPA 170 FIRE ALARM CONTROL UNIT | 1 | FALSE | FALSE | FALSE | 202 | [8 empty] | 7,12,17 |  |  | 3 |  | TRUE | [5 empty] | THOR\acont | 2024-02-12 11:28 | THOR\acont | 2024-09-08 17:27 | Cloned from Firelite MS-4
041fb9da-82b8-4891-a995-3035939a98b7 |  |  |  | North | Monaco Enterprises |  | Cards & Components |  |  |  | Card | TRUE | 703-165-00 (70V) Main Board | + | Main Board | 1 | 0.12 | 9 |  |  |  |  | TRUE | FALSE |  |  |  |  | #FFFFFFFF |  |  | FALSE | FALSE | FALSE | [14 empty] | FALSE | [5 empty] | DESKTOP-7SAL8M7\acont | 2020-04-02 10:19 | THOR\acont | 2024-10-09 10:48 | Cloned from Monaco Enterprises 703-164-00 (70V) Main Board | [Monaco Enterprises] [AUDIO Trigger] [AUDIO TRIGGER] 703-165-00 (70V) Main Board | [Monaco Enterprises] 703-165-00 (70V) Main Board
45d61bf4-dfba-4a19-9657-303783a82e2e | NFPA 170 SPEAKER WALL |  |  | North | Siemens |  | Speaker |  |  |  | Module | TRUE | SEH-W-ALERT | S54329-A16-A1 | SPK,WALL,ALR,W | 1 | [12 empty] | #FF0070C0 | FA-NFPA 170 SPEAKER WALL | 1 | FALSE | FALSE | FALSE | 2021 | [19 empty] | DESKTOP-7SAL8M7\acont | 2019-08-13 09:04 | THOR\acont | 2024-09-08 17:27 |  | [Siemens] [AUDIO 25v] [25V AUDIO] SEH-AMC-W-ALERT, SEH-HMC-R, SEH-HMC-R-B, SEH-HMC-W, SEH-HMC-W-ALERT, SEH-HMC-W-B, SEH-MC-R, SEH-MC-R-ALERT, SEH-MC-R-B, SEH-MC-W, SEH-MC-W-ALERT, SEH-MC-W-B, SEH-MC-W-BLANK, SEH-R, SEH-W, SEH-W-ALERT [Siemens] [AUDIO 70.7v] [70V AUDIO] SEH-AMC-W-ALERT, SEH-HMC-R, SEH-HMC-R-B, SEH-HMC-W, SEH-HMC-W-ALERT, SEH-HMC-W-B, SEH-MC-R, SEH-MC-R-ALERT, SEH-MC-R-B, SEH-MC-W, SEH-MC-W-ALERT, SEH-MC-W-B, SEH-MC-W-BLANK, SEH-R, SEH-W, SEH-W-ALERT
e49421a5-fc84-40be-ac30-30383f6fcdde |  |  |  | North | Siemens | [5 empty] | Module | TRUE | SHBBS-W | 500-636127 | SQUARE SURFACE BACK BOX WHITE | 1 | [12 empty] | #FFFFFFFF |  |  | FALSE | FALSE | FALSE | [20 empty] | DESKTOP-7SAL8M7\acont | 2019-08-13 09:04 | THOR\acont | 2024-10-09 10:48
b63ac85e-433d-45f2-806f-30389ea0d23a | NFPA 170 SPEAKER STROBE CEILING |  |  | North | MIRCOM |  | Speaker/Strobe |  |  |  | Module | TRUE | SPPS-104-25 | ++ | Ceiling mounted speaker strobe 25V White | 1 | 0 | 0.132 |  |  |  |  | FALSE | TRUE |  |  |  |  | #FF0070C0 | FA-NFPA 170 SPEAKER STROBE CEILING | 1 | FALSE | FALSE | FALSE | 2020 | [13 empty] | FALSE |  |  | C |  |  | DESKTOP-7EIEB7A\acont | 2022-08-30 11:56 | THOR\acont | 2024-09-08 17:27 | Cloned from System Sensor SPSCRL | [MIRCOM] [NAC] [VDC] SPPS-104-25 (C), SPPS-104-25R (C), SPPS-104-70 (C), SPPS-104-70R (C) [MIRCOM] [AUDIO 25v] [25V AUDIO] SPP-104-25 (C), SPP-104-25R (C), SPPS-104-25 (C), SPPS-104-25H (C), SPPS-104-25HR (C), SPPS-104-25R (C) [MIRCOM] [NAC] [VFWR] SPPS-104-25 (C), SPPS-104-25R (C), SPPS-104-70 (C), SPPS-104-70R (C)
7e38e94d-84c3-42a2-801d-30391de9cfd8 | NFPA 170 STROBE CEILING |  |  | North | System Sensor |  | Strobe |  |  |  | Module | TRUE | SCRKLED-B | ++ | Strobe, Ceiling, Red, Bilingual, Outdoor | 1 | 0 | 0.111 |  |  |  |  | FALSE | TRUE |  |  |  |  | #FF0070C0 | FA-NFPA 170 STROBE CEILING | 1 | FALSE | FALSE | FALSE | 2022 | [13 empty] | FALSE |  |  | C, WP |  |  | DESKTOP-QGO6JOK\acont | 2024-07-15 14:08 | THOR\acont | 2024-09-08 17:27 | Cloned from System Sensor SCRKLED CLONED | [System Sensor] [NAC] [24VDC] SCRKLED (C), SCRKLED-B (C), SCRKLED-P (C), SCRLED (C), SCRLED-B (C), SCRLED-P (C), SCWKLED (C), SCWKLED-B (C), SCWKLED-P (C), SCWLED (C), SCWLED-B (C), SCWLED-CLR-ALERT (C), SCWLED-P (C)
274b4e88-848d-4885-a9b8-30406de6d095 | 170 BASIC SHAPE |  |  | North | Siemens |  | Hardware |  |  |  | Hardware | TRUE | CAB3-BD | 500-633010 | LARGE ENCLOSURE INNER & OUTER DOORS - BLACK MOUNTS TO CAB3-BB | 1 | [12 empty] | #FFFF0000 | FA-170 BASIC SHAPE | 1 | FALSE | FALSE | FALSE | 5000 | [21 empty] | THOR\acont | 2024-09-08 17:27
adeda083-575b-4a79-86d2-3043950230c2 | NFPA 170 HORN STROBE CEILING |  |  | North | Edwards |  | Horn/Strobe |  |  |  | Module | TRUE | GCWN-HDVMR |  | MNEC Horn-Strobe, white, no markings, 15-95 cd, red | 1 | 0 | 0.18 |  |  |  |  | FALSE | TRUE |  |  |  |  | #FF0070C0 | FA-NFPA 170 HORN STROBE CEILING | 1 | FALSE | FALSE | FALSE | 2013 | [13 empty] | FALSE |  |  | C |  |  |  |  | THOR\acont | 2024-09-08 17:27 |  | [Edwards, Kidde] [NAC] [24 VDC, HIGH DB] EGCF-HDVM (C), GCF-HDVM (C), GCFR-HDVM (C), GC-HDVM (C), GCWA-HDVMA (C), GCWA-HDVMB (C), GCWA-HDVMC (C), GCWA-HDVMG (C), GCWA-HDVMR (C), GCWN-HDVMA (C), GCWN-HDVMB (C), GCWN-HDVMC (C), GCWN-HDVMG (C), GCWN-HDVMR ( [Edwards, Kidde] [NAC] [16 VDC, HIGH DB] EGCF-HDVM (C), GCF-HDVM (C), GCFR-HDVM (C), GC-HDVM (C), GCWA-HDVMA (C), GCWA-HDVMB (C), GCWA-HDVMC (C), GCWA-HDVMG (C), GCWA-HDVMR (C), GCWN-HDVMA (C), GCWN-HDVMB (C), GCWN-HDVMC (C), GCWN-HDVMG (C), GCWN-HDVMR ( [Edwards, Kidde] [NAC] [24 VDC, LOW DB] EGCF-HDVM (C), GCF-HDVM (C), GCFR-HDVM (C), GC-HDVM (C), GCWA-HDVMA (C), GCWA-HDVMB (C), GCWA-HDVMC (C), GCWA-HDVMG (C), GCWA-HDVMR (C), GCWN-HDVMA (C), GCWN-HDVMB (C), GCWN-HDVMC (C), GCWN-HDVMG (C), GCWN-HDVMR (C [Edwards, Kidde] [NAC] [16 VDC, LOW DB] EGCF-HDVM (C), GCF-HDVM (C), GCFR-HDVM (C), GC-HDVM (C), GCWA-HDVMA (C), GCWA-HDVMB (C), GCWA-HDVMC (C), GCWA-HDVMG (C), GCWA-HDVMR (C), GCWN-HDVMA (C), GCWN-HDVMB (C), GCWN-HDVMC (C), GCWN-HDVMG (C), GCWN-HDVMR (C
36735f61-0cb7-486f-b936-3044f53532b8 | NFPA 170 HORN |  |  | North | Kidde |  | Horn |  |  |  | Module | TRUE | WGAWF-FR | ++ | Outdoor rated horn, white, fire feu | 1 | [6 empty] | FALSE | [5 empty] | #FF0070C0 | FA-NFPA 170 HORN | 1 | FALSE | FALSE | FALSE | 2010 | [13 empty] | FALSE |  |  | WP |  |  | THOR\acont | 2024-12-19 13:51 | THOR\acont | 2024-12-19 13:57 | Cloned from Edwards WGAWF-FR | [Edwards, Kidde] [NAC] [VDC, TEMPORAL] WGARA, WGARF, WGARF-FR, WGARF-SP, WGARN, WGAWA, WGAWF, WGAWF-FR, WGAWF-SP, WGAWN
b5a329bc-e242-4029-804d-3045f4520dd4 | NFPA 170 STROBE WALL |  |  | North | Tomar |  | Strobe |  |  |  | Module | TRUE | 495S-1280C |  | Hazardous Location Warning Light | 1 | 0 | 0.213 |  |  |  |  | FALSE | [5 empty] | #FF0070C0 | FA-NFPA 170 STROBE WALL | 1 | FALSE | FALSE | FALSE | 2023 | [13 empty] | FALSE |  |  | XP |  |  | DESKTOP-7SAL8M7\acont | 2020-09-14 15:57 | THOR\acont | 2024-09-08 17:27 | Cloned from Tomar 490S-1280T | [Tomar] [NAC] [24 VDC] 490S-1280T, 495S-1280A, 495S-1280C, 495S-1280R
98905674-d62a-4c72-80bc-304968ef693d | NFPA 170 MANUAL PULL |  |  | North | Edwards |  | Manual Station |  |  |  | Module | TRUE | SIGA-270 | ++ | Single Action, Single Stage Fire Alarm Station | 1 | 0.00025 | 0.0004 |  |  |  |  | FALSE | [5 empty] | #FFFF0000 | FA-NFPA 170 MANUAL PULL | 1 | FALSE | FALSE | FALSE | 957 | [13 empty] | FALSE |  |  | 270 |  |  |  |  | THOR\acont | 2024-10-08 16:26 |  | [Edwards, Kidde] [SLC EST MODULES] [*] [#3 TYPE ADDR ¦ MODULES] GSA-UIO2R, GSA-UIO6, GSA-UIO6R, RZI16-2, SIGA-270, SIGA-270P, SIGA-278, SIGA-AA30, SIGA-AA50, SIGA-CC1, SIGA-CC1S, SIGA-CC2, SIGA-CC2A, SIGA-CR, SIGA-CR2, SIGA-CRH, SIGA-CRR, SIGA-CT1, SIGA- [Edwards, Kidde] [SLC EST MODULES SENSORS] [*] [#1 SHARED ADDR ¦ MODULES] GSA-UIO2R, GSA-UIO6, GSA-UIO6R, RZI16-2, SIGA-270, SIGA-270P, SIGA-278, SIGA-AA30, SIGA-AA50, SIGA-CC1, SIGA-CC1S, SIGA-CC2, SIGA-CC2A, SIGA-CR, SIGA-CR2, SIGA-CRH, SIGA-CRR, SIGA- [Edwards, Kidde] [SLC EST MODULES] 03 [*] [EST3, iO1000] 76-330002-101, 84-330002-001, FX-270, FX-278, GSA-M270, GSA-M270P, GSA-M278, SIGA-270, SIGA-278, SIGA-CT1, SIGA-CT1I, SIGA-IO, SIGA-MIO, SIGA-MM1, SIGI-271 [Edwards, Kidde] [SLC EST MODULES/SENSORS] 03 [*] [iO64] 76-330002-101, 84-330002-001, FX-270, FX-278, GSA-M270, GSA-M270P, GSA-M278, SIGA-270, SIGA-278, SIGA-CT1, SIGA-CT1I, SIGA-IO, SIGA-MIO, SIGA-MM1, SIGI-271
01c1c2c7-5cfb-434d-95b8-30594f3f4581 | NFPA 170 LCD ANNNUNCIATOR DISPLAY | RISER ANNUNCIATOR |  | North | Edwards |  | Cards & Components |  |  |  | Card | TRUE | 4-6ANN (PAGING) AUX POWER | + | Total Required Assembly Current | 1 | 0.355 | 0.392 |  |  |  |  | FALSE | [5 empty] | #FFFF0000 | FA-NFPA 170 LCD ANNNUNCIATOR DISPLAY | 1 | FALSE | FALSE | FALSE | 257 | [13 empty] | FALSE | [5 empty] | DESKTOP-7EIEB7A\acont | 2022-10-05 07:44 | DESKTOP-QGO6JOK\acont | 2025-03-03 17:15 | Cloned from Edwards 4-4ANN (PAGING) AUX POWER | [Edwards] [AUX POWER] [*] 4-16ANN, 4-2ANN, 4-2ANN AUX POWER, 4-4ANN (BASE) AUX POWER, 4-4ANN (PAGING) AUX POWER, 4-6ANN (PAGING) AUX POWER, 4-6ANN LOC, 4ANN AUX POWER
d64b1ef1-8446-45b4-945c-30607369220f |  |  |  | North | Siemens | [5 empty] | Module | TRUE | SDH-8A | 500-614192 | 120VAC OVERHEAD DOOR | 1 | [12 empty] | #FFFFFFFF |  |  | FALSE | FALSE | FALSE | [20 empty] | DESKTOP-7SAL8M7\acont | 2019-08-13 09:04 | THOR\acont | 2024-10-09 10:48
5903bcae-92ec-4fb3-95d2-306d1a791a8a |  |  |  | North | MIRCOM |  | Cards & Components |  |  |  | Card | TRUE | FX-2000MNS Main Card |  | FX-2000MNS MAIN NETWORK BOARD WITH 12 AMP POWER SUPPLY AND 120/240V TRANSFORMER | 1 | [6 empty] | TRUE | [5 empty] | #FFFFFFFF |  |  | FALSE | FALSE | FALSE | [14 empty] | FALSE | [7 empty] | THOR\acont | 2024-10-09 10:48 |  |  | [MIRCOM] FA-301-12DDR Main Board, FX-2000MNS Main Card [MIRCOM] FX-2000MNS Main Card [Gamewell FCI, MIRCOM] 7100 Main Board, FX-2000MNS Main Card [Gamewell FCI, MIRCOM] ALC-636, FX-2000MNS Main Card, SLC-PM, SLP-E3
c28b26ed-d902-4219-9214-306d79e975d6 | CADGEN GLASS BREAK |  |  | North | Honeywell |  | Glass Break Detector |  |  |  | Module | TRUE | FG-1525FD | ++ | Glassbreak Detector/Doublegang | 1 | 0.012 | 0.012 |  |  | 3 | [7 empty] | #FFFF0000 | FA-CADGEN GLASS BREAK | 1 | FALSE | FALSE | FALSE | [17 empty] | RPT |  |  | DESKTOP-7EIEB7A\acont | 2023-01-30 10:46 | THOR\acont | 2024-09-08 17:27 | Cloned from Honeywell FG-1625F | [Honeywell] [ACCESS CONTROL INPUT] [INPUT] DT8035 (C), DT8050 (C), FG-1525FD, FG-1625F, IS3035 (C), IS3050 (C) [Honeywell] [IDC] 02 [INPUT] DT8035 (C), DT8050 (C), FG-1525FD, FG-1625F, IS3035 (C), IS3050 (C) [BluePoint, Bosch, Honeywell] [AUX POWER] [*] [12VDC ++] BP01-302, BP01-303, D125B, D185, DS1101i, DS1102i, DS1103i, DS1108i, DS936 (C), DS9360 (C), DS936B (C), DS936-CHI (C), DS936-FRA (C), DS937 (C), DS9370 (C), DS9371 (C), DS939 (C), DS939-CHI (C), EN
1ff7808e-66e7-453c-9c51-306e3f7e53d7 | NFPA 170 STROBE WALL |  |  | North | Edwards |  | Strobe |  |  |  | Module | TRUE | G4ERN-R |  | Strobe Expander, Red, no markings, red | 1 | 0 | 0.294 |  |  |  |  | FALSE | [5 empty] | #FF0070C0 | FA-NFPA 170 STROBE WALL | 1 | FALSE | FALSE | FALSE | 2023 | [13 empty] | FALSE | [7 empty] | THOR\acont | 2024-09-08 17:27 |  | [Edwards, Kidde] [NAC] [16 VDC] G4ERA-A, G4ERA-B, G4ERA-G, G4ERA-R, G4ERF-C, G4ERN-A, G4ERN-B, G4ERN-C, G4ERN-G, G4ERN-R, G4EWA-A, G4EWA-B, G4EWA-G, G4EWA-R, G4EWF-C, G4EWN-A, G4EWN-B, G4EWN-C, G4EWN-G, G4EWN-R, G4F-S2V1575, G4F-S2VM, G4F-S7V1575, G4F-S7 [Edwards, Kidde] [NAC] [24 VDC] G4ERA-A, G4ERA-B, G4ERA-G, G4ERA-R, G4ERF-C, G4ERN-A, G4ERN-B, G4ERN-C, G4ERN-G, G4ERN-R, G4EWA-A, G4EWA-B, G4EWA-G, G4EWA-R, G4EWF-C, G4EWN-A, G4EWN-B, G4EWN-C, G4EWN-G, G4EWN-R, G4F-S2V1575, G4F-S2VM, G4F-S7V1575, G4F-S7
8a726b95-29a2-4f79-a0d0-3078c05dcfe8 | NFPA 170 HORN STROBE CEILING |  |  | North | Eaton Wheelock |  | Horn/Strobe |  |  |  | Module | TRUE | CH90-24MCC-FW |  | Chime Strobe, 24 VDC, Multi-Candela, , white | 1 | 0 | 0.397 |  |  |  |  | FALSE | TRUE |  |  |  |  | #FF0070C0 | FA-NFPA 170 HORN STROBE CEILING | 1 | FALSE | FALSE | FALSE | 2012 | [13 empty] | FALSE | [7 empty] | THOR\acont | 2024-09-08 17:27 |  | [Eaton Wheelock] [NAC] CH90-24MCC-FR (C), CH90-24MCC-FW (C)
381bcf22-ab9d-449d-b6de-3080455d0965 | NFPA 170 CHIME |  |  | North | System Sensor |  | Chime |  |  |  | Module | TRUE | CHWL | + | Chime, Wall, White | 1 | 0 | 0.245 |  |  |  |  | FALSE | [5 empty] | #FFFF0000 | FA-NFPA 170 CHIME | 1 | FALSE | FALSE | FALSE | 2012 | [13 empty] | FALSE | [5 empty] | DESKTOP-7EIEB7A\acont | 2021-02-26 13:38 | THOR\acont | 2024-09-08 17:27 | Cloned from System Sensor CHRL | [System Sensor] [NAC] [VDC, 1 Second Chime, HIGH] CHRL, CHWL [System Sensor] [NAC] [VFWR, 1 Second Chime, HIGH] CHRL, CHWL
0611f733-3e7e-497c-afad-308128f9c5f2 | NFPA 170 HORN STROBE CEILING |  |  | North | FCI |  | Strobe |  |  |  | Module | TRUE | PC241575W | ++ | Horn, electronic, white, w/15/75 cd strobe | 1 | 0 | 0.347 |  |  |  |  | FALSE | TRUE |  |  |  |  | #FF0070C0 | FA-NFPA 170 HORN STROBE CEILING | 1 | FALSE | FALSE | FALSE | 2022 | [13 empty] | FALSE |  |  | C |  |  | THOR\acont | 2025-02-25 16:22 |  |  | Cloned from FCI PC2415W CLONED CLONED | [Eaton Wheelock, FCI] [NAC] [DC MAX] PC241575 (C), PC241575W (C), RS-2415W-FR
da7980a2-78f8-4c30-bea7-30863796f6f3 | CADGEN PROXIMITY READER |  |  | North | Edwards | Security/Access Control | Prox Reader |  |  |  | Module | TRUE | 5355ABN00 |  | Proximity Reader, Wall Mount | 1 | [6 empty] | FALSE | [5 empty] | #FFFF0000 | FA-CADGEN PROXIMITY READER | 1 | FALSE | FALSE | FALSE | [14 empty] | FALSE | [7 empty] | THOR\acont | 2024-09-08 17:27
cf8b2e6f-4ca1-4450-abae-308be7a9f2f4 | NFPA 170 STROBE CEILING |  |  | North | Gentex |  | Strobe |  |  |  | Module | TRUE | GXS-120177CR |  | 120VAC Remote Visual Signal, Ceiling, Red | 1 | 0 | 0.209 |  |  |  |  | FALSE | TRUE |  |  |  |  | #FF0070C0 | FA-NFPA 170 STROBE CEILING | 1 | FALSE | FALSE | FALSE | 2022 | [13 empty] | FALSE |  |  | C |  |  |  |  | THOR\acont | 2024-09-08 17:27 |  | [First Alert, Gentex] [VAC ] [UL MAX] GXS-120177CR (C), GXS-120177CW (C), GXS-120177WR, GXS-120177WW, GXS-120CW (C), SLED177 (C)
e74741b0-1533-43f5-b5f2-308e986a797a | NFPA 170 HORN |  |  | North | Potter |  | Horn |  |  |  | Module | TRUE | LFH-24W |  | Low Profile Horn, Low Frequency, White | 1 | 0 | 0.0994 |  |  |  |  | FALSE | [5 empty] | #FF0070C0 | FA-NFPA 170 HORN | 1 | FALSE | FALSE | FALSE | 2010 | [13 empty] | FALSE |  |  | LF |  |  |  |  | THOR\acont | 2024-09-08 17:27 |  | [Potter] [NAC] [24 VDC, NORMAL, TEMPORAL 3] LFH-24R, LFH-24W [Potter] [NAC] [24 VFWR, LOUD, TEMPORAL 3] LFH-24R, LFH-24W [Potter] [NAC] [24 VFWR, NORMAL, TEMPORAL 4] LFH-24R, LFH-24W [Potter] [NAC] [24 VFWR, LOUD, TEMPORAL 4] LFH-24R, LFH-24W [Potter] [NAC] [24 VDC, NORMAL, TEMPORAL 4] LFH-24R, LFH-24W [Potter] [NAC] [24 VFWR, NORMAL, TEMPORAL 3] LFH-24R, LFH-24W [Potter] [NAC] [24VDC, LOUD, TEMPORAL 4] LFH-24R, LFH-24W [Potter] [NAC] [24VDC, LOUD, TEMPORAL 3] LFH-24R, LFH-24W
7be00b84-fbc2-40a9-b8d8-3094c3290870 | NFPA 170 HEAT DETECTOR |  |  | North | Monaco Enterprises |  | Heat Detector |  |  |  | Module | TRUE | 721-124-00 w/B224RB-WH | + | DETECTOR,HEAT:135 F,RATE-OF-RISE & FIXED,INTELLIGENT,LOW PROFILE,HEAD | 1 | 0.0003 | 0.0065 |  |  |  |  | FALSE | TRUE |  |  |  |  | #FFFF0000 | FA-NFPA 170 HEAT DETECTOR | 1 | FALSE | FALSE | FALSE | 1403 | [13 empty] | FALSE |  |  | R |  |  | DESKTOP-7SAL8M7\acont | 2020-02-23 09:27 | THOR\acont | 2024-09-08 17:27 | Cloned from MIRCOM MIX-5251RB w/B224RB | [Monaco Enterprises] [SLC SENSORS] 01 [*] 721-121-00 w/B200SR-LF-WH (C), 721-121-00 w/B200SR-WH (C), 721-121-00 w/B210LP (C), 721-121-00 w/B224RB-WH (C), 721-121-00 w/B501 (C), 721-124-00 w/B200SR-LF-WH (C), 721-124-00 w/B200SR-WH (C), 721-124-00 w/B210L [Monaco Enterprises] [SLC SENSORS] 01 [*] 721-121-00 w/B200SR-LF-WH (C), 721-121-00 w/B200SR-WH (C), 721-121-00 w/B210LP (C), 721-121-00 w/B224RB-WH (C), 721-121-00 w/B501 (C), 721-124-00 w/B200SR-LF-WH (C), 721-124-00 w/B200SR-WH (C), 721-124-00 w/B210L [Monaco Enterprises] [SLC MODULES/SENSORS] 01 [*] 721-121-00 w/B200SR-LF-WH (C), 721-121-00 w/B200SR-WH (C), 721-121-00 w/B210LP (C), 721-121-00 w/B224RB-WH (C), 721-121-00 w/B501 (C), 721-124-00 w/B200SR-LF-WH (C), 721-124-00 w/B200SR-WH (C), 721-124-00 [Monaco Enterprises] [SLC MODULES SENSORS] 01 [*] 708-026-01, 708-031-00, 721-121-00 w/B200SR-LF-WH (C), 721-121-00 w/B200SR-WH (C), 721-121-00 w/B210LP (C), 721-121-00 w/B224RB-WH (C), 721-121-00 w/B501 (C), 721-124-00 w/B200SR-LF-WH (C), 721-124-00 w/B
31d9ca71-c31f-4265-ab3c-3097419ffa33 | NFPA 170 HORN STROBE |  |  | North | Eaton Wheelock |  | Horn/Strobe |  |  |  | Module | TRUE | LFHSKW3-CO | + | Horn/Strobe Exceder Series, White, CO, LED, LF, 110cd | 1 | [6 empty] | FALSE | FALSE |  |  |  |  | #FF0070C0 | FA-NFPA 170 HORN STROBE | 1 | FALSE | FALSE | FALSE | 2012 | [13 empty] | FALSE | [5 empty] | DESKTOP-7SAL8M7\acont | 2019-02-11 17:06 | THOR\acont | 2024-09-08 17:27 | Cloned from Wheelock LFHSKW3-AL | [Eaton Wheelock] [NAC] LFHSKR3, LFHSKR3-AL, LFHSKR3-CO, LFHSKR3-N, LFHSKW3, LFHSKW3-AL, LFHSKW3-CO, LFHSKW3-N
84fdd10b-a62d-403a-83df-3099a840d48a |  |  |  | North | Notifier |  | Cards & Components |  |  |  | Card | TRUE | RM-1 |  | Remote Microphone | 1 | 0.02 | 0.02 |  |  |  |  | TRUE | [5 empty] | #FFFFFFFF |  |  | FALSE | FALSE | FALSE | [14 empty] | FALSE | [7 empty] | THOR\acont | 2024-10-09 10:48 |  | [Notifier] [AUDIO LOW] [MIC AUDIO IN] RM-1 [Notifier] [MIC] [MIC KEY IN] RM-1 [Notifier] [AUX POWER] [MIC PWR IN] RM-1
70a7b4e7-2fa7-4786-b639-309b379e6c4e |  |  |  | North | Edwards |  | Hardware |  |  |  | Hardware | TRUE | 30691 |  | Spare ASD-CM Command Module Display | 1 | [6 empty] | FALSE | [5 empty] | #FFFFFFFF |  |  | FALSE | FALSE | FALSE | [14 empty] | FALSE | [7 empty] | THOR\acont | 2024-10-09 10:48
d973a204-6112-4a3f-8d7a-309d89aac15f | NFPA 170 MANUAL PULL |  |  | North | Simplex |  | Manual Station |  |  |  | Module | TRUE | 4099-9021 | + | Addressable manual station, Single Action NO GRIP operation, English | 1 | 0.0008 | 0.001 |  |  |  |  | TRUE | FALSE |  |  |  |  | #FFFF0000 | FA-NFPA 170 MANUAL PULL | 1 | FALSE | FALSE | FALSE | 957 | [19 empty] | DESKTOP-7EIEB7A\acont | 2022-02-14 13:33 | THOR\acont | 2024-09-08 17:27 | Cloned from Autocall A4099-9021 | [Autocall, Simplex] [IDNet] [MODULES ++] 2080-9056, 2080-9057, 2080-9067, 2080-9068, 2080-9069, 2080-9070, 4009-9201 Main Board, 4009-9401 Main Board, 4010-9901, 4090-5261, 4090-9001, 4090-9002, 4090-9005, 4090-9006, 4090-9008, 4090-9116, 4098-9019 (Cont
87d9dcb4-19ee-48c3-83dd-30a564e1fd76 | NFPA 170 SYNC MODULE |  |  | North | Block Definition Only |  | Sync Module |  |  |  | Module | TRUE | NFPA 170 SYNC MODULE |  | NFPA 170 SYNC MODULE | 1 | [12 empty] | #FFFF0000 | FA-NFPA 170 SYNC MODULE | 1 | FALSE | FALSE | FALSE | 1300 | [19 empty] | AULAPTOP-PC\Aulaptop | 2020-03-26 07:41 | THOR\acont | 2024-09-08 17:27
baa52a43-f328-445e-bb23-30ab38a975dd | NFPA 170 SPEAKER STROBE CEILING |  |  | North | Edwards |  | Speaker/Strobe |  |  |  | Module | TRUE | GCHFWA-S7VMAH |  | 70V Ceiling Speaker/Strobe,White, 95, 115, 150, 177 cd,ALERT,AMBER | 1 | 0 | 0.502 |  |  |  |  | FALSE | TRUE |  |  |  |  | #FF0070C0 | FA-NFPA 170 SPEAKER STROBE CEILING | 1 | FALSE | FALSE | FALSE | 2020 | [13 empty] | FALSE |  |  | C |  |  |  |  | THOR\acont | 2024-09-08 17:27 |  | [Edwards, Kidde] [NAC] [16 VDC] EGCF-S2VMH (C), EGCF-VMH (C), GCF-S2VMH (C), GCF-S7VMH (C), GCF-VMH (C), GCHFRF-S2VMCH (C), GCHFRF-S7VMCH (C), GCHFRN-S2VMCH (C), GCHFRN-S7VMCH (C), GCHFWA-S2VMAH (C), GCHFWA-S2VMCH (C), GCHFWA-S7VMAH (C), GCHFWA-S7VMCH (C [Edwards, Kidde] [AUDIO 70.7v] [70V AUDIO] G4F-S7, G4F-S7V1575, G4F-S7VM, G4HFRF-S7, G4HFRF-S7VMC, G4HFRN-S7, G4HFRN-S7VMC, G4HFWA-S7, G4HFWA-S7VMA, G4HFWA-S7VMC, G4HFWF-S7, G4HFWF-S7VMC, G4HFWN-S7, G4HFWN-S7VMA, G4HFWN-S7VMB, G4HFWN-S7VMC, G4RF-S7, G4RF [Edwards, Kidde] [NAC] [24 VDC] EGCF-S2VMH (C), EGCF-VMH (C), GCF-S2VMH (C), GCF-S7VMH (C), GCF-VMH (C), GCHFRF-S2VMCH (C), GCHFRF-S7VMCH (C), GCHFRN-S2VMCH (C), GCHFRN-S7VMCH (C), GCHFWA-S2VMAH (C), GCHFWA-S2VMCH (C), GCHFWA-S7VMAH (C), GCHFWA-S7VMCH (C
be6f071b-6b74-4fdc-900e-30ae6fcb2acd | NFPA 170 HORN |  |  | North | Potter |  | Horn |  |  |  | Module | TRUE | PE-HNW | ++ | Horn, Wall, White | 1 | 0 | 0.043 |  |  |  |  | FALSE | [5 empty] | #FF0070C0 | FA-NFPA 170 HORN | 1 | FALSE | FALSE | FALSE | 2023 | [13 empty] | FALSE | [5 empty] | THOR\acont | 2024-04-18 13:30 | THOR\acont | 2024-09-08 17:27 | Cloned from Potter PE-HNR | [Potter] [NAC] [24 VDC HIGH DB] PE-HNR, PE-HNW [Potter] [NAC] [24 VDC LOW DB] PE-HNR, PE-HNW
4a031b35-413e-4875-bb72-30b1247c97d2 | NFPA 170 SMOKE DETECTOR |  |  | North | Edwards |  | Smoke Detector |  |  |  | Module | TRUE | SIGA-IPHSB w/SIGA-AB4G-LF BASE | ++ | 4D Multisensor Detector, Black | 1 | 4.5e-05 | 4.5e-05 |  |  |  |  | FALSE | TRUE |  |  |  |  | #FFFF0000 | FA-NFPA 170 SMOKE DETECTOR | 1 | FALSE | FALSE | FALSE | 1408 | [13 empty] | FALSE |  |  | LF |  |  |  |  | THOR\acont | 2024-10-08 16:31 | 20191121 AC Detector with base | [Edwards, Kidde] [AUX POWER] FX-HD w/SB4U-LF BASE, FX-PD w/SB4U-LF BASE (C), FX-PHD w/SB4U-LF BASE (C), SIGA2-COS w/SIGA-AB4G-LF BASE, SIGA2-HCOS w/SIGA-AB4G-LF BASE, SIGA2-HFS w/SIGA-AB4G-LF BASE, SIGA2-HRS w/SIGA-AB4G-LF BASE, SIGA2-PCOS w/SIGA-AB4G-LF [Edwards, Kidde] [SLC EST SENSORS] 01 [*] [EST3, iO1000] DS-HFS (C), DS-PS (C), FX-HD w/IB4U BASE, FX-HD w/RB4U BASE, FX-HD w/SB4U BASE, FX-HD w/SB4U-LF BASE, FX-HD wB4U BASE, FX-PD w/B4U BASE (C), FX-PD w/IB4U BASE (C), FX-PD w/SB4U BASE (C), FX-PD w/SB [Edwards, Kidde] [SLC EST SENSORS] [*] [#4 TYPE ADDR ¦ SENSORS] KI-DDOS (C), SIGA2-COS w/SIGA-AB4G BASE, SIGA2-COS w/SIGA-AB4G-LF BASE, SIGA2-COS w/SIGA-AB4GT BASE, SIGA2-COS w/SIGA-IB BASE, SIGA2-COS w/SIGA-RB BASE, SIGA2-COS w/SIGA-SB BASE, SIGA2-HCOS [Edwards, Kidde] [SLC EST MODULES/SENSORS] 01 [*] [iO64] DS-HFS (C), DS-PS (C), FX-HD w/IB4U BASE, FX-HD w/RB4U BASE, FX-HD w/SB4U BASE, FX-HD w/SB4U-LF BASE, FX-HD wB4U BASE, FX-PD w/B4U BASE (C), FX-PD w/IB4U BASE (C), FX-PD w/SB4U BASE (C), FX-PD w/SB [Edwards, Kidde] [SLC EST MODULES SENSORS] [*] [#2 SHARED ADDR ¦ SENSORS] KI-DDOS (C), SIGA2-COS w/SIGA-AB4G BASE, SIGA2-COS w/SIGA-AB4G-LF BASE, SIGA2-COS w/SIGA-AB4GT BASE, SIGA2-COS w/SIGA-IB BASE, SIGA2-COS w/SIGA-RB BASE, SIGA2-COS w/SIGA-SB BASE, S
ce67c68d-56ab-4009-8531-30b45ebe5120 |  |  |  | North | Potter |  | Cards & Components |  |  |  | Card | TRUE | PVX-OL8 |  | LED Output Module | 1 | 0.003 | 0.028 |  |  |  |  | TRUE | [5 empty] | #FFFFFFFF |  |  | FALSE | FALSE | FALSE | [14 empty] | FALSE | [7 empty] | THOR\acont | 2024-10-09 10:48
9f584838-8353-4d19-8d94-30bf8515be4d | NFPA 170 HORN STROBE CEILING |  |  | North | System Sensor |  | Horn/Strobe |  |  |  | Module | TRUE | PC2RL-LF | + | LF Sounder Strobe, Ceiling, Red | 1 | 0 | 0.071 |  |  |  |  | FALSE | TRUE |  |  |  |  | #FF0070C0 | FA-NFPA 170 HORN STROBE CEILING | 1 | FALSE | FALSE | FALSE | 2013 | [13 empty] | FALSE |  |  | C¦LF |  |  | DESKTOP-7SAL8M7\acont | 2020-12-02 15:10 | THOR\acont | 2024-09-08 17:27 | Cloned from System Sensor PC2RL | [System Sensor] [NAC] [24VFWR, TEMPORAL HIGH] PC2RL-LF (C), PC2WL-LF (C) [System Sensor] [NAC] [24VDC, TEMPORAL HIGH] PC2RL-LF (C), PC2WL-LF (C)
4e0d5ed9-84a9-48eb-8f5c-30c0b7f61f3f | NFPA 170 MULTI DETECTOR CO |  |  | North | Fike |  | Multi Criteria Detector |  |  |  | Module | TRUE | FIK-FC351 w/B200S-WH | ++ | Advanced multi‐criteria fire/CO detector, bright white color, Sounder Base | 1 | 0.0002 | 0.0045 |  |  | 24 |  | FALSE | TRUE |  |  | 2.7” H x 6.875” D (69 mm x 175 mm), installed in B200S series sounder base |  | #FFFF0000 | FA-NFPA 170 MULTI DETECTOR CO | 1 | FALSE | FALSE | FALSE | 1408 | [13 empty] | FALSE |  |  | CO, SB |  |  | DESKTOP-7EIEB7A\acont | 2023-01-03 07:49 | THOR\acont | 2024-09-08 17:27 | Cloned from Notifier FCO-951 w/B200S-WH | [Fike] [SLC IDP SENSORS] [*] [#4 TYPE ADDR ¦ SENSORS] DNR w/FIK‐2351R (C), FIK-2351 w/B200S-LF-WH (C), FIK-2351 w/B200S-WH (C), FIK-2351 w/B224RB-WH (C), FIK-2351 w/B300-6 (C), FIK-2351T w/B200S-LF-WH (C), FIK-2351T w/B200S-WH (C), FIK-2351T w/B224RB-WH [Fike] [AUX POWER] [SOUNDER ++] FIK-2351 w/B200S-WH (C), FIK-2351T w/B200S-WH (C), FIK-2351TIR w/B200S-WH (C), FIK-5351 w/B200S-WH (C), FIK-5351H w/B200S-WH (C), FIK-5351R w/B200S-WH (C), FIK-FC351 w/B200S-WH (C)
0f48ec64-0fdd-466d-b5b3-30c1eb8dfa45 |  |  |  | North | Edwards |  | Cards & Components |  |  |  | Card | TRUE | 30826 |  | 2.5 Amp 24V DC Regulated Power Supply, 230 Vac, 50 Hz | 1 | [6 empty] | TRUE | [5 empty] | #FFFFFFFF |  |  | FALSE | FALSE | FALSE | [14 empty] | FALSE | [7 empty] | THOR\acont | 2024-10-09 10:48
47af66d4-86de-4db7-a8ba-30c9373e783e |  |  |  | North | Xtralis |  | Hardware |  |  |  | Hardware | TRUE | OSI-LS |  | LIGHT SHEILD FOR IMAGERS | 1 | [6 empty] | FALSE | [5 empty] | #FFFFFFFF |  |  | FALSE | FALSE | FALSE | [14 empty] | FALSE | [7 empty] | THOR\acont | 2024-10-09 10:48
dbedca35-7b04-4b71-9b87-30d15de50056 |  |  |  | North | Siemens | [5 empty] | Module | TRUE | SSD-C-INT | 500-034750 | SSD-C-INT | 1 | 0.2 | 0.2 | [10 empty] | #FFFFFFFF |  |  | FALSE | FALSE | FALSE | [20 empty] | DESKTOP-7SAL8M7\acont | 2019-08-13 09:04 | THOR\acont | 2024-10-09 10:48 |  | [Bosch, Siemens] [AUX POWER] B465, CPYEC-2-24, CPY-HLI, CPY-MTS, FSD901 Main Board, FSD901-R3 Main Board, FSD901-U3 Main Board, SSD, SSD-C, SSD-C-INT, SSD-C-REM, SSD-INT, SSD-LOC [Siemens] [RS-485] FSD901, FSD901-R3, FSD901-U3, SSD, SSD-C, SSD-C-INT, SSD-C-REM, SSD-INT, SSD-LOC [Bosch, Siemens] [AUX POWER] [*] B465, CPYEC-2-24, CPY-HLI, CPY-MTS, FSD901, FSD901-R3, FSD901-U3, SSD, SSD-C, SSD-C-INT, SSD-C-REM, SSD-INT, SSD-LOC
23472e62-ecc3-40d3-9920-30da86971d4d | NFPA 170 NOTIFICATION CIRCUIT EXTENDER PANEL | RISER NAC |  | North | Eaton Wheelock |  | Notification Circuit Extender Panel |  |  |  | Assembly | TRUE | PS-8-B-LP | + | 8 amp power supply, black enclosure, 120V | 1 | [6 empty] | FALSE | FALSE |  |  |  |  | #FFFF0000 | FA-NFPA 170 NOTIFICATION CIRCUIT EXTENDER PANEL | 1 | FALSE | FALSE | FALSE | 212 | [8 empty] | 7 |  |  | 8 |  | TRUE | [5 empty] | DESKTOP-7SAL8M7\acont | 2020-10-29 14:16 | THOR\acont | 2024-09-08 17:27 | Cloned from Firelite FCPS-24FS8
8663bad8-8d27-4aa2-a3e4-30dcd3f0d8af |  |  |  | North | Edwards |  | Hardware |  |  |  | Hardware | TRUE | C-5395B |  | Optional Biege Cover for CR-5395 | 1 | [6 empty] | FALSE | [5 empty] | #FFFFFFFF |  |  | FALSE | FALSE | FALSE | [14 empty] | FALSE | [7 empty] | THOR\acont | 2024-10-09 10:48
3301ecc3-d42a-44df-adae-30df4a40a99e |  |  |  | North | Bosch | [5 empty] | Module | TRUE | B99 | * | USB direct connect cable | 1 | [12 empty] | #FFFFFFFF |  |  | FALSE | FALSE | FALSE | [20 empty] | DESKTOP-7EIEB7A\acont | 2021-08-13 06:25 | THOR\acont | 2024-10-09 10:48
8e75e937-6f79-4763-8612-30e1c8a8de7d |  |  |  | North | Gamewell FCI |  | Cards & Components |  |  |  | Card | TRUE | SLP-E3 |  | Intelligent Loop Interface-Main Board | 1 | 0.1 | 0.18 |  |  |  |  | TRUE | [5 empty] | #FFFFFFFF |  |  | FALSE | FALSE | FALSE | [14 empty] | FALSE | [7 empty] | THOR\acont | 2024-10-09 10:48 |  | [Gamewell FCI, Honeywell] [VAC ] 7100 Main Board, FireVac IV (50W, 25V) Main Board, FireVac IV (50W, 70V) Main Board, FLEX 410 Main Board, GF505 Main Board, GF506R Main Board, GF510 Main Board, GFPS-6 Main Board, GFPS-9 Main Board, GWF402 Main Board, GWF [Gamewell FCI, Honeywell] [VAC ] [120VAC] 7100 Main Board, FireVac IV (50W, 25V) Main Board, FireVac IV (50W, 70V) Main Board, FLEX 410 Main Board, GF505 Main Board, GF506R Main Board, GF510 Main Board, GFPS-6 Main Board, GFPS-9 Main Board, GWF402 Main B | [Gamewell FCI, MIRCOM] ALC-636, FX-2000MNS Main Card, SLC-PM, SLP-E3 [Fike, Gamewell FCI] 10-2622, SLP-E3 [Gamewell FCI] SLP-E3 [Fike, Gamewell FCI] 27-032 Main Card, SLP-E3
646d2c34-89f9-459e-a22b-30e456d10aa3 | NFPA 170 SMOKE DETECTOR |  |  | North | MIRCOM |  | Smoke Detector |  |  |  | Module | TRUE | MIX-1251B w/B224RB-WH | + | Intelligent Ionization Smoke Sensor, Relay Base | 1 | 0.0003 | 0.0065 |  |  |  |  | FALSE | TRUE |  |  |  |  | #FFFF0000 | FA-NFPA 170 SMOKE DETECTOR | 1 | FALSE | FALSE | FALSE | 1408 | [13 empty] | FALSE |  |  | I, R |  |  | DESKTOP-7SAL8M7\acont | 2019-04-14 08:11 | THOR\acont | 2024-09-08 17:27 | 20191121 AC Detector with base | [MIRCOM] [SLC SENSORS] [*] [#4 TYPE ADDR ¦ SENSORS] DNR w/MIX-2251BR (C), DNR w/MIX-2351RAP (C), MIX-1251AP w/B200SR-LF-WH (C), MIX-1251AP w/B200SR-WH (C), MIX-1251AP w/B210LP (C), MIX-1251AP w/B224RB-WH (C), MIX-1251AP w/B501 (C), MIX-1251B w/B200SR-LF- [MIRCOM] [SLC MODULES SENSORS] [*] [#2 SHARED ADDR ¦ SENSORS] DNR w/MIX-2251BR (C), DNR w/MIX-2351RAP (C), MIX-1251AP w/B200SR-LF-WH (C), MIX-1251AP w/B200SR-WH (C), MIX-1251AP w/B210LP (C), MIX-1251AP w/B224RB-WH (C), MIX-1251AP w/B501 (C), MIX-1251B w/
72fec8cf-7a9c-4fc9-bcff-30eb04d16179 |  |  |  | North | Potter | [5 empty] | Module | TRUE | NGP-2200D-M3 |  | Nitrogen Generator with 2,200 Gallon Largest Riser Fill and 5,000 gallons of Total Sprinkler System Capacity | 1 | [6 empty] | FALSE | [5 empty] | #FFFFFFFF |  |  | FALSE | FALSE | FALSE | [14 empty] | FALSE | [7 empty] | THOR\acont | 2024-10-09 10:48
c30e09f9-cc7c-438e-b81a-30f18999c6fa | NFPA 170 STROBE WALL |  |  | North | Edwards |  | Strobe |  |  |  | Module | TRUE | G4ERA-G |  | Strobe Expander, Red, ALERT markings, green | 1 | 0 | 0.078 |  |  |  |  | FALSE | [5 empty] | #FF0070C0 | FA-NFPA 170 STROBE WALL | 1 | FALSE | FALSE | FALSE | 2023 | [13 empty] | FALSE | [7 empty] | THOR\acont | 2024-09-08 17:27 |  | [Edwards, Kidde] [NAC] [24 VDC] G4ERA-A, G4ERA-B, G4ERA-G, G4ERA-R, G4ERF-C, G4ERN-A, G4ERN-B, G4ERN-C, G4ERN-G, G4ERN-R, G4EWA-A, G4EWA-B, G4EWA-G, G4EWA-R, G4EWF-C, G4EWN-A, G4EWN-B, G4EWN-C, G4EWN-G, G4EWN-R, G4F-S2V1575, G4F-S2VM, G4F-S7V1575, G4F-S7 [Edwards, Kidde] [NAC] [16 VDC] G4ERA-A, G4ERA-B, G4ERA-G, G4ERA-R, G4ERF-C, G4ERN-A, G4ERN-B, G4ERN-C, G4ERN-G, G4ERN-R, G4EWA-A, G4EWA-B, G4EWA-G, G4EWA-R, G4EWF-C, G4EWN-A, G4EWN-B, G4EWN-C, G4EWN-G, G4EWN-R, G4F-S2V1575, G4F-S2VM, G4F-S7V1575, G4F-S7
625871e7-7162-482f-8aca-30f332920178 |  |  |  | North | Edwards |  | Hardware |  |  |  | Hardware | TRUE | CBA-HT1-G |  | Horizonal Semi-Flush trim for 1 CBA48 OR 1 CBA72 - Gray | 1 | [6 empty] | FALSE | [5 empty] | #FFFFFFFF |  |  | FALSE | FALSE | FALSE | [14 empty] | FALSE | [7 empty] | THOR\acont | 2024-10-09 10:48
16849c3c-ef58-44c8-9ede-30fefb0c994e | NFPA 170 DUCT SMOKE DETECTOR |  |  | North | Simplex |  | Duct Smoke Detector |  |  |  | Module | TRUE | A4098-9751 w/A4098-9714 | + | In-Duct Sensor Housing with beige mounting box, (requires 4098-9714 sensor) w relay | 1 | 0.0008 | 0.001 |  |  |  |  | TRUE | TRUE |  |  |  |  | #FFFF0000 | FA-NFPA 170 DUCT SMOKE DETECTOR | 1 | FALSE | FALSE | FALSE | 1400 | [19 empty] | THOR\acont | 2025-02-04 10:10 |  |  | Cloned from Autocall A4098-9751 w/A4098-9714 | [Autocall, Simplex] [IDNet] [SENSORS ++] 4098-9714 (C), 4098-9714 w/4098-9770 (C), 4098-9714 w/4098-9771 (C), 4098-9714 w/4098-9772 (C), 4098-9714 w/4098-9773 (C), 4098-9714 w/4098-9780 (C), 4098-9714 w/4098-9789 (C), 4098-9714 w/4098-9791 (C), 4098-9714 | [Autocall, Generic, N/A, Simplex] 4098-9750, 4098-9755 w/4098-9714, A4098-9750 w/A4098-9714, A4098-9751 w/A4098-9714, A4098-9755 w/A4098-9714, DUCT DETECTOR, FURNISHED BY OTHERS
ad9ec657-0a9d-490e-81e7-310030f19ce9 | NFPA 170 ABORT SWITCH |  |  | North | Kidde |  | Switch |  |  |  | Module | TRUE | 878752 | ++ | Suppression System Abort Station K-84-10 | 1 | [6 empty] | FALSE | [5 empty] | #FFFF0000 | FA-NFPA 170 ABORT SWITCH | 1 | FALSE | FALSE | FALSE | 900 | [13 empty] | FALSE | [5 empty] | DESKTOP-7EIEB7A\acont | 2022-08-09 14:34 | THOR\acont | 2024-09-08 17:27 | Cloned from Edwards RELA-ABT | [Edwards, Kidde, Monaco Enterprises] [IDC] 01 1534-1, 200-GAOF, 270A-DPO, 270A-SPO, 270-DOC, 270-DOC-B, 270-DOC-F, 270-DPO, 270-GAO, 270-GAOB, 270-GAO-DOC, 270-GAO-DOCF, 270P-DPO, 270P-SPO, 270-SPO, 270-SPOW, 270-SPOWB, 270-SPOWF, 271-KR1/SR/GS, 276A-REL
158582bc-b66e-439a-bbdd-3101b08d6ab1 |  |  |  | North | Autocall |  | Hardware |  |  |  | Hardware | TRUE | A100-2125 | + | Glass Door and Dress Panel, Red 2 Bay | 1 | 0 | 0 |  |  |  |  | TRUE | [5 empty] | #FFFFFFFF |  |  | FALSE | FALSE | FALSE | [20 empty] | DESKTOP-0D6CQVA\lousc | 2019-07-20 15:16 | THOR\acont | 2024-10-09 10:48 | Cloned from AutoCall A100-2126
702cec1b-ca03-4d3b-a60e-3104bac4add9 | NFPA 170 SPEAKER STROBE |  |  | North | Kidde |  | Speaker/Strobe |  |  |  | Module | TRUE | WGSVWN | ++ | Outdoor rated speaker strobe, wall, white, none | 1 | [6 empty] | FALSE | FALSE |  |  |  |  | #FF0070C0 | FA-NFPA 170 SPEAKER STROBE | 1 | FALSE | FALSE | FALSE | 2019 | [13 empty] | FALSE |  |  | WP |  |  | THOR\acont | 2024-12-19 13:51 | THOR\acont | 2024-12-19 13:57 | Cloned from Edwards WGSVWN | [Edwards, Kidde] [NAC] [VDC] WGSVRA, WGSVRF, WGSVRF-FR, WGSVRF-SP, WGSVRN, WGSVWA, WGSVWF, WGSVWF-FR, WGSVWF-SP, WGSVWN, WGVRA, WGVRF, WGVRF-FR, WGVRF-SP, WGVRN, WGVWA, WGVWF, WGVWF-FR, WGVWF-SP, WGVWN [Edwards, Hochiki, Kidde] [AUDIO 25v] [25V AUDIO] EG4SRF, EG4SRN, EG4SVRF, EG4SVRN, EG4SVWA, EG4SVWF, EG4SVWN, EG4SWA, EG4SWF, EG4SWN, G4SRF, G4SRN, G4SVRF, G4SVRN, G4SVWA, G4SVWF, G4SVWN, G4SWA, G4SWF, G4SWN, WGSRA, WGSRF, WGSRF-FR, WGSRF-SP, WGSRN, WGS [Edwards, Hochiki, Kidde] [AUDIO 70.7v] [70V AUDIO] EG4SRF, EG4SRN, EG4SVRF, EG4SVRN, EG4SVWA, EG4SVWF, EG4SVWN, EG4SWA, EG4SWF, EG4SWN, G4SRF, G4SRN, G4SVRF, G4SVRN, G4SVWA, G4SVWF, G4SVWN, G4SWA, G4SWF, G4SWN, WGSRA, WGSRF, WGSRF-FR, WGSRF-SP, WGSRN, W
5d0923bb-5616-4b3e-8158-3106b20e8ec9 | NFPA 170 REMOTE ANNUNCIATOR | RISER ANNUNCIATOR |  | North | Firelite |  | Remote Annunciator |  |  |  | Module | TRUE | AFM-32AF | + | ONYX Series ACS Annunciator | 1 | 0.04 | 0.056 |  |  |  |  | TRUE | FALSE |  |  |  |  | #FFFF0000 | FA-NFPA 170 REMOTE ANNUNCIATOR | 1 | FALSE | FALSE | FALSE | 255 | [13 empty] | FALSE | [5 empty] | DESKTOP-7SAL8M7\acont | 2019-02-18 15:55 | THOR\acont | 2024-09-08 17:27 | Cloned from Firelite ACM-32AF | [Firelite, Notifier] [RS-485] ACM-16ATF, ACM-30, ACM-32AF, ACM-48A, ACM-8RF, AEM-16ATF, AEM-32AF, AFM-16AF, AFM-16ATF, AFM-32AF, LCD-80F [ADT Unimode, Eaton Wheelock, Farenhyt, Firelite, Gamewell FCI, Monaco Enterprises, Notifier, Potter, Secutron, Silent Knight] [AUX POWER] [*] 790-012-00, ACM-16ATF, ACM-30, ACM-32AF, ACM-48A, ACM-8RF, ADT-LCD-80, AEM-16ATF, AEM-32AF, AFM-16AF, AFM-16ATF
ef28aa65-9659-461c-b321-3107a1638bff | NFPA 170 DUCT SMOKE DETECTOR |  |  | North | Notifier |  | Duct Smoke Detector |  |  |  | Module | TRUE | DH200RPL(24 VAC) | ++ | Intelligent Duct Detector Housing with Relay, 24 VAC | 1 | 0.0003 | 0.0003 |  |  |  |  | FALSE | TRUE |  |  |  |  | #FFFF0000 | FA-NFPA 170 DUCT SMOKE DETECTOR | 1 | FALSE | FALSE | FALSE | 1400 | [13 empty] | FALSE | [7 empty] | THOR\acont | 2024-09-08 17:27 | 20191121 AC Detector without base | [Honeywell, Notifier, System Sensor] [SLC SENSORS] [*] [#4 TYPE ADDR ¦ SENSORS] 2251B (C), 2251-COPTIR (C), 2251-COPTIR w/B200S-WH (C), 2251TB (C), 2251TMB (C), 5251B (C), 5251B-WP (C), 5251H (C), 5251RB (C), 5251RB-WP (C), 7251 (C), 7251DH (C), DH200LP [Honeywell, Notifier, System Sensor] [SLC MODULES SENSORS] [*] [#2 SHARED ADDR ¦ SENSORS] 2251B (C), 2251-COPTIR (C), 2251-COPTIR w/B200S-WH (C), 2251TB (C), 2251TMB (C), 5251B (C), 5251B-WP (C), 5251H (C), 5251RB (C), 5251RB-WP (C), 7251 (C), 7251DH (C)
d47cb15c-c829-410a-a870-311147c1ec2f | NFPA 170 HORN |  |  | North | Eaton Wheelock |  | Horn |  |  |  | Module | TRUE | ELFHNR | + | WALL SOUNDER, RED, FIRE, LOW FREQ | 1 | [6 empty] | TRUE | [5 empty] | #FF0070C0 | FA-NFPA 170 HORN | 1 | FALSE | FALSE | FALSE | 2020 | [16 empty] | LF |  |  | DESKTOP-7EIEB7A\acont | 2021-05-13 08:00 | THOR\acont | 2024-09-08 17:27 | Cloned from Eaton Wheelock ELFHSR | [Eaton Wheelock] [NAC] [24VDC, MAX] ELFHNR, ELFHNR-AL, ELFHNRC (C), ELFHNRC-AL (C), ELFHNRC-CO (C), ELFHNRC-N (C), ELFHNR-CO, ELFHNR-N, ELFHNW, ELFHNW-AL, ELFHNWC (C), ELFHNWC-AL (C), ELFHNWC-CO (C), ELFHNWC-N (C), ELFHNW-CO, ELFHNW-N
991d587a-b1c7-4104-abee-31126e155e78 | NFPA 170 HEAT DETECTOR |  |  | North | Simplex |  | Heat Detector |  |  |  | Module | TRUE | 4098-9614E w/4098-9788E | + | Electronic Heat Detector 2-Wire 200° F (57° C), High Humidity | 1 | 0.0001 | 0.086 |  |  |  |  | TRUE | TRUE |  |  |  |  | #FFFF0000 | FA-NFPA 170 HEAT DETECTOR | 1 | FALSE | FALSE | FALSE | 1403 | [16 empty] | 200 |  |  | THOR\acont | 2024-02-22 15:56 | THOR\acont | 2024-09-08 17:27 | Cloned from Simplex 4098-9612E w/4098-9788E | [Autocall, Simplex] [IDC] 02 [*] 4090-9008, 4098-9612E w/4098-9683E (C), 4098-9612E w/4098-9684E (C), 4098-9612E w/4098-9788E (C), 4098-9613E w/4098-9683E (C), 4098-9613E w/4098-9684E (C), 4098-9613E w/4098-9788E (C), 4098-9614E w/4098-9683E (C), 4098-96 | [Autocall, Simplex] 4098-9612 w/4098-9682, 4098-9612E w/4098-9682E, 4098-9612E w/4098-9683E, 4098-9612E w/4098-9684E, 4098-9612E w/4098-9788E, 4098-9613 w/4098-9682, 4098-9613E w/4098-9682E, 4098-9613E w/4098-9683E, 4098-9613E w/4098-9684E, 4098-9613E w/4
889a7c28-95e3-4c00-a865-311abf3915d7 | NFPA 170 STROBE WALL |  |  | North | Autocall |  | Strobe |  |  |  | Module | TRUE | A49VO-APPLW-O | + | Wall Mount Weatherproof Visible and Audible/Visible Notification Appliances, Specify Cover | 1 | 0 | 0 |  |  |  |  | TRUE | [5 empty] | #FF0070C0 | FA-NFPA 170 STROBE WALL | 1 | FALSE | FALSE | FALSE | 2012 | [16 empty] | WP |  |  | DESKTOP-7EIEB7A\acont | 2022-02-21 21:50 | THOR\acont | 2024-09-08 17:27 | Cloned from Autocall A49AV-APPLW-O | [Autocall, Simplex] [IDNac] [23VDC UL1638] 49SV-APPLW-O, 49SV-APPLW-O-BA, 49VO-APPLW-O, 49VO-APPLW-O-BA, A49SV-APPLW-O, A49SV-APPLW-O-BA, A49VO-APPLW-O, A49VO-APPLW-O-BA [Autocall, Simplex] [IDNac] [23VDC UL1971] 49SV-APPLW-O, 49SV-APPLW-O-BA, 49VO-APPLW-O, 49VO-APPLW-O-BA, A49SV-APPLW-O, A49SV-APPLW-O-BA, A49VO-APPLW-O, A49VO-APPLW-O-BA
aac67605-155a-43ea-804c-311b0e2a5147 |  |  |  | North | Edwards |  | Hardware |  |  |  | Hardware | TRUE | LKW-1R |  | FIRE - Wall Orientation, RED | 1 | [6 empty] | FALSE | [5 empty] | #FFFFFFFF |  |  | FALSE | FALSE | FALSE | [14 empty] | FALSE | [7 empty] | THOR\acont | 2024-10-09 10:48
ce22f9b6-9a2a-4e3e-956b-311c280a33e5 | NFPA 170 MANUAL PULL |  |  | North | MIRCOM |  | Manual Station |  |  |  | Module | TRUE | MS-710U | + | Dual Action Manual Station | 1 | [6 empty] | FALSE | [5 empty] | #FFFF0000 | FA-NFPA 170 MANUAL PULL | 1 | FALSE | FALSE | FALSE | 957 | [13 empty] | FALSE | [7 empty] | THOR\acont | 2024-09-08 17:27 |  | [MIRCOM] [IDC] 04 MS-701, MS-701U, MS-702, MS-703U, MS-704U, MS-710U
7b05b239-35a4-4961-bc56-311c991ab03f | NFPA 170 VOICE EVACUATION CONTROL UNIT |  |  | North | Evax |  | Voice Evac Control Unit |  |  |  | Assembly | TRUE | HMX-MP96 | + | Master Panel, 96 Switch Control | 1 | [6 empty] | FALSE | [5 empty] | #FFFF0000 | FA-NFPA 170 VOICE EVACUATION CONTROL UNIT | 1 | FALSE | FALSE | FALSE | 211 | [8 empty] | 7,12,18 |  |  |  |  | TRUE | [5 empty] | DESKTOP-7SAL8M7\acont | 2020-07-16 11:07 | THOR\acont | 2024-09-08 17:27 | Cloned from Hochiki FNVMP96
4859cea6-c1dd-45c5-82e4-311e88fa4353 | NFPA 170 HORN STROBE CEILING |  |  | North | Edwards |  | Horn/Strobe |  |  |  | Module | TRUE | WG4WN-HVMHC (C) |  | Outdoor horn-strobe, white w/o marking, high candela, clear lens | 1 | 0 | 0.24 |  |  |  |  | FALSE | TRUE |  |  |  |  | #FF0070C0 | FA-NFPA 170 HORN STROBE CEILING | 1 | FALSE | FALSE | FALSE | 2013 | [13 empty] | FALSE |  |  | C, WP |  |  | DESKTOP-7SAL8M7\acont | 2018-08-27 11:54 | THOR\acont | 2024-09-08 17:27 | Cloned from Edwards WG4WN-HVMHC | [Edwards, Kidde] [NAC] [UL1638, 16 VDC, CONTINUOUS] WG4RF-HVMHC, WG4RF-HVMHC (C) (C), WG4RN-HVMHC, WG4RN-HVMHC (C) (C), WG4WF-HVMHC, WG4WF-HVMHC (C) (C), WG4WN-HVMHC, WG4WN-HVMHC (C) (C) [Edwards, Kidde] [NAC] [UL1971, 24 VDC, CONTINUOUS] WG4RF-HVMHC, WG4RF-HVMHC (C) (C), WG4RN-HVMHC, WG4RN-HVMHC (C) (C), WG4WF-HVMHC, WG4WF-HVMHC (C) (C), WG4WN-HVMHC, WG4WN-HVMHC (C) (C) [Edwards, Kidde] [NAC] [UL1971, 16 VFWR, CONTINUOUS] WG4RF-HVMHC, WG4RF-HVMHC (C) (C), WG4RN-HVMHC, WG4RN-HVMHC (C) (C), WG4WF-HVMHC, WG4WF-HVMHC (C) (C), WG4WN-HVMHC, WG4WN-HVMHC (C) (C) [Edwards, Kidde] [NAC] [UL1638, 24 VDC, CONTINUOUS] WG4RF-HVMHC, WG4RF-HVMHC (C) (C), WG4RN-HVMHC, WG4RN-HVMHC (C) (C), WG4WF-HVMHC, WG4WF-HVMHC (C) (C), WG4WN-HVMHC, WG4WN-HVMHC (C) (C) [Edwards, Kidde] [NAC] [UL1971, 16 VDC, CONTINUOUS] WG4RF-HVMHC, WG4RF-HVMHC (C) (C), WG4RN-HVMHC, WG4RN-HVMHC (C) (C), WG4WF-HVMHC, WG4WF-HVMHC (C) (C), WG4WN-HVMHC, WG4WN-HVMHC (C) (C) [Edwards, Kidde] [NAC] [UL1638, 16 VFWR, CONTINUOUS] WG4RF-HVMHC, WG4RF-HVMHC (C) (C), WG4RN-HVMHC, WG4RN-HVMHC (C) (C), WG4WF-HVMHC, WG4WF-HVMHC (C) (C), WG4WN-HVMHC, WG4WN-HVMHC (C) (C)
b1528a1b-9a11-43b2-bd54-311eecf6669b | NFPA 170 MANUAL PULL |  |  | North | Autocall |  | Manual Station |  |  |  | Module | TRUE | A4099-9004 | + | Addressable manual station, Single Action, English | 1 | 0.0008 | 0.001 |  |  |  |  | TRUE | FALSE |  |  |  |  | #FFFF0000 | FA-NFPA 170 MANUAL PULL | 1 | FALSE | FALSE | FALSE | 957 | [19 empty] | DESKTOP-0D6CQVA\lousc | 2019-06-16 10:20 | THOR\acont | 2024-09-08 17:27 | Cloned from AutoCall A4099-9005 | [Autocall, Simplex] [IDNet] [MODULES ++] 2080-9056, 2080-9057, 2080-9067, 2080-9068, 2080-9069, 2080-9070, 4009-9201 Main Board, 4009-9401 Main Board, 4010-9901, 4090-5261, 4090-9001, 4090-9002, 4090-9005, 4090-9006, 4090-9008, 4090-9116, 4098-9019 (Cont
0a6416a5-9ff2-4e27-8394-31216cdc8a3d | NFPA 170 GAS DETECTOR |  |  | North | Gamewell FCI |  | Gas Detection |  |  |  | Module | TRUE | MCS-CO3 w/B224RB-WH | + | Intelligent addressable carbon monoxide detector, white w/ Intelligent relay base, white, UL listed | 1 | 0.0002 | 0.0045 |  |  |  |  | FALSE | TRUE | FLUSH |  | 4" SQ. DEEP | 3 "O" PLASTER RING | #FFFF0000 | FA-NFPA 170 GAS DETECTOR | 1 | FALSE | FALSE | FALSE | 1402 | [13 empty] | FALSE |  |  | R |  |  | DESKTOP-7EIEB7A\acont | 2021-02-28 15:38 | THOR\acont | 2024-09-08 17:27 | Cloned from Notifier FSCO-951 w/B224RB-WH | [Gamewell FCI] [SLC MODULES SENSORS] [*] [#2 SHARED ADDR ¦ SENSORS] ADPF (C), ASD-PL2F w/B200S-LF-WH (C), ASD-PL2F w/B210LP (C), ASD-PL2FR (C), ASD-PL3 w/B200S-LF-WH (C), ASD-PL3 w/B200SR-LF-WH (C), ASD-PL3 w/B200SR-WH (C), ASD-PL3 w/B224BI-WH (C), ASD-P [Gamewell FCI] [SLC SENSORS] [*] [#4 TYPE ADDR ¦ SENSORS] ADPF (C), ASD-PL2F w/B200S-LF-WH (C), ASD-PL2F w/B210LP (C), ASD-PL2FR (C), ASD-PL3 w/B200S-LF-WH (C), ASD-PL3 w/B200SR-LF-WH (C), ASD-PL3 w/B200SR-WH (C), ASD-PL3 w/B224BI-WH (C), ASD-PL3 w/B224R
b0d6f87c-ae39-4016-8714-312513d6017b |  |  |  | North | Edwards |  | Cards & Components |  |  |  | Card | TRUE | 4-FT | n | Firefighter Telephone Master Handset | 1 | 0.009 | 0.168 |  |  |  |  | TRUE | [5 empty] | #FFFFFFFF |  |  | FALSE | FALSE | FALSE | [20 empty] | DESKTOP-7SAL8M7\acont | 2019-12-13 12:52 | THOR\acont | 2024-10-09 10:48
05993162-7445-47e6-8eaf-312af36b379d | NFPA 170 SPEAKER STROBE |  |  | North | Siemens |  | Speaker/Strobe |  |  |  | Module | TRUE | SC-SS-WR-F |  | WALL ACEND SPEAKER STROBE, RED, "FIRE" | 1 | [6 empty] | TRUE | [5 empty] | #FF0070C0 | FA-NFPA 170 SPEAKER STROBE | 1 | FALSE | FALSE | FALSE | [20 empty] | XPS-17-9710\August | 2024-10-10 05:10 | XPS-17-9710\August | 2024-10-10 05:43 | 20241008 NEW SIEMENS PARTS | [Siemens] [AUDIO 70.7v] [70V AUDIO] SC-SP-CR-F (C), SC-SP-CW-F (C), SC-SP-WR-F, SC-SP-WW-F, SC-SS-CR-F (C), SC-SS-CW-F (C), SC-SS-WR-F, SC-SS-WW-F [Siemens] [NAC] [16.0 – 33.0 VDC] SC-SS-CR-F (C), SC-SS-CW-F (C), SC-SS-WR-F, SC-SS-WW-F [Siemens] [AUDIO 25v] [25V AUDIO] SC-SP-CR-F (C), SC-SP-CW-F (C), SC-SP-WR-F, SC-SP-WW-F, SC-SS-CR-F (C), SC-SS-CW-F (C), SC-SS-WR-F, SC-SS-WW-F
ab175f21-36c0-49c5-aefc-31301f0e55d0 |  |  |  | North | Edwards |  | Hardware |  |  |  | Hardware | TRUE | SIGA-MB4 |  | Module Mtg Bracket - kit for 2 single gang mods in a 4" sq box | 1 | [6 empty] | FALSE | [5 empty] | #FFFFFFFF |  |  | FALSE | FALSE | FALSE | [14 empty] | FALSE | [7 empty] | THOR\acont | 2024-10-09 10:48 |  | [Edwards, Kidde] [SLC EST MODULES] 01 [*] [EST3, iO1000 ] FX-2WIRE, FX-IDC1A, FX-IDC1B, FX-IDC2B, FX-IDCWS, FX-ISO, FX-NAC, GSA-CC1, GSA-CC1S, GSA-CC2, GSA-CT1, GSA-CT2, GSA-IO, GSA-MAB, GSA-MCC1, GSA-MCC1S, GSA-MCC2, GSA-MCT2, GSA-MIO, GSA-MM1, GSA-MRM1 [Edwards, Kidde] [SLC EST MODULES] [*] [#3 TYPE ADDR ¦ MODULES] GSA-UIO2R, GSA-UIO6, GSA-UIO6R, RZI16-2, SIGA-270, SIGA-270P, SIGA-278, SIGA-AA30, SIGA-AA50, SIGA-CC1, SIGA-CC1S, SIGA-CC2, SIGA-CC2A, SIGA-CR, SIGA-CR2, SIGA-CRH, SIGA-CRR, SIGA-CT1, SIGA- [Edwards, Kidde] [SLC EST MODULES SENSORS] [*] [#1 SHARED ADDR ¦ MODULES] GSA-UIO2R, GSA-UIO6, GSA-UIO6R, RZI16-2, SIGA-270, SIGA-270P, SIGA-278, SIGA-AA30, SIGA-AA50, SIGA-CC1, SIGA-CC1S, SIGA-CC2, SIGA-CC2A, SIGA-CR, SIGA-CR2, SIGA-CRH, SIGA-CRR, SIGA-
3f319005-a9cf-4376-ad51-31304bb7fdb7 |  |  |  | North | MIRCOM | [5 empty] | Module | TRUE | QMP-5101NV | ++ | Master Network Paging Control Module for FLEXNET-MNS Vertical Mount. For use in BBX-FXMNS. | 1 | 0.003 | 0.007 | [10 empty] | #FFFFFFFF |  |  | FALSE | FALSE | FALSE | [22 empty] | THOR\acont | 2024-10-09 10:48 |  | [MIRCOM] [IDC] 06 [PTT] QMP-5101N, QMP-5101NV [MIRCOM] [MIC] [MIC] QMP-5101N, QMP-5101NV
ea70810a-76ac-4e27-bddf-3130e1372846 |  |  |  | North | Potter | [5 empty] | Module | TRUE | AFS-101B |  | Armored Cable Fence Detector System | 1 | [6 empty] | FALSE | [5 empty] | #FFFFFFFF |  |  | FALSE | FALSE | FALSE | [14 empty] | FALSE | [7 empty] | THOR\acont | 2024-10-09 10:48
cec125c5-ee5b-483b-a733-313252dec548 | NFPA 170 SMOKE DETECTOR |  |  | North | Hochiki |  | Smoke Detector |  |  |  | Module | TRUE | ACD-V w/YBN-NSA-4 STANDARD BASE | ACD-V MULTI-CRITERIA SENSOR | ACD-V MULTI-CRITERIA SENSOR w/YBN-NSA-4 STANDARD BASE SMOKE/CO | 1 | 0.00045 | 0.0072 |  |  |  |  | TRUE | TRUE |  | *Refer to Install Sheet |  |  | #FFFF0000 | FA-NFPA 170 SMOKE DETECTOR | 1 | FALSE | FALSE | FALSE | 1408 | [16 empty] | CO |  |  | DESKTOP-0D6CQVA\lousc | 2019-09-29 16:33 | THOR\acont | 2024-09-08 17:27 | from Hochiki ACD-V w/HSB-NSA-6 STANDARD BASE | [Hochiki, VES] [SLC HOCHIKI] 01 [*] [SLC] ACC-EN (C), ACD-V w/ASBL SOUNDER BASE (C), ACD-V w/HSB-NSA-6 STANDARD BASE (C), ACD-V w/SCI-B4 SHORT CIRCUIT ISOLATOR BASE (C), ACD-V w/SCI-B6 SHORT CIRCUIT ISOLATOR BASE (C), ACD-V w/YBN-NSA-4 STANDARD BASE (C),
b097658e-ae59-4600-9059-3134b536042b | NFPA 170 FIRE ALARM CONTROL UNIT | RISER FACP |  | North | Hochiki |  | Fire Alarm Control Unit |  |  |  | Assembly | TRUE | LA201K1-14 |  | FireNET L@TITUDE Analog Addressable Fire Alarm Control Panel, 4 Slot Standard Plex-Door Enclosure, 5.25 A 115V, 2-Loop Panel Module, Hochiki Protocol, Network Module, and Media Gateway™, Red, Printer / 48 Zone LEDs | 1 | [6 empty] | FALSE |  |  | *Refer to Install Sheet | 16.5in (W) x 23.2in (H) x 6in (D) | KM5FCRD (Optional Semi-Flush Mounting Kit) | #FFFF0000 | FA-NFPA 170 FIRE ALARM CONTROL UNIT | 1 | FALSE | FALSE | FALSE | 202 | [8 empty] | 7,12,18,28 |  |  | 5.25 |  | TRUE | [5 empty] | DESKTOP-GHR3H5U\Anthony | 2019-11-27 07:05 | THOR\acont | 2024-09-08 17:27
b12848ee-4891-499b-8710-3135c90f5c70 | NFPA 170 GRAPHIC ANNUNCIATOR PANEL | RISER ANNUNCIATOR |  | North | Notifier |  | Graphic Annunciator |  |  |  | Assembly | TRUE | N-ANN-I/O Assembly | ++ | Graphic Annunciator with LED Driver Module (N-ANN-I/O) | 1 | [12 empty] | #FFFF0000 | FA-NFPA 170 GRAPHIC ANNUNCIATOR PANEL | 1 | FALSE | FALSE | FALSE | 256 | [19 empty] | DESKTOP-7EIEB7A\acont | 2022-03-04 06:48 | THOR\acont | 2024-09-08 17:27 | Cloned from Gamewell FCI ANU-48 Assembly CLONED
a986fedc-64b9-4de4-8029-3137bea00b19 | NFPA 170 SMOKE DETECTOR |  |  | North | Hochiki |  | Smoke Detector |  |  |  | Module | TRUE | SLR-24H w/HSC-220L LATCHING LED BASE | SLR-24H w/HSC-220L LATCHING LED BASE | PHOTOELECTRIC SMOKE DETECTOR w/ LATCHING LED BASE | 1 |  | 0.223 |  |  |  |  | TRUE | TRUE |  | *Refer to Install Sheet |  |  | #FFFF0000 | FA-NFPA 170 SMOKE DETECTOR | 1 | FALSE | FALSE | FALSE | 1408 | [16 empty] | L |  |  | DESKTOP-0D6CQVA\lousc | 2019-10-12 06:54 | THOR\acont | 2024-09-08 17:27 | from Hochiki SLR-24V w/HSC-220L LATCHING LED BASE | [Hochiki] [IDC] 02 [IDC] SLR-24H w/HSC-220L LATCHING LED BASE (C), SLR-24H w/HSC-220R - 2 WIRE RELAY BASE (C), SLR-24H w/HSC-221L LATCHING LED BASE (C), SLR-24H w/HSC-221R - 2 WIRE RELAY BASE (C), SLR-24H w/HSC-224L LATCHING LED BASE (C), SLR-24H w/HSC-2
d783b437-14c7-488c-88b0-314e4633b515 | NFPA 170 SPEAKER STROBE CEILING |  |  | North | Edwards |  | Speaker/Strobe |  |  |  | Module | TRUE | GCWA-S2VMC |  | 25V Speaker/Strobe white, ALERT, 15, 30, 75, 95 cd, clear | 1 | 0 | 0.168 |  |  |  |  | FALSE | TRUE |  |  |  |  | #FF0070C0 | FA-NFPA 170 SPEAKER STROBE CEILING | 1 | FALSE | FALSE | FALSE | 2020 | [13 empty] | FALSE |  |  | C |  |  |  |  | THOR\acont | 2024-09-08 17:27 |  | [Edwards, Kidde] [NAC] [24 VDC] EGCFR-VM (C), EGCF-VM (C), GCFR-S7VM (C), GCFR-VM (C), GCF-S2VM (C), GCF-S7VM (C), GCF-VM (C), GCHFRF-S2VMC (C), GCHFRF-S7VMC (C), GCHFRN-S2VMC (C), GCHFRN-S7VMC (C), GCHFWA-S2VMA (C), GCHFWA-S2VMC (C), GCHFWA-S7VMA (C), G [Edwards, Kidde] [AUDIO 25v] [25V AUDIO] EGCF-S2VMH (C), G4F-S2, G4F-S2V1575, G4F-S2VM, G4HFRF-S2, G4HFRF-S2VMC, G4HFRN-S2, G4HFRN-S2VMC, G4HFWA-S2, G4HFWA-S2VMA, G4HFWA-S2VMC, G4HFWF-S2, G4HFWF-S2VMC, G4HFWN-S2, G4HFWN-S2VMA, G4HFWN-S2VMC, G4RF-S2, G4RF [Edwards, Kidde] [NAC] [16 VDC] EGCFR-VM (C), EGCF-VM (C), GCFR-S7VM (C), GCFR-VM (C), GCF-S2VM (C), GCF-S7VM (C), GCF-VM (C), GCHFRF-S2VMC (C), GCHFRF-S7VMC (C), GCHFRN-S2VMC (C), GCHFRN-S7VMC (C), GCHFWA-S2VMA (C), GCHFWA-S2VMC (C), GCHFWA-S7VMA (C), G
6cee00b3-02c2-42b9-98d3-3159eb850843 | NFPA 170 MANUAL PULL |  |  | North | Autocall |  | Manual Station |  |  |  | Module | TRUE | A4099-9006 | + | Addressable manual station, Double Action, Push operation, English | 1 | 0.0008 | 0.001 |  |  |  |  | TRUE | FALSE |  |  |  |  | #FFFF0000 | FA-NFPA 170 MANUAL PULL | 1 | FALSE | FALSE | FALSE | 957 | [19 empty] | DESKTOP-0D6CQVA\lousc | 2019-06-16 10:20 | THOR\acont | 2024-09-08 17:27 | Cloned from AutoCall A4099-9004 | [Autocall, Simplex] [IDNet] [MODULES ++] 2080-9056, 2080-9057, 2080-9067, 2080-9068, 2080-9069, 2080-9070, 4009-9201 Main Board, 4009-9401 Main Board, 4010-9901, 4090-5261, 4090-9001, 4090-9002, 4090-9005, 4090-9006, 4090-9008, 4090-9116, 4098-9019 (Cont
a187b9cf-7d41-41d6-b54b-315ac40f6b36 | NFPA 170 HEAT DETECTOR |  |  | North | Notifier |  | Heat Detector |  |  |  | Module | TRUE | FST-951-IV w/B501-IV | ++ | Low-profile 135°F fixed thermal sensor. Ivory. FlashS-can and CLIP mode. | 1 | 0.0002 | 0.0045 |  |  |  |  | FALSE | TRUE | FLUSH |  | 4" SQ. DEEP | 3 "O" PLASTER RING | #FFFF0000 | FA-NFPA 170 HEAT DETECTOR | 1 | FALSE | FALSE | FALSE | 1403 |  |  | 7272-0028:0206 | [10 empty] | FALSE | [5 empty] | DESKTOP-7EIEB7A\acont | 2021-05-14 10:46 | THOR\acont | 2024-09-08 17:27 | Cloned from Notifier FST-951-IV w/B300-6-IV | [Honeywell, Notifier, System Sensor] [SLC MODULES SENSORS] [*] [#2 SHARED ADDR ¦ SENSORS] 2251B (C), 2251-COPTIR (C), 2251-COPTIR w/B200S-WH (C), 2251TB (C), 2251TMB (C), 5251B (C), 5251B-WP (C), 5251H (C), 5251RB (C), 5251RB-WP (C), 7251 (C), 7251DH (C) [Honeywell, Notifier, System Sensor] [SLC SENSORS] [*] [#4 TYPE ADDR ¦ SENSORS] 2251B (C), 2251-COPTIR (C), 2251-COPTIR w/B200S-WH (C), 2251TB (C), 2251TMB (C), 5251B (C), 5251B-WP (C), 5251H (C), 5251RB (C), 5251RB-WP (C), 7251 (C), 7251DH (C), DH200LP
46bf7883-0b69-4809-bbf9-3172758080ce | NFPA 170 REMOTE INDICATOR |  |  | North | Hochiki |  | Remote Indicator |  |  |  | Module | TRUE | MS-RA/P/R | REMOTE ALARM INDICATOR | REMOTE ALARM INDICATOR | 1 | 0.003 | 0.003 |  |  |  |  | TRUE |  |  | *Refer to Install Sheet |  |  | #FFFF0000 | FA-NFPA 170 REMOTE INDICATOR | 1 | FALSE | FALSE | FALSE | 2016 | [19 empty] | DESKTOP-0D6CQVA\lousc | 2019-10-12 10:34 | THOR\acont | 2024-09-08 17:27 | Cloned from Hochiki MS-RA/R | [Hochiki] [RTS] [PILOT LED] MS-KA/P/R, MS-KA/R, MS-RA, MS-RA/P, MS-RA/P/R, MS-RA/R, MS-RH/KA/P/R [Hochiki] [RTS] [HORN] MS-KA/P/R, MS-KA/R, MS-RA, MS-RA/P, MS-RA/P/R, MS-RA/R, MS-RH/KA/P/R [Hochiki] [RTS] [ALARM LED] MS-KA/P/R, MS-KA/R, MS-RA, MS-RA/P, MS-RA/P/R, MS-RA/R, MS-RH/KA/P/R
c0586043-191b-4b75-94c3-3173eb1a13bf |  |  |  | North | Edwards |  | Hardware |  |  |  | Hardware | TRUE | 6831-1 |  | Frontplate, Flush, Red, Breakglass, Lock | 1 | [6 empty] | FALSE | [5 empty] | #FFFFFFFF |  |  | FALSE | FALSE | FALSE | [14 empty] | FALSE | [7 empty] | THOR\acont | 2024-10-09 10:48
2202f0ae-16b6-44e8-9cc9-3179f48fc86b | NFPA 170 HORN STROBE |  |  | North | Macurco |  | Horn/Strobe |  |  |  | Module | TRUE | HS-R |  | 2-Wire Horn/Strobe Red Lens | 1 | 0 | 0 |  |  |  |  | FALSE | FALSE |  |  |  |  | #FF0070C0 | FA-NFPA 170 HORN STROBE | 1 | FALSE | FALSE | FALSE | 2012 | [13 empty] | FALSE |  |  | R |  |  | DESKTOP-7SAL8M7\acont | 2020-07-14 16:03 | THOR\acont | 2024-09-08 17:27 | Cloned from Macurco HS-B | [Macurco] [NAC] [DC High Continuous] HS-A, HS-B, HS-C, HS-G, HS-R [Macurco] [NAC] [FWR High Continuous] HS-A, HS-B, HS-C, HS-G, HS-R
7ae304cf-5c49-442b-8517-317d9aea3849 | NFPA 170 STROBE WALL |  |  | North | Federal Signal |  | Strobe |  |  |  | Module | TRUE | 191XL-024R |  | Flashing LED Hazardous Location Warning Light, Pipe Mount, Red | 1 | 0 | 0.38 |  |  |  |  | FALSE | [5 empty] | #FF0070C0 | FA-NFPA 170 STROBE WALL | 1 | FALSE | FALSE | FALSE | 2023 | [13 empty] | FALSE |  |  | HZ |  |  | DESKTOP-7SAL8M7\acont | 2020-11-17 10:34 | THOR\acont | 2024-09-08 17:27 | Cloned from Federal Signal 191XL-S024R | [Federal Signal] [NAC] [24 VDC] 191XL-024A, 191XL-024B, 191XL-024C, 191XL-024G, 191XL-024R, 191XL-S024A, 191XL-S024B, 191XL-S024C, 191XL-S024G, 191XL-S024R
817f3657-0b55-4b90-80c7-317df2508eff | NFPA 170 REMOTE ANNUNCIATOR | RISER ANNUNCIATOR |  | North | Bosch |  | Remote Annunciator |  |  |  | Module | TRUE | D7030X | ++ | Eight-point LED annunciator (eight red) | 1 | 0.045 | 0.19 | [10 empty] | #FFFF0000 | FA-NFPA 170 REMOTE ANNUNCIATOR | 1 | FALSE | FALSE | FALSE | [20 empty] | DESKTOP-7EIEB7A\acont | 2022-04-20 12:38 | THOR\acont | 2024-09-08 17:27 | Cloned from Bosch D7030X-S2 | [Bosch] [OPTION BUS] [*] [BUS ++] D7030X, D7030X-S2, D7030X-S8, D7032, D7035, D7035B, D7042, D7042B, D7048, D7048B, FMR-1000-RA, FMR-1000-RCMD, FMR-7033, FMR-7036
2b474388-def4-4b01-9465-317f6b30c6a7 |  |  |  | North | GRI PRODUCTS | Security/Access Control |  |  |  |  | Module | TRUE | 199-12WG |  |  | 1 | [12 empty] | #FFFFFFFF |  |  | FALSE | FALSE | FALSE | [20 empty] | THOR\acont | 2024-03-12 21:43 | THOR\acont | 2024-10-09 10:48
74c0cbc6-4281-432a-acd8-3182967fb1d0 | NFPA 170 AREA OF REFUGE REMOTE |  |  | North | Cornell |  | Area of Refuge Component |  |  |  | Module | TRUE | 4201B/V |  | Call Station | 1 | [6 empty] | TRUE | [5 empty] | #FF00B050 | FA-NFPA 170 AREA OF REFUGE REMOTE | 1 | FALSE | FALSE | FALSE | 4002 | [19 empty] | DESKTOP-7SAL8M7\acont | 2020-08-27 08:42 | THOR\acont | 2024-09-08 17:27 | Cloned from Cornell 4201B/VM | [Cornell] [AOR Call Circuit] 4201B/V, 4201B/VM, 4202
83f219df-8b3b-4829-9f1b-318567f10852 | NFPA 170 SPEAKER STROBE CEILING |  |  | North | Siemens |  | Speaker/Strobe |  |  |  | Module | TRUE | SET-HMC-R | 500-636053 | ET HI MULTI-CANDELA RED | 1 | [7 empty] | TRUE |  |  |  |  | #FF0070C0 | FA-NFPA 170 SPEAKER STROBE CEILING | 1 | FALSE | FALSE | FALSE | [20 empty] | DESKTOP-7SAL8M7\acont | 2019-08-13 09:04 | THOR\acont | 2024-09-08 17:27 |  | [Siemens] [NAC] [VDC] SET-HMC-R (C), SET-HMC-W (C) [Siemens] [AUDIO 70.7v] [70V AUDIO] SET-AMC-CR-MNS-ALERT (C), SET-AMC-CW-MNS-ALERT (C), SET-AMC-R-MNS-ALERT, SET-AMC-W-MNS-ALERT, SET-CMC-CR-MNS-ALERT (C), SET-CMC-CW-MNS-ALERT (C), SET-CMC-R-MNS-ALERT, SET-CMC-W-MNS-ALERT, SET-CR (C), SET-CW (C), SET-HM [Siemens] [AUDIO 25v] [25V AUDIO] SET-AMC-CR-MNS-ALERT (C), SET-AMC-CW-MNS-ALERT (C), SET-AMC-R-MNS-ALERT, SET-AMC-W-MNS-ALERT, SET-CMC-CR-MNS-ALERT (C), SET-CMC-CW-MNS-ALERT (C), SET-CMC-R-MNS-ALERT, SET-CMC-W-MNS-ALERT, SET-CR (C), SET-CW (C), SET-HMC-
219fecc6-73af-495e-9e8e-318701e0a074 |  |  |  | North | Monaco Enterprises |  | Hardware |  |  |  | Hardware | TRUE | 729-205-01 |  | TUBE,SAMPLING:2'-4' DUCT | 1 | [6 empty] | FALSE |  | FLUSH |  | N/A | N/A | #FFFFFFFF |  |  | FALSE | FALSE | FALSE |  |  |  | 3242-1653:0209 | [10 empty] | FALSE | [5 empty] | DESKTOP-7SAL8M7\acont | 2020-02-23 09:57 | THOR\acont | 2024-10-09 10:48 | Cloned from System Sensor DST3
7f771946-4269-4fff-93e7-318963c04d7a | NFPA 170 FIRE ALARM CONTROL UNIT | RISER FACP |  | North | Gamewell FCI |  | Fire Alarm Control Unit |  |  |  | Assembly | TRUE | GWF402 | + | Flex 402 conventional FACP, 2 zones, 120 VAC, red | 1 | 0 | 0 |  |  |  |  | FALSE | [5 empty] | #FFFF0000 | FA-NFPA 170 FIRE ALARM CONTROL UNIT | 1 | FALSE | FALSE | FALSE | 202 | [8 empty] | 7,12,18 |  |  |  |  | TRUE | [5 empty] | DESKTOP-7SAL8M7\acont | 2019-05-01 13:31 | THOR\acont | 2024-09-08 17:27 | Cloned from Gamewell FLEX 410
120ff285-4672-4d0d-9d08-3189f548a3c4 | NFPA 170 SMOKE HEAT DETECTOR |  |  | North | Bosch |  | Smoke/Heat Detector |  |  |  | Module | TRUE | FAP-440-T w/FAA-440-B6 | + | Analog photoelectric detector head, 24V w/6" Base | 1 | 0.017 | 0.017 |  |  |  |  | FALSE | TRUE |  |  |  |  | #FFFF0000 | FA-NFPA 170 SMOKE HEAT DETECTOR | 1 | FALSE | FALSE | FALSE | 1403 | [13 empty] | FALSE | [5 empty] | DESKTOP-7EIEB7A\acont | 2021-06-09 08:24 | THOR\acont | 2024-09-08 17:27 | Cloned from Bosch FAP-440 w/FAA-440-B6 | [Bosch] [SLC BOSCH MODULES SENSORS] [*] [#01 SENSORS ++] FAH-325 w/FAA-325-6 (C), FAH-325 w/FAA-325-B4 (C), FAH-325 w/FAA-325-B6S (C), FAH-440 w/FAA-440-B6 (C), FAI-325 w/FAA-325-6 (C), FAI-325 w/FAA-325-B4 (C), FAI-325 w/FAA-325-B6S (C), FAP-325 w/FAA-3
64461102-6c8f-44c2-b7c2-318b120ad9ca | NFPA 170 ADDRESSABLE INPUT MONITOR MODULE |  |  | North | Harrington |  | Addressable Module |  |  |  | Module | TRUE | IS812 |  | Standard Priority Monitor Module | 1 | 0.00085 | 0.006 |  |  |  |  | FALSE | [5 empty] | #FFFF0000 | FA-NFPA 170 ADDRESSABLE INPUT MONITOR MODULE | 1 | FALSE | FALSE | FALSE | 1000 | [13 empty] | FALSE | [7 empty] | THOR\acont | 2024-09-08 17:27 |  | [Harrington] [SLC ISPY] 03 [*] IS812, IS813, IS815
617e2405-3834-45d5-a6f5-318b5329e0f6 |  |  |  | North | Notifier |  | Cards & Components |  |  |  | Card | TRUE | AFM-16AT |  | ONYX Series ACS Annunciator | 1 | 0.04 | 0.056 |  |  |  |  | TRUE | FALSE |  |  |  |  | #FFFFFFFF |  |  | FALSE | FALSE | FALSE | [14 empty] | FALSE | [7 empty] | THOR\acont | 2024-10-09 10:48
ad887994-832d-4dd6-9be3-318c0ebf63fa | CADGEN KEYPAD |  |  | North | Bosch |  | Keypad Interface |  |  |  | Module | TRUE | D1260 | ++ | LCD Keypad, SDI | 1 | 0.2 | 0.25 |  |  | 12 | [7 empty] | #FFFF0000 | FA-CADGEN KEYPAD | 1 | FALSE | FALSE | FALSE | [20 empty] | DESKTOP-7EIEB7A\acont | 2022-07-23 11:06 | THOR\acont | 2024-09-08 17:27 | Cloned from Bosch B920 | [Bosch] [SDI BOSCH] [*] [ALL DEVICES ++] B426, B450, B450-CHI, B450-M, B901, D1255, D1255RB, D1255W, D1256RB, D1257RB, D1260, D1260B, D1260BLK, D1260R, D1260W
ac5e07ab-194c-4738-b4a4-3192a2a81705 | NFPA 170 SMOKE HEAT DETECTOR |  |  | North | Edwards |  | Smoke/Heat Detector |  |  |  | Module | TRUE | SIGA-OSHD w/SIGA-AB4G-LF BASE | ++ | Multisensor Smoke and Heat Detector | 1 | 3.2e-05 | 4.5e-05 |  |  |  |  | FALSE | TRUE |  |  |  |  | #FFFF0000 | FA-NFPA 170 SMOKE HEAT DETECTOR | 1 | FALSE | FALSE | FALSE | 1408 | [13 empty] | FALSE |  |  | LF |  |  | DESKTOP-7EIEB7A\acont | 2021-06-10 11:08 | THOR\acont | 2024-10-08 16:47 | Cloned from Edwards SIGA-OSCD w/SIGA-AB4G-LF BASE | [Edwards, Kidde] [SLC EST SENSORS] 01 [*] [EST3, iO1000] DS-HFS (C), DS-PS (C), FX-HD w/IB4U BASE, FX-HD w/RB4U BASE, FX-HD w/SB4U BASE, FX-HD w/SB4U-LF BASE, FX-HD wB4U BASE, FX-PD w/B4U BASE (C), FX-PD w/IB4U BASE (C), FX-PD w/SB4U BASE (C), FX-PD w/SB [Edwards, Kidde] [SLC EST MODULES/SENSORS] 01 [*] [iO64] DS-HFS (C), DS-PS (C), FX-HD w/IB4U BASE, FX-HD w/RB4U BASE, FX-HD w/SB4U BASE, FX-HD w/SB4U-LF BASE, FX-HD wB4U BASE, FX-PD w/B4U BASE (C), FX-PD w/IB4U BASE (C), FX-PD w/SB4U BASE (C), FX-PD w/SB [Edwards, Kidde] [SLC EST MODULES SENSORS] [*] [#2 SHARED ADDR ¦ SENSORS] KI-DDOS (C), SIGA2-COS w/SIGA-AB4G BASE, SIGA2-COS w/SIGA-AB4G-LF BASE, SIGA2-COS w/SIGA-AB4GT BASE, SIGA2-COS w/SIGA-IB BASE, SIGA2-COS w/SIGA-RB BASE, SIGA2-COS w/SIGA-SB BASE, S [Edwards, Kidde] [AUX POWER] FX-HD w/SB4U-LF BASE, FX-PD w/SB4U-LF BASE (C), FX-PHD w/SB4U-LF BASE (C), SIGA2-COS w/SIGA-AB4G-LF BASE, SIGA2-HCOS w/SIGA-AB4G-LF BASE, SIGA2-HFS w/SIGA-AB4G-LF BASE, SIGA2-HRS w/SIGA-AB4G-LF BASE, SIGA2-PCOS w/SIGA-AB4G-LF [Edwards, Kidde] [SLC EST SENSORS] [*] [#4 TYPE ADDR ¦ SENSORS] KI-DDOS (C), SIGA2-COS w/SIGA-AB4G BASE, SIGA2-COS w/SIGA-AB4G-LF BASE, SIGA2-COS w/SIGA-AB4GT BASE, SIGA2-COS w/SIGA-IB BASE, SIGA2-COS w/SIGA-RB BASE, SIGA2-COS w/SIGA-SB BASE, SIGA2-HCOS
d609ba5c-4a6b-4a47-9ff9-3196d3d3c7a1 |  |  |  | North | Fike |  | Cards & Components |  |  |  | Card | TRUE | 10-2482 |  | Network Module | 1 | 0.05 | 0.05 |  |  |  |  | TRUE | [5 empty] | #FFFFFFFF |  |  | FALSE | FALSE | FALSE | [14 empty] | FALSE | [5 empty] | AULAPTOP-PC\Aulaptop | 2019-07-06 06:59 | THOR\acont | 2024-10-09 10:48 | Cloned from Fike XXXX CLONED CLONED
22ba1b44-7c3b-4a8e-b6cd-3198358ee0d2 | NFPA 170 HEAT DETECTOR |  |  | North | Fenwal |  | Heat Detector |  |  |  | Module | TRUE | 27021-1 190°F |  | Horizontal, Surface Mount 190°F | 1 | [6 empty] | FALSE | TRUE |  |  |  |  | #FFFF0000 | FA-NFPA 170 HEAT DETECTOR | 1 | FALSE | FALSE | FALSE | 1403 | [13 empty] | FALSE |  |  | 190° |  |  | DESKTOP-7SAL8M7\acont | 2020-11-17 10:21 | THOR\acont | 2024-09-08 17:27 | Cloned from Fenwal 27021-1 140°F | [Fenwal] [IDC] 01 12-E27121-000-04-0T (C), 12-F27121-000-06-0T (C), 12-X27020-000 (C), 12-X27020-001 (C), 12-X27021-000 (C), 12-X27021-001 (C), 12-X27121-000-600 (C), 12-X27121-001-600 (C), 27020-0 140°F (C), 27020-0 190°F (C), 27020-1 140°F (C), 27021-0
a593840b-58e5-4d9e-9648-319a421e8097 |  |  |  | North | Edwards |  | Cards & Components |  |  |  | Card | TRUE | QSC-CPU-1-DT |  | OBSOLETE - CPU/Display with 1 Annunciator Option Space, Belgian Dutch | 1 | [6 empty] | TRUE | [5 empty] | #FFFFFFFF |  |  | FALSE | FALSE | FALSE | [14 empty] | FALSE | [7 empty] | THOR\acont | 2024-10-09 10:48
e84294f3-33ee-4ee5-bb13-319b2c004577 | NFPA 170 GAS DETECTOR |  |  | North | System Sensor |  | Gas Detection |  |  |  | Module | TRUE | CO1224A | ++ | Carbon Monoxide Detector with RealTest | 1 | 0.02 | 0.04 |  |  |  |  | FALSE | [5 empty] | #FFFF0000 | FA-NFPA 170 GAS DETECTOR | 1 | FALSE | FALSE | FALSE | 1402 | [13 empty] | FALSE |  |  | CO |  |  | DESKTOP-7SAL8M7\acont | 2020-09-09 10:45 | THOR\acont | 2024-09-08 17:27 | Cloned from System Sensor CO1224T | [Farenhyt, System Sensor] [IDC] [#1 ALARM] CO1224A, CO1224T, CO1224TR [Farenhyt, System Sensor] [IDC] [#2 TROUBLE] CO1224A, CO1224T, CO1224TR [Farenhyt, System Sensor] [AUX POWER] [*] [12/24 VDC] CO1224A, CO1224T, CO1224TR, CO1224TR w/ IDP-MINIMON, CO1224TR w/ IDP-MONITOR
821d2fdd-7f44-41eb-abdc-319b5b953984 | NFPA 170 SPEAKER STROBE CEILING |  |  | North | Siemens |  | Speaker/Strobe |  |  |  | Module | TRUE | SLSPSCW-ALA | S54329-F52-A1 | SLSPSCW-ALA SPK/ST,CLG,WHT,ALERT,AMBER | 1 | [7 empty] | TRUE |  |  |  |  | #FF0070C0 | FA-NFPA 170 SPEAKER STROBE CEILING | 1 | FALSE | FALSE | FALSE | 2020 | [16 empty] | C |  |  | DESKTOP-7SAL8M7\acont | 2019-08-13 09:04 | THOR\acont | 2024-09-08 17:27 |  | [Siemens] [AUDIO 25v] [25V AUDIO] SL2SPSCW-F (C), SLSPCR-A (C), SLSPCR-AL (C), SLSPCR-F (C), SLSPCR-N (C), SLSPCW-A (C), SLSPCW-AL (C), SLSPCW-F (C), SLSPCW-N (C), SLSPSCR-A (C), SLSPSCR-AL (C), SLSPSCR-ALA (C), SLSPSCR-F (C), SLSPSCR-N (C), SLSPSCR-NA ( [Siemens] [NAC] [24 VDC] SL2SPSCW-F (C), SLSCR-AL (C), SLSCR-ALA (C), SLSCR-F (C), SLSCR-FB (C), SLSCR-N (C), SLSCR-NA (C), SLSCW-A (C), SLSCW-AL (C), SLSCW-ALA (C), SLSCW-F (C), SLSCW-FB (C), SLSCW-N (C), SLSCW-NA (C), SLSPSCR-A (C), SLSPSCR-AL (C), SLS [Siemens] [AUDIO 70.7v] [70V AUDIO] SL2SPSCW-F (C), SLSPCR-A (C), SLSPCR-AL (C), SLSPCR-F (C), SLSPCR-N (C), SLSPCW-A (C), SLSPCW-AL (C), SLSPCW-F (C), SLSPCW-N (C), SLSPSCR-A (C), SLSPSCR-AL (C), SLSPSCR-ALA (C), SLSPSCR-F (C), SLSPSCR-N (C), SLSPSCR-NA
89154a0f-3c5d-4770-98ba-319f6645c197 | NFPA 170 FIRE ALARM CONTROL UNIT | RISER FACP |  | North | Edwards |  | Fire Alarm Control Unit |  |  |  | Assembly | TRUE | EST4 Voice Panel |  | FACP Voice Panel | 1 | [6 empty] | FALSE | [5 empty] | #FFFF0000 | FA-NFPA 170 FIRE ALARM CONTROL UNIT | 1 | FALSE | FALSE | FALSE | 202 | [8 empty] | 7,12,18,55,65 |  |  |  |  | TRUE | [5 empty] | DESKTOP-7SAL8M7\acont | 2019-12-16 10:54 | THOR\acont | 2024-09-08 17:27 | Cloned from Edwards EST3 Main FACP
59d9cc64-20de-41c6-8c7b-31a24733dd94 | NFPA 170 CHIME |  |  | North | Edwards |  | Chime |  |  |  | Module | TRUE | G1WA-CVMA |  | Chime, 62 or 57 dBA, white, ALERT, Amber Lens | 1 | 0 | 0.097 |  |  |  |  | FALSE | [5 empty] | #FFFF0000 | FA-NFPA 170 CHIME | 1 | FALSE | FALSE | FALSE | 2003 | [13 empty] | FALSE | [7 empty] | THOR\acont | 2024-09-08 17:27 |  | [Edwards, Kidde] [NAC] [24 VDC, LOW DB] EG1F-CVM, G1-CVM, G1F-CVM, G1R-CVM, G1RF-CVM, G1WA-CVMA, G1WN-CVMA [Edwards, Kidde] [NAC] [16 VDC, LOW DB] EG1F-CVM, G1-CVM, G1F-CVM, G1R-CVM, G1RF-CVM, G1WA-CVMA, G1WN-CVMA [Edwards, Kidde] [NAC] [24 VDC, HIGH DB] EG1F-CVM, G1-CVM, G1F-CVM, G1R-CVM, G1RF-CVM, G1WA-CVMA, G1WN-CVMA [Edwards, Kidde] [NAC] [16 VDC, HIGH DB] EG1F-CVM, G1-CVM, G1F-CVM, G1R-CVM, G1RF-CVM, G1WA-CVMA, G1WN-CVMA
3d8b5269-e89b-45bf-91f2-31a549c1e709 |  |  |  | North | Monaco Enterprises |  | Hardware |  |  |  | Hardware | TRUE | 400-713-00 | + | Battery, SLA, rechargeable, 12V/12 Ah, quick connect, 5.94"L x 3.86"W x 3.86"H, 7.92 lb. | 1 | [12 empty] | #FFFFFFFF |  |  | FALSE | FALSE | FALSE | [20 empty] | DESKTOP-7SAL8M7\acont | 2020-04-02 09:55 | THOR\acont | 2024-10-09 10:48 | Cloned from Monaco Enterprises 703-192-00
733fb253-60fb-4e50-899c-31a62d1c05e1 |  |  |  | North | Firelite |  | Cards & Components |  |  |  | Card | TRUE | MS-5UD Main Board | + | Five Zone Fire Alarm Control Panel Main Board | 1 | 0.11 | 0.214 |  |  |  |  | TRUE | FALSE |  |  |  |  | #FFFFFFFF |  |  | FALSE | FALSE | FALSE | [14 empty] | FALSE | [7 empty] | THOR\acont | 2024-10-09 10:48 |  | [ADT Unimode, AES, Firelite, NAPCO, Notifier] [VAC ] [VAC] 1640, 200UDLS Main Board, 411UDAC Main Board, ACC-25/50 Main Board, BE-500 CPU, CPU-N16LD, CPU-N16LND, ECC-125DA (25V) Main Board, ECC-50/100 Main Board (100W, 25V), ECC-50/100 Main Board (100W, [Ditek, Monaco Enterprises, Spectronix, WBOX] [VAC ] [VAC] 0E-SPROACHW, 210-524-00, DTK-120HW, DTK-120HWLOK, DTK-120HW-SS, DTK-1F, DTK-1FF, SA400 Main Board | [Firelite] MS-5012 Main Board, MS-5UD Main Board
4fcfd4ef-7360-4edf-af26-31a6c1c42b65 |  |  |  | North | Edwards |  | Hardware |  |  |  | Hardware | TRUE | 454739ARE |  | 12/2 Solid Twisted,OS, Red-Jacket FPLR | 1 | [6 empty] | FALSE | [5 empty] | #FFFFFFFF |  |  | FALSE | FALSE | FALSE | [14 empty] | FALSE | [7 empty] | THOR\acont | 2024-10-09 10:48
21e4d386-cc3d-44c4-b38a-31ab1ba74704 | NFPA 170 HEAT DETECTOR |  |  | North | Monaco Enterprises |  | Heat Detector |  |  |  | Module | TRUE | 721-121-00 w/B200SR-LF-WH | + | DETECTOR,HEAT:135 F,RATE-OF-RISE & FIXED,INTELLIGENT,LOW PROFILE,HEAD | 1 | 0.0003 | 0.0065 |  |  |  |  | FALSE | TRUE |  |  |  |  | #FFFF0000 | FA-NFPA 170 HEAT DETECTOR | 1 | FALSE | FALSE | FALSE | 1403 | [13 empty] | FALSE |  |  | LF¦R |  |  | DESKTOP-7SAL8M7\acont | 2020-03-03 09:18 | THOR\acont | 2024-09-08 17:27 | Cloned from Monaco Enterprises 721-124-00 w/B200SR-LF | [Monaco Enterprises] [SLC SENSORS] 01 [*] 721-121-00 w/B200SR-LF-WH (C), 721-121-00 w/B200SR-WH (C), 721-121-00 w/B210LP (C), 721-121-00 w/B224RB-WH (C), 721-121-00 w/B501 (C), 721-124-00 w/B200SR-LF-WH (C), 721-124-00 w/B200SR-WH (C), 721-124-00 w/B210L [Monaco Enterprises] [SLC MODULES/SENSORS] 01 [*] 721-121-00 w/B200SR-LF-WH (C), 721-121-00 w/B200SR-WH (C), 721-121-00 w/B210LP (C), 721-121-00 w/B224RB-WH (C), 721-121-00 w/B501 (C), 721-124-00 w/B200SR-LF-WH (C), 721-124-00 w/B200SR-WH (C), 721-124-00 [Monaco Enterprises] [SLC MODULES SENSORS] 01 [*] 708-026-01, 708-031-00, 721-121-00 w/B200SR-LF-WH (C), 721-121-00 w/B200SR-WH (C), 721-121-00 w/B210LP (C), 721-121-00 w/B224RB-WH (C), 721-121-00 w/B501 (C), 721-124-00 w/B200SR-LF-WH (C), 721-124-00 w/B [Monaco Enterprises] [SLC SENSORS] 01 [*] 721-121-00 w/B200SR-LF-WH (C), 721-121-00 w/B200SR-WH (C), 721-121-00 w/B210LP (C), 721-121-00 w/B224RB-WH (C), 721-121-00 w/B501 (C), 721-124-00 w/B200SR-LF-WH (C), 721-124-00 w/B200SR-WH (C), 721-124-00 w/B210L [MIRCOM, Monaco Enterprises] [AUX POWER] [24 VDC] 721-121-00 w/B200SR-LF-WH (C), 721-124-00 w/B200SR-LF-WH (C), 722-121-00 w/B200SR-LF-WH (C), 722-406-00 w/B200SR-LF-WH (C), 723-345-00 w/B200SR-LF-WH (C), 723-353-00 w/B200SR-LF-WH (C), 723-361-00 w/B200S
b6e766e0-f3fc-4542-a1db-31b3be5c56cb | NFPA 170 STROBE WALL |  |  | North | System Sensor |  | Strobe |  |  |  | Module | TRUE | SWLED | ++ | Strobe, Wall, White | 1 | 0 | 0.043 |  |  |  |  | FALSE | [5 empty] | #FF0070C0 | FA-NFPA 170 STROBE WALL | 1 | FALSE | FALSE | FALSE | 2023 | [13 empty] | FALSE | [5 empty] | DESKTOP-QGO6JOK\acont | 2023-10-19 06:52 | THOR\acont | 2024-09-08 17:27 | Cloned from System Sensor SWL | [System Sensor] [NAC] [VDC] SGRKLED, SGRKLED-B, SGRKLED-P, SGRLED, SGRLED-B, SGWKLED, SGWKLED-B, SGWKLED-P, SGWLED, SGWLED-B, SRLED, SRLED-B, SRLED-P, SRLED-SP, SWLED, SWLED-ALERT, SWLED-B, SWLED-CLR-ALERT, SWLED-P, SWLED-SP
4f6a2142-8f35-4726-bcbc-31b40ade51c4 |  |  |  | North | Interlogix |  | Cards & Components |  |  |  | Card | TRUE | NX-8-CF Main Card | + |  | 1 | 0.06 | 0.21 |  |  |  |  | TRUE | [5 empty] | #FFFFFFFF |  |  | FALSE | FALSE | FALSE | [20 empty] | AUGUSTALIEN\aucon | 2022-02-21 10:28 | THOR\acont | 2024-10-09 10:48 |  |  | [Interlogix] NX-8-CF Main Card [Interlogix] NX-8-CF Main Card
d66587df-436c-4f9b-9572-31b500698742 | NFPA 170 SPEAKER STROBE |  |  | North | Eaton Wheelock |  | Speaker/Strobe |  |  |  | Module | TRUE | SA-S70-24MCW-FW | + | Speaker/Strobe, 24 VDC, Multi-Candela, , white | 1 | 0 | 0.347 |  |  |  |  | FALSE | FALSE |  |  |  |  | #FF0070C0 | FA-NFPA 170 SPEAKER STROBE | 1 | FALSE | FALSE | FALSE | 2019 | [13 empty] | FALSE | [7 empty] | THOR\acont | 2024-09-08 17:27 |  | [Eaton Wheelock] [NAC] [16-33VDC] SA-S70-24MCW-ALW, SA-S70-24MCW-FR, SA-S70-24MCW-FW [Eaton Wheelock] [AUX POWER] [24VDC] SA-S70-24MCW-ALW, SA-S70-24MCW-FR, SA-S70-24MCW-FW, SA-S70-R, SA-S70-W, SA-S90-24MCC-ALW, SA-S90-24MCC-FR, SA-S90-24MCC-FW, SA-S90-R (C), SA-S90-W (C) [Eaton Wheelock] [AUDIO 25v] [1, 2, 3, 4, 5, 6] SA-S70-24MCW-ALW, SA-S70-24MCW-FR, SA-S70-24MCW-FW, SA-S70-R, SA-S70-W, SA-S90-24MCC-ALW, SA-S90-24MCC-FR, SA-S90-24MCC-FW, SA-S90-R (C), SA-S90-W (C) [Eaton Wheelock] [AUDIO LOW] [1, 2, 3, 4, 5, 6] SA-S70-24MCW-ALW, SA-S70-24MCW-FR, SA-S70-24MCW-FW, SA-S70-R, SA-S70-W, SA-S90-24MCC-ALW, SA-S90-24MCC-FR, SA-S90-24MCC-FW, SA-S90-R (C), SA-S90-W (C)
a4dc1e7d-a273-4927-ab4f-31c151c6b9fd |  |  |  | North | Autocall |  | Cards & Components |  |  |  | Card | TRUE | A100-1300 |  | 16 Switch, 16 Red LED Module | 1 | 0 | 0.024 |  |  |  |  | TRUE | [5 empty] | #FFFFFFFF |  |  | FALSE | FALSE | FALSE | [20 empty] | DESKTOP-0D6CQVA\lousc | 2019-07-07 18:10 | THOR\acont | 2024-10-09 10:48 | Cloned from AutoCall A100-1285
caa902fa-3af3-469f-97f6-31c56bca79d8 | NFPA 170 SPEAKER STROBE CEILING |  |  | North | Siemens |  | Speaker/Strobe |  |  |  | Module | TRUE | SC-SS-CW-F |  | CEILING ACEND SPEAKER STROBE, WHITE, "FIRE" | 1 | [6 empty] | TRUE | TRUE |  |  |  |  | #FF0070C0 | FA-NFPA 170 SPEAKER STROBE CEILING | 1 | FALSE | FALSE | FALSE | [20 empty] | XPS-17-9710\August | 2024-10-10 03:06 | XPS-17-9710\August | 2024-10-11 07:22 | 20241008 NEW SIEMENS PARTS | [Siemens] [NAC] [16.0 – 33.0 VDC] SC-SS-CR-F (C), SC-SS-CW-F (C), SC-SS-WR-F, SC-SS-WW-F [Siemens] [AUDIO 70.7v] [70V AUDIO] SC-SP-CR-F (C), SC-SP-CW-F (C), SC-SP-WR-F, SC-SP-WW-F, SC-SS-CR-F (C), SC-SS-CW-F (C), SC-SS-WR-F, SC-SS-WW-F [Siemens] [AUDIO 25v] [25V AUDIO] SC-SP-CR-F (C), SC-SP-CW-F (C), SC-SP-WR-F, SC-SP-WW-F, SC-SS-CR-F (C), SC-SS-CW-F (C), SC-SS-WR-F, SC-SS-WW-F
cd9defdb-d8b9-42ca-8324-31d9745bd227 | NFPA 170 SPEAKER STROBE |  |  | North | Edwards |  | Speaker/Strobe |  |  |  | Module | TRUE | WG4WA-SVMHA |  | 25/70V Speaker/Strobe, white, ALERT, amber, 84, 101, 125, 130 cd | 1 | [6 empty] | FALSE | [5 empty] | #FF0070C0 | FA-NFPA 170 SPEAKER STROBE | 1 | FALSE | FALSE | FALSE | 2019 | [13 empty] | FALSE |  |  | WP |  |  |  |  | THOR\acont | 2024-09-08 17:27 |  | [Edwards, Kidde] [AUDIO 25v] [25V AUDIO] EGCF-S2VMH (C), G4F-S2, G4F-S2V1575, G4F-S2VM, G4HFRF-S2, G4HFRF-S2VMC, G4HFRN-S2, G4HFRN-S2VMC, G4HFWA-S2, G4HFWA-S2VMA, G4HFWA-S2VMC, G4HFWF-S2, G4HFWF-S2VMC, G4HFWN-S2, G4HFWN-S2VMA, G4HFWN-S2VMC, G4RF-S2, G4RF [Edwards, Kidde] [AUDIO 70.7v] [70V AUDIO] G4F-S7, G4F-S7V1575, G4F-S7VM, G4HFRF-S7, G4HFRF-S7VMC, G4HFRN-S7, G4HFRN-S7VMC, G4HFWA-S7, G4HFWA-S7VMA, G4HFWA-S7VMC, G4HFWF-S7, G4HFWF-S7VMC, G4HFWN-S7, G4HFWN-S7VMA, G4HFWN-S7VMB, G4HFWN-S7VMC, G4RF-S7, G4RF
d4c2cbc9-6054-48ee-b232-31e0107e4b4f | NFPA 170 HEAT DETECTOR |  |  | North | Autocall |  | Heat Detector |  |  |  | Module | TRUE | A4098-9614E w/A4098-9683E | + | Electronic Heat Detector 2-Wire 200° F (57° C) with auxiliary alarm relay output, High Humidity | 1 | 0.0001 | 0.086 |  |  |  |  | TRUE | TRUE |  |  |  |  | #FFFF0000 | FA-NFPA 170 HEAT DETECTOR | 1 | FALSE | FALSE | FALSE | 1403 | [16 empty] | 200 |  |  | THOR\acont | 2024-02-22 15:56 | THOR\acont | 2024-09-08 17:27 | Cloned from Autocall A4098-9612E w/A4098-9683E | [Autocall, Simplex] [IDC] 02 [*] 4090-9008, 4098-9612E w/4098-9683E (C), 4098-9612E w/4098-9684E (C), 4098-9612E w/4098-9788E (C), 4098-9613E w/4098-9683E (C), 4098-9613E w/4098-9684E (C), 4098-9613E w/4098-9788E (C), 4098-9614E w/4098-9683E (C), 4098-96 | [Autocall, Simplex] 4098-9612 w/4098-9682, 4098-9612E w/4098-9682E, 4098-9612E w/4098-9683E, 4098-9612E w/4098-9684E, 4098-9612E w/4098-9788E, 4098-9613 w/4098-9682, 4098-9613E w/4098-9682E, 4098-9613E w/4098-9683E, 4098-9613E w/4098-9684E, 4098-9613E w/4
0c881a41-3fe1-41a1-9bd5-31e9d581a317 | CADGEN REQUEST TO EXIT |  |  | North | ProdataKey, Inc. |  | Request To Exit |  |  |  | Module | TRUE | REXM |  | Universal Request-To-Exit PIR | 1 | [6 empty] | TRUE | [5 empty] | #FFFF0000 | FA-CADGEN REQUEST TO EXIT | 1 | FALSE | FALSE | FALSE | [20 empty] | DESKTOP-7EIEB7A\acont | 2022-02-12 08:35 | THOR\acont | 2024-09-08 17:27 | Cloned from ProdataKey, Inc. RDRM | [ProdataKey, Inc.] [IDC] 01 REXM [ProdataKey, Inc.] [ACCESS CONTROL INPUT] [*] REXM
32451184-8c26-4a21-86d2-31f1c5949bc0 |  |  |  | North | Bosch | [5 empty] | Module | TRUE | ISN-CMET-200AR | * | CONTACT CLOSED LOOP WIDE GAP M ETAL | 1 | [12 empty] | #FFFFFFFF |  |  | FALSE | FALSE | FALSE | [20 empty] | DESKTOP-7EIEB7A\acont | 2021-08-13 06:25 | THOR\acont | 2024-10-09 10:48
68cd23db-36f8-4203-9381-31f66951c9f7 | NFPA 170 WIRELESS CONTROL UNIT |  |  | North | Potter |  | Wireless Control Unit |  |  |  | Module | TRUE | WRX-R | + | Wireless Reciever | 1 | 0.055 | 0.075 |  |  |  |  | FALSE | [5 empty] | #FFFF0000 | FA-NFPA 170 WIRELESS CONTROL UNIT | 1 | FALSE | FALSE | FALSE | [14 empty] | FALSE |  |  | RX |  |  | DESKTOP-QGO6JOK\acont | 2021-08-06 10:42 | THOR\acont | 2024-09-08 17:27 | Cloned from Potter WRX-R | [ADT Unimode, Eaton Wheelock, Farenhyt, Firelite, Gamewell FCI, Monaco Enterprises, Notifier, Potter, Secutron, Silent Knight] [AUX POWER] [*] 790-012-00, ACM-16ATF, ACM-30, ACM-32AF, ACM-48A, ACM-8RF, ADT-LCD-80, AEM-16ATF, AEM-32AF, AFM-16AF, AFM-16ATF [Potter] [IDC] 06 [Alarm] 5000-103 (Controller) (C), RTS-C, RTS-O, WRX-R [Potter] [AUX POWER] [*] 5000-103 (Controller) (C), CPS-24 w/SB, WR, WRX-R | [Potter] WRX-R
1a80bd29-240e-420e-8d2d-320196c1ffc6 | NFPA 170 HEAT DETECTOR |  |  | North | MIRCOM |  | Heat Detector |  |  |  | Module | TRUE | MIX-3300 w/ MIX-2001 |  | ADDRESSABLE THERMAL DETECTOR w/ MIX-2001 E-Z FIT BASE | 1 | 0.0003 | 0.0003 |  |  |  |  | FALSE | [5 empty] | #FFFF0000 | FA-NFPA 170 HEAT DETECTOR | 1 | FALSE | FALSE | FALSE | 1403 | [13 empty] | FALSE | [7 empty] | THOR\acont | 2024-09-08 17:27 | 20191121 AC Detector with base | [MIRCOM] [SLC MODULES SENSORS] [*] [#2 SHARED ADDR ¦ SENSORS] DNR w/MIX-2251BR (C), DNR w/MIX-2351RAP (C), MIX-1251AP w/B200SR-LF-WH (C), MIX-1251AP w/B200SR-WH (C), MIX-1251AP w/B210LP (C), MIX-1251AP w/B224RB-WH (C), MIX-1251AP w/B501 (C), MIX-1251B w/ [MIRCOM] [SLC SENSORS] [*] [#4 TYPE ADDR ¦ SENSORS] DNR w/MIX-2251BR (C), DNR w/MIX-2351RAP (C), MIX-1251AP w/B200SR-LF-WH (C), MIX-1251AP w/B200SR-WH (C), MIX-1251AP w/B210LP (C), MIX-1251AP w/B224RB-WH (C), MIX-1251AP w/B501 (C), MIX-1251B w/B200SR-LF-
f60fbed8-565f-476f-84b5-32058061206f | NFPA 170 SMOKE DETECTOR |  |  | North | Autocall |  | Smoke Detector |  |  |  | Module | TRUE | A4098-9714 w/A4098-9793 | + | TrueAlarm Photoelectric Smoke Detector w/TrueAlarm Sensor Isolator Base | 1 | 0.0008 | 0.001 |  |  |  |  | TRUE | TRUE |  |  |  |  | #FFFF0000 | FA-NFPA 170 SMOKE DETECTOR | 1 | FALSE | FALSE | FALSE | 1408 | [19 empty] | DESKTOP-7SAL8M7\acont | 2020-05-26 09:27 | THOR\acont | 2024-09-08 17:27 | Cloned from AutoCall A4098-9714 w/A4098-9792 | [Autocall, Simplex] [IDNet] [SENSORS ++] 4098-9714 (C), 4098-9714 w/4098-9770 (C), 4098-9714 w/4098-9771 (C), 4098-9714 w/4098-9772 (C), 4098-9714 w/4098-9773 (C), 4098-9714 w/4098-9780 (C), 4098-9714 w/4098-9789 (C), 4098-9714 w/4098-9791 (C), 4098-9714
116beaa8-132a-439a-ace6-3206b81508c5 | NFPA 170 HORN STROBE |  |  | North | Kidde |  | Horn/Strobe |  |  |  | Module | TRUE | EG1AVWN |  | Horn/Strobe, Wall, White, None | 1 | [12 empty] | #FF0070C0 | FA-NFPA 170 HORN STROBE | 1 | FALSE | FALSE | FALSE | 2012 | [19 empty] | DESKTOP-7SAL8M7\acont | 2019-04-05 23:27 | THOR\acont | 2024-09-08 17:27 |  | [Edwards, Kidde] [NAC] [16 VFWR, LOW ] EG1AVRF, EG1AVRN, EG1AVWF, EG1AVWN, G1AVRF, G1AVRN, G1AVWF, G1AVWN [Edwards, Kidde] [NAC] [16 VDC, LOW DB] EG1AVRF, EG1AVRN, EG1AVWF, EG1AVWN, G1AVRF, G1AVRN, G1AVWF, G1AVWN [Edwards, Kidde] [NAC] [16 VFWR, HIGH] EG1AVRF, EG1AVRN, EG1AVWF, EG1AVWN, G1AVRF, G1AVRN, G1AVWF, G1AVWN [Edwards, Kidde] [NAC] [16 VDC, HIGH DB] EG1AVRF, EG1AVRN, EG1AVWF, EG1AVWN, G1AVRF, G1AVRN, G1AVWF, G1AVWN
de9205d9-01b0-4db1-9e4b-3207f7fa2894 | NFPA 170 SPEAKER STROBE |  |  | North | System Sensor |  | Speaker/Strobe |  |  |  | Module | TRUE | SPSWLED-B | ++ | 2-WIRE, SPEAKER STROBE LED WHITE WALL BILINGUAL | 1 | 0 | 0.017 |  |  |  |  | FALSE | [5 empty] | #FF0070C0 | FA-NFPA 170 SPEAKER STROBE | 1 | FALSE | FALSE | FALSE | 2019 | [13 empty] | FALSE | [5 empty] | THOR\acont | 2024-02-21 11:01 | THOR\acont | 2024-09-08 17:27 | Cloned from System Sensor SPSWLED | [System Sensor] [NAC] [VDC] SPSRLED, SPSRLED-B, SPSRLED-P, SPSRLED-SP, SPSWLED, SPSWLED-ALERT, SPSWLED-B, SPSWLED-CLR-ALERT, SPSWLED-P [System Sensor] [AUDIO 70.7v] [70V AUDIO] SPSCRLED (C), SPSCRLED-B (C), SPSCRLED-BT (C), SPSCWLED (C), SPSCWLED-B (C), SPSCWLED-BT (C), SPSCWLED-CLR-ALERT (C), SPSCWLED-P (C), SPSCWLED-SP (C), SPSCWLED-T (C), SPSCWLED-TP (C), SPSRLED, SPSRLED-B, SPSRLED- [System Sensor] [AUDIO 25v] [25V AUDIO] SPSCRLED (C), SPSCRLED-B (C), SPSCRLED-BT (C), SPSCWLED (C), SPSCWLED-B (C), SPSCWLED-BT (C), SPSCWLED-CLR-ALERT (C), SPSCWLED-P (C), SPSCWLED-SP (C), SPSCWLED-T (C), SPSCWLED-TP (C), SPSRLED, SPSRLED-B, SPSRLED-P,
03531b71-7002-44c2-b2bf-320809c44816 |  |  |  | North | Autocall | [5 empty] | Module | TRUE | A100-1245 |  | Flex-35/50 Expansion NAC Module; adds three Class B audio NACs | 1 | 0.0084 | 0.06 |  |  |  |  | TRUE | [5 empty] | #FFFFFFFF |  |  | FALSE | FALSE | FALSE | [20 empty] | DESKTOP-0D6CQVA\lousc | 2019-07-07 13:59 | THOR\acont | 2024-10-09 10:48 |  |  | [Autocall] A100-1245
b7dcf9e3-71bd-4aed-a692-3216b57b6a60 |  |  |  | North | Siemens |  | Hardware |  |  |  | Hardware | TRUE | WPBBS-R | 500-636137 | AS HORN WEATHERPROOF BACK BOX RED | 1 | [6 empty] | FALSE | [5 empty] | #FFFFFFFF |  |  | FALSE | FALSE | FALSE | [14 empty] | FALSE | [7 empty] | THOR\acont | 2024-10-09 10:48 | B,T
f2994c4f-f245-4845-b6fa-3218792564af |  |  |  | North | Bosch | [5 empty] | Module | TRUE | FCP-500 | * | PHOTO ELECTRIC 4 WIRE FLUSH MN T SMOKE DETECTOR WH | 1 | [12 empty] | #FFFFFFFF |  |  | FALSE | FALSE | FALSE | [20 empty] | DESKTOP-7EIEB7A\acont | 2021-08-13 06:25 | THOR\acont | 2024-10-09 10:48
d369fcbf-41dd-42e1-9c10-32242a60001f | NFPA 170 HORN STROBE CEILING |  |  | North | FCI |  | Strobe |  |  |  | Module | TRUE | PC2495W | ++ | Horn, electronic, white, w/95 cd strobe | 1 | 0 | 0.347 |  |  |  |  | FALSE | TRUE |  |  |  |  | #FF0070C0 | FA-NFPA 170 HORN STROBE CEILING | 1 | FALSE | FALSE | FALSE | 2022 | [13 empty] | FALSE |  |  | C |  |  | THOR\acont | 2025-02-25 16:23 | THOR\acont | 2025-02-25 16:25 | Cloned from FCI PC2415W CLONED CLONED CLONED CLONED CLONED | [Eaton Wheelock, FCI] [NAC] [DC MAX] PC2495 (C), PC2495W (C), RS-2415W-FR
bf3dd1db-5d66-4082-8c58-322a47acf3f2 | NFPA 170 SMOKE DETECTOR |  |  | North | System Sensor |  | Smoke Detector |  |  |  | Module | TRUE | 2112/24AT | ++ | Photoelectric Detector, 4-wire direct, 12/24VDC w//temporal | 1 | 5e-05 | 0.065 |  |  |  |  | FALSE | TRUE |  |  |  |  | #FFFF0000 | FA-NFPA 170 SMOKE DETECTOR | 1 | FALSE | FALSE | FALSE | 1408 | [13 empty] | FALSE | [7 empty] | THOR\acont | 2024-09-08 17:27 | 20191121 AC Detector without base | [Firelite, Macurco, Notifier, Silent Knight, System Sensor] [AUX POWER] [*] [AUX INPUT ++] 1251B (C), 1412B (C), 1424 (C), 2112/24AT (C), 2112/24S (C), 2112/24TS (C), 2112AITR (C), 2112ATR (C), 2112R (C), 2124AITR (C), 2124ATR (C), 2124R (C), 2151 w/B110 [Firelite, Macurco, Notifier, Silent Knight, System Sensor] [IDC] 01 [IDC 4-WIRE ++] 1251B (C), 1412B (C), 1424 (C), 2112/24AT (C), 2112/24S (C), 2112/24TS (C), 2112AITR (C), 2112ATR (C), 2112R (C), 2124AITR (C), 2124ATR (C), 2124R (C), 2151 w/B110RLP (C
e92895b8-4eec-4508-9a80-322afd3c6bad | NFPA 170 SMOKE BEAM DETECTOR CONTROLLER |  |  | North | FFE |  | Beam Detector |  |  |  | Module | TRUE | 6020-300 (Controller) | 1430184++ | Fireray Hub Systems Beam Detector Controller | 1 | 0.0175 | 0.0175 |  |  |  |  | FALSE | TRUE |  |  |  |  | #FFFF0000 | FA-NFPA 170 SMOKE BEAM DETECTOR CONTROLLER | 1 | FALSE | FALSE | FALSE | 1406 | [13 empty] | FALSE | [5 empty] | THOR\acont | 2025-02-20 07:52 | THOR\acont | 2025-02-20 07:57 | Cloned from FFE 3000-103 (Controller) | [FFE, Potter] [IDC] 01 [Trouble] 100RU (C), 1430184 (Controller) (C), 3000-103 (Controller) (C), 5000-103 (Controller) (C), 50RU (C), 6010-300 (Detector) (C), 6020-300 (Controller) (C) [FFE, Potter] [AUX POWER] [*] 100RU (C), 1430184 (Controller) (C), 3000-103 (Controller) (C), 5000-103 (Controller) (C), 50RU (C), 6010-300 (Detector) (C), 6020-300 (Controller) (C) [FFE, Potter] [IDC] 02 [Alarm] 100RU (C), 1430184 (Controller) (C), 3000-103 (Controller) (C), 5000-103 (Controller) (C), 50RU (C), 6010-300 (Detector) (C), 6020-300 (Controller) (C) | [FFE, Potter] 1430184 (Controller), 6020-300 (Controller)
845afc9d-25ad-47d4-9d53-32329a79edf4 |  |  |  | North | Autocall | [5 empty] | Module | TRUE | A100-9610 |  |  | 1 | [12 empty] | #FFFFFFFF |  |  | FALSE | FALSE | FALSE | [20 empty] | ALIENWIN10\AugWin7 | 2019-11-19 16:19 | THOR\acont | 2024-10-09 10:48
21efaa38-42c7-4359-a5d1-324149f09276 |  |  |  | North | Firelite |  | Cards & Components |  |  |  | Card | TRUE | ECC-CE4 (70V) | + | Speaker Circuit/Zone Expander Module | 1 | 0.02 | 0.18 |  |  |  |  | TRUE | FALSE |  |  |  |  | #FFFFFFFF |  |  | FALSE | FALSE | FALSE | [14 empty] | FALSE | [5 empty] | DESKTOP-7SAL8M7\acont | 2019-02-20 05:59 | THOR\acont | 2024-10-09 10:48 | Cloned from Firelite ECC-CE4 (25V) |  | [Farenhyt, Firelite] ECC-CE4 (70V), ECS-CE4 (70V)
c9c11bb3-427f-4685-875d-32424de13909 |  |  |  | North | Kidde |  | Cards & Components |  |  |  | Card | TRUE | VM-ETH1 |  | Ethernet Adapter, 10/100, provides Ethernet connection from system to VM-CU for programming and diagnostics remotely. Uses standard Ethernet cable (not supplied). | 1 | [6 empty] | TRUE | [5 empty] | #FFFFFFFF |  |  | FALSE | FALSE | FALSE | [14 empty] | FALSE | [7 empty] | THOR\acont | 2024-10-09 10:48
67625ced-053c-4d2e-af9f-324a48cb4e27 |  |  |  | North | Silent Knight |  | Cards & Components |  |  |  | Card | TRUE | 6820 Main Board | ++ | Main Board | 1 | 0.19 | 0.25 | 6 |  |  |  | TRUE | [5 empty] | #FFFFFFFF |  |  | FALSE | FALSE | FALSE | [14 empty] | FALSE | [5 empty] | DESKTOP-7EIEB7A\acont | 2022-11-07 15:50 | THOR\acont | 2024-10-09 10:48 | Cloned from Silent Knight 6820-EVS (SK) MAIN BOARD | [Silent Knight] [IDC] [#3 SUPERVISORY] 5104B Main Board, 5204 Main Board, 5207 Main Board, 5208 Main Board, 5600 Main Board, 5700 Main Board, 5808 Main Board, 5820XL Main Board, 6700 Main Board, 6808 Main Board, 6820 Main Board, 6820EVS Main Board, SK-2 [Silent Knight] [IDC] [#1 ALARM] 5104B Main Board, 5204 Main Board, 5207 Main Board, 5208 Main Board, 5600 Main Board, 5700 Main Board, 5808 Main Board, 5820XL Main Board, 5895XL Main Board, 6700 Main Board, 6808 Main Board, 6820 Main Board, 6820EVS Main [Silent Knight] [IDC] [#2 TROUBLE] 5104B Main Board, 5204 Main Board, 5207 Main Board, 5208 Main Board, 5495 Main Board, 5600 Main Board, 5700 Main Board, 5808 Main Board, 5820XL Main Board, 5895XL Main Board, 6700 Main Board, 6808 Main Board, 6820 Main [Farenhyt, Silent Knight, Stanley Security Solutions] [VAC ] 5104B Main Board, 5204 Main Board, 5207 Main Board, 5208 Main Board, 5495 Main Board, 5496 Main Board, 5499 Main Board, 5600 Main Board, 5700 Main Board, 5808 Main Board, 5820XL Main Board, 588 | [Silent Knight] 6820 Main Board, 6820EVS Main Board
24b8b420-f95e-4bad-82e7-324b507135a6 |  |  |  | North | Gamewell FCI |  | Cards & Components |  |  |  | Card | TRUE | 1100-0452 | ++ | INCC-MIC Paging Microphone Module | 1 | [6 empty] | TRUE | [5 empty] | #FFFFFFFF |  |  | FALSE | FALSE | FALSE | [20 empty] | DESKTOP-7EIEB7A\acont | 2023-05-31 17:12 | THOR\acont | 2024-10-09 10:48 | Cloned from Gamewell FCI 1100-0451
ad7f70a3-5d30-4797-98b8-324cdb1ae240 |  |  |  | North | Xtralis |  | Cards & Components |  |  |  | Card | TRUE | VIC-020 |  |  | 1 | [6 empty] | TRUE | [5 empty] | #FFFFFFFF |  |  | FALSE | FALSE | FALSE | [20 empty] | AULAPTOP-PC\Aulaptop | 2019-05-07 13:00 | THOR\acont | 2024-10-09 10:48 | Cloned from Xtralis New Part CLONED CLONED CLONED CLONED CLONED CLONED CLONED CLONED CLONED | [Autocall, Simplex, Xtralis] [IDC] [#5] 4098-VEP-A00-1P, 4098-VEP-A00-P, 4098-VEP-A10-P, 4098-VES-A00-P, 4098-VES-A10-P, A4098-VEP-A00-1P, A4098-VEP-A00-P, A4098-VEP-A10-P, A4098-VES-A00-P, A4098-VES-A10-P, VEP-A00-1P, VEP-A00-1P-NTF, VEP-A00-P, VEP-A10- [Xtralis] [IDC] 03 [FIRE 2] VEP-A00-1P, VEP-A00-1P-NTF, VEP-A00-P, VEP-A00-P-NTF, VEP-A10-P, VEP-A10-P-NTF, VEU-A00, VEU-A10, VIC-020, VIC-030 [Xtralis] [IDC] 01 [FIRE 1] VEP-A00-1P, VEP-A00-1P-NTF, VEP-A00-P, VEP-A00-P-NTF, VEP-A10-P, VEP-A10-P-NTF, VEU-A00, VEU-A10, VIC-020, VIC-030 [Xtralis] [IDC] 02 [ACTION] VEP-A00-1P, VEP-A00-1P-NTF, VEP-A00-P, VEP-A00-P-NTF, VEP-A10-P, VEP-A10-P-NTF, VEU-A00, VEU-A10, VIC-020, VIC-030 [Autocall, Simplex, Xtralis] [IDC] [#4] 4098-VEP-A00-1P, 4098-VEP-A00-P, 4098-VEP-A10-P, 4098-VES-A00-P, 4098-VES-A10-P, A4098-VEP-A00-1P, A4098-VEP-A00-P, A4098-VEP-A10-P, A4098-VES-A00-P, A4098-VES-A10-P, VEP-A00-1P, VEP-A00-1P-NTF, VEP-A00-P, VEP-A10- [Autocall, Simplex, Xtralis] [IDC] [#1] 4098-VEP-A00-1P, 4098-VEP-A00-P, 4098-VEP-A10-P, 4098-VES-A00-P, 4098-VES-A10-P, A4098-VEP-A00-1P, A4098-VEP-A00-P, A4098-VEP-A10-P, A4098-VES-A00-P, A4098-VES-A10-P, VEP-A00-1P, VEP-A00-1P-NTF, VEP-A00-P, VEP-A10- [Autocall, Simplex, Xtralis] [IDC] [#3] 4098-VEP-A00-1P, 4098-VEP-A00-P, 4098-VEP-A10-P, 4098-VES-A00-P, 4098-VES-A10-P, A4098-VEP-A00-1P, A4098-VEP-A00-P, A4098-VEP-A10-P, A4098-VES-A00-P, A4098-VES-A10-P, VEP-A00-1P, VEP-A00-1P-NTF, VEP-A00-P, VEP-A10- [Xtralis] [IDC] 05 [ALERT] VEP-A00-1P, VEP-A00-1P-NTF, VEP-A00-P, VEP-A00-P-NTF, VEP-A10-P, VEP-A10-P-NTF, VEU-A00, VEU-A10, VIC-020, VIC-030 [Xtralis] [IDC] 04 [FAULT] VEP-A00-1P, VEP-A00-1P-NTF, VEP-A00-P, VEP-A00-P-NTF, VEP-A10-P, VEP-A10-P-NTF, VEU-A00, VEU-A10, VIC-020, VIC-030 [Autocall, Simplex, Xtralis] [IDC] [#2] 4098-VEP-A00-1P, 4098-VEP-A00-P, 4098-VEP-A10-P, 4098-VES-A00-P, 4098-VES-A10-P, A4098-VEP-A00-1P, A4098-VEP-A00-P, A4098-VEP-A10-P, A4098-VES-A00-P, A4098-VES-A10-P, VEP-A00-1P, VEP-A00-1P-NTF, VEP-A00-P, VEP-A10-
51b25e1c-2eb6-4b65-ae7f-324da526b2df | NFPA 170 FIRE ALARM CONTROL UNIT | RISER FACP |  | North | Block Definition Only |  | Fire Alarm Control Unit |  |  |  | Module | TRUE | NFPA 170 FIRE ALARM CONTROL PANEL |  | NFPA 170 FIRE ALARM CONTROL PANEL | 1 | [12 empty] | #FFFF0000 | FA-NFPA 170 FIRE ALARM CONTROL UNIT | 1 | FALSE | FALSE | FALSE | 202 | [19 empty] | AULAPTOP-PC\Aulaptop | 2020-03-26 07:41 | THOR\acont | 2024-09-08 17:27
a5f2f4b4-b503-4713-9d65-3258029e1934 | NFPA 170 HEAT DETECTOR |  |  | North | Gamewell FCI |  | Heat Detector |  |  |  | Module | TRUE | ATD-L3H-IV w/B200SR-LF-IV | + | Thermal heat detector, 190°F high temp, ivory, Velociti/CLIP w/ Standard low frequency sounder base, ivory | 1 | 0.0002 | 0.0045 |  |  |  |  | FALSE | TRUE | FLUSH |  | 4" SQ. DEEP | 3 "O" PLASTER RING | #FFFF0000 | FA-NFPA 170 HEAT DETECTOR | 1 | FALSE | FALSE | FALSE | 1403 | [13 empty] | FALSE |  |  | 190°, LF |  |  | DESKTOP-7SAL8M7\acont | 2019-05-06 10:45 | THOR\acont | 2024-09-08 17:27 | 20191121 AC Detector with base | [Gamewell FCI] [SLC MODULES SENSORS] [*] [#2 SHARED ADDR ¦ SENSORS] ADPF (C), ASD-PL2F w/B200S-LF-WH (C), ASD-PL2F w/B210LP (C), ASD-PL2FR (C), ASD-PL3 w/B200S-LF-WH (C), ASD-PL3 w/B200SR-LF-WH (C), ASD-PL3 w/B200SR-WH (C), ASD-PL3 w/B224BI-WH (C), ASD-P [Gamewell FCI] [AUX POWER] ASD-PL3 w/B200SR-LF-WH (C), ASD-PL3-IV w/B200SR-LF-IV (C), ASD-PTL3 w/B200SR-LF-WH (C), ASD-PTL3-IV w/B200SR-LF-IV (C), ATD-L3 w/B200SR-LF-WH (C), ATD-L3H w/B200SR-LF-WH (C), ATD-L3H-IV w/B200SR-LF-IV (C), ATD-L3-IV w/B200SR-LF [Gamewell FCI] [SLC SENSORS] [*] [#4 TYPE ADDR ¦ SENSORS] ADPF (C), ASD-PL2F w/B200S-LF-WH (C), ASD-PL2F w/B210LP (C), ASD-PL2FR (C), ASD-PL3 w/B200S-LF-WH (C), ASD-PL3 w/B200SR-LF-WH (C), ASD-PL3 w/B200SR-WH (C), ASD-PL3 w/B224BI-WH (C), ASD-PL3 w/B224R
b7b1881a-17a5-4d6e-b2f3-325b01486d36 | NFPA 170 HORN |  |  | North | Gentex |  | Horn |  |  |  | Module | TRUE | GHLFR |  | Low Profile Horn, Low Frequency, Red | 1 | 0 | 0.0994 |  |  |  |  | FALSE | [5 empty] | #FF0070C0 | FA-NFPA 170 HORN | 1 | FALSE | FALSE | FALSE | 2010 | [13 empty] | FALSE |  |  | LF |  |  |  |  | THOR\acont | 2024-09-08 17:27 |  | [Gentex, Hochiki] [NAC] [24 VDC, HIGH DB] GHLFR, GHLFW, HHLFR, HHLFW [Gentex, Hochiki] [NAC] [UL MAX, HIGH DB, TEMPORAL 3] GHLFR, GHLFW, HHLFR, HHLFW [Gentex, Hochiki] [NAC] [24 VDC, HIGH DB] GHLFR, GHLFW, HHLFR, HHLFW [Gentex, Hochiki] [NAC] [UL MAX, HIGH DB, TEMPORAL 4] GHLFR, GHLFW, HHLFR, HHLFW
e440e71b-0a8d-4052-abaa-325c429b1dcb | NFPA 170 SMOKE DETECTOR |  |  | North | System Sensor |  | Smoke Detector |  |  |  | Module | TRUE | 4W-B | ++ | 4-wire Standard i3 Detector | 1 | 5e-05 | 0.023 |  |  |  |  | TRUE | TRUE |  |  |  |  | #FFFF0000 | FA-NFPA 170 SMOKE DETECTOR | 1 | FALSE | FALSE | FALSE | 1408 | [19 empty] | DESKTOP-7SAL8M7\acont | 2019-04-01 16:10 | THOR\acont | 2024-09-08 17:27 | 20191121 AC Detector without base | [Firelite, Macurco, Notifier, Silent Knight, System Sensor] [IDC] 01 [IDC 4-WIRE ++] 1251B (C), 1412B (C), 1424 (C), 2112/24AT (C), 2112/24S (C), 2112/24TS (C), 2112AITR (C), 2112ATR (C), 2112R (C), 2124AITR (C), 2124ATR (C), 2124R (C), 2151 w/B110RLP (C [Firelite, Macurco, Notifier, Silent Knight, System Sensor] [AUX POWER] [*] [AUX INPUT ++] 1251B (C), 1412B (C), 1424 (C), 2112/24AT (C), 2112/24S (C), 2112/24TS (C), 2112AITR (C), 2112ATR (C), 2112R (C), 2124AITR (C), 2124ATR (C), 2124R (C), 2151 w/B110
a00c7a28-8e87-4c3d-ab12-325eb3602f2a | NFPA 170 FLAME DETECTOR |  |  | North | Macurco |  | Flame Detector |  |  |  | Module | TRUE | 84-3211-1100-20 | ++ | TXP-FDE UV/IR, No Video, SS, 3/4” NPT, Tilt Mount | 1 | 0.012 | 0.18 |  |  |  |  | FALSE | FALSE |  |  | 5.51” (L) x 3.54” (W) x 3.54” (H) |  | #FFFF0000 | FA-NFPA 170 FLAME DETECTOR | 1 | FALSE | FALSE | FALSE | 1401 | [13 empty] | FALSE |  |  | UV/IR |  |  | THOR\acont | 2024-01-09 08:26 | THOR\acont | 2024-09-08 17:27 | Cloned from Notifier 30-2021-24 | [Firelite, Macurco, Notifier, Silent Knight, System Sensor] [AUX POWER] [*] [AUX INPUT ++] 1251B (C), 1412B (C), 1424 (C), 2112/24AT (C), 2112/24S (C), 2112/24TS (C), 2112AITR (C), 2112ATR (C), 2112R (C), 2124AITR (C), 2124ATR (C), 2124R (C), 2151 w/B110 [Firelite, Macurco, Notifier, Silent Knight, System Sensor] [IDC] 01 [IDC 4-WIRE ++] 1251B (C), 1412B (C), 1424 (C), 2112/24AT (C), 2112/24S (C), 2112/24TS (C), 2112AITR (C), 2112ATR (C), 2112R (C), 2124AITR (C), 2124ATR (C), 2124R (C), 2151 w/B110RLP (C
ccc0fe00-5b94-488c-ad23-3265a1858e73 | NFPA 170 STROBE WALL |  |  | North | Siemens |  | Strobe |  |  |  | Module | TRUE | SL2SWW-N | S54329-F219-A1++ | Strobe, Wall, Clear, White, No Lettering | 1 | [12 empty] | #FF0070C0 | FA-NFPA 170 STROBE WALL | 1 | FALSE | FALSE | FALSE | 2023 | [19 empty] | DESKTOP-7EIEB7A\acont | 2023-08-02 11:57 | THOR\acont | 2024-09-08 17:27 | Cloned from Siemens SL2SWW-F | [Siemens] [NAC] [16.0 – 33.0 VDC] SL2SPSWR-AL, SL2SPSWR-ALA, SL2SPSWR-F, SL2SPSWR-FB, SL2SPSWR-M, SL2SPSWR-N, SL2SPSWR-NA, SL2SPSWW-AL, SL2SPSWW-ALA, SL2SPSWW-F, SL2SPSWW-FB, SL2SPSWW-M, SL2SPSWW-N, SL2SPSWW-NA, SL2SWR-A, SL2SWR-AL, SL2SWR-ALA, SL2SWR-AL
9bfa535b-35e4-4b3f-98e7-3267ed07e5a7 |  |  |  | North | Fike |  | Cards & Components |  |  |  | Card | TRUE | 10‐2798 | ++ | LOC Paging Control Card | 1 | 0.022 | 0.283 |  |  |  |  | TRUE | [5 empty] | #FFFFFFFF |  |  | FALSE | FALSE | FALSE | [14 empty] | FALSE | [5 empty] | THOR\acont | 2024-12-30 12:14 | THOR\acont | 2024-12-30 12:15 | Cloned from Fike 10-2413
63a398c7-0ba7-49db-a2a1-32688fc932d0 |  |  |  | North | Bosch | [5 empty] | Module | TRUE | B3512K-D-915 | * | KIT WB3512CX4010B915 | 1 | [12 empty] | #FFFFFFFF |  |  | FALSE | FALSE | FALSE | [20 empty] | DESKTOP-7EIEB7A\acont | 2021-08-13 06:25 | THOR\acont | 2024-10-09 10:48
8801d734-2d93-4238-99ec-326d6c27f5e7 |  |  |  | North | Edwards |  | Hardware |  |  |  | Hardware | TRUE | QS2-1-R-2E-BR |  | OBSOLETE - FAP w/ 1 Option Card Space, Red, EN-54, British, 230V | 1 | [6 empty] | FALSE | [5 empty] | #FFFFFFFF |  |  | FALSE | FALSE | FALSE | [14 empty] | FALSE | [7 empty] | THOR\acont | 2024-10-09 10:48
52ee268c-ef35-4c51-beaa-326e17914547 | NFPA 170 HORN STROBE CEILING |  |  | North | Eaton Wheelock |  | Horn/Strobe |  |  |  | Module | TRUE | ZNS-24MCCH-FR |  | Horn/Strobe, Ceiling mount 24 VDC, , red with easy snap base | 1 | 0 | 0.477 |  |  |  |  | FALSE | TRUE |  |  |  |  | #FF0070C0 | FA-NFPA 170 HORN STROBE CEILING | 1 | FALSE | FALSE | FALSE | 2013 | [13 empty] | FALSE |  |  | C |  |  |  |  | THOR\acont | 2024-09-08 17:27 |  | [Eaton Wheelock] [NAC] ZNS-24MCCH-FR (C), ZNS-24MCCH-FW (C), ZNS-24MCWH-FR, ZNS-24MCWH-FW
070e6e02-908d-44ed-bc6b-3276105bbf2d | NFPA 170 HORN STROBE |  |  | North | Eaton Wheelock |  | Horn/Strobe |  |  |  | Module | TRUE | LFHSKW3-N | + | Horn/Strobe Exceder Series, White, No Lettering, LED, LF, 110cd | 1 | [6 empty] | FALSE | FALSE |  |  |  |  | #FF0070C0 | FA-NFPA 170 HORN STROBE | 1 | FALSE | FALSE | FALSE | 2012 | [13 empty] | FALSE | [5 empty] | DESKTOP-7SAL8M7\acont | 2019-02-11 17:07 | THOR\acont | 2024-09-08 17:27 | Cloned from Wheelock LFHSKW3-CO | [Eaton Wheelock] [NAC] LFHSKR3, LFHSKR3-AL, LFHSKR3-CO, LFHSKR3-N, LFHSKW3, LFHSKW3-AL, LFHSKW3-CO, LFHSKW3-N
14a55c9e-f0bb-4788-8280-32767ba1a349 | NFPA 170 MANUAL PULL |  |  | North | Autocall |  | Manual Station |  |  |  | Module | TRUE | A2099-9755 | ++ | Non-Coded, Non-Addressable Manual Station, Single Action | 1 | [6 empty] | FALSE | TRUE | Flush | Single gang box 2-1/2" deep 4" square box, 2-1/8" (54 mm) minimum | 5" H x 3-3/4" W x 1" D (127 mm x 95 mm x 25 mm) |  | #FFFF0000 | FA-NFPA 170 MANUAL PULL | 1 | FALSE | FALSE | FALSE | 1408 | [13 empty] | FALSE |  |  | SBP |  |  | THOR\acont | 2024-02-06 07:06 | THOR\acont | 2024-09-08 17:27 | Cloned from Simplex 2099-9755 | [Autocall, Simplex] [IDC] 01 2098-9201 (C), 2098-9202 (C), 2098-9203 (C), 2098-9208 (C), 2098-9576 (C), 2099-9101 (C), 2099-9102 (C), 2099-9103 (C), 2099-9104 (C), 2099-9105 (C), 2099-9107 (C), 2099-9108 (C), 2099-9754 (C), 2099-9755 (C), 2099-9756 (C),
88db4c06-ab14-4bdf-b702-32773691d33e | NFPA 170 SPEAKER STROBE CEILING |  |  | North | Edwards |  | Speaker/Strobe |  |  |  | Module | TRUE | GCWN-S2VMHR |  | 25V Speaker/Strobe white, no markings, High cd, red | 1 | 0 | 0.342 |  |  |  |  | FALSE | TRUE |  |  |  |  | #FF0070C0 | FA-NFPA 170 SPEAKER STROBE CEILING | 1 | FALSE | FALSE | FALSE | 2020 | [13 empty] | FALSE |  |  | C |  |  |  |  | THOR\acont | 2024-09-08 17:27 |  | [Edwards, Kidde] [AUDIO 25v] [25V AUDIO] EGCF-S2VMH (C), G4F-S2, G4F-S2V1575, G4F-S2VM, G4HFRF-S2, G4HFRF-S2VMC, G4HFRN-S2, G4HFRN-S2VMC, G4HFWA-S2, G4HFWA-S2VMA, G4HFWA-S2VMC, G4HFWF-S2, G4HFWF-S2VMC, G4HFWN-S2, G4HFWN-S2VMA, G4HFWN-S2VMC, G4RF-S2, G4RF [Edwards, Kidde] [NAC] [24 VDC] EGCF-S2VMH (C), EGCF-VMH (C), GCF-S2VMH (C), GCF-S7VMH (C), GCF-VMH (C), GCHFRF-S2VMCH (C), GCHFRF-S7VMCH (C), GCHFRN-S2VMCH (C), GCHFRN-S7VMCH (C), GCHFWA-S2VMAH (C), GCHFWA-S2VMCH (C), GCHFWA-S7VMAH (C), GCHFWA-S7VMCH (C [Edwards, Kidde] [NAC] [16 VDC] EGCF-S2VMH (C), EGCF-VMH (C), GCF-S2VMH (C), GCF-S7VMH (C), GCF-VMH (C), GCHFRF-S2VMCH (C), GCHFRF-S7VMCH (C), GCHFRN-S2VMCH (C), GCHFRN-S7VMCH (C), GCHFWA-S2VMAH (C), GCHFWA-S2VMCH (C), GCHFWA-S7VMAH (C), GCHFWA-S7VMCH (C
218cfb11-a6e8-4adf-ad33-32777d534cfe | NFPA 170 HORN STROBE |  |  | North | Potter |  | Horn/Strobe |  |  |  | Module | TRUE | CHSLP-24G-WP |  | Horn Strobe, Wall, Red, Green, Outdoor, Low Profile | 1 | 0 | 0.22 |  |  |  |  | FALSE | FALSE |  |  |  |  | #FF0070C0 | FA-NFPA 170 HORN STROBE | 1 | FALSE | FALSE | FALSE | 2012 | [13 empty] | FALSE | [7 empty] | THOR\acont | 2024-09-08 17:27 |  | [Potter] [NAC] [UL MAX, HIGH DB] CHS-24B-WP, CHS-24G-WP, CHS-24R-WP, CHS-24WB-WP, CHS-24WG-WP, CHS-24WR-WP, CHSLP-24B-WP, CHSLP-24G-WP, CHSLP-24R-WP, CHSLP-24WB-WP, CHSLP-24WG-WP, CHSLP-24WR-WP
8985d203-6e52-4f11-a385-3277ae9d19cb | NFPA 170 EM STROBE WALL |  |  | North | Siemens |  | Strobe |  |  |  | Module | TRUE | ST-MC-CNMA | 500-636141+ | MNS Amber Strobe, multi Candela − Wall Mount, White − ‘ALERT’ | 1 | [6 empty] | FALSE | TRUE |  |  |  |  | #FF0070C0 | FA-NFPA 170 EM STROBE WALL | 1 | FALSE | FALSE | FALSE | 2022 | [13 empty] | FALSE |  |  | C |  |  | DESKTOP-7EIEB7A\acont | 2023-05-24 16:17 | THOR\acont | 2024-09-08 17:27 | Cloned from Siemens ST-MC-CW | [Siemens] [NAC] [VDC] ST-MC-CNMA (C), ST-MC-RETRO-CNMA [Siemens] [NAC] [VDC] ST-MC-CW (C)
ce1f70db-78a4-4143-92e3-32792b51ed84 | NFPA 170 NON ADDRESSABLE RELAY |  |  | North | Edwards |  | Non-Addressable Relay |  |  |  | Module | TRUE | MR199X14/C |  | DPDT Relay, 120Vac /w enclosure | 1 | [6 empty] | FALSE | [5 empty] | #FFFF0000 | FA-NFPA 170 NON ADDRESSABLE RELAY | 1 | FALSE | FALSE | FALSE | 1300 | [13 empty] | FALSE | [7 empty] | THOR\acont | 2024-09-08 17:27
c87a9aac-cdc0-4c4d-8493-327eca941e68 | NFPA 170 REMOTE EVACUATION AMPLIFIER CABINET |  |  | North | MIRCOM |  | Amplifier Cabinet |  |  |  | Assembly | TRUE | QX-MINI-BP (25v) | + | Booster Panel: Outer Red Door, Main Board (acting in slave mode), 1 x 30W Amplifier, Backbox, Back Plate, Transformer | 1 | [6 empty] | FALSE | [5 empty] | #FFFF0000 | FA-NFPA 170 REMOTE EVACUATION AMPLIFIER CABINET | 1 | FALSE | FALSE | FALSE | 301 | [8 empty] | 7,12,18 |  |  |  |  | TRUE | [7 empty] | THOR\acont | 2024-09-08 17:27
209c67b0-bcb6-48a7-b76b-328373eb324d | NFPA 170 DOOR HOLDER |  |  | North | LCN |  | Door Holder |  |  |  | Module | TRUE | 4310 HSA |  | Multi point door closer/holder, 24VDC | 1 | 0.12 | [5 empty] | FALSE | [5 empty] | #FFFF0000 | FA-NFPA 170 DOOR HOLDER | 1 | FALSE | FALSE | FALSE | 2500 | [13 empty] | FALSE |  |  | D/C |  |  | THOR\acont | 2024-11-14 08:02 |  |  | Cloned from LCN SEM7830 CLONED | [Edwards, Kidde, LCN] [AUX POWER] 1501-AQN5, 1504-AQN5, 1505-AQN5, 1508-AQN5, 1509-AQN5, 2310ME, 3130SE, 4040SE, 4310 HSA, 4310ME, 4410 HSA, SEM7830, SEM7840, SEM7850
915a5f79-c9a3-44a2-a1ca-3283dc5537f7 |  |  |  | North | Edwards |  | Cards & Components |  |  |  | Card | TRUE | 3-SDDC1 | ++ | Dual Signature Driver Controller. Comes with two 3-SDC1s. Mounts to Local Rail. | 1 | 0.264 | 0.336 |  |  |  |  | TRUE | [5 empty] | #FFFFFFFF |  |  | FALSE | FALSE | FALSE | [22 empty] | THOR\acont | 2024-10-09 10:48 |  |  | [Edwards] 3-SDDC1, 3-SDDC2
6551cf63-e95a-49a2-9526-3286d6d9c38b | NFPA 170 STROBE WALL |  |  | North | MIRCOM |  | Strobe |  |  |  | Module | TRUE | ELRX-300 |  | Active End-of-Line Resistors | 1 | [6 empty] | FALSE | [5 empty] | #FF0070C0 | FA-NFPA 170 STROBE WALL | 1 | FALSE | FALSE | FALSE | 2023 | [13 empty] | FALSE | [5 empty] | AULAPTOP-PC\Aulaptop | 2018-10-13 06:25 | THOR\acont | 2024-09-08 17:27 | Cloned from MIRCOM New Part CLONED
f999aa4f-907e-474d-9486-3292638255dc |  |  |  | North | Edwards |  | Hardware |  |  |  | Hardware | TRUE | MN-HS64GPC |  | 6400 Watt class optional protective cover | 1 | [6 empty] | FALSE | [5 empty] | #FFFFFFFF |  |  | FALSE | FALSE | FALSE | [14 empty] | FALSE | [7 empty] | THOR\acont | 2024-10-09 10:48
fc3c1d70-f56e-4150-a8c3-329386d70ad7 |  |  |  | North | Bosch | [5 empty] | Module | TRUE | MIC-WMB-BD | * | PIC Series Wall Mount Adaptor | 1 | [12 empty] | #FFFFFFFF |  |  | FALSE | FALSE | FALSE | [20 empty] | DESKTOP-7EIEB7A\acont | 2021-08-13 06:25 | THOR\acont | 2024-10-09 10:48
f399aab8-3118-4ade-982e-3293c56cf65e |  |  |  | North | Potter |  | Cards & Components |  |  |  | Card | TRUE | PFC-4064 MAIN BOARD | + | Main Board for PFC-4064 Conventional Fire Alarm Control Panel | 1 | 0.07 | 0.235 |  |  |  |  | TRUE | [5 empty] | #FFFFFFFF |  |  | FALSE | FALSE | FALSE | [14 empty] | FALSE | [5 empty] | DESKTOP-7EIEB7A\acont | 2021-05-20 08:55 | THOR\acont | 2024-10-09 10:48 | Cloned from Potter PFC-6006 MAIN BOARD | [Potter] [IDC] [#3 SUPERVISORY] AFC-100 Main Board, AFC-1000 Main Board, AFC-50 Main Board, ARC-100 Main Board, IPA-100 MAIN BOARD, IPA-4000 MAIN BOARD, IPA-4000V MAIN BOARD, IPA-60 MAIN BOARD, P200 MAIN BOARD, PFC-4064 MAIN BOARD, PFC-4410G3 MAIN BOARD, [Potter] [IDC] [#2 TROUBLE] AFC-100 Main Board, AFC-1000 Main Board, AFC-50 Main Board, ARC-100 Main Board, IPA-100 MAIN BOARD, IPA-4000 MAIN BOARD, IPA-4000V MAIN BOARD, IPA-60 MAIN BOARD, P200 MAIN BOARD, PFC-4064 MAIN BOARD, PFC-4410G3 MAIN BOARD, PFC [Potter] [IDC] [#1 ALARM] AFC-100 Main Board, AFC-1000 Main Board, AFC-50 Main Board, ARC-100 Main Board, IPA-100 MAIN BOARD, IPA-4000 MAIN BOARD, IPA-4000V MAIN BOARD, IPA-60 MAIN BOARD, P200 MAIN BOARD, PFC-4064 MAIN BOARD, PFC-4410G3 MAIN BOARD, PFC-4 [Potter] [IDC] [#4 WATERFLOW] PFC-4064 MAIN BOARD, PFC-4410G3 MAIN BOARD, PFC-4410RC MAIN BOARD [Advanced, Potter] [VAC ] [120VAC] AFC-100 Main Board, AFC-1000 Main Board, AFC-50 Main Board, ARC-100 Main Board, AX-PSN104 Main Board, AX-PSN106 Main Board, AX-PSN108 Main Board, AX-PSN-64 Main Board, DCA-10025 (25V) Main Board, DCA-10025 (70V) Main Bo | [Potter] PFC-4064 MAIN BOARD
b0fecaba-1d43-4e78-92ef-3296b2b49a6e | NFPA 170 HORN CEILING |  |  | North | Siemens |  | Horn |  |  |  | Module | TRUE | SL2HCR-N | S54329-F83-A1++ | Horn, Ceiling, Red, Fire, No Lettering | 1 | [7 empty] | TRUE |  |  |  |  | #FF0070C0 | FA-NFPA 170 HORN CEILING | 1 | FALSE | FALSE | FALSE | 2010 | [19 empty] | DESKTOP-7EIEB7A\acont | 2023-08-03 09:27 | THOR\acont | 2024-09-08 17:27 | Cloned from Siemens SL2HWR-N | [Siemens] [NAC] [24 VDC, HORN HIGH] SL2HCR-N (C), SL2HCW-N (C), SL2HWR-N, SL2HWW-N
f4d802f3-d786-497b-8bae-329a997e8ee7 | NFPA 170 FIRE ALARM CONTROL UNIT | RISER FACP |  | North | Hochiki |  | Fire Alarm Control Unit |  |  |  | Assembly | TRUE | LA201K1-64 |  | FireNET L@TITUDE Analog Addressable Fire Alarm Control Panel, 4 Slot Standard Plex-Door Enclosure, 5.25 A 115V, 2-Loop Panel Module, Hochiki Protocol, Network Module, and Media Gateway™, Black, Printer / 48 Zone LEDs | 1 | [6 empty] | FALSE |  |  | *Refer to Install Sheet | 16.5in (W) x 23.2in (H) x 6in (D) | KM5FCRD (Optional Semi-Flush Mounting Kit) | #FFFF0000 | FA-NFPA 170 FIRE ALARM CONTROL UNIT | 1 | FALSE | FALSE | FALSE | 202 | [8 empty] | 7,12,18,28 |  |  | 5.25 |  | TRUE | [5 empty] | DESKTOP-GHR3H5U\Anthony | 2019-11-27 07:05 | THOR\acont | 2024-09-08 17:27
d1f0e556-4677-49ba-8b9d-329bdcbaf98b |  |  |  | North | Edwards |  | Cards & Components |  |  |  | Card | TRUE | SAN-MICII |  | Remote Microphone | 1 | 0.09 | 0.09 |  |  |  |  | TRUE | [5 empty] | #FFFFFFFF |  |  | FALSE | FALSE | FALSE | [14 empty] | FALSE | [7 empty] | THOR\acont | 2024-10-09 10:48
a7378cf5-6e76-40f5-a1c9-329dab95f4c6 | NFPA 170 FIRE ALARM CONTROL UNIT | RISER FACP |  | North | Gamewell FCI |  | Fire Alarm Control Unit |  |  |  | Assembly | TRUE | GF510 | ++ | Ten Zone Fire Alarm Control Panel | 1 | [6 empty] | TRUE | [5 empty] | #FFFF0000 | FA-NFPA 170 FIRE ALARM CONTROL UNIT | 1 | FALSE | FALSE | FALSE | 202 | [13 empty] | TRUE | [5 empty] | AULAPTOP-PC\Aulaptop | 2019-04-04 02:10 | THOR\acont | 2024-09-08 17:27 | Cloned from New Part CLONED CLONED
8953319b-77c2-406a-88ed-329f40c5d29b |  |  |  | North | Edwards |  | Hardware |  |  |  | Hardware | TRUE | G4AVRF-CVR | ++ | Replacement Appliance Cover, Horn Strobe, Red, FIRE | 1 | [12 empty] | #FFFFFFFF |  |  | FALSE | FALSE | FALSE | [20 empty] | THOR\acont | 2024-06-05 08:48 | THOR\acont | 2024-10-09 10:48 | Cloned from Edwards G4VRF-CVR
a33fb7dd-13f2-4ef1-bbce-32a4e579113c | NFPA 170 SMOKE DETECTOR |  |  | North | Fike |  | Smoke Detector |  |  |  | Module | TRUE | FIK-2351 w/B224RB-WH | ++ | White, low‐profile intelligent photoelectric sensor, Relay Base | 1 | 0.0002 | 0.0045 |  |  |  |  | FALSE | TRUE |  |  |  |  | #FFFF0000 | FA-NFPA 170 SMOKE DETECTOR | 1 | FALSE | FALSE | FALSE | 1408 | [13 empty] | FALSE | [5 empty] | DESKTOP-7EIEB7A\acont | 2023-01-02 16:02 | THOR\acont | 2024-09-08 17:27 | Cloned from Firelite SD365 w/B224RB-WH | [Fike] [SLC IDP SENSORS] [*] [#4 TYPE ADDR ¦ SENSORS] DNR w/FIK‐2351R (C), FIK-2351 w/B200S-LF-WH (C), FIK-2351 w/B200S-WH (C), FIK-2351 w/B224RB-WH (C), FIK-2351 w/B300-6 (C), FIK-2351T w/B200S-LF-WH (C), FIK-2351T w/B200S-WH (C), FIK-2351T w/B224RB-WH
4915ab9f-53fc-4025-87cf-32a572b83e27 | NFPA 170 REMOTE TEST SWITCH |  |  | North | Bosch |  | REMOTE TEST SWITCH |  |  |  | Module | TRUE | D304 | ++ | Remote Annunciator Plate | 1 | 0.015 | 0.015 |  |  | 12 |  | FALSE | FALSE | FLUSH |  | 4" SQ. DEEP | 1 GANG | #FFFF0000 | FA-NFPA 170 REMOTE TEST SWITCH | 1 | FALSE | FALSE | FALSE | 914 |  |  | 7260-0028:0228 | [10 empty] | FALSE | [5 empty] | DESKTOP-7EIEB7A\acont | 2022-08-27 09:01 | THOR\acont | 2024-09-08 17:27 | Cloned from Notifier RTS151KEY
bbeb3d02-a703-4e56-b896-32abd32af38c |  |  |  | North | Edwards |  | Hardware |  |  |  | Hardware | TRUE | FW-IPMON1000 |  | IP Monitoring for 1000 connections iO Series Panels | 1 | [6 empty] | FALSE | [5 empty] | #FFFFFFFF |  |  | FALSE | FALSE | FALSE | [14 empty] | FALSE | [7 empty] | THOR\acont | 2024-10-09 10:48
ae1f4cca-c445-49c3-9dda-32b5a520bbf0 | NFPA 170 SYNC MODULE |  |  | North | Silent Knight |  | Sync Module |  |  |  | Module | TRUE | W-SYNC | + | Wireless Sync Module | 1 | [6 empty] | FALSE | [5 empty] | #FFFF0000 | FA-NFPA 170 SYNC MODULE | 1 | FALSE | FALSE | FALSE | 1300 | [13 empty] | FALSE |  |  | W-SYNC |  |  | DESKTOP-7SAL8M7\acont | 2019-07-13 08:52 | THOR\acont | 2024-09-08 17:27 | Cloned from Firelite W-SYNC | [Farenhyt, Firelite, Gamewell FCI, Notifier, Silent Knight] [SWIFT MESH DEVICES] 01 FWH-200FIX135, FWH-200ROR135, FW-MM, FW-RM, NBG-12WL, WAM-MM, WAM-RC, W-BG12LX, W-CRF, W-H355, W-H355R, WIDP-HEAT w/B210W, WIDP-HEAT-ROR w/B210W, WIDP-MONITOR, WIDP-PULL-
0299b27f-ff98-4e53-8f2d-32b5b6d92d3e | NFPA 170 DUCT SMOKE DETECTOR |  |  | North | Fike |  | Duct Smoke Detector |  |  |  | Module | TRUE | DNR w/FIK‐2351R | ++ | White, low‐profile intelligent photoelectric sensor, remote test capable, for use with DNR | 1 | 0.0002 | 0.045 |  |  |  |  | FALSE | TRUE | FLUSH |  | N/A | N/A | #FFFF0000 | FA-NFPA 170 DUCT SMOKE DETECTOR | 1 | FALSE | FALSE | FALSE | 1400 |  |  | 3242-1653:0209 | [10 empty] | FALSE | [5 empty] | DESKTOP-7EIEB7A\acont | 2023-01-02 16:02 | THOR\acont | 2024-09-08 17:27 | Cloned from Firelite DNR w/SD365R | [Fike] [SLC IDP SENSORS] [*] [#4 TYPE ADDR ¦ SENSORS] DNR w/FIK‐2351R (C), FIK-2351 w/B200S-LF-WH (C), FIK-2351 w/B200S-WH (C), FIK-2351 w/B224RB-WH (C), FIK-2351 w/B300-6 (C), FIK-2351T w/B200S-LF-WH (C), FIK-2351T w/B200S-WH (C), FIK-2351T w/B224RB-WH | [Fike, Firelite, Monaco Enterprises, Notifier, Space Age Electronics] 723-370-00, 723-371-00, D365PL, D4120, D4120W, DNR, DNR w/FIK‐2351R, DNR w/FSP-851R, DNR w/FSP-951R, DNR w/FSP-951R-IV, DNR w/NP-100R, DNR w/NP-200R, DNR w/SD365R, DNRW, DNRW w/FSP-951R
1582fe9f-4a88-449b-8d77-32b5bfdff50f |  |  |  | North | GRI PRODUCTS | Security/Access Control |  |  |  |  | Module | TRUE | 4460 |  |  | 1 | [12 empty] | #FFFFFFFF |  |  | FALSE | FALSE | FALSE | [20 empty] | THOR\acont | 2024-03-12 21:43 | THOR\acont | 2024-10-09 10:48
1022f18e-2fb3-4fb4-bd47-32bb0a7936ac | NFPA 170 FIRE PHONE |  |  | North | Edwards |  | Fire Phone |  |  |  | Module | TRUE | 6830-NY-S4 |  | 4 State Remote Telephone Warden Station, Armored Cord, Surface | 1 | [6 empty] | FALSE | [5 empty] | #FFFF0000 | FA-NFPA 170 FIRE PHONE | 1 | FALSE | FALSE | FALSE | [14 empty] | FALSE | [7 empty] | THOR\acont | 2024-09-08 17:27 |  | [Edwards, Gamewell FCI, MIRCOM, Silent Knight] [FFT] [FFT] 6700-0061, 6830-3, 6830-4, 6830-5A-4, 6830-6A-4, 6830-NY-F4, 6830-NY-S4, 6833-4, FFT-FPJ, FPJ, FT-300A
dc065d1f-f21a-47bf-93a6-32be89b29e47 |  |  |  | North | Simplex | [5 empty] | Module | TRUE | 4010-6310 | ++ | ES Net NICs for 4010ES, Two vertical blocks | 1 | 0.12 | 0.12 | [10 empty] | #FFFFFFFF |  |  | FALSE | FALSE | FALSE | [20 empty] | THOR\acont | 2024-02-23 05:58 | THOR\acont | 2024-10-09 10:48 | Cloned from Simplex 4100-6310
19fba400-34d9-4319-bc32-32c2b70cc9f7 | NFPA 170 FIRE ALARM CONTROL UNIT | RISER FACP |  | North | Hochiki |  | Fire Alarm Control Unit |  |  |  | Assembly | TRUE | LA103K2-40 |  | FireNET L@TITUDE Analog Addressable Fire Alarm Control Panel, 4 Slot Standard Enclosure, 10.25 A Auto Voltage, 4-Loop Panel Module, Hochiki Protocol, Network Module, and Media Gateway™, Gray, 48 Zone LEDs | 1 | [6 empty] | FALSE |  |  | *Refer to Install Sheet | 16.5in (W) x 23.2in (H) x 6in (D) | KM5FCRD (Optional Semi-Flush Mounting Kit) | #FFFF0000 | FA-NFPA 170 FIRE ALARM CONTROL UNIT | 1 | FALSE | FALSE | FALSE | 202 | [8 empty] | 7,12,18,28 |  |  | 10.25 |  | TRUE | [5 empty] | DESKTOP-7SAL8M7\acont | 2019-12-04 15:59 | THOR\acont | 2024-09-08 17:27 | Cloned from Hochiki LA103K1-40
bc68e8af-e1b3-4d0c-af5b-32c4c646dbf4 | NFPA 170 MANUAL PULL |  |  | North | Silent Knight |  | Manual Station |  |  |  | Module | TRUE | PS-SATK |  | CONVENTIONAL SINGLE ACTION MANUAL PULL STATION, METAL | 1 | [6 empty] | FALSE | [5 empty] | #FFFF0000 | FA-NFPA 170 MANUAL PULL | 1 | FALSE | FALSE | FALSE | 957 | [13 empty] | FALSE | [7 empty] | THOR\acont | 2024-09-08 17:27 |  | [Silent Knight] [IDC] 04 Hood Zone, PS-DA, PS-SA, PS-SATK [Edwards, Silent Knight] [IDC] 01 284B-PL (C), Hood Zone, PS-DA, PS-SA, PS-SATK
a6f54023-816c-4c55-8538-32c84a5416e8 | NFPA 170 NON ADDRESSABLE RELAY |  |  | North | Edwards |  | Non-Addressable Relay |  |  |  | Module | TRUE | MR804/S |  | 4 SPDT Relay /w LED, & Metal Enclosure | 1 | 0 | 0.06 |  |  |  |  | FALSE | [5 empty] | #FFFF0000 | FA-NFPA 170 NON ADDRESSABLE RELAY | 1 | FALSE | FALSE | FALSE | 1300 | [13 empty] | FALSE | [7 empty] | THOR\acont | 2024-09-08 17:27 |  | [Edwards] [AUX POWER] MR104C, MR104T, MR604/T, MR804/S, MR804/T
cfd80dcb-c4f6-4694-bf18-32cd3056d9ca | NFPA 170 SPEAKER STROBE CEILING |  |  | North | Kidde |  | Speaker/Strobe |  |  |  | Module | TRUE | EGCSVRN |  | Speaker/Strobe, Ceiling, Red, None | 1 | [6 empty] | FALSE | TRUE |  |  |  |  | #FF0070C0 | FA-NFPA 170 SPEAKER STROBE CEILING | 1 | FALSE | FALSE | FALSE | 2020 | [13 empty] | FALSE |  |  | C |  |  | DESKTOP-7EIEB7A\acont | 2021-05-24 09:24 | THOR\acont | 2024-09-08 17:27 | Cloned from Edwards GCSVRN | [Edwards, Kidde] [AUDIO 70.7v] [70V AUDIO] EGCSRF (C), EGCSRN (C), EGCSVHRF (C), EGCSVHRF-FR (C), EGCSVHRF-SP (C), EGCSVHRN (C), EGCSVHWA (C), EGCSVHWF (C), EGCSVHWF-FR (C), EGCSVHWF-SP (C), EGCSVHWN (C), EGCSVRF (C), EGCSVRN (C), EGCSVWA (C), E [Edwards, Kidde] [AUDIO 25v] [25V AUDIO] EGCSRF (C), EGCSRN (C), EGCSVHRF (C), EGCSVHRF-FR (C), EGCSVHRF-SP (C), EGCSVHRN (C), EGCSVHWA (C), EGCSVHWF (C), EGCSVHWF-FR (C), EGCSVHWF-SP (C), EGCSVHWN (C), EGCSVRF (C), EGCSVRN (C), EGCSVWA (C), EGC [Edwards, Kidde] [NAC] [24 VDC] EGCSVRF (C), EGCSVRN (C), EGCSVWA (C), EGCSVWF (C), EGCSVWN (C), EGCVRF (C), EGCVRN (C), EGCVWF (C), EGCVWN (C), GCSVRF (C), GCSVRN (C), GCSVWA (C), GCSVWF (C), GCSVWN (C), GCVRF (C), GCVRN (C), GCVWF (C), GCVWN (C) [Edwards, Kidde] [NAC] [24 FWR] EGCSVRF (C), EGCSVRN (C), EGCSVWA (C), EGCSVWF (C), EGCSVWN (C), EGCVRF (C), EGCVRN (C), EGCVWF (C), EGCVWN (C), GCSVRF (C), GCSVRN (C), GCSVWA (C), GCSVWF (C), GCSVWN (C), GCVRF (C), GCVRN (C), GCVWF (C), GCVWN (C)
51e33feb-7f44-4b28-82fe-32d27f9cb9e8 | NFPA 170 GAS DETECTOR |  |  | North | Macurco |  | Gas Detection |  |  |  | Module | TRUE | CM-6 |  | Carbon Monoxide (CO) Detector | 1 | 0.023 | 0.075 |  |  |  |  | FALSE | [5 empty] | #FFFF0000 | FA-NFPA 170 GAS DETECTOR | 1 | FALSE | FALSE | FALSE | 1402 | [13 empty] | FALSE |  |  | CO |  |  | DESKTOP-7SAL8M7\acont | 2020-07-14 07:45 | THOR\acont | 2024-09-08 17:27 | Cloned from Edwards SIGA-OSD w/SIGA-SB BASE | [Honeywell, Macurco] [IDC] [#1 ALARM] 8100 EC, C7233A, C7263A, CD-6G, CD-6H, CD-6MC, CM-15, CM-15A, CM-6, CM-E1, CM-E1-FTG, CM-E1-RF, CM-E1-RS, CM-S1, CX-6, EX-CO-1000P-O, GD-2B, TXP-T40, XNX-UTAV-RNCB1 [Honeywell, Macurco] [RS-485] [DATA INPUT] 8100 EC, C7233A, C7263A, CD-6G, CD-6H, CD-6MC, CM-15, CM-15A, CM-6, CM-E1, CM-E1-FTG, CM-E1-RF, CM-E1-RS, CM-S1, CX-6, EX-CO-1000P-O, GD-2B, XNX-UTAV-RNCB1 [Honeywell, Macurco] [AUX POWER] [*] [24VDC] 8100 EC, C7233A, C7263A, CD-6G, CD-6H, CD-6MC, CM-15, CM-15A, CM-6, CM-E1, CM-E1-FTG, CM-E1-RF, CM-E1-RS, CM-S1, CX-6, EX-CO-1000P-O, GD-2B, TXP-T40, XNX-UTAV-RNCB1
2a6dd87d-af90-4fc8-9a7d-32d2f05d7361 |  |  |  | North | Hochiki |  | Cards & Components |  |  |  | Card | TRUE | FNV-DCC | + |  | 1 | 0.077 | 0.083 |  |  |  |  | TRUE | [5 empty] | #FFFFFFFF |  |  | FALSE | FALSE | FALSE | [20 empty] | DESKTOP-7SAL8M7\acont | 2019-11-04 16:54 | THOR\acont | 2024-10-09 10:48 | Cloned from Evax MX-SSC | [Hochiki] [NetComm] FNV-DCC | [Hochiki] FNV-DCC
bc1dac73-d618-4fad-9c28-32d821a4394f | NFPA 170 SMOKE DETECTOR |  |  | North | MIRCOM |  | Smoke Detector |  |  |  | Module | TRUE | MIX-2251AP w/B210LP | + | Intelligent Photoelectric Smoke Sensor, Standard Base | 1 | 0.0003 | 0.0065 |  |  |  |  | FALSE | TRUE |  |  |  |  | #FFFF0000 | FA-NFPA 170 SMOKE DETECTOR | 1 | FALSE | FALSE | FALSE | 1408 | [13 empty] | FALSE |  |  | P |  |  | DESKTOP-7SAL8M7\acont | 2019-04-12 12:21 | THOR\acont | 2024-09-08 17:27 | 20191121 AC Detector with base | [MIRCOM] [SLC MODULES SENSORS] [*] [#2 SHARED ADDR ¦ SENSORS] DNR w/MIX-2251BR (C), DNR w/MIX-2351RAP (C), MIX-1251AP w/B200SR-LF-WH (C), MIX-1251AP w/B200SR-WH (C), MIX-1251AP w/B210LP (C), MIX-1251AP w/B224RB-WH (C), MIX-1251AP w/B501 (C), MIX-1251B w/ [MIRCOM] [SLC SENSORS] [*] [#4 TYPE ADDR ¦ SENSORS] DNR w/MIX-2251BR (C), DNR w/MIX-2351RAP (C), MIX-1251AP w/B200SR-LF-WH (C), MIX-1251AP w/B200SR-WH (C), MIX-1251AP w/B210LP (C), MIX-1251AP w/B224RB-WH (C), MIX-1251AP w/B501 (C), MIX-1251B w/B200SR-LF-
505c48db-28f0-4d68-ab67-32d96a260f69 | NFPA 170 HORN STROBE |  |  | North | Potter |  | Horn/Strobe |  |  |  | Module | TRUE | SH-1224WP-W |  | Weatherproof Horn Strobe, Wall, White | 1 | 0 | 0.374 |  |  |  |  | FALSE | [5 empty] | #FF0070C0 | FA-NFPA 170 HORN STROBE | 1 | FALSE | FALSE | FALSE | 2012 | [13 empty] | FALSE | [7 empty] | THOR\acont | 2024-09-08 17:27 |  | [Potter] [NAC] [UL MAX, HIGH DB] SH-1224WP-R, SH-1224WP-W
3b6d648e-774d-48a9-9782-32dd45b37532 | NFPA 170 SMOKE DETECTOR |  |  | North | Gentex |  | Smoke Detector |  |  |  | Module | TRUE | GN-503FF | + | Smoke/CO Alarm, 120VAC/9VDC, 2 Form A/C Contacts | 1 | [6 empty] | TRUE | TRUE |  |  |  |  | #FFFF0000 | FA-NFPA 170 SMOKE DETECTOR | 1 | FALSE | FALSE | FALSE | 1408 | [16 empty] | 120v |  |  | DESKTOP-7SAL8M7\acont | 2019-09-11 06:39 | THOR\acont | 2024-09-08 17:27 | 20191121 AC Detector without base | [Gentex] [IDC] 01 GN-503FF (C) [First Alert, Generic, Gentex, Kidde, N/A] [IDC] 01 120VAC SMOKE DETECTOR (C), 7020BSL (C), 7139CS-C (C), 7139CS-W (C), 9120 (C), 9120F (C), 9120H (C), 9120HF (C), 9120T (C), 9120TF (C), 9123 (C), 9123F (C), 9123H (C), 9123HF (C), 9123T (C), 9123TF (C), [First Alert, Generic, Gentex, Kidde, N/A] [VAC ] 120VAC SMOKE DETECTOR (C), 7020BSL (C), 7139CS-C (C), 7139CS-W (C), 9120 (C), 9120F (C), 9120H (C), 9120HF (C), 9120T (C), 9120TF (C), 9123 (C), 9123F (C), 9123H (C), 9123HF (C), 9123T (C), 9123TF (C), FU
0be553c4-e2d8-4acb-b058-32def0254e42 | NFPA 170 SURGE SUPPRESSOR |  |  | North | Ditek |  | Surge Supressor |  |  |  | Module | TRUE | DTK-DF120S1 |  | 120VAC Surge Protective Device | 1 | [6 empty] | FALSE | [5 empty] | #FFFF0000 | FA-NFPA 170 SURGE SUPPRESSOR | 1 | FALSE | FALSE | FALSE | 6001 | [13 empty] | FALSE |  |  | 120v |  |  | DESKTOP-7EIEB7A\acont | 2021-12-13 23:02 | THOR\acont | 2024-09-08 17:27 | Cloned from Ditek DTK-120HW | [Ditek, Monaco Enterprises] [SURGE PROTECTION] [#2] 210-524-00, DTK-120HW, DTK-120HWLOK, DTK-120HW-SS, DTK-120SRD, DTK-120X12, DTK-2MHLP24B, DTK-2MHLP24BWB, DTK-2MHLP24F, DTK-2MHTP, DTK-4LVLPLV, DTK-DF120S1, DTK-MRJ45C5E [Ditek, Monaco Enterprises] [IDC] 01 210-524-00, DTK-120HW, DTK-120SRD, DTK-DF120S1 [Ditek, Monaco Enterprises, WBOX] [SURGE PROTECTION] [ALL DEVICES ++] 0E-SPROACHW, 210-524-00, DTK-120HW, DTK-120HWLOK, DTK-120HW-SS, DTK-120SRD, DTK-120X12, DTK-1F, DTK-1FF, DTK-2MHLP24B, DTK-2MHLP24B w/DTK-2MB, DTK-2MHLP24B w/DTK-3MB, DTK-2MHLP24B w/DT [Ditek, Monaco Enterprises] [DACT] 01 210-524-00, DTK-120HW, DTK-120SRD, DTK-1FF, DTK-2MHTP, DTK-DF120S1 | [Ditek, EDCO, Monaco Enterprises, Space Age Electronics, WBOX] 0E-SPROACHW, 210-524-00, DTK-120HW, DTK-120HWLOK, DTK-120HW-SS, DTK-120SRD, DTK-120X12, DTK-1F, DTK-1FF, DTK-DF120S1, E120V-GT, FAS120AC, T120-DG w/Snap Track
29de8c63-6234-4234-921f-32e31cb22945 |  |  |  | North | Edwards |  | Hardware |  |  |  | Hardware | TRUE | 701U |  | 6" Mounting Base for 711U and 711UT, 3 terminals | 1 | [6 empty] | FALSE | [5 empty] | #FFFFFFFF |  |  | FALSE | FALSE | FALSE | [14 empty] | FALSE | [7 empty] | THOR\acont | 2024-10-09 10:48
0c59f268-63ea-48bf-99c5-32ea867ccd49 | NFPA 170 FIRE ALARM CONTROL UNIT | RISER FACP |  | North | Firelite |  | Fire Alarm Control Unit |  |  |  | Assembly | TRUE | MS-4 | + | FIRE ALARM CONTROL PANEL, CONVENTIONAL | 1 | [6 empty] | FALSE | FALSE |  |  |  |  | #FFFF0000 | FA-NFPA 170 FIRE ALARM CONTROL UNIT | 1 | FALSE | FALSE | FALSE | 202 | [8 empty] | 7,12,18 |  |  | 3 |  | TRUE | [7 empty] | THOR\acont | 2024-09-08 17:27
950eeef7-b66d-40a8-80d4-32f09b34667f |  |  |  | North | Bosch | [5 empty] | Module | TRUE | EVID 6.2TW | * | DUAL 6in 2-WAY SPKR WH PR 70V | 1 | [12 empty] | #FFFFFFFF |  |  | FALSE | FALSE | FALSE | [20 empty] | DESKTOP-7EIEB7A\acont | 2021-08-13 06:25 | THOR\acont | 2024-10-09 10:48
1b98b324-7786-4523-8136-32f303fa0933 | NFPA 170 FLOW DETECTOR |  |  | North | Potter |  | Flow Detector |  |  |  | Module | TRUE | PS10-EX | + | Explosion Proof Pressure Type Waterflow Switch | 1 | [6 empty] | FALSE | [5 empty] | #FFFF0000 | FA-NFPA 170 FLOW DETECTOR | 1 | FALSE | FALSE | FALSE |  |  |  | 7770-0328:0141 | [10 empty] | FALSE | [7 empty] | THOR\acont | 2024-09-08 17:27 |  | [Potter] [IDC] 01 OSYSU Series, OSYSU-CRH, OSYSU-EX, OSYSU-EX-O, PCVS Series, PCVS-CRH, PIVS-U-EX, PIVSU-EX-O, PS10 Series, PS10-EX, PS15, PS25, PS40 Series, PS40-EX, RBVS, VSG, VSR Series, VSR-10, VSR-AT, VSR-C, VSR-CF, VSR-FE-2, VSR-FEX Series, VSR-S S [Farenhyt, Generic, N/A, Notifier, Potter, Silent Knight] [AUX POWER] [BELL POWER ++] FURNISHED BY OTHERS, PS10 Series, PS10-EX, VSG, VSR Series, VSR-10, VSR-AT, VSR-C, VSR-CF, VSR-FE-2, VSR-FEX Series, VSR-S Series, VSR-SF, VSR-SFG, VSR-SFT, VSR-SG, VSR
d73b5e8f-3987-4056-bfae-32f710afe3a0 | NFPA 170 ADDRESSABLE INPUT MONITOR MODULE |  |  | North | Gamewell FCI |  | Addressable Module |  |  |  | Module | TRUE | AMM-4F |  | Addressable monitor module, single circuit | 1 | 0.0003 | 0.0003 |  |  |  |  | FALSE | FALSE | FLUSH |  | 4"SQ. DEEP | N/A | #FFFF0000 | FA-NFPA 170 ADDRESSABLE INPUT MONITOR MODULE | 1 | FALSE | FALSE | FALSE | 1000 |  |  | 7300-0028:0219 | [10 empty] | FALSE | [7 empty] | THOR\acont | 2024-09-08 17:27 |  | [Gamewell FCI] [SLC MODULES SENSORS] [*] [#1 SHARED ADDR ¦ MODULES] AMM-2F, AMM-2IF, AMM-2RF, AMM-2RIF, AMM-4F, AMM-4SF, AOM-2RF, AOM-2SF, AOM-TELF, MMI-10F, MMI-6SF, MMO-6RF, MMO-6SF, MS-7AF, MS-7ASF, MS-7S w/AMM-2F, MS-WS w/AMM-2F, TC81021000, VW-DIS-D [Gamewell FCI] [SLC MODULES] [*] [#3 TYPE ADDR ¦ MODULES] AMM-2F, AMM-2IF, AMM-2RF, AMM-2RIF, AMM-4F, AMM-4SF, AOM-2RF, AOM-2SF, AOM-TELF, MMI-10F, MMI-6SF, MMO-6RF, MMO-6SF, MS-7AF, MS-7ASF, MS-7S w/AMM-2F, MS-WS w/AMM-2F, TC81021000, VW-GATE, WAM-MM, W | [Gamewell FCI] AMM-2F, AMM-2IF, AMM-2RF, AMM-4F, AMM-4SF, PID-95, PID-95P
d8db85a8-76ee-42b3-9592-32f7e8e8f32a | NFPA 170 SPEAKER STROBE |  |  | North | Edwards |  | Speaker/Strobe |  |  |  | Module | TRUE | G4F-S7VM |  | 70V Speaker/Strobe, White, running man, FIRE 15, 30, 75, 110 cd | 1 | 0 | 0.294 |  |  |  |  | FALSE | [5 empty] | #FF0070C0 | FA-NFPA 170 SPEAKER STROBE | 1 | FALSE | FALSE | FALSE | 2019 | [13 empty] | FALSE | [7 empty] | THOR\acont | 2024-09-08 17:27 |  | [Edwards, Kidde] [NAC] [16 VDC] G4ERA-A, G4ERA-B, G4ERA-G, G4ERA-R, G4ERF-C, G4ERN-A, G4ERN-B, G4ERN-C, G4ERN-G, G4ERN-R, G4EWA-A, G4EWA-B, G4EWA-G, G4EWA-R, G4EWF-C, G4EWN-A, G4EWN-B, G4EWN-C, G4EWN-G, G4EWN-R, G4F-S2V1575, G4F-S2VM, G4F-S7V1575, G4F-S7 [Edwards, Kidde] [NAC] [24 VDC] G4ERA-A, G4ERA-B, G4ERA-G, G4ERA-R, G4ERF-C, G4ERN-A, G4ERN-B, G4ERN-C, G4ERN-G, G4ERN-R, G4EWA-A, G4EWA-B, G4EWA-G, G4EWA-R, G4EWF-C, G4EWN-A, G4EWN-B, G4EWN-C, G4EWN-G, G4EWN-R, G4F-S2V1575, G4F-S2VM, G4F-S7V1575, G4F-S7 [Edwards, Kidde] [AUDIO 70.7v] [70V AUDIO] G4F-S7, G4F-S7V1575, G4F-S7VM, G4HFRF-S7, G4HFRF-S7VMC, G4HFRN-S7, G4HFRN-S7VMC, G4HFWA-S7, G4HFWA-S7VMA, G4HFWA-S7VMC, G4HFWF-S7, G4HFWF-S7VMC, G4HFWN-S7, G4HFWN-S7VMA, G4HFWN-S7VMB, G4HFWN-S7VMC, G4RF-S7, G4RF
5c9db2fe-b8d2-4e23-88b9-330b26fbb865 | NFPA 170 STROBE CEILING |  |  | North | Edwards |  | Strobe |  |  |  | Module | TRUE | GCVHWF-SP |  | Strobe, running man, white, FUEGO, high cd | 1 | [6 empty] | FALSE | TRUE |  |  |  |  | #FF0070C0 | FA-NFPA 170 STROBE CEILING | 1 | FALSE | FALSE | FALSE | 2022 | [13 empty] | FALSE |  |  | C |  |  | THOR\acont | 2024-09-17 12:33 | THOR\acont | 2024-10-09 10:48 | Cloned from Edwards GCVHRF CLONED CLONED CLONED CLONED CLONED | [Edwards, Kidde] [NAC] [24 FWR] EGCSVHRF (C), EGCSVHRF-FR (C), EGCSVHRF-SP (C), EGCSVHRN (C), EGCSVHWA (C), EGCSVHWF (C), EGCSVHWF-FR (C), EGCSVHWF-SP (C), EGCSVHWN (C), EGCVHRF (C), EGCVHRF-FR (C), EGCVHRF-SP (C), EGCVHRN (C), EGCVHWA (C), [Edwards, Kidde] [NAC] [24 VDC] EGCSVHRF (C), EGCSVHRF-FR (C), EGCSVHRF-SP (C), EGCSVHRN (C), EGCSVHWA (C), EGCSVHWF (C), EGCSVHWF-FR (C), EGCSVHWF-SP (C), EGCSVHWN (C), EGCVHRF (C), EGCVHRF-FR (C), EGCVHRF-SP (C), EGCVHRN (C), EGCVHWA (C),
effc70c4-a431-4d28-a85a-330c615fdd6c | NFPA 170 HEAT DETECTOR |  |  | North | Honeywell |  | Heat Detector |  |  |  | Module | TRUE | 5809 |  | Wireless Heat Detector | 1 | [6 empty] | FALSE | [5 empty] | #FFFF0000 | FA-NFPA 170 HEAT DETECTOR | 1 | FALSE | FALSE | FALSE | 1408 | [13 empty] | FALSE |  |  | W |  |  | DESKTOP-7EIEB7A\acont | 2020-12-17 18:23 | THOR\acont | 2024-09-08 17:27 | Cloned from Honeywell 5808W3 | [Honeywell, Resideo] [WIRELESS FIRE] 5800CMBOV, 5800CO, 5800PIR-COM, 5806W3 (C), 5808W3 (C), 5809, 5817CB, 5869, DF8M (C)
1afeada2-ef1c-49f4-a702-3314f383ef87 | NFPA 170 STROBE WALL |  |  | North | Potter |  | Strobe |  |  |  | Module | TRUE | FSEX-24PMC-MOD | ++ | Clear Explosion Proof Strobe | 1 | [6 empty] | FALSE | [5 empty] | #FF0070C0 | FA-NFPA 170 STROBE WALL | 1 | FALSE | FALSE | FALSE | 2010 | [13 empty] | FALSE | [5 empty] | THOR\acont | 2024-08-14 12:31 | THOR\acont | 2024-09-08 17:27 | Cloned from Potter FHEX-24SMR CLONED CLONED CLONED | [Federal Signal, Potter] [NAC] FSEX-24 PMR, FSEX-24PMA-MOD, FSEX-24PMB-MOD, FSEX-24PMC-MOD, FSEX-24PMR, FSEX-24PMR-MOD
aff4a7b5-72fa-412a-94d6-33165e66c773 | NFPA 170 SMOKE DETECTOR |  |  | North | Hochiki |  | Smoke Detector |  |  |  | Module | TRUE | SOC-24V w/HSC-224R - 2 WIRE RELAY BASE | SOC-24V w/HSC-224R - 2 WIRE RELAY BASE | PHOTOELECTRIC SMOKE DETECTOR w/ 2 WIRE RELAY BASE | 1 |  | 0.193 |  |  |  |  | TRUE | TRUE |  | *Refer to Install Sheet |  |  | #FFFF0000 | FA-NFPA 170 SMOKE DETECTOR | 1 | FALSE | FALSE | FALSE | 1408 | [16 empty] | R |  |  |  |  | THOR\acont | 2024-09-08 17:27 | from Hochiki SOC-24V w/NS6-224 BASE | [Hochiki] [IDC] 02 [IDC] SLR-24H w/HSC-220L LATCHING LED BASE (C), SLR-24H w/HSC-220R - 2 WIRE RELAY BASE (C), SLR-24H w/HSC-221L LATCHING LED BASE (C), SLR-24H w/HSC-221R - 2 WIRE RELAY BASE (C), SLR-24H w/HSC-224L LATCHING LED BASE (C), SLR-24H w/HSC-2
348d6084-3313-4fcb-a61a-3317589e090f |  |  |  | North | Potter | [5 empty] | Module | TRUE | EBP-407C |  | Door Annunciator System | 1 | [6 empty] | FALSE | [5 empty] | #FFFFFFFF |  |  | FALSE | FALSE | FALSE | [14 empty] | FALSE | [7 empty] | THOR\acont | 2024-10-09 10:48
2a8f8f34-d534-41fa-b88c-332244103aad | CADGEN MOTION DETECTOR CEILING |  |  | North | Optex |  | Motion Detector |  |  |  | Module | TRUE | FX-360 | ++ | Passive Infrared Motion Detector 360° ceiling mount | 1 | 0.012 | 0.02 | [5 empty] | TRUE |  |  |  |  | #FFFF0000 | FA-CADGEN MOTION DETECTOR CEILING | 1 | FALSE | FALSE | FALSE | [20 empty] | AUGUSTXPS17-EUP\aucon | 2022-11-29 13:44 | THOR\acont | 2024-09-08 17:27 | Cloned from Bosch DS939-CHI | [Bosch, Optex] [ACCESS CONTROL INPUT] [*] [INPUT] DS1101i, DS1102i, DS1103i, DS1108i, DS936 (C), DS9360 (C), DS936B (C), DS936-CHI (C), DS936-FRA (C), DS937 (C), DS9370 (C), DS9371 (C), DS939 (C), DS939-CHI (C), FX-360 (C), ISC-BDL2-W12G, ISC-BDL2-W12GE, [Bosch, Optex] [IDC] 01 [INPUT] DS1101i, DS1102i, DS1103i, DS1108i, DS936 (C), DS9360 (C), DS936B (C), DS936-CHI (C), DS936-FRA (C), DS937 (C), DS9370 (C), DS9371 (C), DS939 (C), DS939-CHI (C), FX-360 (C), ISC-BDL2-W12G, ISC-BDL2-W12GE, ISC-BDL2-W12HE, I
f52f98c5-3ba9-49c4-9071-332ad21f784b | NFPA 170 SMOKE DETECTOR |  |  | North | Notifier |  | Smoke Detector |  |  |  | Module | TRUE | FSI-851 w/B200SR | ++ | DETECTOR, SMOKE, ADDRESSABLE IONIZATION w/SOUNDER BASE | 1 | 0.0003 | 0.0065 |  |  |  |  | FALSE | TRUE |  |  |  |  | #FFFF0000 | FA-NFPA 170 SMOKE DETECTOR | 1 | FALSE | FALSE | FALSE | 1408 | [13 empty] | FALSE |  |  | SB |  |  |  |  | THOR\acont | 2024-09-08 17:27 | 20191121 AC Detector with base | [Honeywell, Notifier, System Sensor] [SLC MODULES SENSORS] [*] [#2 SHARED ADDR ¦ SENSORS] 2251B (C), 2251-COPTIR (C), 2251-COPTIR w/B200S-WH (C), 2251TB (C), 2251TMB (C), 5251B (C), 5251B-WP (C), 5251H (C), 5251RB (C), 5251RB-WP (C), 7251 (C), 7251DH (C) [Honeywell, Notifier, System Sensor] [SLC SENSORS] [*] [#4 TYPE ADDR ¦ SENSORS] 2251B (C), 2251-COPTIR (C), 2251-COPTIR w/B200S-WH (C), 2251TB (C), 2251TMB (C), 5251B (C), 5251B-WP (C), 5251H (C), 5251RB (C), 5251RB-WP (C), 7251 (C), 7251DH (C), DH200LP [Notifier] [AUX POWER] B200SR-WH, FSD-751P w/B200SR (C), FSD-751PL w/B200SR (C), FSD-751RP w/B200SR (C), FSD-751RPL w/B200SR (C), FSI-851 w/B200SR (C), FSL-751 w/B200SR (C), FSP-851 w/B200SR (C), FSP-851T w/B200SR (C), FST-851 w/B200SR (C), FST-851H w/B2
f87a8bec-537f-42e3-8c61-333c9829da07 | NFPA 170 SMOKE DETECTOR |  |  | North | NAPCO |  | Smoke Detector |  |  |  | Module | TRUE | FW-4H | ++ | Four‐Wire Conventional Smoke Detector with internal Heat Detector | 1 | 5.5e-05 | 0.055 |  |  | 24 |  | TRUE | TRUE |  |  |  |  | #FFFF0000 | FA-NFPA 170 SMOKE DETECTOR | 1 | FALSE | FALSE | FALSE | 1408 | [16 empty] | 135°F |  |  | THOR\acont | 2023-10-24 16:18 | THOR\acont | 2024-09-08 17:27 | Cloned from System Sensor FW-4 | [NAPCO] [IDC] 08 [IDC 4-WIRE ++] FW-4 (C), FW-4H (C) [NAPCO] [AUX POWER] [*] [AUX INPUT ++] FW-4 (C), FW-4H (C)
e5e50376-e89b-4016-8631-3341b3a09575 | NFPA 170 HORN STROBE |  |  | North | Siemens |  | Horn/Strobe |  |  |  | Module | TRUE | AS-HMC-R-WP | 500-636183 | AS HORN HI MULTI CANDELA WALL RED WEATHERPROOF | 1 | [12 empty] | #FF0070C0 | FA-NFPA 170 HORN STROBE | 1 | FALSE | FALSE | FALSE | 2012 | [16 empty] | WP |  |  | DESKTOP-7SAL8M7\acont | 2019-08-13 09:04 | THOR\acont | 2024-09-08 17:27 | B,T | [Siemens] [NAC] [DC, HIGH DB] AS-HMC-R-WP, AS-HMC-W-WP [Siemens] [NAC] [DC HIGH DB] AS-HMC-R-WP, AS-HMC-W-WP
cb84b64d-1e79-4112-8121-3348323e65f6 | NFPA 170 HORN |  |  | North | Potter |  | Horn |  |  |  | Module | TRUE | LFH-24R |  | Low Profile Horn, Low Frequency, Red | 1 | 0 | 0.1572 |  |  |  |  | FALSE | [5 empty] | #FF0070C0 | FA-NFPA 170 HORN | 1 | FALSE | FALSE | FALSE | 2010 | [13 empty] | FALSE |  |  | LF |  |  |  |  | THOR\acont | 2024-09-08 17:27 |  | [Potter] [NAC] [24VDC, LOUD, TEMPORAL 4] LFH-24R, LFH-24W [Potter] [NAC] [24 VDC, NORMAL, TEMPORAL 3] LFH-24R, LFH-24W [Potter] [NAC] [24 VFWR, LOUD, TEMPORAL 4] LFH-24R, LFH-24W [Potter] [NAC] [24 VDC, NORMAL, TEMPORAL 4] LFH-24R, LFH-24W [Potter] [NAC] [24 VFWR, NORMAL, TEMPORAL 4] LFH-24R, LFH-24W [Potter] [NAC] [24 VFWR, NORMAL, TEMPORAL 3] LFH-24R, LFH-24W [Potter] [NAC] [24VDC, LOUD, TEMPORAL 3] LFH-24R, LFH-24W [Potter] [NAC] [24 VFWR, LOUD, TEMPORAL 3] LFH-24R, LFH-24W
014fd496-340f-4090-a614-334dbeeedc2c |  |  |  | North | Edwards |  | Hardware |  |  |  | Hardware | TRUE | MN-HSECCPED1 |  | ECC Housekeeping Pedestal Mount Kit (4"). Used when wall-mounting MN-HS16, MN-HSMP650 or MN-HS32 Series ECC. 2 required if wall-mounting MN-HS64 Series ECCs. | 1 | [6 empty] | FALSE | [5 empty] | #FFFFFFFF |  |  | FALSE | FALSE | FALSE | [14 empty] | FALSE | [7 empty] | THOR\acont | 2024-10-09 10:48
39f94317-9200-40f8-b893-334f55ae053e | NFPA 170 SMOKE DETECTOR |  |  | North | Monaco Enterprises |  | Smoke Detector |  |  |  | Module | TRUE | 723-345-00 w/B200SR-LF-WH | + | DETECTOR,SYSTEM:IONIZATION,15-32VDC,INTELLIGENT,HEAD | 1 | 0.0007 | 0.06 |  |  |  |  | FALSE | TRUE |  |  |  |  | #FFFF0000 | FA-NFPA 170 SMOKE DETECTOR | 1 | FALSE | FALSE | FALSE | 1408 | [13 empty] | FALSE |  |  | P, LF |  |  | DESKTOP-7SAL8M7\acont | 2020-03-03 09:21 | THOR\acont | 2024-09-08 17:27 | Cloned from Monaco Enterprises 723-353-00 w/B200SR-LF | [MIRCOM, Monaco Enterprises] [AUX POWER] [24 VDC] 721-121-00 w/B200SR-LF-WH (C), 721-124-00 w/B200SR-LF-WH (C), 722-121-00 w/B200SR-LF-WH (C), 722-406-00 w/B200SR-LF-WH (C), 723-345-00 w/B200SR-LF-WH (C), 723-353-00 w/B200SR-LF-WH (C), 723-361-00 w/B200S [Monaco Enterprises] [SLC MODULES/SENSORS] 01 [*] 721-121-00 w/B200SR-LF-WH (C), 721-121-00 w/B200SR-WH (C), 721-121-00 w/B210LP (C), 721-121-00 w/B224RB-WH (C), 721-121-00 w/B501 (C), 721-124-00 w/B200SR-LF-WH (C), 721-124-00 w/B200SR-WH (C), 721-124-00 [Monaco Enterprises] [SLC SENSORS] 01 [*] 721-121-00 w/B200SR-LF-WH (C), 721-121-00 w/B200SR-WH (C), 721-121-00 w/B210LP (C), 721-121-00 w/B224RB-WH (C), 721-121-00 w/B501 (C), 721-124-00 w/B200SR-LF-WH (C), 721-124-00 w/B200SR-WH (C), 721-124-00 w/B210L [Monaco Enterprises] [SLC SENSORS] 01 [*] 721-121-00 w/B200SR-LF-WH (C), 721-121-00 w/B200SR-WH (C), 721-121-00 w/B210LP (C), 721-121-00 w/B224RB-WH (C), 721-121-00 w/B501 (C), 721-124-00 w/B200SR-LF-WH (C), 721-124-00 w/B200SR-WH (C), 721-124-00 w/B210L [Monaco Enterprises] [SLC MODULES SENSORS] 01 [*] 708-026-01, 708-031-00, 721-121-00 w/B200SR-LF-WH (C), 721-121-00 w/B200SR-WH (C), 721-121-00 w/B210LP (C), 721-121-00 w/B224RB-WH (C), 721-121-00 w/B501 (C), 721-124-00 w/B200SR-LF-WH (C), 721-124-00 w/B
929a7874-dc00-4032-9a9d-3357621b3f57 | EQUIPMENT ENCLOSURE |  |  | North | Bosch |  | Enclosure |  |  |  | Module | TRUE | AE2 | 100525380 | ENCLOSURE, UNIVERSAL RED, 14"X12.5"X3" | 1 | [6 empty] | TRUE | [5 empty] | #FFFF0000 | FA-EQUIPMENT ENCLOSURE | 1 | FALSE | FALSE | FALSE | [20 empty] | DESKTOP-7SAL8M7\acont | 2019-07-08 20:10 | THOR\acont | 2024-09-08 17:27 | Cloned from Bosch AE203R
c2ddefe7-4a75-4241-b078-3359b76d83b0 |  |  |  | North | Software House | Security/Access Control |  |  |  |  | Module | TRUE | IP-ACM2A-EP |  |  | 1 | [12 empty] | #FFFFFFFF |  |  | FALSE | FALSE | FALSE | [20 empty] | THOR\acont | 2024-03-12 21:43 | THOR\acont | 2024-10-09 10:48
f8ca6b61-fef4-4c3b-8823-3361a014218c | NFPA 170 SMOKE DETECTOR |  |  | North | Autocall |  | Smoke Detector |  |  |  | Module | TRUE | A4098-9714 w/A4098-9791 | + | TrueAlarm Photoelectric Smoke Detector w/TrueAlarm Sensor Base - 4-wire w/LED or Relay Connections | 1 | 0.0008 | 0.001 |  |  |  |  | TRUE | TRUE |  |  |  |  | #FFFF0000 | FA-NFPA 170 SMOKE DETECTOR | 1 | FALSE | FALSE | FALSE | 1408 | [19 empty] | DESKTOP-0D6CQVA\lousc | 2019-07-07 15:34 | THOR\acont | 2024-09-08 17:27 | 20191121 AC Detector with base | [Autocall, Simplex] [AUX POWER] [RELAY POWER (OPTIONAL)] 2098-9737, 4098-9714 w/4098-9791 (C), 4098-9733 w/4098-9791 (C), 4098-9734 w/4098-9791 (C), A2098-9737, A4098-9714 w/A4098-9791 (C), A4098-9733 w/A4098-9791 (C), A4098-9734 w/A4098-9791 (C) [Autocall, Simplex] [IDNet] [SENSORS ++] 4098-9714 (C), 4098-9714 w/4098-9770 (C), 4098-9714 w/4098-9771 (C), 4098-9714 w/4098-9772 (C), 4098-9714 w/4098-9773 (C), 4098-9714 w/4098-9780 (C), 4098-9714 w/4098-9789 (C), 4098-9714 w/4098-9791 (C), 4098-9714 | [Autocall, Simplex] 4098-9601 w/4098-9682, 4098-9602 w/4098-9682, 4098-9605 w/4098-9682, 4098-9733 w/4098-9791, 4098-9734 w/4098-9791, A4098-9601 w/A4098-9682, A4098-9602 w/A4098-9682, A4098-9605 w/A4098-9682, A4098-9714 w/A4098-9791, A4098-9733 w/A4098-9
6056417a-8eaa-431e-9cb3-336d8489eab3 |  |  |  | North | Simplex |  | Cards & Components |  |  |  | Card | TRUE | 4007-9807 | ++ | City Circuit Module with Disconnect Switch | 1 | 0.02 | 0.036 |  |  |  |  | TRUE | [5 empty] | #FFFFFFFF |  |  | FALSE | FALSE | FALSE | [20 empty] | DESKTOP-7SAL8M7\acont | 2020-05-11 17:05 | THOR\acont | 2024-10-09 10:48 | Cloned from Simplex 4007-9805
46f02e52-c67e-4dde-b811-3372bb1be6a5 |  |  |  | North | Edwards |  | Cards & Components |  |  |  | Card | TRUE | FSRZI-SA |  | Remote Zone Indicator /w 5 LEDs (alm, sup'y, or monitor) | 1 | 0.008 | 0.076 |  |  |  |  | TRUE | [5 empty] | #FFFFFFFF |  |  | FALSE | FALSE | FALSE | [14 empty] | FALSE | [7 empty] | THOR\acont | 2024-10-09 10:48 |  | [Edwards] [RS-485] FSRA10 Mainboard, FSRA10C Mainboard, FSRRM24, FSRSI, FSRZI-A, FSRZI-SA, FSUIM
a89ecd2c-016a-4ec2-9770-337354da2b03 | NFPA 170 BELL |  |  | North | Edwards |  | Bell |  |  |  | Module | TRUE | 439D-6AW |  | Bell, 6" 24Vdc, Gray | 1 | [6 empty] | FALSE | [5 empty] | #FFFF0000 | FA-NFPA 170 BELL | 1 | FALSE | FALSE | FALSE | 2000 | [13 empty] | FALSE | [7 empty] | THOR\acont | 2024-09-08 17:27 |  | [Edwards, Kidde] [NAC] [VDC] 439D-10AW, 439D-10AWC, 439D-10AW-R, 439D-6AW, 439D-6AWC, 439D-6AW-R, 439D-8AW, 439D-8AW-R, 439DEX-10AW, 439DEX-6AW, 439DEX-8AW
6c86179a-ed9f-402d-92bf-337a3bdd57e3 | NFPA 170 SPEAKER WALL |  |  | North | Edwards |  | Speaker |  |  |  | Module | TRUE | 90215A-801-04-L | HyperSpike | UL 1480 listed C1D2 certifed TCPA-10 Distributed Audio Speaker with 5 selectable power taps that run off of 25V, 70V and 100 VRMS audio systems. Gray | 1 | [8 empty] | 72377B-801 |  |  |  | #FF0070C0 | FA-NFPA 170 SPEAKER WALL | 1 | FALSE | FALSE | FALSE | 2021 | [19 empty] | HOMEAUGUSTXPS-1\aucon | 2021-01-25 12:24 | THOR\acont | 2024-09-08 17:27 | August Added Hyperspike | [Edwards] [AUDIO 70.7v] [70V AUDIO] 90215A-801-01-L, 90215A-801-04-L, 90215A-801-05-L, 90215A-801-06-L [Edwards] [AUDIO 25v] [25V AUDIO] 90215A-801-01-L, 90215A-801-04-L, 90215A-801-05-L, 90215A-801-06-L
c8c7e348-b50b-4bc3-93e0-337d6471ba59 | NFPA 170 ADDRESSABLE INPUT MONITOR MODULE |  |  | North | DMP |  | Addressable Module |  |  |  | Module | TRUE | 714-16-R |  | 16 Zone Input Module, red Model 340 enclosure | 1 | 0.0456 | 0.052 |  |  |  |  | FALSE | [5 empty] | #FFFF0000 | FA-NFPA 170 ADDRESSABLE INPUT MONITOR MODULE | 1 | FALSE | FALSE | FALSE | 1000 | [13 empty] | FALSE |  |  | 8 |  |  | DESKTOP-7SAL8M7\acont | 2020-08-19 11:29 | THOR\acont | 2024-09-08 17:27 | Cloned from DMP 714-8-R | [BluePoint, DMP] [DMP LX BUS] [*] [LX BUS] 712-8, 714, 714-16, 714-16L-G, 714-16L-R, 714-16PCB, 714-16-R, 714-8, 714-8L-G, 714-8L-R, 714-8PCB, 714-8-R, 715-16, 715-16PCB, 715-8, 715-8 COPY, 715-8PCB, BP-DHE-714-8 | [DMP] 714-16, 714-16L-G, 714-16L-R, 714-16PCB, 714-16-R, 715-16, 715-16PCB
4fe55ed1-1275-46ff-83e9-337d886e2251 |  |  |  | North | Kidde |  | Cards & Components |  |  |  | Card | TRUE | MIRBPS6A/230 Mainboard |  | Mainboard for BPS6A/230 assembly | 1 | 0.07 | 0.27 |  |  |  |  | TRUE | [5 empty] | #FFFFFFFF |  |  | FALSE | FALSE | FALSE | [14 empty] | FALSE | [5 empty] | DESKTOP-7SAL8M7\acont | 2020-01-02 08:46 | THOR\acont | 2024-10-09 10:48 | Cloned from Edwards BPS6A/230 Mainboard | [Altronix, Edwards, Harrington, Kidde] [NAC Trigger] AL1002ULADA Main Board, AL1002ULADA Main Board, APS10A Mainboard, APS6A Mainboard, BPS10A Mainboard, BPS10A/230 Mainboard, BPS6A Mainboard, BPS6A/230 Mainboard, MIRBPS10A Mainboard, MIRBPS10A/230 Mainb [Edwards, Kidde] [VAC ] 2IDC, 76-600000-001 Main Board, 76-800xxx-xxx Main Board, 77-600000-901 Main Board, 84-732001-901 Main Board, APS10A Mainboard, APS6A Mainboard, BPS10A Mainboard, BPS10A/230 Mainboard, BPS6A Mainboard, BPS6A/230 Mainboard, EST1-2Z | [Edwards, Kidde] APS10A Mainboard, APS6A Mainboard, BPS10A Mainboard, BPS10A/230 Mainboard, BPS6A Mainboard, BPS6A/230 Mainboard, MIRBPS10A Mainboard, MIRBPS10A/230 Mainboard, MIRBPS6A Mainboard, MIRBPS6A/230 Mainboard
3baab471-a98e-4470-aa0d-337f729a8f03 | NFPA 170 HORN STROBE |  |  | North | Kidde |  | Horn/Strobe |  |  |  | Module | TRUE | WGAVRF | ++ | Outdoor rated horn-strobe, red, fire | 1 | [6 empty] | FALSE | [5 empty] | #FF0070C0 | FA-NFPA 170 HORN STROBE | 1 | FALSE | FALSE | FALSE | 2012 | [13 empty] | FALSE |  |  | WP |  |  | THOR\acont | 2024-12-19 13:51 | THOR\acont | 2024-12-19 13:57 | Cloned from Edwards WGAVRF | [Edwards, Kidde] [NAC] [VDC, TEMPORAL] WGAVRA, WGAVRF, WGAVRF-FR, WGAVRF-SP, WGAVRN, WGAVWA, WGAVWF, WGAVWF-FR, WGAVWF-SP, WGAVWN
fed7ab90-d906-467c-8967-3389818cf5aa | NFPA 170 SPEAKER CEILING |  |  | North | Potter |  | Speaker |  |  |  | Module | TRUE | FASPKR-R | + | Low Profile Speaker, Ceiling, Red | 1 | [6 empty] | FALSE | TRUE |  |  |  |  | #FF0070C0 | FA-NFPA 170 SPEAKER CEILING | 1 | FALSE | FALSE | FALSE | 2019 | [13 empty] | FALSE |  |  | C |  |  |  |  | THOR\acont | 2024-09-08 17:27 |  | [Gentex, Hochiki, Potter] [AUDIO 25v] [25V AUDIO] CSPKSTR-24AR (C), CSPKSTR-24AW (C), CSPKSTR-24BR (C), CSPKSTR-24BW (C), CSPKSTR-24GR (C), CSPKSTR-24GW (C), CSPKSTR-24RR (C), CSPKSTR-24RW (C), FASPKR-R (C), FASPKR-W (C), FASPKR-WR, FASPKR-WW, FASPK-WPR, [Gentex, Hochiki, Potter] [AUDIO 70.7v] [70V AUDIO] CSPKSTR-24AR (C), CSPKSTR-24AW (C), CSPKSTR-24BR (C), CSPKSTR-24BW (C), CSPKSTR-24GR (C), CSPKSTR-24GW (C), CSPKSTR-24RR (C), CSPKSTR-24RW (C), FASPKR-R (C), FASPKR-W (C), FASPKR-WR, FASPKR-WW, FASPK-WP
c18708ca-d063-4584-8a6c-33908f6e4a8d | CADGEN DOOR CONTACT |  |  | North | GRI |  | Door Contact |  |  |  | Module | TRUE | 4402-A | ++ | Aluminum Industrial Wide Gap Switch Set | 1 |  |  |  |  | 1.5 | [7 empty] | #FFFF0000 | FA-CADGEN DOOR CONTACT | 1 | FALSE | FALSE | FALSE | [17 empty] | REX |  |  | DESKTOP-7EIEB7A\acont | 2023-01-30 10:58 | THOR\acont | 2024-09-08 17:27 | Cloned from GRI 4402 | [GRI] [IDC] 01 [INPUT] 4400, 4400-A, 4402, 4402-A, 4405-A [GRI] [ACCESS CONTROL INPUT] [*] [INPUT] 4400, 4400-A, 4402, 4402-A, 4405-A
c5ef64de-a083-4ad6-a218-3390fdb590a7 | NFPA 170 ADDRESSABLE INPUT MONITOR MODULE |  |  | North | Secutron |  | Addressable Module |  |  |  | Module | TRUE | MRI-M502M | ++ | Zone Interface Module | 1 | 0.0003 | 0.0003 |  |  |  |  | FALSE | FALSE |  |  | 4.25"W x 4.65"H x 1.1"D |  | #FFFF0000 | FA-NFPA 170 ADDRESSABLE INPUT MONITOR MODULE | 1 | FALSE | FALSE | FALSE | 1000 | [13 empty] | FALSE | [5 empty] | DESKTOP-7EIEB7A\acont | 2023-06-24 20:18 | THOR\acont | 2024-09-08 17:27 | Cloned from Secutron MRI-M500DM CLONED CLONED CLONED CLONED CLONED | [Secutron] [SLC MODULES SENSORS] [*] [#1 SHARED ADDR ¦ MODULES] MRI-501MA, MRI-M500DM, MRI-M500M, MRI-M500R, MRI-M500S, MRI-M501M, MRI-M502M, MRM-800MP, MRM-802MP, MRM-810MPU, MRM-822MP [Secutron] [SLC MODULES] [*] [#3 TYPE ADDR ¦ MODULES] MRI-501MA, MRI-M500DM, MRI-M500M, MRI-M500R, MRI-M500S, MRI-M501M, MRI-M502M, MRM-800MP, MRM-802MP, MRM-810MPU, MRM-822MP [Secutron] [NAC] [AUX INPUT] MRI-M502M | [Secutron] MRI-M502M
224b7e81-65b0-40aa-9540-3394906c38a4 | NFPA 170 FIRE ALARM CONTROL UNIT | RISER FACP |  | North | Siemens |  | Fire Alarm Control Unit |  |  |  | Assembly | TRUE | XLS-250-CAB2-BD | 599-050597 | INCLUDES: (1) PMI-3, (1) PSC-12, (1) CC-5, (1) DLC, (1) ID-SP, (1) BCL (1) ZIC-4A, (1) CAB2-BD, (1) OD-LP | 1 | [12 empty] | #FFFF0000 | FA-NFPA 170 FIRE ALARM CONTROL UNIT | 1 | FALSE | FALSE | FALSE | 202 | [13 empty] | TRUE | [5 empty] | DESKTOP-7SAL8M7\acont | 2019-08-13 09:04 | THOR\acont | 2024-09-08 17:27
39e40aed-65c9-412b-b31d-3399a0123a9a | NFPA 170 DUCT SMOKE DETECTOR |  |  | North | Potter |  | Duct Smoke Detector |  |  |  | Module | TRUE | PAD300-DUCTR w/PAD300-DD | ++ | Analog Addressable Duct Detector W/ Relay | 1 | 0.0005 | 0.0005 |  |  |  |  | FALSE | TRUE |  |  |  |  | #FFFF0000 | FA-NFPA 170 DUCT SMOKE DETECTOR | 1 | FALSE | FALSE | FALSE | 1400 | [13 empty] | FALSE |  |  | R |  |  | DESKTOP-7EIEB7A\acont | 2023-01-20 07:18 | THOR\acont | 2024-09-08 17:27 | Cloned from Potter PAD100-DUCTR | [Potter] [SLC PAD] [*] [#2 SHARED ADDR ¦ SENSORS] PAD100-CD w/PAD100-4DB, PAD100-CD w/PAD100-6DB, PAD100-CD w/PAD100-IB, PAD100-CD w/PAD100-LFSB, PAD100-CD w/PAD100-RB, PAD100-CD w/PAD100-SB, PAD100-CD w/PAD100-SPKB, PAD100-DUCT (C), PAD100-DUCTR (C), PA [Potter] [AUX POWER] PAD300-DUCTR w/PAD300-DD (C) | [Potter] PAD100-DUCTR, PAD100-OROI, PAD100-RM, PAD200-DUCTR, PAD300-DUCTR w/PAD300-DD [Potter] PAD100-DUCTR, PAD200-DUCT, PAD200-DUCTR, PAD300-DUCTR w/PAD300-DD
db2c1be1-f1ed-4b47-9329-339b773a1d0e |  |  |  | North | Edwards |  | Cards & Components |  |  |  | Card | TRUE | 3-FIBA |  | Fiber Communication Card, Class A ***Existing*** | 1 | 0.105 | 0.11 |  |  |  |  | TRUE | [5 empty] | #FFFFFFFF |  |  | FALSE | FALSE | FALSE | [14 empty] | FALSE | [7 empty] | THOR\acont | 2024-10-09 10:48
2ebd7c50-c8b4-469b-b9c9-339c80d4e66b | NFPA 170 HORN |  |  | North | Kidde |  | Horn |  |  |  | Module | TRUE | WGARF-SP | ++ | Outdoor rated horn, red, fuego | 1 | [6 empty] | FALSE | [5 empty] | #FF0070C0 | FA-NFPA 170 HORN | 1 | FALSE | FALSE | FALSE | 2010 | [13 empty] | FALSE |  |  | WP |  |  | THOR\acont | 2024-12-19 13:51 | THOR\acont | 2024-12-19 13:57 | Cloned from Edwards WGARF-SP | [Edwards, Kidde] [NAC] [VDC, TEMPORAL] WGARA, WGARF, WGARF-FR, WGARF-SP, WGARN, WGAWA, WGAWF, WGAWF-FR, WGAWF-SP, WGAWN
820c9d2a-82bc-4b23-b509-339eb52736c2 |  |  |  | North | Gamewell FCI |  | Cards & Components |  |  |  | Card | TRUE | AM-50-25 | + | AM-50, 25VRMS audio output, 50 watt (1100-0456) | 1 | 0.086 | 2.206 |  |  |  |  | TRUE | [5 empty] | #FFFFFFFF |  |  | FALSE | FALSE | FALSE | [14 empty] | FALSE | [7 empty] | THOR\acont | 2024-10-09 10:48 |  |  | [Gamewell FCI] AM-50-25
2422ca50-b2d0-4a2a-8b6f-33a19f276b4d |  |  |  | North | Autocall |  | Cards & Components |  |  |  | Card | TRUE | A010-9915 |  | BACpac Ethernet Portal Module; requires A010-9918 RS-232 Module (no address required) | 1 | 0.123 | 0.123 |  |  |  |  | TRUE | [5 empty] | #FFFFFFFF |  |  | FALSE | FALSE | FALSE | [20 empty] | DESKTOP-7SAL8M7\acont | 2019-10-21 12:43 | THOR\acont | 2024-10-09 10:48
6749d287-bb2c-480f-9f86-33a3db735fe6 |  |  |  | North | Bosch | [5 empty] | Module | TRUE | D160 | * | TELEPHONE CORD 0000075391 | 1 | [12 empty] | #FFFFFFFF |  |  | FALSE | FALSE | FALSE | [20 empty] | DESKTOP-7EIEB7A\acont | 2021-08-13 06:25 | THOR\acont | 2024-10-09 10:48
6a85817f-82eb-42c3-9173-33a7a1043aea |  |  |  | North | Edwards |  | Cards & Components |  |  |  | Card | TRUE | 3-FIBMB2 |  | Fiber Card, /w adaptor card, ribbon cable, mtg bracket | 1 | 0.105 | 0.105 |  |  |  |  | TRUE | [5 empty] | #FFFFFFFF |  |  | FALSE | FALSE | FALSE | [14 empty] | FALSE | [7 empty] | THOR\acont | 2024-10-09 10:48
b720cae0-3688-45e8-b534-33a95a017b00 |  |  |  | North | Edwards |  | Hardware |  |  |  | Hardware | TRUE | 3-BATS |  | Battery Shelf for Single 65AH Cell | 1 | [12 empty] | #FFFFFFFF |  |  | FALSE | FALSE | FALSE | [22 empty] | THOR\acont | 2024-10-09 10:48
f93a3f70-733f-4ee5-abd6-33b00c531966 | NFPA 170 HORN STROBE |  |  | North | Edwards |  | Horn/Strobe |  |  |  | Module | TRUE | 2452THS-15/75-R | + | Temporal Horn-Strobe, 15/75cd, Red | 1 | [6 empty] | FALSE | [5 empty] | #FF0070C0 | FA-NFPA 170 HORN STROBE | 1 | FALSE | FALSE | FALSE | 2012 | [13 empty] | FALSE | [5 empty] | DESKTOP-7EIEB7A\acont | 2022-12-19 13:05 | THOR\acont | 2024-09-08 17:27 | Cloned from Edwards G4AVRF | [Edwards] [NAC] [VFWR, LOW DB] 2452THS-110-R, 2452THS-15/75-R [Edwards] [NAC] [VDC, LOW DB] 2452THS-110-R, 2452THS-15/75-R [Edwards] [NAC] [VDC, HIGH DB] 2452THS-110-R, 2452THS-15/75-R [Edwards] [NAC] [VFWR, HIGH DB] 2452THS-110-R, 2452THS-15/75-R
bbbcad52-e1f3-44d2-a7ca-33b2590bdb32 | NFPA 170 SPEAKER WALL |  |  | North | Edwards |  | Speaker |  |  |  | Module | TRUE | G4HFRF-S7 |  | 70V Speaker, Red, running man, FIRE | 1 | [6 empty] | FALSE | [5 empty] | #FF0070C0 | FA-NFPA 170 SPEAKER WALL | 1 | FALSE | FALSE | FALSE | 2021 | [13 empty] | FALSE | [7 empty] | THOR\acont | 2024-09-08 17:27 |  | [Edwards, Kidde] [AUDIO 70.7v] [70V AUDIO] G4F-S7, G4F-S7V1575, G4F-S7VM, G4HFRF-S7, G4HFRF-S7VMC, G4HFRN-S7, G4HFRN-S7VMC, G4HFWA-S7, G4HFWA-S7VMA, G4HFWA-S7VMC, G4HFWF-S7, G4HFWF-S7VMC, G4HFWN-S7, G4HFWN-S7VMA, G4HFWN-S7VMB, G4HFWN-S7VMC, G4RF-S7, G4RF
7f162de1-6ffd-44de-9640-33b274fdde82 | NFPA 170 MANUAL PULL |  |  | North | Edwards |  | Manual Station |  |  |  | Module | TRUE | 278B-2320 |  | Pull Stat, dble act, 2 stage, dble pole, lex, key, term | 1 | [6 empty] | FALSE | [5 empty] | #FFFF0000 | FA-NFPA 170 MANUAL PULL | 1 | FALSE | FALSE | FALSE | 957 | [13 empty] | FALSE | [7 empty] | THOR\acont | 2024-09-08 17:27 |  | [Edwards, Kidde, Monaco Enterprises] [IDC] 01 1534-1, 200-GAOF, 270A-DPO, 270A-SPO, 270-DOC, 270-DOC-B, 270-DOC-F, 270-DPO, 270-GAO, 270-GAOB, 270-GAO-DOC, 270-GAO-DOCF, 270P-DPO, 270P-SPO, 270-SPO, 270-SPOW, 270-SPOWB, 270-SPOWF, 271-KR1/SR/GS, 276A-REL
af698c68-4467-40b6-a06e-33cf3e1c3b47 |  |  |  | North | Potter | [5 empty] | Module | TRUE | PAD100-RB | + | Addressable Relay Base | 1 | 0.0002 | 0.0002 |  |  |  |  | FALSE | [5 empty] | #FFFFFFFF |  |  | FALSE | FALSE | FALSE | [14 empty] | FALSE | [7 empty] | THOR\acont | 2024-10-09 10:48
a79f6a82-8c71-4b94-84de-33d192bf0568 | NFPA 170 STROBE WALL |  |  | North | Potter |  | Strobe |  |  |  | Module | TRUE | CSLP-24A-WP |  | Strobe, Wall, Red, Amber, Outdoor, Low Profile | 1 | 0 | 0.164 |  |  |  |  | FALSE | FALSE |  |  |  |  | #FF0070C0 | FA-NFPA 170 STROBE WALL | 1 | FALSE | FALSE | FALSE | 2023 | [13 empty] | FALSE | [7 empty] | THOR\acont | 2024-09-08 17:27 |  | [Potter] [NAC] [UL MAX, HIGH DB] CS-24A-WP, CS-24WA-WP, CSLP-24A-WP, CSLP-24WA-WP
452a34d2-9222-4ebf-b7d3-33d4307edea7 |  |  |  | North | MIRCOM | [5 empty] | Module | TRUE | QMB-5000B | ++ | Audio Motherboard and Card Cage | 1 | [12 empty] | #FFFFFFFF |  |  | FALSE | FALSE | FALSE | [22 empty] | THOR\acont | 2024-10-09 10:48
2ced6cd0-e1e6-41c8-8a63-33d5acf1ad3f |  |  |  | North | Bosch | [5 empty] | Module | TRUE | LTC8557/60 | * | REMOTE 5000FT HOOKUP KEYBOARD KIT,120VAC 0000075586 | 1 | [12 empty] | #FFFFFFFF |  |  | FALSE | FALSE | FALSE | [20 empty] | DESKTOP-7EIEB7A\acont | 2021-08-13 06:25 | THOR\acont | 2024-10-09 10:48
f65a5a0d-e3e8-44e4-9b94-33d5e0e91428 | NFPA 170 STROBE WALL |  |  | North | Federal Signal |  | Strobe |  |  |  | Module | TRUE | WMXC-R-SB |  | Strobe, Wall Mount, 150 cd | 1 | [6 empty] | FALSE | [5 empty] | #FF0070C0 | FA-NFPA 170 STROBE WALL | 1 | FALSE | FALSE | FALSE | 2023 | [13 empty] | FALSE | [5 empty] | AULAPTOP-PC\Aulaptop | 2018-11-26 17:20 | THOR\acont | 2024-09-08 17:27 | Cloned from Federal Signal ASHH24 | [Federal Signal] [NAC] [24 VDC] WMXC-R-SB
0b40305f-3a6d-45ad-bd7c-33e59de2defa |  |  |  | North | Siemens | [5 empty] | Module | TRUE | PBF-1191A | 500-695082 | SHORT DISTANCE FILTER (5-8M) | 1 | [12 empty] | #FFFFFFFF |  |  | FALSE | FALSE | FALSE | [20 empty] | DESKTOP-7SAL8M7\acont | 2019-08-13 09:04 | THOR\acont | 2024-10-09 10:48
d9fe2f6e-21c5-4537-ac76-33f7feade0a5 | NFPA 170 HEAT DETECTOR |  |  | North | Monaco Enterprises |  | Heat Detector |  |  |  | Module | TRUE | 722-121-00 w/B200SR-LF-WH | + | DETECTOR,HEAT:135 F,FIXED,INTELLIGENT,LOW PROFILE,HEAD | 1 | 0.0003 | 0.0065 |  |  |  |  | FALSE | TRUE |  |  |  |  | #FFFF0000 | FA-NFPA 170 HEAT DETECTOR | 1 | FALSE | FALSE | FALSE | 1403 | [13 empty] | FALSE |  |  | 135°¦LF |  |  | DESKTOP-7SAL8M7\acont | 2020-02-23 09:24 | THOR\acont | 2024-09-08 17:27 | Cloned from MIRCOM MIX-5251B w/B200SR-LF | [MIRCOM, Monaco Enterprises] [AUX POWER] [24 VDC] 721-121-00 w/B200SR-LF-WH (C), 721-124-00 w/B200SR-LF-WH (C), 722-121-00 w/B200SR-LF-WH (C), 722-406-00 w/B200SR-LF-WH (C), 723-345-00 w/B200SR-LF-WH (C), 723-353-00 w/B200SR-LF-WH (C), 723-361-00 w/B200S [Monaco Enterprises] [SLC MODULES SENSORS] 01 [*] 708-026-01, 708-031-00, 721-121-00 w/B200SR-LF-WH (C), 721-121-00 w/B200SR-WH (C), 721-121-00 w/B210LP (C), 721-121-00 w/B224RB-WH (C), 721-121-00 w/B501 (C), 721-124-00 w/B200SR-LF-WH (C), 721-124-00 w/B [Monaco Enterprises] [SLC SENSORS] 01 [*] 721-121-00 w/B200SR-LF-WH (C), 721-121-00 w/B200SR-WH (C), 721-121-00 w/B210LP (C), 721-121-00 w/B224RB-WH (C), 721-121-00 w/B501 (C), 721-124-00 w/B200SR-LF-WH (C), 721-124-00 w/B200SR-WH (C), 721-124-00 w/B210L [Monaco Enterprises] [SLC SENSORS] 01 [*] 721-121-00 w/B200SR-LF-WH (C), 721-121-00 w/B200SR-WH (C), 721-121-00 w/B210LP (C), 721-121-00 w/B224RB-WH (C), 721-121-00 w/B501 (C), 721-124-00 w/B200SR-LF-WH (C), 721-124-00 w/B200SR-WH (C), 721-124-00 w/B210L [Monaco Enterprises] [SLC MODULES/SENSORS] 01 [*] 721-121-00 w/B200SR-LF-WH (C), 721-121-00 w/B200SR-WH (C), 721-121-00 w/B210LP (C), 721-121-00 w/B224RB-WH (C), 721-121-00 w/B501 (C), 721-124-00 w/B200SR-LF-WH (C), 721-124-00 w/B200SR-WH (C), 721-124-00
b8c61647-bd66-4748-a871-33fc9cbb5abc |  |  |  | North | Siemens | [5 empty] | Module | TRUE | UHW-CATB-01 | S54465-C73-A2 | UHW-CATB-01 -- UL/ULC HW Category B Computer - Windows 10 Professional, SNC Card for XNET connection, Management Station Utility | 1 | [12 empty] | #FFFFFFFF |  |  | FALSE | FALSE | FALSE | [20 empty] | DESKTOP-7SAL8M7\acont | 2019-08-13 09:04 | THOR\acont | 2024-10-09 10:48
400d44dc-bdec-4be9-ab07-3404a7ea38e1 | NFPA 170 SMOKE DETECTOR |  |  | North | System Sensor |  | Smoke Detector |  |  |  | Module | TRUE | BEAM200S | ++ | Beam Smoke Detector, Single-ended Reflected Type, integral sensitivity test | 1 | 0.002 | 0.0085 |  |  |  |  | FALSE | TRUE |  |  |  |  | #FFFF0000 | FA-NFPA 170 SMOKE DETECTOR | 1 | FALSE | FALSE | FALSE | 1408 | [13 empty] | FALSE |  |  | BT |  |  |  |  | THOR\acont | 2024-09-08 17:27 | 20191121 AC Detector without base | [Firelite, Macurco, Notifier, Silent Knight, System Sensor] [IDC] 01 [IDC 4-WIRE ++] 1251B (C), 1412B (C), 1424 (C), 2112/24AT (C), 2112/24S (C), 2112/24TS (C), 2112AITR (C), 2112ATR (C), 2112R (C), 2124AITR (C), 2124ATR (C), 2124R (C), 2151 w/B110RLP (C [Firelite, Macurco, Notifier, Silent Knight, System Sensor] [AUX POWER] [*] [AUX INPUT ++] 1251B (C), 1412B (C), 1424 (C), 2112/24AT (C), 2112/24S (C), 2112/24TS (C), 2112AITR (C), 2112ATR (C), 2112R (C), 2124AITR (C), 2124ATR (C), 2124R (C), 2151 w/B110
a7825c37-23a5-4941-8fd5-340ab7ae6300 |  |  |  | North | Siemens | [5 empty] | Module | TRUE | MOM-2 | 500-892766 | EXPANSION CARDCAGE (2 SLOTS) | 1 | [12 empty] | #FFFFFFFF |  |  | FALSE | FALSE | FALSE | [20 empty] | DESKTOP-7SAL8M7\acont | 2019-08-13 09:04 | THOR\acont | 2024-10-09 10:48
63cc1c32-4507-49ab-a98e-34157c53b92c |  |  |  | North | Silent Knight |  | Cards & Components |  |  |  | Card | TRUE | SK-PS10 Main Board | ++ | Main Board | 1 | 0.156 | 0.185 | 10 |  |  |  | TRUE | FALSE |  |  |  |  | #FFFFFFFF |  |  | FALSE | FALSE | FALSE | [14 empty] | FALSE | [5 empty] | DESKTOP-7EIEB7A\acont | 2021-06-30 11:05 | THOR\acont | 2024-10-09 10:48 | Cloned from Gamewell FCI HPF-PS10 MAIN BOARD | [Farenhyt, Silent Knight, Stanley Security Solutions] [VAC ] 5104B Main Board, 5204 Main Board, 5207 Main Board, 5208 Main Board, 5495 Main Board, 5496 Main Board, 5499 Main Board, 5600 Main Board, 5700 Main Board, 5808 Main Board, 5820XL Main Board, 588 [Silent Knight] [IDC] [#2 TROUBLE] 5104B Main Board, 5204 Main Board, 5207 Main Board, 5208 Main Board, 5495 Main Board, 5600 Main Board, 5700 Main Board, 5808 Main Board, 5820XL Main Board, 5895XL Main Board, 6700 Main Board, 6808 Main Board, 6820 Main [Silent Knight] [NAC Trigger] [#2] SK-PS10 Main Board, SK-PS6 Main Board [Silent Knight] [NAC Trigger] [ALL DEVICES ++] SK-PS10 Main Board, SK-PS6 Main Board | [Silent Knight] SK-PS10 Main Board [Silent Knight] SK-PS10 Main Board
5e887199-1c21-4e4a-b6f6-34180251b78b | NFPA 170 WIRELESS CONTROL UNIT |  |  | North | Farenhyt |  | Wireless Control Unit |  |  |  | Module | TRUE | WAV-CWL | + | Wireless AV base, ceiling, white | 1 | [6 empty] | FALSE | [5 empty] | #FFFF0000 | FA-NFPA 170 WIRELESS CONTROL UNIT | 1 | FALSE | FALSE | FALSE | [14 empty] | FALSE |  |  | WAV-CWL |  |  | DESKTOP-7SAL8M7\acont | 2019-07-13 12:24 | THOR\acont | 2024-09-08 17:27 | Cloned from Silent Knight WAV-CWL | [Farenhyt] [SLC IDP MODULES] [*] [#3 TYPE ADDR ¦ MODULES] CO1224TR w/ IDP-MINIMON, CO1224TR w/ IDP-MONITOR, Hood System/IDP-MINIMON, IDP-CONTROL, IDP-CONTROL-6, IDP-MINIMON, IDP-MON-10, IDP-MONITOR, IDP-MONITOR-2, IDP-PULL-DA, IDP-PULL-SA, IDP-RELAY, IDP [Farenhyt, Firelite, Gamewell FCI, Notifier, Silent Knight, System Sensor] [SWIFT MESH DEVICES] 01 HRL-LF w/ WAV-RL, HWL-LF w/ WAV-WL, P2RL w/WAV-RL, P2RLED w/WAV-RL, P2RL-LF w/ WAV-RL, P2WL w/ WAV-WL, P2WLED w/ WAV-WL, P2WL-LF w/ WAV-WL, SRL w/ WAV-RL, [Farenhyt, Firelite, Gamewell FCI, Notifier, Silent Knight] [SWIFT MESH DEVICES] 03 WAV-CRL, WAV-CWL, WAV-RL, WAV-WL [Farenhyt, Silent Knight] [SLC MODULES SENSORS] [*] [#1 SHARED ADDR ¦ MODULES] HFS-MM, Hood System/IDP-MINIMON, IDP-CONTROL, IDP-CONTROL-6, IDP-MINIMON, IDP-MON-10, IDP-MONITOR, IDP-MONITOR-2, IDP-PULL-DA, IDP-PULL-SA, IDP-RELAY, IDP-RELAY-6, IDP-RELAYMO | [Farenhyt, Firelite, Gamewell FCI, Notifier, Silent Knight] WAV-CRL, WAV-CWL, WAV-RL, WAV-WL
735d0f05-b32b-4c63-aaa8-3419e61a50bb | NFPA 170 ADDRESSABLE INPUT MONITOR MODULE |  |  | North | Notifier |  | Addressable Module |  |  |  | Module | TRUE | FMM-4-20 | ++ | Analog Input Module | 1 | 0.0007 | 0.006 |  |  |  |  | FALSE | FALSE |  |  |  |  | #FFFF0000 | FA-NFPA 170 ADDRESSABLE INPUT MONITOR MODULE | 1 | FALSE | FALSE | FALSE | 1000 | [13 empty] | FALSE | [7 empty] | THOR\acont | 2024-09-08 17:27 |  | [Honeywell, Notifier, System Sensor] [SLC MODULES] [*] [#3 TYPE ADDR ¦ MODULES] 30-3013 w/FMM-101, Q3013D, ACM-8R, ACPS-610, AMPS-24, AMPS-24E, EM-1M, EM-1MI, EM-1MM, EM-1MMI, EM-1R, EM-1RI, EM-1SR, EM-1SRI, FCM-1, FCM-1-REL, FD7044 MM-101, FDM-1, FDRM-1 [Notifier] [4–20mA] [4–20 mA] FMM-4-20 [Honeywell, Notifier, System Sensor] [SLC MODULES SENSORS] [*] [#1 SHARED ADDR ¦ MODULES] 30-3013 w/FMM-101, Q3013D, ACM-8R, ACPS-610, AMPS-24, AMPS-24E, EM-1M, EM-1MI, EM-1MM, EM-1MMI, EM-1R, EM-1RI, EM-1SR, EM-1SRI, FCM-1, FCM-1-REL, FD7044 MM-101, FDM
e7d7d8e1-2cbf-433d-8443-341aa53cd883 |  |  |  | North | Farenhyt |  | Cards & Components |  |  |  | Card | TRUE | IFP-75 Main Board | ++ | Main Board | 1 | 0.165 | 0.31 | 2.5 |  | 24 |  | TRUE | [5 empty] | #FFFFFFFF |  |  | FALSE | FALSE | FALSE | [14 empty] | FALSE | [5 empty] | DESKTOP-7EIEB7A\acont | 2022-08-16 10:40 | THOR\acont | 2024-10-09 10:48 | Cloned from Farenhyt IFP-50 Main Board | [Farenhyt] [IDC] [#3 SUPERVISORY] IFP/RPS-2000 Main Board, IFP/RPS-2100 Main Board, IFP-100 Main Board, IFP-1000 Main Board, IFP-300 Main Board, IFP-300ECS Main Board, IFP-50 Main Board, IFP-75 Main Board [Farenhyt, Silent Knight, Stanley Security Solutions] [VAC ] 5104B Main Board, 5204 Main Board, 5207 Main Board, 5208 Main Board, 5495 Main Board, 5496 Main Board, 5499 Main Board, 5600 Main Board, 5700 Main Board, 5808 Main Board, 5820XL Main Board, 588 [Farenhyt] [IDC] [#2 TROUBLE] IFP/RPS-2000 Main Board, IFP/RPS-2100 Main Board, IFP-100 Main Board, IFP-1000 Main Board, IFP-300 Main Board, IFP-300ECS Main Board, IFP-50 Main Board, IFP-75 Main Board, RPS-1000 Main Board [Farenhyt] [IDC] [#1 ALARM] IFP/RPS-2000 Main Board, IFP/RPS-2100 Main Board, IFP-100 Main Board, IFP-1000 Main Board, IFP-300 Main Board, IFP-300ECS Main Board, IFP-50 Main Board, IFP-75 Main Board, RPS-1000 Main Board | [Farenhyt] IFP-75 Main Board
f2436b02-d138-4894-b29b-341d081f2fe7 |  |  |  | North | Bosch | [5 empty] | Module | TRUE | VGA-ROOF-MOUNT | * | AutoDome Roof Parapet Mount without Pipe 0000075528 | 1 | [12 empty] | #FFFFFFFF |  |  | FALSE | FALSE | FALSE | [20 empty] | DESKTOP-7EIEB7A\acont | 2021-08-13 06:25 | THOR\acont | 2024-10-09 10:48
c7005b40-d9c8-438b-8da1-341e2ee887b8 |  |  |  | North | Firelite |  | Cards & Components |  |  |  | Card | TRUE | B200SR-LF-WH | + | Standard sounder base (compatible with B501BH series) | 1 | 0.0005 | 0.125 |  |  |  |  | TRUE | FALSE |  |  |  |  | #FFFFFFFF |  |  | FALSE | FALSE | FALSE | [14 empty] | FALSE | [5 empty] | DESKTOP-7SAL8M7\acont | 2019-02-18 15:20 | THOR\acont | 2024-10-09 10:48 | Cloned from Firelite B200SR
13c7efd2-31ab-4c64-b338-341e5a9bb9cf | NFPA 170 SURGE SUPPRESSOR |  |  | North | Ditek |  | Surge Supressor |  |  |  | Module | TRUE | DTK-1F | 120V Circuit Protection | Single Outlet Surge Protector-120V | 1 | 0 | 0 |  |  |  |  | TRUE |  | As Indicated on Prints - Field Verify |  | 2 7⁄16" W x 1 ⅜" D x 1 1⁄16" H |  | #FFFF0000 | FA-NFPA 170 SURGE SUPPRESSOR | 1 | FALSE | FALSE | FALSE | [17 empty] | 120v |  |  | MARKSOFFICEDESK\cadus | 2022-07-05 15:50 | THOR\acont | 2024-09-08 17:27 | Cloned from Ditek DTK-120HW | [Ditek, Monaco Enterprises, WBOX] [SURGE PROTECTION] [ALL DEVICES ++] 0E-SPROACHW, 210-524-00, DTK-120HW, DTK-120HWLOK, DTK-120HW-SS, DTK-120SRD, DTK-120X12, DTK-1F, DTK-1FF, DTK-2MHLP24B, DTK-2MHLP24B w/DTK-2MB, DTK-2MHLP24B w/DTK-3MB, DTK-2MHLP24B w/DT [Ditek, Monaco Enterprises, Spectronix, WBOX] [VAC ] [VAC] 0E-SPROACHW, 210-524-00, DTK-120HW, DTK-120HWLOK, DTK-120HW-SS, DTK-1F, DTK-1FF, SA400 Main Board | [Ditek, EDCO, Monaco Enterprises, Space Age Electronics, WBOX] 0E-SPROACHW, 210-524-00, DTK-120HW, DTK-120HWLOK, DTK-120HW-SS, DTK-120SRD, DTK-120X12, DTK-1F, DTK-1FF, DTK-DF120S1, E120V-GT, FAS120AC, T120-DG w/Snap Track
bb630410-3d38-494a-b0fb-34200453da2a |  |  |  | North | Autocall |  | Hardware |  |  |  | Hardware | TRUE | 2975-9022 | + | Cast aluminum surface mount box, red | 1 | 0 | 0 |  |  |  |  | TRUE | [5 empty] | #FFFFFFFF |  |  | FALSE | FALSE | FALSE | [20 empty] | DESKTOP-7EIEB7A\acont | 2022-02-21 12:49 | THOR\acont | 2024-10-09 10:48 | Cloned from Simplex 2975-9022
04bcd3ef-fba9-4f9b-b2da-3421c5a0d0d8 |  |  |  | North | Edwards |  | Hardware |  |  |  | Hardware | TRUE | FW-22LCDWTS |  | 22" Monitor, /w T Scrn,W Format, Blk, 1680x1050 | 1 | [6 empty] | FALSE | [5 empty] | #FFFFFFFF |  |  | FALSE | FALSE | FALSE | [14 empty] | FALSE | [7 empty] | THOR\acont | 2024-10-09 10:48
fa358538-3dd9-4a78-a666-34233a951739 | INTERCOM MASTER |  |  | North | Aiphone |  | Data Telecom |  |  |  | Module | TRUE | LEF-3 |  | Intercom Master | 1 | [6 empty] | TRUE | [5 empty] | #FFFF0000 | FA-INTERCOM MASTER | 1 | FALSE | FALSE | FALSE | [20 empty] | XPS-17-9710\August | 2024-04-04 05:36 | THOR\acont | 2024-09-08 17:27 | Cloned from Aiphone LEF-10 CLONED
3450c5a9-cf94-43e2-a8b7-3425ea7d8f17 | NFPA 170 ADDRESSABLE INPUT MONITOR MODULE |  |  | North | Ansul |  | Addressable Module |  |  |  | Module | TRUE | 4090-9051 | + | Supervised IAM, encapsulated with wire leads | 1 | 0.0008 | 0.001 |  |  |  |  | TRUE |  |  | Single gang electrical box 2-1/2" (64mm) minimum depth (supplied by others) |  |  | #FFFF0000 | FA-NFPA 170 ADDRESSABLE INPUT MONITOR MODULE | 1 | FALSE | FALSE | FALSE | 1000 |  |  |  |  | 864 | [11 empty] | E |  |  | DESKTOP-7EIEB7A\acont | 2021-06-17 08:50 | THOR\acont | 2024-09-08 17:27 | Cloned from AutoCall A4090-9051 | [Ansul] [IDNet] 4090-9002, 4090-9006, 4090-9007, 4090-9051, 4090-9119, 4098-9714 w/4098-9793 (C) | [Ansul] 4090-9051 [Ansul] 4090-9051
fd460462-310a-4710-9cb0-342a4bc85fed | NFPA 170 SMOKE DETECTOR |  |  | North | Apollo |  | Smoke Detector |  |  |  | Module | TRUE | SA5050-250 w/SA5300-806 | XXX | XP95A Smoke Detector W/ SA5300-806 Soteria UL Sounder Base LF - 6” | 1 | 0.00034 | 0.004 |  |  |  |  | TRUE | [5 empty] | #FFFF0000 | FA-NFPA 170 SMOKE DETECTOR | 1 | FALSE | FALSE | [18 empty] | LF |  |  | XPS-17-9710\August | 2024-12-14 09:47 | XPS-17-9710\August | 2024-12-14 10:30 | Cloned from Apollo SA5050-250 w/SA5300-805 | [Apollo] [SLC APOLLO MODULES SENSORS] [#1 SHARED ADDR ¦ ALL] SA5150-650ADV w/SA5000-230ADV (C), SA5150-750ADV w/SA5000-210ADV (C), SA5050- 350 w/SA5300-802 , SA5050-250 w/SA5000-210, SA5050-250 w/SA5000-230 , SA5050-250 w/SA5300-800 , SA5050-250 w/ [Apollo] [NAC] [HIGH DB] 45681-805 (C), 55000-650 w/45681-805 (C), 55000-650 w/SA5300-805 (C), 55000-650 w/SA5300-806 (C), SA5050-250 w/SA5300-805 , SA5050-250 w/SA5300-806 , SA5050-350 w/SA5300-805 , SA5050-350 w/SA5300-806 [Apollo] [NAC] [LOW DB] 45681-805 (C), 55000-650 w/45681-805 (C), 55000-650 w/SA5300-805 (C), 55000-650 w/SA5300-806 (C), SA5050-250 w/SA5300-805 , SA5050-250 w/SA5300-806 , SA5050-350 w/SA5300-805 , SA5050-350 w/SA5300-806 [Apollo] [NAC] [LOW DB] 45681-805 (C), 55000-650 w/45681-805 (C), 55000-650 w/SA5300-805 (C), 55000-650 w/SA5300-806 (C), SA5050-250 w/SA5300-805 , SA5050-250 w/SA5300-806 , SA5050-350 w/SA5300-805 , SA5050-350 w/SA5300-806 [Apollo] [AUX POWER] [LOW DB] 45681-805 (C), 55000-650 w/45681-805 (C), 55000-650 w/SA5300-805 (C), 55000-650 w/SA5300-806 (C), SA5050-250 w/SA5300-805 , SA5050-250 w/SA5300-806 , SA5050-350 w/SA5300-805 , SA5050-350 w/SA5300-806 [Apollo] [AUX POWER] [HIGH DB] 45681-805 (C), 55000-650 w/45681-805 (C), 55000-650 w/SA5300-805 (C), 55000-650 w/SA5300-806 (C), SA5050-250 w/SA5300-805 , SA5050-250 w/SA5300-806 , SA5050-350 w/SA5300-805 , SA5050-350 w/SA5300-806
495292be-a4f8-42f7-88aa-343061becd62 | FA-FIRE-BACKFLOW |  |  | East | N/A |  | Sprinkler Component |  |  |  | Module | TRUE | FURNISHED BY OTHERS |  | BACKFLOW VALVE | 1 | [6 empty] | FALSE | FALSE | PROVIDED BY SPRINKLER CONTRACTOR |  | PROVIDED BY OTHERS |  | #FFFF0000 | FA-FA-FIRE-BACKFLOW | 1 | FALSE | FALSE | FALSE | [14 empty] | FALSE | [5 empty] | DESKTOP-7EIEB7A\acont | 2022-02-02 10:55 | THOR\acont | 2024-09-08 17:27 | Cloned from Generic BACKFLOW VALVE | [Det-Tronics, Generic, Macurco, N/A, STI] [IDC] 01 30-3013, AIR PRESSURE SWITCH, AIR PRESSURE SWITCH HIGH/LOW, BACKFLOW VALVE, CM-12, CONTACT DEVICE, DUCT DETECTOR (C), Fire Suppression Control Unit (FSCU), FURNISHED BY OTHERS, FURNISHED BY OTHERS, FURNI
6bcf56f5-72ce-4c4a-97e1-3432ae3a9662 | NFPA 170 SPEAKER STROBE |  |  | North | System Sensor |  | Speaker/Strobe |  |  |  | Module | TRUE | SPSR | + | Speaker/Strobe Wall Mount, Red | 1 | 0 | 0.017 |  |  |  |  | FALSE | [5 empty] | #FF0070C0 | FA-NFPA 170 SPEAKER STROBE | 1 | FALSE | FALSE | FALSE | 2019 | [13 empty] | FALSE | [5 empty] | DESKTOP-QGO6JOK\acont | 2021-08-04 10:23 | THOR\acont | 2024-09-08 17:27 | Cloned from System Sensor SPSRL | [System Sensor] [NAC] [VDC] SPSR, SPSW, SR, SW [BluePoint, System Sensor] [AUDIO 25v] [25V AUDIO] BP04-111LP, BP04-A111LP, SPRL, SPSR, SPSRL, SPSRL-P, SPSRL-SP, SPSW, SPSWL, SPSWL-ALERT, SPSWL-CLR-ALERT, SPSWL-P, SPWL [System Sensor] [NAC] [VFWR] SPSR, SPSW, SR, SW [BluePoint, System Sensor] [AUDIO 70.7v] [70V AUDIO] BP04-111LP, BP04-A111LP, SPRL, SPSR, SPSRL, SPSRL-P, SPSRL-SP, SPSW, SPSWL, SPSWL-ALERT, SPSWL-CLR-ALERT, SPSWL-P, SPWL
686a4374-df07-4aee-9e84-343f6958297b | NFPA 170 MANUAL PULL |  |  | North | Apollo |  | Manual Station |  |  |  | Module | FALSE | SA5900-905APO | ++ | Intelligent Manual Call Point, Blue | 1 | 0.0001 | 0.004 |  |  |  |  | FALSE | TRUE |  |  |  |  | #FFFF0000 | FA-NFPA 170 MANUAL PULL | 1 | FALSE | FALSE | FALSE | 1408 | [13 empty] | FALSE | [5 empty] | DESKTOP-7EIEB7A\acont | 2023-02-13 09:26 | THOR\acont | 2024-09-08 17:27 | Cloned from Apollo SA5900-908APO CLONED CLONED | [Apollo] [SLC APOLLO MODULES/SENSORS] [*] [#1] 45681-800 (C), 45681-805 (C), 55000-001 (C), 55000-002 (C), 55000-005 (C), 55000-006 (C), 55000-009 (C), 55000-010 (C), 55000-450 w/45681-210UL (C), 55000-450 w/45681-225APO (C), 55000-450 w/45681-250USA (C) [Advanced, Apollo] [SLC APOLLO MODULES SENSORS] [*] [#1 SHARED ADDR ¦ MODULES] 45681-800 (C), 45681-805 (C), 55000-001 (C), 55000-002 (C), 55000-005 (C), 55000-006 (C), 55000-009 (C), 55000-010 (C), 55000-765 (C), 55000-790ADV, 55000-805ADV, 55000-806ADV
c228c181-9692-4b62-a485-3441f82e5147 | NFPA 170 ADDRESSABLE INPUT MONITOR MODULE |  |  | North | Gamewell FCI |  | Addressable Module |  |  |  | Module | TRUE | AMM-2RIF |  | Addressable Monitor/Relay Module | 2 | 0.0003 | 0.0003 |  |  |  |  | FALSE | FALSE |  |  |  |  | #FFFF0000 | FA-NFPA 170 ADDRESSABLE INPUT MONITOR MODULE | 1 | FALSE | FALSE | FALSE | 1000 | [13 empty] | FALSE | [7 empty] | THOR\acont | 2024-09-08 17:27 |  | [Gamewell FCI] [SLC MODULES] [*] [#3 TYPE ADDR ¦ MODULES] AMM-2F, AMM-2IF, AMM-2RF, AMM-2RIF, AMM-4F, AMM-4SF, AOM-2RF, AOM-2SF, AOM-TELF, MMI-10F, MMI-6SF, MMO-6RF, MMO-6SF, MS-7AF, MS-7ASF, MS-7S w/AMM-2F, MS-WS w/AMM-2F, TC81021000, VW-GATE, WAM-MM, W [Gamewell FCI] [SLC MODULES SENSORS] [*] [#1 SHARED ADDR ¦ MODULES] AMM-2F, AMM-2IF, AMM-2RF, AMM-2RIF, AMM-4F, AMM-4SF, AOM-2RF, AOM-2SF, AOM-TELF, MMI-10F, MMI-6SF, MMO-6RF, MMO-6SF, MS-7AF, MS-7ASF, MS-7S w/AMM-2F, MS-WS w/AMM-2F, TC81021000, VW-DIS-D [Gamewell FCI] [SLC MODULES] [#02 ++] AMM-2IF, AMM-2RIF, AOM-2RF, MMI-10F, MMI-6SF, MMO-6RF, MMO-6SF, VW-GATE [Gamewell FCI] [SLC MODULES/SENSORS] [#02 ++] AMM-2IF, AMM-2RIF, AOM-2RF, MMI-10F, MMI-6SF, MMO-6RF, MMO-6SF, VW-GATE | [Gamewell FCI] AMM-2F, AMM-2IF, AMM-2RF, AMM-4F, AMM-4SF, PID-95, PID-95P [Gamewell FCI] AMM-2RIF
e81fd2fa-4428-4850-879f-3450041306bf | NFPA 170 SPEAKER STROBE |  |  | North | Eaton Wheelock |  | Speaker/Strobe |  |  |  | Module | TRUE | ELSPSTR-AL | + | WALL SPEAKER STROBE, RED, ALERT | 1 | [6 empty] | TRUE | [5 empty] | #FF0070C0 | FA-NFPA 170 SPEAKER STROBE | 1 | FALSE | FALSE | FALSE | 2020 | [19 empty] | DESKTOP-7EIEB7A\acont | 2021-04-29 07:23 | THOR\acont | 2024-09-08 17:27 | Cloned from Eaton Wheelock ELSPSTR | [Eaton Wheelock] [NAC] [24VFWR] ELSPSTR, ELSPSTR-AL, ELSPSTR-M, ELSPSTR-N, ELSPSTW, ELSPSTW-AL, ELSPSTW-M, ELSPSTW-N [Concealite, Eaton Wheelock] [AUDIO 70.7v] [70V AUDIO] ELSPKR, ELSPKR-AL, ELSPKRC (C), ELSPKRC-AL (C), ELSPKRC-N (C), ELSPKR-N, ELSPKW, ELSPKW-AL, ELSPKWC (C), ELSPKWC-AL (C), ELSPKWC-N (C), ELSPKW-N, ELSPSTR, ELSPSTR-AL, ELSPSTRC (C), ELSPSTRC-AL (C), E [Eaton Wheelock] [NAC] [24VDC] ELSPSTR, ELSPSTR-AL, ELSPSTR-M, ELSPSTR-N, ELSPSTW, ELSPSTW-AL, ELSPSTW-M, ELSPSTW-N [Concealite, Eaton Wheelock] [AUDIO 25v] [25V AUDIO] ELSPKR, ELSPKR-AL, ELSPKRC (C), ELSPKRC-AL (C), ELSPKRC-N (C), ELSPKR-N, ELSPKW, ELSPKW-AL, ELSPKWC (C), ELSPKWC-AL (C), ELSPKWC-N (C), ELSPKW-N, ELSPSTR, ELSPSTR-AL, ELSPSTRC (C), ELSPSTRC-AL (C), ELS
0ef3b874-5cb7-4375-a596-3452d0376ea3 | NFPA 170 HEAT DETECTOR |  |  | North | Hochiki |  | Heat Detector |  |  |  | Module | TRUE | DCD-190 w/HSC-221L LATCHING LED BASE | DCD-190 w/HSC-221L LATCHING LED BASE | HEAT DETECTOR w/ LATCHING LED BASE | 1 |  | 0.191 |  |  |  |  | TRUE | TRUE |  | *Refer to Install Sheet |  |  | #FFFF0000 | FA-NFPA 170 HEAT DETECTOR | 1 | FALSE | FALSE | FALSE | 1403 | [16 empty] | L |  |  | DESKTOP-0D6CQVA\lousc | 2019-10-12 07:53 | THOR\acont | 2024-09-08 17:27 | Cloned from Hochiki DCD-135 w/HSC-221L LATCHING LED BASE | [Hochiki] [IDC] 01 [IDC] DCD-135 w/HSC-220L LATCHING LED BASE (C), DCD-135 w/HSC-220R - 2 WIRE RELAY BASE (C), DCD-135 w/HSC-221L LATCHING LED BASE (C), DCD-135 w/HSC-221R - 2 WIRE RELAY BASE (C), DCD-135 w/HSC-224L LATCHING LED BASE (C), DCD-135 w
432dec81-7d40-4c91-add2-3456ea0ca716 | NFPA 170 STROBE WALL |  |  | North | Eaton Wheelock |  | Strobe |  |  |  | Module | TRUE | ELSTR-A | + | WALL STROBE, RED, AGENT | 1 | [6 empty] | TRUE | [5 empty] | #FF0070C0 | FA-NFPA 170 STROBE WALL | 1 | FALSE | FALSE | FALSE | 2020 | [19 empty] | DESKTOP-7EIEB7A\acont | 2021-04-29 09:41 | THOR\acont | 2024-09-08 17:27 | Cloned from Eaton Wheelock ELSTR | [Eaton Wheelock] [NAC] [24VDC] ELSTR, ELSTR-A, ELSTR-AL, ELSTR-ALA, ELSTR-N, ELSTR-NA, ELSTW, ELSTW-A, ELSTW-AL, ELSTW-ALA, ELSTW-EV, ELSTW-N, ELSTW-NA, STR, STW
bce4d108-81ec-4401-b0ee-3459ac84c3e4 |  |  |  | North | Monaco Enterprises |  | Cards & Components |  |  |  | Card | TRUE | 404-106-00 MAIN BOARD | + |  | 1 | 0.09 | 0.175 |  |  |  |  | TRUE | [5 empty] | #FFFFFFFF |  |  | FALSE | FALSE | FALSE | [20 empty] | DESKTOP-7SAL8M7\acont | 2020-05-20 08:00 | THOR\acont | 2024-10-09 10:48 | Cloned from Monaco Enterprises 404-126-00 MAIN BOARD |  | [Monaco Enterprises] 404-106-00 MAIN BOARD
b8df30b3-3baf-4d9f-9cf6-345d864433c2 | NFPA 170 SPEAKER STROBE CEILING |  |  | North | Eaton Wheelock |  | Speaker/Strobe |  |  |  | Module | TRUE | ELSPSTWC | + | CEILING SPEAKER STROBE, WHITE, FIRE | 1 | [6 empty] | TRUE | TRUE |  |  |  |  | #FF0070C0 | FA-NFPA 170 SPEAKER STROBE CEILING | 1 | FALSE | FALSE | FALSE | 2020 | [19 empty] | DESKTOP-7EIEB7A\acont | 2021-04-29 07:57 | THOR\acont | 2024-09-08 17:27 | Cloned from Eaton Wheelock ELSPSTW | [Eaton Wheelock] [NAC] [24VFWR] ELSPSTRC (C), ELSPSTRC-AL (C), ELSPSTWC (C), ELSPSTWC-AL (C) [Concealite, Eaton Wheelock] [AUDIO 25v] [25V AUDIO] ELSPKR, ELSPKR-AL, ELSPKRC (C), ELSPKRC-AL (C), ELSPKRC-N (C), ELSPKR-N, ELSPKW, ELSPKW-AL, ELSPKWC (C), ELSPKWC-AL (C), ELSPKWC-N (C), ELSPKW-N, ELSPSTR, ELSPSTR-AL, ELSPSTRC (C), ELSPSTRC-AL (C), ELS [Concealite, Eaton Wheelock] [AUDIO 70.7v] [70V AUDIO] ELSPKR, ELSPKR-AL, ELSPKRC (C), ELSPKRC-AL (C), ELSPKRC-N (C), ELSPKR-N, ELSPKW, ELSPKW-AL, ELSPKWC (C), ELSPKWC-AL (C), ELSPKWC-N (C), ELSPKW-N, ELSPSTR, ELSPSTR-AL, ELSPSTRC (C), ELSPSTRC-AL (C), E [Eaton Wheelock] [NAC] [24VDC] ELSPSTRC (C), ELSPSTRC-AL (C), ELSPSTWC (C), ELSPSTWC-AL (C)
3cbfc0a0-44b3-4fbc-bfbe-3467e9545dda | NFPA 170 REMOTE ANNUNCIATOR | RISER ANNUNCIATOR |  | North | Siemens |  | Remote Annunciator |  |  |  | Assembly | TRUE | FT2008-U1 | S54400-A143-A1++ | 16 ZONE TABULAR ANNUNC.(BL) | 1 | 0.025 | 0.065 |  |  |  |  | FALSE | [5 empty] | #FFFF0000 | FA-NFPA 170 REMOTE ANNUNCIATOR | 1 | FALSE | FALSE | FALSE | 255 | [13 empty] | FALSE | [5 empty] | DESKTOP-7SAL8M7\acont | 2018-09-07 11:26 | THOR\acont | 2024-09-08 17:27 |  | [Siemens] [RS-485] FT2008-U1, FT2009-U1 [Siemens] [AUX POWER] FT2008-U1, FT2009-U1
84f970ae-63d2-470e-a41b-346b9baf7711 | NFPA 170 ADDRESSABLE OUTPUT MODULE |  |  | North | MIRCOM |  | Addressable Control/Relay |  |  |  | Module | TRUE | MIX-M500S | + | Supervised Control Module | 1 | 0.0004 | 0.0055 |  |  |  |  | FALSE | [5 empty] | #FFFF0000 | FA-NFPA 170 ADDRESSABLE OUTPUT MODULE | 1 | FALSE | FALSE | FALSE | 1100 | [13 empty] | FALSE |  |  | CM |  |  |  |  | THOR\acont | 2024-09-08 17:27 |  | [MIRCOM] [SLC MODULES] [*] [#3 TYPE ADDR ¦ MODULES] CR-6, CZ-6, IM-10, MIX-100P, MIX-100R, MIX-100S, MIX-101P, MIX-4040, MIX-4040M, MIX-4041, MIX-4045, MIX-4045-M, MIX-4046, MIX-M500DM, MIX-M500DMAP, MIX-M500FP, MIX-M500M, MIX-M500MAP, MIX-M500R, MIX-M50 [MIRCOM] [SLC MODULES SENSORS] [*] [#1 SHARED ADDR ¦ MODULES] CR-6, CZ-6, IM-10, MIX-100P, MIX-100R, MIX-100S, MIX-100X, MIX-101P, MIX-4040, MIX-4040M, MIX-4041, MIX-4045, MIX-4045-M, MIX-4046, MIX-M500DM, MIX-M500DMAP, MIX-M500FP, MIX-M500M, MIX-M500MAP | [MIRCOM, Monaco Enterprises, System Sensor] 729-158-00, 729-225-00, M500S, MIX-M500FP, MIX-M500S
7d6ebafd-0e00-43fd-9e7e-347061bc47dd | NFPA 170 CELL COMM | RISER CELL COMM |  | North | Honeywell |  | Cards & Components |  |  |  | Card | TRUE | CCM-VZ-HON | + | LTE Cellular Communication Module, includes Verizon SIM card and service | 1 | 0.083333 | 0.083333 |  |  | 5 |  | TRUE | [5 empty] | #FFFF0000 | FA-NFPA 170 CELL COMM | 1 | FALSE | FALSE | FALSE | 250 | [13 empty] | FALSE | [5 empty] | DESKTOP-7EIEB7A\acont | 2022-07-20 07:18 | THOR\acont | 2024-09-08 17:27 | Cloned from Honeywell CCM-ATT-HON
bd01bfdc-a7c2-4194-98df-3476087d1823 | NFPA 170 HORN STROBE |  |  | North | Eaton Wheelock |  | Horn/Strobe |  |  |  | Module | TRUE | LHSW3-AL |  | HRN/ST,WALL,WHT,ALERT | 1 | [12 empty] | #FF0070C0 | FA-NFPA 170 HORN STROBE | 1 | FALSE | FALSE | FALSE | 2012 | [19 empty] | DESKTOP-7SAL8M7\acont | 2020-10-28 08:07 | THOR\acont | 2024-09-08 17:27 | Cloned from Siemens SLHSWW-AL | [Eaton Wheelock] [NAC] [UL MAX, HIGH DB] LHSR3, LHSR3-A, LHSR3-N, LHSW3, LHSW3-A, LHSW3-AL, LHSW3-N
d810ba92-da3d-4d1c-a625-3477b62c7c5a | NFPA 170 SMOKE DETECTOR |  |  | North | Siemens |  | Smoke Detector |  |  |  | Module | TRUE | FDO421 |  | CARD, DETECTOR, SMOKE, ADDRESSABLE PHOTO WITH DB-11 BASE | 1 | [6 empty] | FALSE | TRUE |  |  |  |  | #FFFF0000 | FA-NFPA 170 SMOKE DETECTOR | 1 | FALSE | FALSE | FALSE | 1408 | [13 empty] | FALSE | [7 empty] | THOR\acont | 2024-09-08 17:27 | 20191121 AC Detector without base | [Siemens] [SLC MODULES SENSORS] [*] [#2 SHARED ADDR ¦ SENSORS] FDBZ492 w/OP921 (C), FDBZ492-HR w/FDO421 (C), FDBZ492-HR w/OP921 (C), FDO421 (C), FDO421 w/DB-11 BASE (C), FDOT421 w/DB-11 BASE (C), FDOT421 w/DB2-HR BASE (C), FDT421 w/DB-11 BASE, FP-11 w/DB
bc091fee-d7a6-4839-b838-347d909c704f |  |  |  | North | MIRCOM | [5 empty] | Module | TRUE | DM-1008A | ++ | 8 Initiating Circuit Module 8 zones active | 1 | 0.08 | 0.465 | [10 empty] | #FFFFFFFF |  |  | FALSE | FALSE | FALSE | [22 empty] | THOR\acont | 2024-10-09 10:48 |  |  | [MIRCOM] DM-1008A
c23b9eb3-e7c6-42d5-a21b-34814cdbf1ec | FIRECAD ANTENNA |  |  | North | Monaco Enterprises |  | Wireless Component |  |  |  | Module | TRUE | 190-403-01 | VHF Antenna, Omnidirectional | BSA-3 UHF antenna, omnidirectional, 3.4 dbd gain, 406–420 MHz, PL-259 female connector, mounting hardware, ground clamp, coaxial seal. Must be cut to frequency. | 1 | [6 empty] | TRUE | [5 empty] | #FFFF0000 | FA-FIRECAD ANTENNA | 1 | FALSE | FALSE | FALSE | [20 empty] | DESKTOP-7EIEB7A\acont | 2022-11-07 15:14 | THOR\acont | 2024-09-08 17:27 | Cloned from Monaco Enterprises 190-403-xx
ee8b4765-1463-42e6-9ecb-348694c0d708 | NFPA 170 MANUAL PULL |  |  | North | Fike |  | Manual Station |  |  |  | Module | TRUE | 20-1842 | RMS-1T-KL-LP-WP++ | Weatherproof SPST Dual Action RSG Keyed Metal “Fire” Manual Pull Station | 1 | [6 empty] | TRUE | [5 empty] | #FFFF0000 | FA-NFPA 170 MANUAL PULL | 1 | FALSE | FALSE | FALSE | 957 | [13 empty] | FALSE |  |  | WP |  |  | DESKTOP-7EIEB7A\acont | 2023-08-29 08:30 | THOR\acont | 2024-09-08 17:27 | Cloned from Fike 20-1833 CLONED CLONED CLONED CLONED CLONED CLONED CLONED CLONED | [Fike] [IDC] 01 [ALARM] 20-1833, 20-1834, 20-1835, 20-1836, 20-1837, 20-1838, 20-1839, 20-1840, 20-1841, 20-1842, 20-1843, 20-1844
deab38fe-8541-453d-8572-348a83abd731 | NFPA 170 ADDRESSABLE INPUT MONITOR MODULE |  |  | North | Edwards |  | Addressable Module |  |  |  | Module | TRUE | SIGA-MRM1 | ++ | Riser Monitor Module - UIO Mount, monitors one riser | 1 | 0.0002 | 0.0002 |  |  |  |  | TRUE | [5 empty] | #FFFF0000 | FA-NFPA 170 ADDRESSABLE INPUT MONITOR MODULE | 1 | FALSE | FALSE | FALSE | [14 empty] | FALSE | [7 empty] | THOR\acont | 2024-10-08 16:43 |  | [Edwards] [SLC EST MODULES] 04 [*] [EST3, iO1000] SIGA-MRM1, SIGA-RM1 [Edwards, Kidde] [SLC EST MODULES] 01 [*] [EST3, iO1000 ] FX-2WIRE, FX-IDC1A, FX-IDC1B, FX-IDC2B, FX-IDCWS, FX-ISO, FX-NAC, GSA-CC1, GSA-CC1S, GSA-CC2, GSA-CT1, GSA-CT2, GSA-IO, GSA-MAB, GSA-MCC1, GSA-MCC1S, GSA-MCC2, GSA-MCT2, GSA-MIO, GSA-MM1, GSA-MRM1 [Edwards] [SLC EST MODULES/SENSORS] 04 [*] [iO64 ] SIGA-MRM1, SIGA-RM1 [Edwards, Kidde] [SLC EST MODULES] [*] [#3 TYPE ADDR ¦ MODULES] GSA-UIO2R, GSA-UIO6, GSA-UIO6R, RZI16-2, SIGA-270, SIGA-270P, SIGA-278, SIGA-AA30, SIGA-AA50, SIGA-CC1, SIGA-CC1S, SIGA-CC2, SIGA-CC2A, SIGA-CR, SIGA-CR2, SIGA-CRH, SIGA-CRR, SIGA-CT1, SIGA- [Edwards, Kidde] [SLC EST MODULES SENSORS] [*] [#1 SHARED ADDR ¦ MODULES] GSA-UIO2R, GSA-UIO6, GSA-UIO6R, RZI16-2, SIGA-270, SIGA-270P, SIGA-278, SIGA-AA30, SIGA-AA50, SIGA-CC1, SIGA-CC1S, SIGA-CC2, SIGA-CC2A, SIGA-CR, SIGA-CR2, SIGA-CRH, SIGA-CRR, SIGA- [Edwards, Kidde] [AUDIO 25v, AUDIO 70.7v, AUX POWER, FFT, HORN, NAC] [RISER INPUT] ANSZM4B2A, FX-NAC, GSA-CC1, GSA-CC1S, GSA-CC2, GSA-MAB, GSA-MCC1, GSA-MCC1S, GSA-MCC2, GSA-MRM1, GSA-RM1, GSA-UM, SIGA-CC1, SIGA-CC1S, SIGA-CC2, SIGA-CC2A, SIGA-MAB, SIGA-
36daed14-807e-4649-8c3e-348cef97d464 |  |  |  | North | Gamewell FCI |  | Cards & Components |  |  |  | Card | TRUE | AM-50-70 | + | AM-50, 70.7VRMS audio output, 50 watt, (Max Current) | 1 | 0.049 | 2.3 |  |  |  |  | TRUE | [5 empty] | #FFFFFFFF |  |  | FALSE | FALSE | FALSE | [14 empty] | FALSE | [7 empty] | THOR\acont | 2024-10-09 10:48 |  |  | [Gamewell FCI] AM-50-70
abdca960-2034-4801-84bb-349f4c5bb8e8 | NFPA 170 SPEAKER STROBE |  |  | North | Edwards |  | Speaker/Strobe |  |  |  | Module | TRUE | WG4WN-SVMHC |  | 25/70V Speaker/Strobe, white, n/m, clear, 102, 123, 147, 161 cd | 1 | [6 empty] | FALSE | [5 empty] | #FF0070C0 | FA-NFPA 170 SPEAKER STROBE | 1 | FALSE | FALSE | FALSE | 2019 | [13 empty] | FALSE |  |  | WP |  |  |  |  | THOR\acont | 2024-09-08 17:27 |  | [Edwards] [NAC] [24 VDC] WG4RF-SVMHC, WG4RN-SVMHC, WG4WA-SVMHC, WG4WF-SVMHC, WG4WN-SVMHC [Edwards, Kidde] [AUDIO 70.7v] [70V AUDIO] G4F-S7, G4F-S7V1575, G4F-S7VM, G4HFRF-S7, G4HFRF-S7VMC, G4HFRN-S7, G4HFRN-S7VMC, G4HFWA-S7, G4HFWA-S7VMA, G4HFWA-S7VMC, G4HFWF-S7, G4HFWF-S7VMC, G4HFWN-S7, G4HFWN-S7VMA, G4HFWN-S7VMB, G4HFWN-S7VMC, G4RF-S7, G4RF [Edwards, Kidde] [AUDIO 25v] [25V AUDIO] EGCF-S2VMH (C), G4F-S2, G4F-S2V1575, G4F-S2VM, G4HFRF-S2, G4HFRF-S2VMC, G4HFRN-S2, G4HFRN-S2VMC, G4HFWA-S2, G4HFWA-S2VMA, G4HFWA-S2VMC, G4HFWF-S2, G4HFWF-S2VMC, G4HFWN-S2, G4HFWN-S2VMA, G4HFWN-S2VMC, G4RF-S2, G4RF
4d694e09-63be-43d1-a9ec-34a76fac18c3 | NFPA 170 SPEAKER STROBE CEILING |  |  | North | Edwards |  | Speaker/Strobe |  |  |  | Module | TRUE | GC-S7VMH |  | 70V Speaker/Strobe, white, 95, 115, 150, 177 cd, clear | 1 | 0 | 0.502 |  |  |  |  | FALSE | TRUE |  |  |  |  | #FF0070C0 | FA-NFPA 170 SPEAKER STROBE CEILING | 1 | FALSE | FALSE | FALSE | 2020 | [13 empty] | FALSE |  |  | C |  |  |  |  | THOR\acont | 2024-09-08 17:27 |  | [Edwards, Kidde] [NAC] [16 VDC] EGCF-S2VMH (C), EGCF-VMH (C), GCF-S2VMH (C), GCF-S7VMH (C), GCF-VMH (C), GCHFRF-S2VMCH (C), GCHFRF-S7VMCH (C), GCHFRN-S2VMCH (C), GCHFRN-S7VMCH (C), GCHFWA-S2VMAH (C), GCHFWA-S2VMCH (C), GCHFWA-S7VMAH (C), GCHFWA-S7VMCH (C [Edwards, Kidde] [NAC] [24 VDC] EGCF-S2VMH (C), EGCF-VMH (C), GCF-S2VMH (C), GCF-S7VMH (C), GCF-VMH (C), GCHFRF-S2VMCH (C), GCHFRF-S7VMCH (C), GCHFRN-S2VMCH (C), GCHFRN-S7VMCH (C), GCHFWA-S2VMAH (C), GCHFWA-S2VMCH (C), GCHFWA-S7VMAH (C), GCHFWA-S7VMCH (C [Edwards, Kidde] [AUDIO 70.7v] [70V AUDIO] G4F-S7, G4F-S7V1575, G4F-S7VM, G4HFRF-S7, G4HFRF-S7VMC, G4HFRN-S7, G4HFRN-S7VMC, G4HFWA-S7, G4HFWA-S7VMA, G4HFWA-S7VMC, G4HFWF-S7, G4HFWF-S7VMC, G4HFWN-S7, G4HFWN-S7VMA, G4HFWN-S7VMB, G4HFWN-S7VMC, G4RF-S7, G4RF
48909403-a8f4-4080-b36c-34a800d5bf76 |  |  |  | North | DELL | Security/Access Control |  |  |  |  | Module | TRUE | S2421HS/S2421HSX |  | 24" MONITOR | 1 | [12 empty] | #FFFFFFFF |  |  | FALSE | FALSE | FALSE | [20 empty] | THOR\acont | 2024-03-12 21:43 | THOR\acont | 2024-10-09 10:48
35865f7c-4fef-4801-bbd2-34aa42705bff | NFPA 170 KNOX BOX |  |  | East | KNOX |  | Miscellaneous |  |  |  | Module | TRUE | 4430 |  | KNOX BOX 4430 | 1 | [6 empty] | FALSE | FALSE |  |  |  |  | #FFFF0000 | FA-NFPA 170 KNOX BOX | 1 | FALSE | FALSE | FALSE | [14 empty] | FALSE | [5 empty] | DESKTOP-7SAL8M7\acont | 2020-09-14 12:56 | THOR\acont | 2024-09-08 17:27 | Cloned from KNOX 4403 | [EAS, Federal Signal, Kidde, KNOX] [IDC] 01 2HS, 2HSR, 3200, 3261, 3270, 3502, 4401, 4403, 4430, 4432, 4505, 4534, 5000H, 5000HR, MPEX [EAS, Firelite, Kidde, KNOX, Monaco Enterprises, Potter, System Sensor, Thermotech] [IDC] 01 2HS, 2HSR, 302-AW-135 (C), 3200, 3261, 3270, 3502, 4401, 4403, 4430, 4432, 4505, 4534, 5000H, 5000HR, 721-127-00 (C), 722-123-00 (C), 723-369-00 (C), BG-12LO, I3
fecd0c07-7279-4517-8867-34b978db1e9a |  |  |  | North | Edwards |  | Hardware |  |  |  | Hardware | TRUE | 454717ARE |  | 18/2 Solid Twisted, OS, Red-Jacket FPLP (Plenum) | 1 | [6 empty] | FALSE | [5 empty] | #FFFFFFFF |  |  | FALSE | FALSE | FALSE | [14 empty] | FALSE | [7 empty] | THOR\acont | 2024-10-09 10:48
0a4a2201-ae29-410b-b55e-34bd6b4d828b | NFPA 170 SMOKE HEAT DETECTOR |  |  | North | Siemens |  | Smoke/Heat Detector |  |  |  | Module | TRUE | OOH941 w/ABHW-4S | ++ | Dual Optical / Heat Detector w/Intelligent Audible (Sounder) Base | 1 | 0.00065 | 0.00065 |  |  |  |  | FALSE | TRUE |  |  |  |  | #FFFF0000 | FA-NFPA 170 SMOKE HEAT DETECTOR | 1 | FALSE | FALSE | FALSE | 1411 | [13 empty] | FALSE |  |  | SB |  |  | DESKTOP-7EIEB7A\acont | 2022-08-29 16:20 | THOR\acont | 2024-09-08 17:27 | Cloned from Siemens OOH941 | [Siemens] [AUX POWER] [24VDC, LOW DB] ABHW-4B, ABHW-4S, OOH941 w/ABHW-4S (C), OOHC941 w/ABHW-4S (C), OP921 w/ABHW-4S (C), OP921 w/RELAY BASE (C) [Siemens] [AUX POWER] [24VDC, HIGH DB] ABHW-4B, ABHW-4S, OOH941 w/ABHW-4S (C), OOHC941 w/ABHW-4S (C), OP921 w/ABHW-4S (C), OP921 w/RELAY BASE (C) [Siemens] [SLC MODULES SENSORS] [*] [#2 SHARED ADDR ¦ SENSORS] FDBZ492 w/OP921 (C), FDBZ492-HR w/FDO421 (C), FDBZ492-HR w/OP921 (C), FDO421 (C), FDO421 w/DB-11 BASE (C), FDOT421 w/DB-11 BASE (C), FDOT421 w/DB2-HR BASE (C), FDT421 w/DB-11 BASE, FP-11 w/DB
706d3e7f-ea45-41a5-ab75-34bdc99836a3 | NFPA 170 HORN STROBE |  |  | North | Siemens |  | Horn/Strobe |  |  |  | Module | TRUE | SLFSSWR-AL | S54329-F62-A1 | SLFSSWR-AL LFS/ST,WALL,RED,ALERT | 1 | [12 empty] | #FF0070C0 | FA-NFPA 170 HORN STROBE | 1 | FALSE | FALSE | FALSE | 2012 | [19 empty] | DESKTOP-7SAL8M7\acont | 2019-08-13 09:04 | THOR\acont | 2024-09-08 17:27 |  | [Siemens] [NAC] [DC CONTINUOUS] SLFSSWR-AL, SLFSSWR-CO, SLFSSWR-F, SLFSSWR-N, SLFSSWW-AL, SLFSSWW-CO, SLFSSWW-F, SLFSSWW-N
24a6f3c5-8cb2-4721-bdc9-34cf0f726532 |  |  |  | North | Gamewell FCI |  | Cards & Components |  |  |  | Card | TRUE | HPF-PS6 MAIN BOARD | + | Fire Alarm Power Supply Main Board | 1 | 0.139 | 0.157 |  |  |  |  | TRUE | FALSE | SURFACE |  | PROVIDED | N/A | #FFFFFFFF |  |  | FALSE | FALSE | FALSE |  |  |  | 7315-0028:0225 | [10 empty] | FALSE | [5 empty] | DESKTOP-7EIEB7A\acont | 2021-04-21 08:31 | THOR\acont | 2024-10-09 10:48 | Cloned from Notifier PSE-6 MAIN BOARD | [Gamewell FCI, Honeywell] [VAC ] 7100 Main Board, FireVac IV (50W, 25V) Main Board, FireVac IV (50W, 70V) Main Board, FLEX 410 Main Board, GF505 Main Board, GF506R Main Board, GF510 Main Board, GFPS-6 Main Board, GFPS-9 Main Board, GWF402 Main Board, GWF [Gamewell FCI, Honeywell] [NAC Trigger] [ALL DEVICES ++] HPF-PS10 MAIN BOARD, HPF-PS6 MAIN BOARD [Gamewell FCI, Honeywell] [NAC Trigger] [#2] HPF-PS10 MAIN BOARD, HPF-PS6 MAIN BOARD [Gamewell FCI, Honeywell] [VAC ] [120VAC] 7100 Main Board, FireVac IV (50W, 25V) Main Board, FireVac IV (50W, 70V) Main Board, FLEX 410 Main Board, GF505 Main Board, GF506R Main Board, GF510 Main Board, GFPS-6 Main Board, GFPS-9 Main Board, GWF402 Main B | [Gamewell FCI, Honeywell] HPF-PS6 MAIN BOARD [Gamewell FCI, Honeywell] HPF-PS6 MAIN BOARD
dae45fec-589a-4e81-8ae8-34d845b1fbf6 |  |  |  | North | Notifier |  | Cards & Components |  |  |  | Card | TRUE | SLM-318 | ++ | Signaling Line Module provides a Signaling Line Circuit of 159 addressable points. Add SLM-318 units to expand SLC capability. See DN-62115. | 1 | 0.159 | 0.276 |  |  |  |  | TRUE |  | SURFACE |  | PROVIDED ("WX"HX"D) | N/A | #FFFFFFFF |  |  | FALSE | FALSE | FALSE |  |  |  | 7165-0028:0224 | [10 empty] | FALSE | [5 empty] | DESKTOP-7EIEB7A\acont | 2021-05-28 07:12 | THOR\acont | 2024-10-09 10:48 | Cloned from Notifier LCM-320 |  | [Notifier] LCM-320, SLM-318
560f893f-63c9-47dd-9591-34d96e228d55 |  |  |  | North | Siemens | [5 empty] | Module | TRUE | ALI-8 | 599-693296 | ENCLOSURE 8 TRI'S | 1 | [12 empty] | #FFFFFFFF |  |  | FALSE | FALSE | FALSE | [20 empty] | DESKTOP-7SAL8M7\acont | 2019-08-13 09:04 | THOR\acont | 2024-10-09 10:48
10ffa366-df50-4dbb-8c39-34da7070ec6b | NFPA 170 HORN STROBE |  |  | North | Kidde |  | Horn/Strobe |  |  |  | Module | TRUE | WG4RF-HVMHC |  | Outdoor horn-strobe, red FIRE marking, candela, clear lens | 1 | 0 | 0.502 |  |  |  |  | FALSE | [5 empty] | #FF0070C0 | FA-NFPA 170 HORN STROBE | 1 | FALSE | FALSE | FALSE | 2012 | [13 empty] | FALSE |  |  | WP |  |  | DESKTOP-7EIEB7A\acont | 2022-01-05 12:33 | THOR\acont | 2024-09-08 17:27 | Cloned from Edwards WG4RF-HVMHC | [Edwards, Kidde] [NAC] [UL1638, 24 VDC, CONTINUOUS] WG4RF-HVMHC, WG4RF-HVMHC (C) (C), WG4RN-HVMHC, WG4RN-HVMHC (C) (C), WG4WF-HVMHC, WG4WF-HVMHC (C) (C), WG4WN-HVMHC, WG4WN-HVMHC (C) (C) [Edwards, Kidde] [NAC] [UL1971, 16 VFWR, CONTINUOUS] WG4RF-HVMHC, WG4RF-HVMHC (C) (C), WG4RN-HVMHC, WG4RN-HVMHC (C) (C), WG4WF-HVMHC, WG4WF-HVMHC (C) (C), WG4WN-HVMHC, WG4WN-HVMHC (C) (C) [Edwards, Kidde] [NAC] [UL1638, 16 VDC, CONTINUOUS] WG4RF-HVMHC, WG4RF-HVMHC (C) (C), WG4RN-HVMHC, WG4RN-HVMHC (C) (C), WG4WF-HVMHC, WG4WF-HVMHC (C) (C), WG4WN-HVMHC, WG4WN-HVMHC (C) (C) [Edwards, Kidde] [NAC] [UL1971, 16 VDC, CONTINUOUS] WG4RF-HVMHC, WG4RF-HVMHC (C) (C), WG4RN-HVMHC, WG4RN-HVMHC (C) (C), WG4WF-HVMHC, WG4WF-HVMHC (C) (C), WG4WN-HVMHC, WG4WN-HVMHC (C) (C) [Edwards, Kidde] [NAC] [UL1971, 24 VDC, CONTINUOUS] WG4RF-HVMHC, WG4RF-HVMHC (C) (C), WG4RN-HVMHC, WG4RN-HVMHC (C) (C), WG4WF-HVMHC, WG4WF-HVMHC (C) (C), WG4WN-HVMHC, WG4WN-HVMHC (C) (C) [Edwards, Kidde] [NAC] [UL1638, 16 VFWR, CONTINUOUS] WG4RF-HVMHC, WG4RF-HVMHC (C) (C), WG4RN-HVMHC, WG4RN-HVMHC (C) (C), WG4WF-HVMHC, WG4WF-HVMHC (C) (C), WG4WN-HVMHC, WG4WN-HVMHC (C) (C)
e37386a5-af64-4e0c-a18c-34e2ddbbc585 |  |  |  | North | Kidde |  | Hardware |  |  |  | Hardware | TRUE | VM-ELEC |  | Base Electronics, replacement, Kidde. | 1 | [6 empty] | FALSE | [5 empty] | #FFFFFFFF |  |  | FALSE | FALSE | FALSE | [14 empty] | FALSE | [7 empty] | THOR\acont | 2024-10-09 10:48
ccd75365-3af4-4c03-979e-34e3bb3a8e74 | NFPA 170 FIRE ALARM CONTROL UNIT | RISER FACP |  | North | Autocall |  | Fire Alarm Control Unit |  |  |  | Assembly | TRUE | A008-9101 | ++ | Eight Class B IDCs or four Class A IDCs, two Class B or Class A NACs, 3 A power supply with battery charger, on-board DACT, 120/240 VAC, 50/60 Hz (autoselect) | 1 | 0 | 0 |  |  |  |  | TRUE | [5 empty] | #FFFF0000 | FA-NFPA 170 FIRE ALARM CONTROL UNIT | 1 | FALSE | FALSE | FALSE | 202 | [8 empty] | 7,10,12.7,18,25 |  | 7 |  |  | TRUE | [5 empty] | THOR\acont | 2023-11-22 14:01 | THOR\acont | 2024-09-08 17:27 | Cloned from Autocall A010-9604
b8aa4b73-1864-40b0-a712-34f2257ed7b3 | NFPA 170 DUCT SMOKE DETECTOR |  |  | North | Gamewell FCI |  | Duct Smoke Detector |  |  |  | Module | TRUE | ASD-PL2FR |  | DETECTOR, SMOKE, ADDRESSABLE PHOTO USE WITH DNR | 1 | 0.0003 | 0.0003 |  |  |  |  | FALSE | TRUE | FLUSH |  | 4" SQ. DEEP | 3 "O" PLASTER RING | #FFFF0000 | FA-NFPA 170 DUCT SMOKE DETECTOR | 1 | FALSE | FALSE | FALSE | 1400 |  |  | 7272-0028:0206 | [10 empty] | FALSE | [7 empty] | THOR\acont | 2024-09-08 17:27 | 20191121 AC Detector without base | [Gamewell FCI] [SLC SENSORS] [*] [#4 TYPE ADDR ¦ SENSORS] ADPF (C), ASD-PL2F w/B200S-LF-WH (C), ASD-PL2F w/B210LP (C), ASD-PL2FR (C), ASD-PL3 w/B200S-LF-WH (C), ASD-PL3 w/B200SR-LF-WH (C), ASD-PL3 w/B200SR-WH (C), ASD-PL3 w/B224BI-WH (C), ASD-PL3 w/B224R [Gamewell FCI] [SLC MODULES SENSORS] [*] [#2 SHARED ADDR ¦ SENSORS] ADPF (C), ASD-PL2F w/B200S-LF-WH (C), ASD-PL2F w/B210LP (C), ASD-PL2FR (C), ASD-PL3 w/B200S-LF-WH (C), ASD-PL3 w/B200SR-LF-WH (C), ASD-PL3 w/B200SR-WH (C), ASD-PL3 w/B224BI-WH (C), ASD-P | [Gamewell FCI] ASD-PL2FR, ASD-PL3R, ASD-PL3R-IV, DNR w/ASD-PL2FR, DNR w/ASD-PL3R, DNRW w/ASD-PL2FR, DNRW w/ASD-PL3, DNRW w/ASD-PL3R
e8840001-ef7c-4411-93a9-34f729614b8e | NFPA 170 HORN STROBE |  |  | North | Edwards |  | Horn/Strobe |  |  |  | Module | TRUE | G1RF-HDVM |  | Temporal Horn, 84.4 or 79.4 dBA, 15, 30, 75, 110 cd Strobe, red, "FIRE" | 1 | 0 | 0.337 |  |  |  |  | FALSE | [5 empty] | #FF0070C0 | FA-NFPA 170 HORN STROBE | 1 | FALSE | FALSE | FALSE | 2012 | [13 empty] | FALSE | [7 empty] | THOR\acont | 2024-09-08 17:27 |  | [Edwards, Kidde] [NAC] [24 VDC, HIGH DB] EG1F-HDV1575, EG1F-HDVM, G1F-HDV1575, G1F-HDVM, G1-HDVM, G1RF-HDV1575, G1RF-HDVM, G1R-HDVM, G1WA-HDVMA, G1WA-HDVMC [Edwards, Kidde] [NAC] [16 VDC, HIGH DB] EG1F-HDV1575, EG1F-HDVM, G1F-HDV1575, G1F-HDVM, G1-HDVM, G1RF-HDV1575, G1RF-HDVM, G1R-HDVM, G1WA-HDVMA, G1WA-HDVMC [Edwards, Kidde] [NAC] [24 VDC, LOW DB] EG1F-HDV1575, EG1F-HDVM, G1F-HDV1575, G1F-HDVM, G1-HDVM, G1RF-HDV1575, G1RF-HDVM, G1R-HDVM, G1WA-HDVMA, G1WA-HDVMC [Edwards, Kidde] [NAC] [16 VDC, LOW DB] EG1F-HDV1575, EG1F-HDVM, G1F-HDV1575, G1F-HDVM, G1-HDVM, G1RF-HDV1575, G1RF-HDVM, G1R-HDVM, G1WA-HDVMA, G1WA-HDVMC
0607c81c-ce12-426e-9c21-34ff99df1dc3 | NFPA 170 STROBE CEILING |  |  | North | Monaco Enterprises |  | Strobe |  |  |  | Module | TRUE | 367-105-00 |  | STROBE:WHT,T-1,CM,INDOOR,24V,RED ALERT LTR,CLEAR LENS,15-177 CANDELA | 1 | 0 | 0.111 |  |  |  |  | FALSE | TRUE |  |  |  |  | #FF0070C0 | FA-NFPA 170 STROBE CEILING | 1 | FALSE | FALSE | FALSE | 2022 | [13 empty] | FALSE |  |  | C |  |  | DESKTOP-7SAL8M7\acont | 2020-03-02 16:32 | THOR\acont | 2024-09-08 17:27 | Cloned from System Sensor SCWL-CLR-ALERT | [Monaco Enterprises] [NAC] [VDC] 367-102-00 (C), 367-103-00 (C), 367-105-00 (C) [Monaco Enterprises] [NAC] [VFWR] 367-102-00 (C), 367-103-00 (C), 367-105-00 (C)
ea826438-bed0-404a-9de7-35056a394bc9 | BP MANUAL STATION |  |  | North | BluePoint |  | Manual Station |  |  |  | Assembly | TRUE | BP02-A101P | ++ | PPS ASSEMBLY HW/NH (no Module) | 1 | [6 empty] | FALSE | [5 empty] | #FFFF0000 | FA-BP MANUAL STATION | 1 | FALSE | FALSE | FALSE | 957 | [13 empty] | FALSE |  |  | P |  |  | THOR\acont | 2024-04-12 12:31 | THOR\acont | 2024-09-08 17:27 | Cloned from BluePoint BP02-101P | [BluePoint] [IDC] 01 BP02-101M, BP02-101P, BP02-102M, BP02-102P, BP02-A101M, BP02-A101P, BP02-A101PH, BP02-A102M, BP02-A102P, BP02-A102PH
f9ae19f6-c3bc-4b7e-9775-351617b75614 | NFPA 170 ADDRESSABLE INPUT MONITOR MODULE |  |  | North | Silent Knight |  | Addressable Module |  |  |  | Module | TRUE | SK-MINIMON | ++ | Mini monitoring module | 1 | 0.00035 | 0.00035 |  |  |  |  | FALSE | [5 empty] | #FFFF0000 | FA-NFPA 170 ADDRESSABLE INPUT MONITOR MODULE | 1 | FALSE | FALSE | FALSE | 1000 | [13 empty] | FALSE | [7 empty] | THOR\acont | 2024-09-08 17:27 |  | [Farenhyt, Silent Knight] [SLC MODULES SENSORS] [*] [#1 SHARED ADDR ¦ MODULES] HFS-MM, Hood System/IDP-MINIMON, IDP-CONTROL, IDP-CONTROL-6, IDP-MINIMON, IDP-MON-10, IDP-MONITOR, IDP-MONITOR-2, IDP-PULL-DA, IDP-PULL-SA, IDP-RELAY, IDP-RELAY-6, IDP-RELAYMO [Silent Knight] [SLC SK MODULES] [*] [#3 TYPE ADDR ¦ MODULES] HFS-MM, SK-CONTROL, SK-CONTROL-6, SK-MINIMON, SK-MON-10, SK-MONITOR, SK-MONITOR-2, SK-PULL-DA, SK-PULL-SA, SK-RELAY, SK-RELAY-6, SK-RELAYMON-2, SK-ZONE, SK-ZONE-6, WAV-CRL, WAV-CWL, WAV-RL, WA | [Farenhyt, Silent Knight] IDP-MINIMON, SK-MINIMON
bf9d36b5-786c-4989-bb2e-35180aa4951e |  |  |  | North | Hochiki |  | Cards & Components |  |  |  | Card | TRUE | FN-2127US1ERS-220 Main Board |  | Main Board | 1 | 0.35 | 0.62 |  |  |  |  | TRUE | [5 empty] | #FFFFFFFF |  |  | FALSE | FALSE | FALSE | [20 empty] | DESKTOP-GHR3H5U\Anthony | 2019-11-26 15:53 | THOR\acont | 2024-10-09 10:48
70d2f9f6-3ba1-4337-afad-35182cc0ad39 | NFPA 170 MINI HORN |  |  | North | Potter |  | Horn |  |  |  | Module | TRUE | MHT-1224PR |  | Low Current Mini-Horn, Plain Red | 1 | 0 | 0.022 |  |  |  |  | FALSE | [5 empty] | #FF0070C0 | FA-NFPA 170 MINI HORN | 1 | FALSE | FALSE | FALSE | 2014 | [13 empty] | FALSE | [7 empty] | THOR\acont | 2024-09-08 17:27 |  | [Potter] [NAC] [24 VDC] MHT-1224PR, MHT-1224PW, MHT-1224R, MHT-1224W [Potter] [NAC] [UL MAX] MHT-1224PR, MHT-1224PW, MHT-1224R, MHT-1224W [Potter] [NAC] [12 VDC, UL MAX] MHT-1224PR, MHT-1224PW, MHT-1224R, MHT-1224W
acc1a166-b367-4e4b-a4bb-351845d4d262 | NFPA 170 MANUAL PULL |  |  | North | Edwards |  | Manual Station |  |  |  | Module | TRUE | 276B-1320 |  | Pull Station, double pole, lexan, key reset, terminals | 1 | [6 empty] | FALSE | [5 empty] | #FFFF0000 | FA-NFPA 170 MANUAL PULL | 1 | FALSE | FALSE | FALSE | 957 | [13 empty] | FALSE | [7 empty] | THOR\acont | 2024-09-08 17:27 |  | [Edwards, Kidde, Monaco Enterprises] [IDC] 01 1534-1, 200-GAOF, 270A-DPO, 270A-SPO, 270-DOC, 270-DOC-B, 270-DOC-F, 270-DPO, 270-GAO, 270-GAOB, 270-GAO-DOC, 270-GAO-DOCF, 270P-DPO, 270P-SPO, 270-SPO, 270-SPOW, 270-SPOWB, 270-SPOWF, 271-KR1/SR/GS, 276A-REL
f6e254ad-0441-44d8-b7b0-352441fc4898 | NFPA 170 VOICE EVACUATION CONTROL UNIT |  |  | North | Potter |  | Voice Evac Control Unit |  |  |  | Assembly | TRUE | PVC-MP32/P | + | Master Panel, 32 Switch Control, Master Fire Phone | 1 | [6 empty] | FALSE | [5 empty] | #FFFF0000 | FA-NFPA 170 VOICE EVACUATION CONTROL UNIT | 1 | FALSE | FALSE | FALSE | 211 | [8 empty] | 7,12,18 |  |  |  |  | TRUE | [5 empty] | DESKTOP-7SAL8M7\acont | 2020-11-03 16:06 | THOR\acont | 2024-09-08 17:27 | Cloned from Hochiki FNVMP32/P
f79280d1-fbb4-4120-be2b-35254e840364 |  |  |  | North | Bosch | [5 empty] | Module | TRUE | MBV-XCHAN-DIP | * | LICENSE 8-CHANNEL CAMERA EXPANSION | 1 | [12 empty] | #FFFFFFFF |  |  | FALSE | FALSE | FALSE | [20 empty] | DESKTOP-7EIEB7A\acont | 2021-08-13 06:25 | THOR\acont | 2024-10-09 10:48
c024a742-675d-425d-b300-3533d0eb4ae0 | NFPA 170 HEAT DETECTOR |  |  | North | MIRCOM |  | Heat Detector |  |  |  | Module | TRUE | MIX-5251H w/B200SR | + | White, Low-profile 190°F fixed thermal sensor, Sounder Base | 1 | 0.0003 | 0.0065 |  |  |  |  | FALSE | TRUE |  |  |  |  | #FFFF0000 | FA-NFPA 170 HEAT DETECTOR | 1 | FALSE | FALSE | FALSE | 1403 | [13 empty] | FALSE |  |  | 190° |  |  | DESKTOP-7SAL8M7\acont | 2019-04-12 13:12 | THOR\acont | 2024-09-08 17:27 | 20191121 AC Detector with base | [MIRCOM, Monaco Enterprises] [AUX POWER] 721-121-00 w/B200SR-WH (C), 721-124-00 w/B200SR-WH (C), 722-121-00 w/B200SR-WH (C), 722-406-00 w/B200SR-WH (C), 723-345-00 w/B200SR-WH (C), 723-353-00 w/B200SR-WH (C), 723-361-00 w/B200SR-WH (C), MIX-1251AP w/B200 [MIRCOM] [SLC SENSORS] [*] [#4 TYPE ADDR ¦ SENSORS] DNR w/MIX-2251BR (C), DNR w/MIX-2351RAP (C), MIX-1251AP w/B200SR-LF-WH (C), MIX-1251AP w/B200SR-WH (C), MIX-1251AP w/B210LP (C), MIX-1251AP w/B224RB-WH (C), MIX-1251AP w/B501 (C), MIX-1251B w/B200SR-LF- [MIRCOM] [SLC MODULES SENSORS] [*] [#2 SHARED ADDR ¦ SENSORS] DNR w/MIX-2251BR (C), DNR w/MIX-2351RAP (C), MIX-1251AP w/B200SR-LF-WH (C), MIX-1251AP w/B200SR-WH (C), MIX-1251AP w/B210LP (C), MIX-1251AP w/B224RB-WH (C), MIX-1251AP w/B501 (C), MIX-1251B w/
3ddbbefa-a0a9-4621-8b09-3533d175f58a | NFPA 170 SMOKE HEAT DETECTOR |  |  | North | Potter |  | Smoke/Heat Detector |  |  |  | Module | TRUE | PAD200-PHD w/PAD100-IB | + | Photoelectric Smoke/Heat Detector with Isolator Module Included | 1 | 0.00045 | 0.00045 |  |  |  |  | FALSE | TRUE |  |  |  |  | #FFFF0000 | FA-NFPA 170 SMOKE HEAT DETECTOR | 1 | FALSE | FALSE | FALSE | 1411 | [13 empty] | FALSE |  |  | IB |  |  | DESKTOP-7EIEB7A\acont | 2021-09-10 06:20 | THOR\acont | 2024-09-08 17:27 | Cloned from Potter PAD100-PHD w/PAD100-IB | [Potter] [SLC PAD] [*] [#2 SHARED ADDR ¦ SENSORS] PAD100-CD w/PAD100-4DB, PAD100-CD w/PAD100-6DB, PAD100-CD w/PAD100-IB, PAD100-CD w/PAD100-LFSB, PAD100-CD w/PAD100-RB, PAD100-CD w/PAD100-SB, PAD100-CD w/PAD100-SPKB, PAD100-DUCT (C), PAD100-DUCTR (C), PA
67162fc7-26c7-4bf7-8c05-353916d543be | NFPA 170 SPEAKER WALL |  |  | North | Monaco Enterprises |  | Speaker |  |  |  | Module | TRUE | 124-092-00 |  | SPEAKER:RED,T-1,INDOOR,24V,WALL MOUNT,NO LETTERING,25/70.7V,1/4-2WATT | 1 | [6 empty] | FALSE | [5 empty] | #FF0070C0 | FA-NFPA 170 SPEAKER WALL | 1 | FALSE | FALSE | FALSE | 2021 | [13 empty] | FALSE | [5 empty] | DESKTOP-7SAL8M7\acont | 2020-02-20 16:28 | THOR\acont | 2024-09-08 17:27 | Cloned from System Sensor SPRL | [Monaco Enterprises] [AUDIO 25v] [25V AUDIO] 124-091-00, 124-092-00 [Monaco Enterprises] [AUDIO 70.7v] [70V AUDIO] 124-091-00, 124-092-00
3a7a86bd-e5f6-4a7a-afeb-353a15b81d7c | NFPA 170 MULTI FUNCTION CABINET |  |  | North | Kidde |  | Enclosure |  |  |  | Assembly | TRUE | MFC-A |  | Multifunction Fire Alarm Cabinet, Red | 1 | [12 empty] | #FFFF0000 | FA-NFPA 170 MULTI FUNCTION CABINET | 1 | FALSE | FALSE | FALSE | 400 | [19 empty] | DESKTOP-7SAL8M7\acont | 2020-08-13 07:45 | THOR\acont | 2024-09-08 17:27 | Cloned from Edwards MFC-A
55080d85-8a46-4251-a85f-353a1725ef97 |  |  |  | North | Simplex | [5 empty] | Module | TRUE | 4010-6308 | ++ | ES Net NIC dual channel multi-mode fiber media card | 1 | 0.135 | 0.135 | [10 empty] | #FFFFFFFF |  |  | FALSE | FALSE | FALSE | [20 empty] | THOR\acont | 2024-02-23 06:00 | THOR\acont | 2024-10-09 10:48 | Cloned from Simplex 4100-6308 | [Autocall, Simplex] [Fiber Optic] [NETWORK ++] 4007-6307, 4007-6308, 4007-6309, 4010-6307, 4010-6308, 4100-6307, 4100-6308, 4190-9858, 4190-9859, A007-6307, A007-6308, A007-6309, A010-6307, A010-6308, A100-6307, A100-6308, A190-9858, A190-9859 | [Autocall, Simplex] 4007-6308, 4007-6309, 4010-6308, 4100-6308, 4190-9859, A007-6308, A007-6309, A010-6308, A100-6308, A190-9859
0382ae30-97e2-40cc-8f3c-354a715450e5 | NFPA 170 REMOTE ANNUNCIATOR | RISER ANNUNCIATOR |  | North | Fike |  | Remote Annunciator |  |  |  | Assembly | TRUE | 10-2802 |  | Remote Annunciator | 1 | [6 empty] | FALSE | [5 empty] | #FFFF0000 | FA-NFPA 170 REMOTE ANNUNCIATOR | 1 | FALSE | FALSE | FALSE | 255 | [13 empty] | FALSE | [5 empty] | AULAPTOP-PC\Aulaptop | 2019-07-06 06:59 | THOR\acont | 2024-09-08 17:27 | Cloned from Fike XXXX
10454360-e102-418f-9fea-354ac92fe02f | INTERCOM SUBSTATION |  |  | North | Aiphone |  | Data Telecom |  |  |  | Module | TRUE | LE-A |  | Intercom Sub Station | 1 | [6 empty] | TRUE | [5 empty] | #FFFF0000 | FA-INTERCOM SUBSTATION | 1 | FALSE | FALSE | FALSE | [20 empty] | XPS-17-9710\August | 2024-04-04 05:36 | THOR\acont | 2024-09-08 17:27 | Cloned from Aiphone LEF-5 CLONED CLONED | [Aiphone] [Intercom] [INTERCOM] LE-A, LE-AN, LE-D, LE-DA, LE-DL
311f3bc2-8fc4-4cca-bd23-354e4b3d68a9 |  |  |  | North | Siemens | [5 empty] | Module | TRUE | VNT-MP | 500-650489 | VNT Mounting Plate | 1 | [12 empty] | #FFFFFFFF |  |  | FALSE | FALSE | FALSE | [20 empty] | DESKTOP-7SAL8M7\acont | 2019-08-13 09:04 | THOR\acont | 2024-10-09 10:48
ed0c7883-be41-4adb-8b10-35535e680450 | NFPA 170 HORN STROBE CEILING |  |  | North | System Sensor |  | Horn/Strobe |  |  |  | Module | TRUE | PC2WL | + | 2-Wire, Horn Strobe, White | 1 | 0 | 0.071 |  |  |  |  | FALSE | TRUE |  |  |  |  | #FF0070C0 | FA-NFPA 170 HORN STROBE CEILING | 1 | FALSE | FALSE | FALSE | 2013 | [13 empty] | FALSE |  |  | C |  |  |  |  | THOR\acont | 2024-09-08 17:27 |  | [System Sensor] [NAC] [24VDC, TEMPORAL HIGH] PC2RL (C), PC2WL (C) [System Sensor] [NAC] [12VDC, TEMPORAL HIGH] PC2RL (C), PC2WL (C) [System Sensor] [NAC] [24VFWR, TEMPORAL HIGH] PC2RL (C), PC2WL (C)
419330c0-031b-4a83-9c56-3557bcaaae05 |  |  |  | North | Siemens |  | Cards & Components |  |  |  | Card | TRUE | RPM | 500-033270 | REMOTE PRINTER MODULE (RS232, PARALLEL PRINTER PORT) FIELD MOUNTED | 1 | [6 empty] | TRUE | [5 empty] | #FFFFFFFF |  |  | FALSE | FALSE | FALSE | [14 empty] | FALSE | [7 empty] | THOR\acont | 2024-10-09 10:48
b22678bb-2a40-4d97-95bc-3558063f3b8e | NFPA 170 MANUAL PULL |  |  | North | Firelite |  | Manual Station |  |  |  | Module | TRUE | W-BG12LX | + | Wireless Manual Pull Station | 1 | [6 empty] | FALSE | [5 empty] | #FFFF0000 | FA-NFPA 170 MANUAL PULL | 1 | FALSE | FALSE | FALSE | 957 | [13 empty] | FALSE |  |  | W |  |  | DESKTOP-7SAL8M7\acont | 2019-01-29 06:59 | THOR\acont | 2024-09-08 17:27 | Cloned from Firelite W-CRF | [Firelite] [SLC MODULES] [*] [#3 TYPE ADDR ¦ MODULES] BG-12LX, BG-12LXSP, CDRM-300, CMF-300, CMF-300-6, CRF-300, CRF-300-6, MDF-300, MMF-300, MMF-300-10, MMF-301, MMF-302, MMF-302-6, WAV-CRL, WAV-CWL, WAV-RL, WAV-WL, W-BG12LX, W-CRF, W-GATE, W-MMF, W-SYN [Firelite] [SLC MODULES SENSORS] [*] [#1 SHARED ADDR ¦ MODULES] BG-12LX, BG-12LXSP, CDRM-300, CMF-300, CMF-300-6, CRF-300, CRF-300-6, MDF-300, MMF-300, MMF-300-10, MMF-301, MMF-302, MMF-302-6, WAV-CRL, WAV-CWL, WAV-RL, WAV-WL, W-BG12LX, W-CRF, W-DIS-D, W [Farenhyt, Firelite, Gamewell FCI, Notifier, Silent Knight] [SWIFT MESH DEVICES] 01 FWH-200FIX135, FWH-200ROR135, FW-MM, FW-RM, NBG-12WL, WAM-MM, WAM-RC, W-BG12LX, W-CRF, W-H355, W-H355R, WIDP-HEAT w/B210W, WIDP-HEAT-ROR w/B210W, WIDP-MONITOR, WIDP-PULL-
3224d257-f79f-4abc-a512-355af0a5f334 |  |  |  | North | Notifier | [5 empty] | Module | TRUE | RPT-485W |  | EIA-485 Annunciator Loop Repeater for Twisted Pair Wire | 1 | 0.047 | 0.047 |  |  |  |  | FALSE | [5 empty] | #FFFFFFFF |  |  | FALSE | FALSE | FALSE | [14 empty] | FALSE | [7 empty] | THOR\acont | 2024-10-09 10:48
9cc2ba9c-1b91-4b2b-9801-355c8e8c2618 | NFPA 170 STROBE WALL |  |  | North | Kidde |  | Strobe |  |  |  | Module | TRUE | EG1F-VM |  | Wall Strobe, Switch Select 15, 30, 75, 110 cd, white, /w FIRE | 1 | 0 | 0.255 |  |  |  |  | FALSE | [5 empty] | #FF0070C0 | FA-NFPA 170 STROBE WALL | 1 | FALSE | FALSE | FALSE | 2023 | [13 empty] | FALSE | [5 empty] | DESKTOP-7SAL8M7\acont | 2020-01-02 08:03 | THOR\acont | 2024-09-08 17:27 | Cloned from Edwards G1F-VM | [Edwards, Kidde] [NAC] [24 VDC] EG1F-V1575, EG1F-VM, G1F-V1575, G1F-VM, G1RF-V1575, G1RF-VM, G1R-VM, G1-VM, G1WA-VMA, G1WA-VMC, G1WN-VMA, G1WN-VMC [EDCO, Edwards, Kidde] [NAC] [16 VDC] EG1F-V1575, EG1F-VM, G1F-V1575, G1F-VM, G1RF-V1575, G1RF-VM, G1R-VM, G1-VM, G1WA-VMA, G1WA-VMC, G1WN-VMA, G1WN-VMC, PN101 (C)
13569b4c-4827-4198-b2c0-355e289e301e |  |  |  | North | Edwards |  | Hardware |  |  |  | Hardware | TRUE | 454657ARE |  | 12/2 Stranded Twisted Red-Jacket FPLR | 1 | [6 empty] | FALSE | [5 empty] | #FFFFFFFF |  |  | FALSE | FALSE | FALSE | [14 empty] | FALSE | [7 empty] | THOR\acont | 2024-10-09 10:48
7353ea4d-008c-4c42-8332-356348d5d50a |  |  |  | North | Edwards |  | Hardware |  |  |  | Hardware | TRUE | SD-T24 |  | SuperDuct, Air sample tube, 24 inch | 1 | [6 empty] | FALSE | [5 empty] | #FFFFFFFF |  |  | FALSE | FALSE | FALSE | [14 empty] | FALSE | [7 empty] | THOR\acont | 2024-10-09 10:48
44138a6c-4bc5-4ce2-9577-35700316ff39 |  |  |  | North | Edwards |  | Hardware |  |  |  | Hardware | TRUE | MN-HS32SPKHRT2P |  | 1280 Watt HPSA (2 of 5 Active Panels) replacement speaker head - complete | 1 | [6 empty] | FALSE | [5 empty] | #FFFFFFFF |  |  | FALSE | FALSE | FALSE | [14 empty] | FALSE | [7 empty] | THOR\acont | 2024-10-09 10:48
0b136411-fca2-4ec1-843c-3570ac6423fa |  |  |  | North | Siemens |  | Cards & Components |  |  |  | Card | TRUE | FN2006-U1 | S54400-A61-A1++ | Fiber Module (SM) | 1 | 0.127 | 0.127 |  |  |  |  | TRUE | [5 empty] | #FFFFFFFF |  |  | FALSE | FALSE | FALSE | [20 empty] | AULAPTOP-PC\Aulaptop | 2019-04-08 04:48 | THOR\acont | 2024-10-09 10:48 |  |  | [Siemens] FN2006-U1
a2c39fc3-9aea-49d7-8cf8-357a4fa8533e |  |  |  | North | SECURITRON | Security/Access Control |  |  |  |  | Module | TRUE | M32 (F) (BD) (SS) |  |  | 1 | [12 empty] | #FFFFFFFF |  |  | FALSE | FALSE | FALSE | [20 empty] | THOR\acont | 2024-03-12 21:43 | THOR\acont | 2024-10-09 10:48
cb503c67-340d-4ff7-92b9-357cae5733c9 |  |  |  | North | Siemens |  | Cards & Components |  |  |  | Card | TRUE | FHK2004-U2 Main Board |  | CARD, FHK2004-U2 Main Board | 1 | [6 empty] | TRUE | [5 empty] | #FFFFFFFF |  |  | FALSE | FALSE | FALSE | [20 empty] | AULAPTOP-PC\Aulaptop | 2019-04-20 13:33 | THOR\acont | 2024-10-09 10:48
d81162d4-7a8a-4d43-bb6d-357ff5c8aaa0 |  |  |  | North | Edwards |  | Hardware |  |  |  | Hardware | TRUE | 2-WB |  | OBSOLETE - Gray Semi-Flush Wallbox | 1 | [6 empty] | FALSE | [5 empty] | #FFFFFFFF |  |  | FALSE | FALSE | FALSE | [14 empty] | FALSE | [7 empty] | THOR\acont | 2024-10-09 10:48
46ee656c-07e7-4c18-aebf-3583265f9cd3 |  |  |  | North | Edwards |  | Cards & Components |  |  |  | Card | TRUE | FSB-PC |  | EST3 to BMS Communications Bridge | 1 | 0.5 | 0.5 |  |  |  |  | TRUE | [5 empty] | #FFFFFFFF |  |  | FALSE | FALSE | FALSE | [14 empty] | FALSE | [7 empty] | THOR\acont | 2024-10-09 10:48
3b58e72a-7204-42b6-9d66-358e4b16e35c | NFPA 170 SPEAKER STROBE CEILING |  |  | North | System Sensor |  | Speaker/Strobe |  |  |  | Module | TRUE | SPSCRLED-B | ++ | 2-WIRE, SPEAKER STROBE LED RED CEILING BILINGUAL | 1 | 0 | 0.132 |  |  |  |  | FALSE | TRUE |  |  |  |  | #FF0070C0 | FA-NFPA 170 SPEAKER STROBE CEILING | 1 | FALSE | FALSE | FALSE | 2020 | [13 empty] | FALSE |  |  | C |  |  | THOR\acont | 2024-02-21 10:55 | THOR\acont | 2024-09-08 17:27 | Cloned from System Sensor SPSCRLED | [System Sensor] [AUDIO 25v] [25V AUDIO] SPSCRLED (C), SPSCRLED-B (C), SPSCRLED-BT (C), SPSCWLED (C), SPSCWLED-B (C), SPSCWLED-BT (C), SPSCWLED-CLR-ALERT (C), SPSCWLED-P (C), SPSCWLED-SP (C), SPSCWLED-T (C), SPSCWLED-TP (C), SPSRLED, SPSRLED-B, SPSRLED-P, [System Sensor] [NAC] [VDC] SPSCRLED (C), SPSCRLED-B (C), SPSCRLED-BT (C), SPSCWLED (C), SPSCWLED-B (C), SPSCWLED-BT (C), SPSCWLED-CLR-ALERT (C), SPSCWLED-P (C), SPSCWLED-SP (C), SPSCWLED-T (C), SPSCWLED-TP (C) [System Sensor] [AUDIO 70.7v] [70V AUDIO] SPSCRLED (C), SPSCRLED-B (C), SPSCRLED-BT (C), SPSCWLED (C), SPSCWLED-B (C), SPSCWLED-BT (C), SPSCWLED-CLR-ALERT (C), SPSCWLED-P (C), SPSCWLED-SP (C), SPSCWLED-T (C), SPSCWLED-TP (C), SPSRLED, SPSRLED-B, SPSRLED-
618bb74b-a2e0-4a1b-b8f9-35992b9817f2 |  |  |  | North | Simplex |  | Cards & Components |  |  |  | Card | TRUE | 4100-7003 |  | Master Controller | 1 | 0.292 | 0.292 |  |  |  |  | TRUE | [5 empty] | #FFFFFFFF |  |  | FALSE | FALSE | FALSE | [20 empty] | THOR\acont | 2024-12-06 06:11 | THOR\acont | 2024-12-06 06:44 | Cloned from Simplex Telephone
64b3f2f8-a6cb-4028-a6ff-35a5cbd4453b | NFPA 170 AMPLIFIER RACK | RISER AMP |  | North | Edwards |  | Amplifier |  |  |  | Assembly | TRUE | APS10A w/SIGA-AA50 |  | AA-50 Amplifier with Remote Auxiliary/Booster Power Supply, 10A, 120Vac, Red | 1 | [6 empty] | FALSE | [5 empty] | #FFFF0000 | FA-NFPA 170 AMPLIFIER RACK | 1 | FALSE | FALSE | FALSE | 300 | [8 empty] | 7,12,18,65 |  |  |  |  | TRUE |  |  | AA50 |  |  |  |  | THOR\acont | 2024-09-08 17:27
c1a2d911-f70a-4788-a27a-35a86e2862b6 | NFPA 170 SMOKE DETECTOR |  |  | North | Firelite |  | Smoke Detector |  |  |  | Module | TRUE | SD355T w/B224RB | + | White, Addressable photoelectric detector, Thermal, Relay Base | 1 | 0.0003 | 0.0065 |  |  |  |  | FALSE | TRUE |  |  |  |  | #FFFF0000 | FA-NFPA 170 SMOKE DETECTOR | 1 | FALSE | FALSE | FALSE | 1408 | [13 empty] | FALSE | [5 empty] | DESKTOP-7SAL8M7\acont | 2019-03-28 06:28 | THOR\acont | 2024-09-08 17:27 | 20191121 AC Detector with base | [Firelite, System Sensor] [SLC SENSORS] [*] [#4 TYPE ADDR ¦ SENSORS] AD355 w/B200SR-LF-WH (C), AD355 w/B200SR-WH (C), AD355 w/B210LP (C), AD355 w/B224BI-WH (C), AD355 w/B224RB-WH (C), AD355 w/B501 (C), BEAM355 (C), BEAM355S (C), CP355 w/B200SR-WH (C), CP [Firelite, System Sensor] [SLC MODULES SENSORS] [*] [#2 SHARED ADDR ¦ SENSORS] AD355 w/B200SR-LF-WH (C), AD355 w/B200SR-WH (C), AD355 w/B210LP (C), AD355 w/B224BI-WH (C), AD355 w/B224RB-WH (C), AD355 w/B501 (C), BEAM355 (C), BEAM355S (C), CP355 w/B200SR-
f7818395-d4a1-4591-bf80-35ab5c06b31b | NFPA 170 HORN |  |  | North | Edwards |  | Horn |  |  |  | Module | TRUE | WGARA | ++ | Outdoor rated horn, red, alert | 1 | [6 empty] | FALSE | [5 empty] | #FF0070C0 | FA-NFPA 170 HORN | 1 | FALSE | FALSE | FALSE | 2010 | [13 empty] | FALSE |  |  | WP |  |  | THOR\acont | 2024-04-09 06:56 | THOR\acont | 2024-09-08 17:27 | Cloned from Edwards G4ARN | [Edwards, Kidde] [NAC] [VDC, TEMPORAL] WGARA, WGARF, WGARF-FR, WGARF-SP, WGARN, WGAWA, WGAWF, WGAWF-FR, WGAWF-SP, WGAWN
12a7d6a5-a41e-4a26-982d-35ae704fb274 |  |  |  | North | Edwards |  | Hardware |  |  |  | Hardware | TRUE | MN-HS16DFDEMO1 |  | High Power 1600 Watt Omni-directional loudspeaker demonstration kit. Comes with HS Series 1600 Watt Omni-directional loudspeaker, Amplifier, MP3 player, Speaker cable, Line-in cable, and Transit case. This product is to be used for demonstration purposes only and is not available for resale. Order tripod and accessories separately. | 1 | [6 empty] | FALSE | [5 empty] | #FFFFFFFF |  |  | FALSE | FALSE | FALSE | [14 empty] | FALSE | [7 empty] | THOR\acont | 2024-10-09 10:48
3f404161-1e1d-497e-94de-35b41cf68017 | NFPA 170 ISOLATION MODULE |  |  | North | Firelite |  | Isolator Module |  |  |  | Module | TRUE | ISO-6 | ++ | Six Fault Isolator Module | 1 | 0.0027 | 0.017 |  |  |  |  | TRUE | FALSE |  |  | 6.8"H x 5.8"W x 1.0"D |  | #FFFF0000 | FA-NFPA 170 ISOLATION MODULE | 1 | FALSE | FALSE | FALSE | 1200 | [13 empty] | FALSE | [7 empty] | THOR\acont | 2024-09-08 17:27 |  | [Firelite, Monaco Enterprises, Notifier] [ISO] 01 [*] [ISO ++] 729-140-00, 729-208-00, I300, ISO-6, ISO-X, N100-ISO
46b6a95b-b9d8-4cda-8190-35b5e0896ae6 | NFPA 170 STROBE WALL |  |  | North | Federal Signal |  | Strobe |  |  |  | Module | TRUE | 191XL-024G |  | Flashing LED Hazardous Location Warning Light, Pipe Mount, Green | 1 | 0 | 0.38 |  |  |  |  | FALSE | [5 empty] | #FF0070C0 | FA-NFPA 170 STROBE WALL | 1 | FALSE | FALSE | FALSE | 2023 | [13 empty] | FALSE |  |  | HZ |  |  | DESKTOP-7SAL8M7\acont | 2020-11-17 10:34 | THOR\acont | 2024-09-08 17:27 | Cloned from Federal Signal 191XL-S024G | [Federal Signal] [NAC] [24 VDC] 191XL-024A, 191XL-024B, 191XL-024C, 191XL-024G, 191XL-024R, 191XL-S024A, 191XL-S024B, 191XL-S024C, 191XL-S024G, 191XL-S024R
31efb272-f437-4adf-a7b1-35b5f801d086 | NFPA 170 STROBE WALL |  |  | North | Edwards |  | Strobe |  |  |  | Module | TRUE | G1R-VM |  | Wall Strobe, Switch Select 15, 30, 75, 110 cd, red | 1 | 0 | 0.152 |  |  |  |  | FALSE | [5 empty] | #FF0070C0 | FA-NFPA 170 STROBE WALL | 1 | FALSE | FALSE | FALSE | 2023 | [13 empty] | FALSE | [7 empty] | THOR\acont | 2024-09-08 17:27 |  | [Edwards, Kidde] [NAC] [24 VDC] EG1F-V1575, EG1F-VM, G1F-V1575, G1F-VM, G1RF-V1575, G1RF-VM, G1R-VM, G1-VM, G1WA-VMA, G1WA-VMC, G1WN-VMA, G1WN-VMC [EDCO, Edwards, Kidde] [NAC] [16 VDC] EG1F-V1575, EG1F-VM, G1F-V1575, G1F-VM, G1RF-V1575, G1RF-VM, G1R-VM, G1-VM, G1WA-VMA, G1WA-VMC, G1WN-VMA, G1WN-VMC, PN101 (C)
10ac3702-25f2-4fd5-b48e-35b68c581de3 | NFPA 170 JUNCTION BOX |  |  | North | DMP |  | Junction Box |  |  |  | Module | TRUE | 850-SB | ++ | Interior surface sheetmetal backbox | 1 | 0 | 0 |  |  |  |  | FALSE | FALSE |  |  |  |  | #FF00B050 | FA-NFPA 170 JUNCTION BOX | 1 | FALSE | FALSE | FALSE | 957 | [13 empty] | FALSE | [5 empty] | DESKTOP-7EIEB7A\acont | 2023-05-20 09:35 | THOR\acont | 2024-09-08 17:27 | Cloned from DMP 850S
066f92dd-064f-4be8-a4d9-35bbf7c176ec |  |  |  | North | Bosch | [5 empty] | Module | TRUE | PA430T | * | OUTDOOR LOUDSPEAKER | 1 | [12 empty] | #FFFFFFFF |  |  | FALSE | FALSE | FALSE | [20 empty] | DESKTOP-7EIEB7A\acont | 2021-08-13 06:25 | THOR\acont | 2024-10-09 10:48
96e72515-ab8e-4d36-9b89-35c8d679d9b7 |  |  |  | North | Edwards |  | Cards & Components |  |  |  | Card | TRUE | 3-ZA30 |  | OBSOLETE - 30 Watt Zoned Amplifier | 1 | 0.076 | 1.544 |  |  |  |  | TRUE | [5 empty] | #FFFFFFFF |  |  | FALSE | FALSE | FALSE | [14 empty] | FALSE | [7 empty] | THOR\acont | 2024-10-09 10:48
80f57ca1-0b5e-4c9f-a8f1-35ca2cae2471 |  |  |  | North | Siemens | [5 empty] | Module | TRUE | DCT-1E | 500-699290 | 5 CHANNEL DIALER WITH ENCLOSURE | 1 | [12 empty] | #FFFFFFFF |  |  | FALSE | FALSE | FALSE | [20 empty] | DESKTOP-7SAL8M7\acont | 2019-08-13 09:04 | THOR\acont | 2024-10-09 10:48
fa990da1-557f-4183-9f06-35cc4bc15027 | CADGEN GLASS BREAK |  |  | North | Bosch |  | Glass Break Detector |  |  |  | Module | TRUE | RFGB-A | ++ | Glass Break Detector | 1 |  |  |  |  | 3 | [7 empty] | #FFFF0000 | FA-CADGEN GLASS BREAK | 1 | FALSE | FALSE | FALSE | [17 empty] | RPT |  |  | DESKTOP-7EIEB7A\acont | 2022-07-26 16:35 | THOR\acont | 2024-09-08 17:27 | Cloned from Bosch RFRP2 | [BluePoint, Bosch] [BOSCH WIRELESS] [ALL DEVICES ++] BP01-302, BP02-202M, BP02-202P, BP02-A202M, BP02-A202P, BP02-A202PH, BP03-302, BP03-A102M, BP03-A102P, RFBT-A, RFDL-11, RFDL-11-A, RFDL-11-CHI, RFDW-RM, RFDW-RM-A, RFDW-RM-CHI, RFDW-SM, RFDW-SM-A, RFDW
9c6662f1-9dc6-455a-a090-35dbbf868082 | NFPA 170 REMOTE ANNUNCIATOR | RISER ANNUNCIATOR |  | North | Silent Knight |  | Remote Annunciator |  |  |  | Module | TRUE | RA-100 | ++ | Remote Annunciator. Four line LCD annunciator with 20 characters per line. | 1 | 0.02 | 0.025 |  |  | 24 |  | FALSE |  |  |  | Surface Mount: (Including Trim Ring) 12.25”W x 11.5”Hx 3”D (31.1W x 29.2H x 2.2D cm)) Flush Mount: (Outside wall) 12.25”W x 11.5”H x 7/8”D (31.1W x 29.2H x 2.2D cm) (Inside wall) 9-3/8”W x 8-3/8”H x 2”D (23.8W x 21.3H x 5.1D cm) |  | #FFFF0000 | FA-NFPA 170 REMOTE ANNUNCIATOR | 1 | FALSE | FALSE | FALSE | 255 | [13 empty] | FALSE | [5 empty] | DESKTOP-7EIEB7A\acont | 2023-02-24 14:57 | THOR\acont | 2024-09-08 17:27 | Cloned from Farenhyt RA-100 | [Silent Knight] [SBUS] [*] [SBUS ++] 5635R, 5635W, 5815XL, 5860, 5860R, 5865-3, 5865-4, 6815, 6855, 6860, EVS-LOC, EVS-RCU, RA-100, RA-1000, RA-1000R, RA-2000, SK-5210, SK-5217
40fdc7d8-ee59-4dba-9e86-35dc04c73663 | CAMERA MINI DOME |  |  | North | Hikvision |  | CCTV Component |  |  |  | Module | TRUE | DS-2CD2732F-I HIK |  | Camera Indoor/outdoor Dome 2.8 mm 3 Mega Pixel High Quality images | 1 | [6 empty] | FALSE | [5 empty] | #FFFF0000 | FA-CAMERA MINI DOME | 1 | FALSE | FALSE | FALSE | [14 empty] | FALSE | [7 empty] | THOR\acont | 2024-09-08 17:27 |  | [Digital Watchdog, Generic, Hikvision] [ETHERNET] [*] [Camera] Camera IP, DS-2CD2132-F HI, DS-2CD2512F-I HIK, DS-2CD2532F-I HIK, DS-2CD2732F-I HIK, DWC-MF21M4TIR (C)
1f51ca70-750c-484b-8a2f-35e39f57c8b5 | NFPA 170 STROBE WALL |  |  | North | Gentex |  | Strobe |  |  |  | Module | TRUE | GESB24PWW | + | GES3 Colored Lens Strobe, Selectable Candela Low Profile, Wall, White, Plain, Blue Lens | 1 | 0 | 0.31 |  |  |  |  | FALSE | FALSE |  |  |  |  | #FF0070C0 | FA-NFPA 170 STROBE WALL | 1 | FALSE | FALSE | FALSE | 2023 | [13 empty] | FALSE | [7 empty] | THOR\acont | 2024-09-08 17:27 |  | [Gentex] [NAC] [UL MAX] GESB24PWR, GESB24PWW, GESG24PWR, GESG24PWW, GESR24PWR, GESR24PWW
5003a195-059e-4625-9938-35f7ec988e02 | NFPA 170 ADDRESSABLE INPUT MONITOR MODULE |  |  | North | Honeywell |  | Addressable Module |  |  |  | Module | TRUE | 269SN |  | V-Plex Holdup Switch | 1 | [6 empty] | FALSE | [5 empty] | #FFFF0000 | FA-NFPA 170 ADDRESSABLE INPUT MONITOR MODULE | 1 | FALSE | FALSE | FALSE | 1000 | [13 empty] | FALSE | [5 empty] | AULAPTOP-PC\Aulaptop | 2018-09-03 05:46 | THOR\acont | 2024-09-08 17:27
dbea1b7e-519c-469b-9c7f-35fc3afef950 | NFPA 170 FIRE ALARM CONTROL UNIT | RISER FACP |  | North | Hochiki |  | Fire Alarm Control Unit |  |  |  | Assembly | TRUE | LA103K4-40 |  | FireNET L@TITUDE Analog Addressable Fire Alarm Control Panel, 4 Slot Standard Enclosure, 10.25 A Auto Voltage, 8-Loop Panel Module, Hochiki Protocol, Network Module, and Media Gateway™, Gray, 48 Zone LEDs | 1 | [6 empty] | FALSE |  |  | *Refer to Install Sheet | 16.5in (W) x 23.2in (H) x 6in (D) | KM5FCRD (Optional Semi-Flush Mounting Kit) | #FFFF0000 | FA-NFPA 170 FIRE ALARM CONTROL UNIT | 1 | FALSE | FALSE | FALSE | 202 | [8 empty] | 7,12,18,28 |  |  | 10.25 |  | TRUE | [5 empty] | DESKTOP-7SAL8M7\acont | 2019-12-04 15:59 | THOR\acont | 2024-09-08 17:27 | Cloned from Hochiki LA103K1-40 CLONED
24659845-1d23-4b6a-9b8c-360042ee5261 |  |  |  | North | RS2 Technologies |  | Cards & Components |  |  |  | Card | TRUE | MR-52-S3 | ++ | 2 Door Controller | 1 | 0.55 | 0.55 |  |  | 24 |  | TRUE | [5 empty] | #FFFFFFFF |  |  | TRUE | FALSE | FALSE | [20 empty] | DESKTOP-7EIEB7A\acont | 2023-01-26 07:57 | THOR\acont | 2024-10-09 10:48 | Cloned from RS2 Technologies MR-50-S3 | [RS2 Technologies] [AUX POWER] [*] [AUX INPUT] LP-1501, LP-1501Plus, LP-1502, MR-16IN-S3, MR-16OUT-S3, MR-50-S3, MR-52-S3 [RS2 Technologies] [RS-485] [SIO COMMUNICATION] LP-1501, LP-1501Plus, LP-1502, MR-16IN-S3, MR-16OUT-S3, MR-50-S3, MR-52-S3 | [RS2 Technologies] MR-52-S3
e64c8711-2713-4e3a-94ca-36031e2a1a2b | NFPA 170 HORN CEILING |  |  | North | Simplex |  | Horn |  |  |  | Module | TRUE | 49AO-APPLC-O | + | Audible Only Notification Appliances, Weatherproof Ceiling Mount Electronic Horns, Specify Cover | 1 | 0 | 0 |  |  |  |  | TRUE | TRUE |  |  |  |  | #FF0070C0 | FA-NFPA 170 HORN CEILING | 1 | FALSE | FALSE | FALSE | 2013 | [16 empty] | C, WP |  |  | DESKTOP-7EIEB7A\acont | 2022-02-21 14:16 | THOR\acont | 2024-09-08 17:27 | Cloned from Autocall A49AO-APPLC-O | [Autocall, Simplex] [IDNac] [23VDC, STEADY HIGH] 49AO-APPLC-O (C), 49AO-APPLC-O-BA (C), A49AO-APPLC-O (C), A49AO-APPLC-O-BA (C)
5bbf2ee1-ad86-4fe9-b4ff-3607074bf7c5 | NFPA 170 FIRE ALARM CONTROL UNIT | RISER FACP |  | North | Farenhyt |  | Fire Alarm Control Unit |  |  |  | Assembly | TRUE | IFP-2100 | ++ | Intelligent Fire Alarm Control Panel | 1 | [6 empty] | FALSE |  |  |  | 26.4”H x 16.4"W x 4.11”D |  | #FFFF0000 | FA-NFPA 170 FIRE ALARM CONTROL UNIT | 1 | FALSE | FALSE | FALSE | 202 | [8 empty] | 18,26,33,55 |  | 18 |  |  | TRUE | [5 empty] | DESKTOP-7EIEB7A\acont | 2023-02-27 17:17 | THOR\acont | 2024-09-08 17:27 | Cloned from Farenhyt IFP-2000
024415e5-9bd4-4fe2-87d9-3607c22acde9 | NFPA 170 VOICE EVACUATION CONTROL UNIT |  |  | North | Hochiki |  | Voice Evac Control Unit |  |  |  | Assembly | TRUE | FNVMP80 | + | Master Panel, 80 Switch Control | 1 | [6 empty] | FALSE |  |  | *Refer to Install Sheet |  |  | #FFFF0000 | FA-NFPA 170 VOICE EVACUATION CONTROL UNIT | 1 | FALSE | FALSE | FALSE | 211 | [8 empty] | 7,12,18 |  |  |  |  | TRUE | [5 empty] | DESKTOP-7SAL8M7\acont | 2019-11-04 16:25 | THOR\acont | 2024-09-08 17:27
c9d58513-4d89-43f9-a7f8-3612934b0888 | NFPA 170 SPEAKER STROBE |  |  | North | Edwards |  | Speaker/Strobe |  |  |  | Module | TRUE | G4SVRN |  | Speaker/Strobe, Wall, Red, None | 1 | [6 empty] | FALSE | FALSE | GRSW-10 | G4RSB |  |  | #FF0070C0 | FA-NFPA 170 SPEAKER STROBE | 1 | FALSE | FALSE | FALSE | 2019 | [13 empty] | FALSE |  |  | C |  |  | DESKTOP-7SAL8M7\acont | 2020-09-15 08:46 | THOR\acont | 2025-02-25 13:49 | Cloned from Edwards GCSVRN | [Edwards, Kidde] [AUDIO 25v] [25V AUDIO] EGCF-S2VMH (C), G4F-S2, G4F-S2V1575, G4F-S2VM, G4HFRF-S2, G4HFRF-S2VMC, G4HFRN-S2, G4HFRN-S2VMC, G4HFWA-S2, G4HFWA-S2VMA, G4HFWA-S2VMC, G4HFWF-S2, G4HFWF-S2VMC, G4HFWN-S2, G4HFWN-S2VMA, G4HFWN-S2VMC, G4RF-S2, G4RF [Edwards, Hochiki, Kidde] [AUDIO 70.7v] [70V AUDIO] EG4SRF, EG4SRN, EG4SVRF, EG4SVRN, EG4SVWA, EG4SVWF, EG4SVWN, EG4SWA, EG4SWF, EG4SWN, G4SRF, G4SRN, G4SVRF, G4SVRN, G4SVWA, G4SVWF, G4SVWN, G4SWA, G4SWF, G4SWN, WGSRA, WGSRF, WGSRF-FR, WGSRF-SP, WGSRN, W [Edwards, Kidde] [AUDIO 70.7v] [70V AUDIO] G4F-S7, G4F-S7V1575, G4F-S7VM, G4HFRF-S7, G4HFRF-S7VMC, G4HFRN-S7, G4HFRN-S7VMC, G4HFWA-S7, G4HFWA-S7VMA, G4HFWA-S7VMC, G4HFWF-S7, G4HFWF-S7VMC, G4HFWN-S7, G4HFWN-S7VMA, G4HFWN-S7VMB, G4HFWN-S7VMC, G4RF-S7, G4RF [Edwards, Kidde] [NAC] [24 VDC] EG4SVRF, EG4SVRN, EG4SVWA, EG4SVWF, EG4SVWN, G4SVRF, G4SVRN, G4SVWA, G4SVWF, G4SVWN [Edwards, Hochiki, Kidde] [AUDIO 25v] [25V AUDIO] EG4SRF, EG4SRN, EG4SVRF, EG4SVRN, EG4SVWA, EG4SVWF, EG4SVWN, EG4SWA, EG4SWF, EG4SWN, G4SRF, G4SRN, G4SVRF, G4SVRN, G4SVWA, G4SVWF, G4SVWN, G4SWA, G4SWF, G4SWN, WGSRA, WGSRF, WGSRF-FR, WGSRF-SP, WGSRN, WGS [Edwards, Kidde] [NAC] [24 FWR] EG4SVRF, EG4SVRN, EG4SVWA, EG4SVWF, EG4SVWN, G4SVRF, G4SVRN, G4SVWA, G4SVWF, G4SVWN
2cd15d62-f207-46b9-a15f-36179b0703d4 | NFPA 170 SURGE SUPPRESSOR |  |  | North | Edwards |  | Surge Supressor |  |  |  | Module | TRUE | 235196P |  | Transient protector for bell and horn circuits | 1 | [6 empty] | FALSE | [5 empty] | #FFFF0000 | FA-NFPA 170 SURGE SUPPRESSOR | 1 | FALSE | FALSE | FALSE | 6001 | [13 empty] | FALSE |  |  | 24v |  |  |  |  | THOR\acont | 2024-09-08 17:27
ef79fa59-a0c7-4e71-90c8-3618a10f298d | NFPA 170 HORN STROBE |  |  | North | Kidde |  | Horn/Strobe |  |  |  | Module | TRUE | WG4RN-HVMHC |  | Outdoor horn-strobe, red w/o marking, high candela, clear lens | 1 | 0 | 0.502 |  |  |  |  | FALSE | [5 empty] | #FF0070C0 | FA-NFPA 170 HORN STROBE | 1 | FALSE | FALSE | FALSE | 2012 | [13 empty] | FALSE |  |  | WP |  |  | DESKTOP-7EIEB7A\acont | 2022-01-05 12:28 | THOR\acont | 2024-09-08 17:27 | Cloned from Edwards WG4RN-HVMHC | [Edwards, Kidde] [NAC] [UL1971, 24 VDC, CONTINUOUS] WG4RF-HVMHC, WG4RF-HVMHC (C) (C), WG4RN-HVMHC, WG4RN-HVMHC (C) (C), WG4WF-HVMHC, WG4WF-HVMHC (C) (C), WG4WN-HVMHC, WG4WN-HVMHC (C) (C) [Edwards, Kidde] [NAC] [UL1971, 16 VFWR, CONTINUOUS] WG4RF-HVMHC, WG4RF-HVMHC (C) (C), WG4RN-HVMHC, WG4RN-HVMHC (C) (C), WG4WF-HVMHC, WG4WF-HVMHC (C) (C), WG4WN-HVMHC, WG4WN-HVMHC (C) (C) [Edwards, Kidde] [NAC] [UL1971, 16 VDC, CONTINUOUS] WG4RF-HVMHC, WG4RF-HVMHC (C) (C), WG4RN-HVMHC, WG4RN-HVMHC (C) (C), WG4WF-HVMHC, WG4WF-HVMHC (C) (C), WG4WN-HVMHC, WG4WN-HVMHC (C) (C) [Edwards, Kidde] [NAC] [UL1638, 16 VFWR, CONTINUOUS] WG4RF-HVMHC, WG4RF-HVMHC (C) (C), WG4RN-HVMHC, WG4RN-HVMHC (C) (C), WG4WF-HVMHC, WG4WF-HVMHC (C) (C), WG4WN-HVMHC, WG4WN-HVMHC (C) (C) [Edwards, Kidde] [NAC] [UL1638, 16 VDC, CONTINUOUS] WG4RF-HVMHC, WG4RF-HVMHC (C) (C), WG4RN-HVMHC, WG4RN-HVMHC (C) (C), WG4WF-HVMHC, WG4WF-HVMHC (C) (C), WG4WN-HVMHC, WG4WN-HVMHC (C) (C) [Edwards, Kidde] [NAC] [UL1638, 24 VDC, CONTINUOUS] WG4RF-HVMHC, WG4RF-HVMHC (C) (C), WG4RN-HVMHC, WG4RN-HVMHC (C) (C), WG4WF-HVMHC, WG4WF-HVMHC (C) (C), WG4WN-HVMHC, WG4WN-HVMHC (C) (C)
a03effce-927c-4103-b2b7-361a6a105464 | NFPA 170 ASPIRATING SMOKE DETECTOR |  |  | North | Xtralis |  | Air Sampling Detection |  |  |  | Module | TRUE | VEP-A00-P-NTF | + | Up to 21,520 sq. ft (2000 sq. m) coverage through four pipes. | 5 | 0.37 | 0.4 |  |  |  |  | FALSE | [5 empty] | #FFFF0000 | FA-NFPA 170 ASPIRATING SMOKE DETECTOR | 1 | FALSE | FALSE | FALSE | [14 empty] | FALSE | [5 empty] | DESKTOP-7EIEB7A\acont | 2021-04-08 08:17 | THOR\acont | 2024-09-08 17:27 | Cloned from Xtralis VEP-A10-P-NTF | [Xtralis] [AUX POWER] [5] VEP-A00-1P, VEP-A00-1P-NTF, VEP-A00-P, VEP-A00-P-NTF, VEP-A10-P, VEP-A10-P-NTF, VEU-A10, VLF-250 (C), VLF-500 (C), VLI-880 (C), VLI-885 (C), XAS-1-US (C), XAS-2-US (C) [Xtralis] [AUX POWER] [1] VEP-A00-1P, VEP-A00-1P-NTF, VEP-A00-P, VEP-A00-P-NTF, VEP-A10-P, VEP-A10-P-NTF, VEU-A00, VLF-250 (C), VLF-500 (C), VLI-880 (C), VLI-885 (C), XAS-1-US (C), XAS-2-US (C) [Gamewell FCI, Xtralis] [IDC] 01 [FAULT 1] 7100X (C), 8100 (C), 9400X (C), AAD-7100X (C), AAD-8100 (C), VEP-A00-1P, VEP-A00-1P-NTF, VEP-A00-P, VEP-A00-P-NTF, VEP-A10-P, VEP-A10-P-NTF, VLF-250 (C), VLF-500 (C), VLI-880 (C), VLI-885 (C), XAS-1-US (C), XAS- [Xtralis] [IDC] 09 [ALERT] VEP-A00-1P-NTF, VEP-A00-P-NTF, VEP-A10-P-NTF [Xtralis] [AUX POWER] [10] VEP-A00-1P, VEP-A00-1P-NTF, VEP-A00-P, VEP-A00-P-NTF, VEP-A10-P, VEP-A10-P-NTF, VEU-A00, VLF-250 (C), VLF-500 (C), VLI-880 (C), VLI-885 (C), XAS-1-US (C), XAS-2-US (C) [Xtralis] [IDC] 01 [FIRE 1] VEP-A00-1P, VEP-A00-1P-NTF, VEP-A00-P, VEP-A00-P-NTF, VEP-A10-P, VEP-A10-P-NTF, VEU-A00, VEU-A10, VIC-020, VIC-030 [Xtralis] [IDC] 03 [FIRE 2] VEP-A00-1P, VEP-A00-1P-NTF, VEP-A00-P, VEP-A00-P-NTF, VEP-A10-P, VEP-A10-P-NTF, VEU-A00, VEU-A10, VIC-020, VIC-030 [Gamewell FCI, Xtralis] [SLC MODULES] [#3] AAD-7100X (C), AAD-8100 (C), VEA-040-A00 (C), VEA-040-A10 (C), VEP-A00-1P-NTF, VEP-A00-P-NTF, VEP-A10-P-NTF [Xtralis] [IDC] 02 [ACTION] VEP-A00-1P, VEP-A00-1P-NTF, VEP-A00-P, VEP-A00-P-NTF, VEP-A10-P, VEP-A10-P-NTF, VEU-A00, VEU-A10, VIC-020, VIC-030 [Gamewell FCI, Xtralis] [IDC] 03 [FIRE1] 7100X (C), 8100 (C), 9400X (C), AAD-7100X (C), AAD-8100 (C), VEP-A00-1P, VEP-A00-1P-NTF, VEP-A00-P, VEP-A00-P-NTF, VEP-A10-P, VEP-A10-P-NTF, VLF-250 (C), VLF-500 (C), VLI-880 (C), VLI-885 (C), XAS-1-US (C), XAS-2- [Gamewell FCI, Xtralis] [IDC] 02 [ACTION] 7100X (C), 8100 (C), 9400X (C), AAD-7100X (C), AAD-8100 (C), VEP-A00-1P, VEP-A00-1P-NTF, VEP-A00-P, VEP-A00-P-NTF, VEP-A10-P, VEP-A10-P-NTF, VLF-250 (C), VLF-500 (C), VLI-880 (C), VLI-885 (C), XAS-1-US (C), XAS-2 [Gamewell FCI, Xtralis] [SLC MODULES] [#2] AAD-7100X (C), AAD-8100 (C), VEA-040-A00 (C), VEA-040-A10 (C), VEP-A00-1P-NTF, VEP-A00-P-NTF, VEP-A10-P-NTF [Xtralis] [AUX POWER] [10] VEP-A00-1P, VEP-A00-1P-NTF, VEP-A00-P, VEP-A00-P-NTF, VEP-A10-P, VEP-A10-P-NTF, VEU-A10, VLF-250 (C), VLF-500 (C), VLI-880 (C), VLI-885 (C), XAS-1-US (C), XAS-2-US (C) [Gamewell FCI, Xtralis] [SLC SENSORS] [#3 TYPE ADDR ¦ SENSORS] AAD-7100X (C), AAD-8100 (C), VEA-040-A00 (C), VEA-040-A10 (C), VEA-040-A10-NTF (C), VEP-A00-1P-NTF, VEP-A00-P-NTF, VEP-A10-P-NTF [Xtralis] [AUX POWER] [*] VEP-A00-1P, VEP-A00-1P-NTF, VEP-A00-P, VEP-A00-P-NTF, VEP-A10-P, VEP-A10-P-NTF, VLF-250 (C), VLF-500 (C), VLI-880 (C), VLI-885 (C), XAS-1-US (C), XAS-2-US (C) [Gamewell FCI, Xtralis] [SLC MODULES] [#5] AAD-7100X (C), AAD-8100 (C), VEA-040-A00 (C), VEA-040-A10 (C), VEP-A00-1P-NTF, VEP-A00-P-NTF, VEP-A10-P-NTF [Xtralis] [AUX POWER] [5] VEP-A00-1P, VEP-A00-1P-NTF, VEP-A00-P, VEP-A00-P-NTF, VEP-A10-P, VEP-A10-P-NTF, VEU-A00, VLF-250 (C), VLF-500 (C), VLI-880 (C), VLI-885 (C), XAS-1-US (C), XAS-2-US (C) [Gamewell FCI, Xtralis] [SLC MODULES] [#4] AAD-7100X (C), AAD-8100 (C), VEA-040-A00 (C), VEA-040-A10 (C), VEP-A00-1P-NTF, VEP-A00-P-NTF, VEP-A10-P-NTF [Xtralis] [IDC] 04 [FAULT] VEP-A00-1P, VEP-A00-1P-NTF, VEP-A00-P, VEP-A00-P-NTF, VEP-A10-P, VEP-A10-P-NTF, VEU-A00, VEU-A10, VIC-020, VIC-030 [Xtralis] [AUX POWER] [1] VEP-A00-1P, VEP-A00-1P-NTF, VEP-A00-P, VEP-A00-P-NTF, VEP-A10-P, VEP-A10-P-NTF, VEU-A10, VLF-250 (C), VLF-500 (C), VLI-880 (C), VLI-885 (C), XAS-1-US (C), XAS-2-US (C) [Xtralis] [IDC] 05 [ALERT] VEP-A00-1P, VEP-A00-1P-NTF, VEP-A00-P, VEP-A00-P-NTF, VEP-A10-P, VEP-A10-P-NTF, VEU-A00, VEU-A10, VIC-020, VIC-030
8baf1295-07ee-4734-9c5c-361e82eafa0e | NFPA 170 SPEAKER WALL |  |  | North | Gentex |  | Speaker |  |  |  | Module | TRUE | SPKE8W |  | Speaker, 8" round, white 1/8 to 4 Watt Taps | 1 | [6 empty] | FALSE | FALSE |  |  |  |  | #FF0070C0 | FA-NFPA 170 SPEAKER WALL | 1 | FALSE | FALSE | FALSE | 2021 | [13 empty] | FALSE | [7 empty] | THOR\acont | 2024-09-08 17:27 |  | [Gentex, Hochiki, Potter] [AUDIO 25v] [25V AUDIO] CSPKSTR-24AR (C), CSPKSTR-24AW (C), CSPKSTR-24BR (C), CSPKSTR-24BW (C), CSPKSTR-24GR (C), CSPKSTR-24GW (C), CSPKSTR-24RR (C), CSPKSTR-24RW (C), FASPKR-R (C), FASPKR-W (C), FASPKR-WR, FASPKR-WW, FASPK-WPR, [Gentex, Hochiki, Potter] [AUDIO 70.7v] [70V AUDIO] CSPKSTR-24AR (C), CSPKSTR-24AW (C), CSPKSTR-24BR (C), CSPKSTR-24BW (C), CSPKSTR-24GR (C), CSPKSTR-24GW (C), CSPKSTR-24RR (C), CSPKSTR-24RW (C), FASPKR-R (C), FASPKR-W (C), FASPKR-WR, FASPKR-WW, FASPK-WP
09b12df5-b9e3-4a6e-b0a7-361ec112c9cc | NFPA 170 HEAT DETECTOR |  |  | North | Siemens |  | Heat Detector |  |  |  | Module | TRUE | DT-600EP | 500-688986 | 600 DEG EXP PROOF (SPECIAL ORDER) | 1 | [12 empty] | #FFFF0000 | FA-NFPA 170 HEAT DETECTOR | 1 | FALSE | FALSE | FALSE | [17 empty] | 600° FT, XP |  |  | DESKTOP-7SAL8M7\acont | 2019-08-13 09:04 | THOR\acont | 2024-09-08 17:27 |  | [Siemens] [IDC] [#1 ALARM] DT-135F, DT-135R, DT-135WP, DT-140EP, DT-160EP, DT-190EP, DT-200F, DT-200R, DT-200WP, DT-225EP, DT-275EP, DT-325EP, DT-360EP, DT-450EP, DT-600EP, DT-725EP
159a3a74-6e81-4412-87db-361f78869e83 | NFPA 170 SMOKE CO DETECTOR |  |  | North | Autocall |  | Smoke/CO Detector |  |  |  | Module | TRUE | A4098-9714 w/A4098-9770 | + | TrueAlarm Photoelectric Smoke Detector w/CO Base, Standard operation | 1 | 0.0008 | 0.001 |  |  |  |  | TRUE | TRUE |  |  |  |  | #FFFF0000 | FA-NFPA 170 SMOKE CO DETECTOR | 1 | FALSE | FALSE | FALSE | 1408 | [16 empty] | CO |  |  | DESKTOP-7EIEB7A\acont | 2021-07-28 10:21 | THOR\acont | 2024-09-08 17:27 | Cloned from AutoCall A4098-9714 w/A4098-9792 | [Autocall, Simplex] [IDNet] [SENSORS ++] 4098-9714 (C), 4098-9714 w/4098-9770 (C), 4098-9714 w/4098-9771 (C), 4098-9714 w/4098-9772 (C), 4098-9714 w/4098-9773 (C), 4098-9714 w/4098-9780 (C), 4098-9714 w/4098-9789 (C), 4098-9714 w/4098-9791 (C), 4098-9714
f08c5666-842a-4bb6-ae72-36204958bdcc |  |  |  | North | Edwards |  | Hardware |  |  |  | Hardware | TRUE | MN-HSPAXFM1 |  | ECC Replacement pre-amp audio isolation transformer module | 1 | [6 empty] | FALSE | [5 empty] | #FFFFFFFF |  |  | FALSE | FALSE | FALSE | [14 empty] | FALSE | [7 empty] | THOR\acont | 2024-10-09 10:48
7f1e3fa2-323b-46c3-8f37-36247e0a7aeb |  |  |  | North | Potter |  | Cards & Components |  |  |  | Card | TRUE | PFC-6800 MAIN BOARD |  | Main Board for PFC-6800 Fire Alarm Control Panel | 1 | 0.13 | 0.22 |  |  |  |  | TRUE | [5 empty] | #FFFFFFFF |  |  | FALSE | FALSE | FALSE | [14 empty] | FALSE | [7 empty] | THOR\acont | 2024-10-09 10:48 |  | [Advanced, Potter] [VAC ] [120VAC] AFC-100 Main Board, AFC-1000 Main Board, AFC-50 Main Board, ARC-100 Main Board, AX-PSN104 Main Board, AX-PSN106 Main Board, AX-PSN108 Main Board, AX-PSN-64 Main Board, DCA-10025 (25V) Main Board, DCA-10025 (70V) Main Bo
b3492155-c24d-4b2b-8262-36278468a459 | NFPA 170 HORN STROBE |  |  | North | Gentex |  | Horn/Strobe |  |  |  | Module | TRUE | WGEC24-75PWW |  | 24 Volt Low Profile Evacuation Outdoor Horn/Strobe, Weather Proof, Wall, White, Plain | 1 | 0 | 0.198 |  |  |  |  | FALSE | [5 empty] | #FF0070C0 | FA-NFPA 170 HORN STROBE | 1 | FALSE | FALSE | FALSE | 2012 | [13 empty] | FALSE | [7 empty] | THOR\acont | 2024-09-08 17:27 |  | [Bosch, Gentex, Hochiki, VES] [NAC] [UL MAX] VF4007-X0, WGEC24-75PWR, WGEC24-75PWRLP, WGEC24-75PWW, WGEC24-75PWWLP, WGEC24-75WR, WGEC24-75WRLP, WGEC24-75WW, WGEC24-75WWLP, WHEC24-75WR, WHEC24-75WW
22ad699c-f072-4ee0-a7a5-3629739dcbc4 | NFPA 170 STROBE CEILING |  |  | North | Simplex |  | Strobe |  |  |  | Module | TRUE | 4906-9207 | + | Multi-Candela Addressable Ceiling Mount Strobe, white with red "ALERT" lettering with amber lens; | 1 | 0 | 0 |  |  |  |  | TRUE | TRUE |  |  |  |  | #FF0070C0 | FA-NFPA 170 STROBE CEILING | 1 | FALSE | FALSE | FALSE | 2022 | [16 empty] | C |  |  | DESKTOP-7EIEB7A\acont | 2022-03-07 09:25 | THOR\acont | 2024-09-08 17:27 | Cloned from Autocall A4906-9207 | [Autocall, Simplex] [IDNac] [23 VDC RMS] 4906-9207 (C), A4906-9207 (C)
ad7570d9-8257-4438-a15d-362a53636423 | NFPA 170 GAS DETECTOR |  |  | North | Kidde |  | Gas Detection |  |  |  | Module | TRUE | KIR-COD w/KI-IB BASE | ++ | Intelligent Carbon Monoxide Detector | 1 | 5.1e-05 | 6.8e-05 |  |  |  |  | FALSE | TRUE |  |  |  |  | #FFFF0000 | FA-NFPA 170 GAS DETECTOR | 1 | FALSE | FALSE | FALSE | 1408 | [13 empty] | FALSE | [5 empty] | DESKTOP-7EIEB7A\acont | 2023-05-24 19:06 | THOR\acont | 2024-09-08 17:27 | Cloned from Kidde KI-COD w/KI-IB BASE | [Edwards, Kidde] [SLC EST MODULES/SENSORS] 01 [*] [iO64] DS-HFS (C), DS-PS (C), FX-HD w/IB4U BASE, FX-HD w/RB4U BASE, FX-HD w/SB4U BASE, FX-HD w/SB4U-LF BASE, FX-HD wB4U BASE, FX-PD w/B4U BASE (C), FX-PD w/IB4U BASE (C), FX-PD w/SB4U BASE (C), FX-PD w/SB [Kidde] [SLC EST SENSORS] [*] [#4 TYPE ADDR ¦ SENSORS] DS-HFS (C), DS-PS (C), FX-HD w/IB4U BASE, FX-HD w/RB4U BASE, FX-HD w/SB4U BASE, FX-HD w/SB4U-LF BASE, FX-HD wB4U BASE, FX-PD w/B4U BASE (C), FX-PD w/IB4U BASE (C), FX-PD w/SB4U BASE (C), FX-PD w/SB4U [Edwards, Kidde] [SLC EST SENSORS] 01 [*] [EST3, iO1000] DS-HFS (C), DS-PS (C), FX-HD w/IB4U BASE, FX-HD w/RB4U BASE, FX-HD w/SB4U BASE, FX-HD w/SB4U-LF BASE, FX-HD wB4U BASE, FX-PD w/B4U BASE (C), FX-PD w/IB4U BASE (C), FX-PD w/SB4U BASE (C), FX-PD w/SB [Kidde] [SLC EST MODULES SENSORS] [*] [#2 SHARED ADDR ¦ SENSORS] DS-HFS (C), DS-PS (C), FX-HD w/IB4U BASE, FX-HD w/RB4U BASE, FX-HD w/SB4U BASE, FX-HD w/SB4U-LF BASE, FX-HD wB4U BASE, FX-PD w/B4U BASE (C), FX-PD w/IB4U BASE (C), FX-PD w/SB4U BASE (C), FX
8753aa6a-d9c0-4ef8-b8fb-362a9abe842d | NFPA 170 AMPLIFIER RACK | RISER AMP |  | North | Evax |  | Amplifier |  |  |  | Assembly | TRUE | HMX-DP100 (25V) | + | Distributed Panel, Dual Channel, 100W | 1 | [6 empty] | FALSE | [5 empty] | #FFFF0000 | FA-NFPA 170 AMPLIFIER RACK | 1 | FALSE | FALSE | FALSE | 300 | [8 empty] | 7,12,18 |  |  |  | 100 | TRUE | [5 empty] | DESKTOP-7SAL8M7\acont | 2020-07-16 11:07 | THOR\acont | 2024-09-08 17:27 | Cloned from Hochiki FNVDP100 (25V)
dde23d09-8cb1-4e17-a65a-362b67303929 |  |  |  | North | Evax |  | Cards & Components |  |  |  | Card | TRUE | EVX-25E | + | 25W Voice Evacuation Module | 1 | 0.18 | 2.5 |  |  |  |  | TRUE | [5 empty] | #FFFFFFFF |  |  | FALSE | FALSE | FALSE | [20 empty] | DESKTOP-7SAL8M7\acont | 2020-07-16 11:28 | THOR\acont | 2024-10-09 10:48 | Cloned from Hochiki EVX-25E-H
2f36d66c-9f60-4e77-8e89-362bc7a2b83c |  |  |  | North | MIRCOM | [5 empty] | Module | TRUE | QAA-5415-25 4 Zone 15W Amplifier 25V | ++ | 4 Zone 15W Amplifier 25V | 1 | 0.055 | 0.35 | [10 empty] | #FFFFFFFF |  |  | FALSE | FALSE | FALSE | [20 empty] | THOR\acont | 2024-02-24 16:13 | THOR\acont | 2024-12-02 14:25
71679fec-9108-4956-a532-362c22578906 |  |  |  | North | Edwards |  | Hardware |  |  |  | Hardware | TRUE | 4-4ANNMT | + | Wallbox, Surface/Flush Mounting | 1 | [6 empty] | FALSE | [5 empty] | #FFFFFFFF |  |  | FALSE | FALSE | FALSE | [14 empty] | FALSE | [5 empty] | DESKTOP-7EIEB7A\acont | 2022-03-22 09:45 | THOR\acont | 2024-10-09 10:48 | Cloned from Edwards 4ANN/B-S
634f1671-0e49-461b-b774-363134cdb9ed | NFPA 170 REMOTE TEST SWITCH |  |  | North | Edwards |  | REMOTE TEST SWITCH |  |  |  | Module | TRUE | SD-TRK4 |  | SuperDuct, Remote test/reset station, keyed - 4-wire | 1 | [6 empty] | FALSE | [5 empty] | #FFFF0000 | FA-NFPA 170 REMOTE TEST SWITCH | 1 | FALSE | FALSE | FALSE | 914 | [13 empty] | FALSE | [7 empty] | THOR\acont | 2024-09-08 17:27 |  | [Edwards, Kidde] [RTS] C-DTS, EC-LLT, SD-TRK, SD-TRK4, SD-TRM, SD-TRM4, SIGA-DTS
4658c0d0-3471-4379-a641-36327e61f222 |  |  |  | North | Edwards |  | Cards & Components |  |  |  | Card | TRUE | ZB16-4 |  | Class B 16 (4 Convertible to NAC) Conventional Zone Module | 1 | [6 empty] | TRUE | [5 empty] | #FFFFFFFF |  |  | FALSE | FALSE | FALSE | [14 empty] | FALSE | [7 empty] | THOR\acont | 2024-10-09 10:48
6fafd5e4-1c24-41a4-9aaa-3637b50f88f4 | NFPA 170 ADDRESSABLE OUTPUT MODULE |  |  | North | Monaco Enterprises |  | Addressable Control/Relay |  |  |  | Module | TRUE | 729-221-00 | ++ | Intelligent Relay Control Module, 2 Form C Contacts, AP/CLIP, White, Type II | 2 | 0.0003 | 0.0055 |  |  |  |  | FALSE | [5 empty] | #FFFF0000 | FA-NFPA 170 ADDRESSABLE OUTPUT MODULE | 1 | FALSE | FALSE | FALSE | 1100 | [13 empty] | FALSE |  |  | R |  |  | DESKTOP-7EIEB7A\acont | 2023-04-25 07:08 | THOR\acont | 2024-09-08 17:27 | Cloned from Monaco Enterprises 729-159-00 | [Monaco Enterprises] [SLC MODULES] 01 [*] 729-142-00, 729-143-00, 729-144-00, 729-158-00, 729-159-00, 729-182-00, 729-217-00, 729-218-00, 729-221-00 [Monaco Enterprises] [SLC MODULES SENSORS] 01 [*] 708-026-01, 708-031-00, 721-121-00 w/B200SR-LF-WH (C), 721-121-00 w/B200SR-WH (C), 721-121-00 w/B210LP (C), 721-121-00 w/B224RB-WH (C), 721-121-00 w/B501 (C), 721-124-00 w/B200SR-LF-WH (C), 721-124-00 w/B [Monaco Enterprises] [SLC MODULES] 01 [*] 708-026-01, 708-031-00, 729-142-00, 729-143-00, 729-144-00, 729-158-00, 729-159-00, 729-165-00, 729-182-00, 729-217-00, 729-218-00, 729-221-00, 729-225-00 [Monaco Enterprises] [SLC MODULES/SENSORS] 01 [*] 721-121-00 w/B200SR-LF-WH (C), 721-121-00 w/B200SR-WH (C), 721-121-00 w/B210LP (C), 721-121-00 w/B224RB-WH (C), 721-121-00 w/B501 (C), 721-124-00 w/B200SR-LF-WH (C), 721-124-00 w/B200SR-WH (C), 721-124-00
9bb59135-21fc-4908-a523-3639e9fa4561 | NFPA 170 HORN STROBE CEILING |  |  | North | Siemens |  | Horn/Strobe |  |  |  | Module | TRUE | SLHSCW-N | S54329-F36-A2 | SLHSCW-N HRN/ST,CLG,WHT,NO-TXT | 1 | [7 empty] | TRUE |  |  |  |  | #FF0070C0 | FA-NFPA 170 HORN STROBE CEILING | 1 | FALSE | FALSE | FALSE | 2013 | [16 empty] | C |  |  | DESKTOP-7SAL8M7\acont | 2019-08-13 09:04 | THOR\acont | 2024-09-08 17:27 | B,T | [Siemens] [NAC] [24 VDC, HIGH DB, CODE 3] SLHSCR-A (C), SLHSCR-AL (C), SLHSCR-F (C), SLHSCR-FB (C), SLHSCR-N (C), SLHSCW-A (C), SLHSCW-AL (C), SLHSCW-F (C), SLHSCW-FB (C), SLHSCW-N (C)
72911400-67ad-4893-92d9-363bdc000400 | NFPA 170 GAS DETECTOR |  |  | North | Kidde |  | Gas Detection |  |  |  | Module | TRUE | KIR-COD w/KI-ABST BASE | ++ | Intelligent Carbon Monoxide Detector | 1 | 5.1e-05 | 6.8e-05 |  |  |  |  | FALSE | TRUE |  |  |  |  | #FFFF0000 | FA-NFPA 170 GAS DETECTOR | 1 | FALSE | FALSE | FALSE | 1408 | [13 empty] | FALSE | [5 empty] | DESKTOP-7EIEB7A\acont | 2023-05-24 19:06 | THOR\acont | 2024-09-08 17:27 | Cloned from Kidde KI-COD w/KI-ABST BASE | [Kidde] [SLC EST MODULES SENSORS] [*] [#2 SHARED ADDR ¦ SENSORS] DS-HFS (C), DS-PS (C), FX-HD w/IB4U BASE, FX-HD w/RB4U BASE, FX-HD w/SB4U BASE, FX-HD w/SB4U-LF BASE, FX-HD wB4U BASE, FX-PD w/B4U BASE (C), FX-PD w/IB4U BASE (C), FX-PD w/SB4U BASE (C), FX [Edwards, Kidde] [AUX POWER] FX-HD w/SB4U BASE, FX-PD w/SB4U BASE (C), FX-PHD w/SB4U BASE (C), KI-COD w/KI-ABST BASE (C), KI-HCD w/KI-ABST BASE, KI-HRD w/KI-ABST BASE, KI-PCD w/KI-ABST BASE (C), KI-PD w/KI-ABST BASE (C), KI-PHCD w/KI-ABST BASE (C), KI-PH [Edwards, Kidde] [SLC EST MODULES/SENSORS] 01 [*] [iO64] DS-HFS (C), DS-PS (C), FX-HD w/IB4U BASE, FX-HD w/RB4U BASE, FX-HD w/SB4U BASE, FX-HD w/SB4U-LF BASE, FX-HD wB4U BASE, FX-PD w/B4U BASE (C), FX-PD w/IB4U BASE (C), FX-PD w/SB4U BASE (C), FX-PD w/SB [Edwards, Kidde] [SLC EST SENSORS] 01 [*] [EST3, iO1000] DS-HFS (C), DS-PS (C), FX-HD w/IB4U BASE, FX-HD w/RB4U BASE, FX-HD w/SB4U BASE, FX-HD w/SB4U-LF BASE, FX-HD wB4U BASE, FX-PD w/B4U BASE (C), FX-PD w/IB4U BASE (C), FX-PD w/SB4U BASE (C), FX-PD w/SB [Kidde] [SLC EST SENSORS] [*] [#4 TYPE ADDR ¦ SENSORS] DS-HFS (C), DS-PS (C), FX-HD w/IB4U BASE, FX-HD w/RB4U BASE, FX-HD w/SB4U BASE, FX-HD w/SB4U-LF BASE, FX-HD wB4U BASE, FX-PD w/B4U BASE (C), FX-PD w/IB4U BASE (C), FX-PD w/SB4U BASE (C), FX-PD w/SB4U
a44d6b65-7167-4da5-9357-363ef98137e4 | NFPA 170 GRAPHIC ANNUNCIATOR PANEL | RISER ANNUNCIATOR |  | North | Edwards |  | Graphic Annunciator |  |  |  | Module | TRUE | EV2 |  | Graphic Annunciator 17.5"w x 15.75"h view area, 96 LEDs typical | 1 | [6 empty] | FALSE | [5 empty] | #FFFF0000 | FA-NFPA 170 GRAPHIC ANNUNCIATOR PANEL | 1 | FALSE | FALSE | FALSE | 256 | [13 empty] | FALSE | [7 empty] | THOR\acont | 2024-09-08 17:27
93277d1f-de20-40bc-b331-364336aab1f9 | NFPA 170 FIRE ALARM CONTROL UNIT | RISER FACP |  | North | Autocall |  | Fire Alarm Control Unit |  |  |  | Assembly | TRUE | A100-9709 | ++ | ES-PS Master Controller with no interface | 1 | 0 | 0 |  |  |  |  | TRUE | [5 empty] | #FFFF0000 | FA-NFPA 170 FIRE ALARM CONTROL UNIT | 1 | FALSE | FALSE | FALSE | 202 | [8 empty] | 50,110 |  |  |  |  | TRUE | [5 empty] | THOR\acont | 2025-02-05 08:45 | THOR\acont | 2025-02-05 08:46 | Cloned from Autocall A100-9706
f80974ae-5b54-4ee2-8927-3646a9a3d856 | NFPA 170 MANUAL PULL |  |  | North | MIRCOM |  | Manual Station |  |  |  | Module | TRUE | MS-710MPU | + | Intelligent Key-Resettable Single Stage Dual Action Manual Station MP- UL | 1 | 0.002 | 0.0033 |  |  |  |  | FALSE | [5 empty] | #FFFF0000 | FA-NFPA 170 MANUAL PULL | 1 | FALSE | FALSE | FALSE | 957 | [13 empty] | FALSE | [5 empty] | DESKTOP-7EIEB7A\acont | 2022-05-17 09:19 | THOR\acont | 2024-09-08 17:27 | Cloned from MIRCOM MS-710MP | [MIRCOM] [SLC MODULES] [*] [#3 TYPE ADDR ¦ MODULES] CR-6, CZ-6, IM-10, MIX-100P, MIX-100R, MIX-100S, MIX-101P, MIX-4040, MIX-4040M, MIX-4041, MIX-4045, MIX-4045-M, MIX-4046, MIX-M500DM, MIX-M500DMAP, MIX-M500FP, MIX-M500M, MIX-M500MAP, MIX-M500R, MIX-M50
692ab77e-b74a-47ef-8113-3653dab0140d |  |  |  | North | Siemens | [5 empty] | Module | TRUE | EK-35 | 545-083278 | EK-35 RAIL KIT 2 LEFT/RIGHT MOUNT RAIL/KR-5R 4 MOUNTING U BRACKET/KU-1 2 MOUNTING BRACKET/KZ-3 | 1 | [12 empty] | #FFFFFFFF |  |  | FALSE | FALSE | FALSE | [20 empty] | DESKTOP-7SAL8M7\acont | 2019-08-13 09:04 | THOR\acont | 2024-10-09 10:48
b6cce556-6a4d-4e4c-88bc-365814f9bf44 |  |  |  | North | Gamewell FCI |  | Hardware |  |  |  | Hardware | TRUE | E3-TRIMKIT-A1 | ++ | Trim kit for “A1” size enclosure, black | 1 | [6 empty] | TRUE | [5 empty] | #FFFFFFFF |  |  | FALSE | FALSE | FALSE | [20 empty] | DESKTOP-7EIEB7A\acont | 2022-08-29 12:41 | THOR\acont | 2024-10-09 10:48 | Cloned from Gamewell FCI E3-TRIMKIT-A
1234292a-607a-4682-870b-365838002b57 | CADGEN MOTION DETECTOR LONG RANGE |  |  | North | NAPCO |  | Motion Detector |  |  |  | Module | TRUE | GEMC-BSLC-DT | + | Addressable SLC Commercial Dual Tech Microwave/PIR, 40 x 40’ | 1 | 0.019 | 0.019 | [10 empty] | #FFFF0000 | FA-CADGEN MOTION DETECTOR LONG RANGE | 1 | FALSE | FALSE | FALSE | [20 empty] | DESKTOP-7SAL8M7\acont | 2020-01-21 11:59 | THOR\acont | 2024-09-08 17:27 |  | [NAPCO] [SLC NAPCO BURG] 01 [*] GEMC-BSLC-1PT, GEMC-BSLC-4PT, GEMC-BSLC-DT, GEMC-BSLC-PIR, GEMC-BSLC-RLY
043cd06c-b7bd-4e1a-856d-3662a69812e4 |  |  |  | North | Edwards |  | Cards & Components |  |  |  | Card | TRUE | FSP302G Mainboard |  | Mainboard for FSP302G assembly | 1 | 0.05 | 0.24 |  |  |  |  | TRUE | [5 empty] | #FFFFFFFF |  |  | FALSE | FALSE | FALSE | [14 empty] | FALSE | [7 empty] | THOR\acont | 2024-10-09 10:48 |  | [Edwards, Kidde] [VAC ] 2IDC, 76-600000-001 Main Board, 76-800xxx-xxx Main Board, 77-600000-901 Main Board, 84-732001-901 Main Board, APS10A Mainboard, APS6A Mainboard, BPS10A Mainboard, BPS10A/230 Mainboard, BPS6A Mainboard, BPS6A/230 Mainboard, EST1-2Z [Edwards, Kidde, Macurco] [IDC] [#1 ALARM] 2IDC, 76-600000-001 Main Board, 76-800xxx-xxx Main Board, 77-600000-901 Main Board, 84-732001-901 Main Board, DVP-120 Mainboard, EST1-2Z Mainboard, FSP1004G Mainboard, FSP1004G-2 Mainboard, FSP1004GD Mainboard, [Edwards, Kidde, Macurco] [IDC] [#3 SUPERVISORY] 2IDC, 76-600000-001 Main Board, 76-800xxx-xxx Main Board, 77-600000-901 Main Board, 84-732001-901 Main Board, DVP-120 Mainboard, EST1-2Z Mainboard, FSP1004G Mainboard, FSP1004G-2 Mainboard, FSP1004GD Mainb [Edwards, Kidde, Macurco] [IDC] [#2 TROUBLE] 2IDC, 76-600000-001 Main Board, 76-800xxx-xxx Main Board, 77-600000-901 Main Board, 84-732001-901 Main Board, DVP-120 Mainboard, EST1-2Z Mainboard, FSP1004G Mainboard, FSP1004G-2 Mainboard, FSP1004GD Mainboard | [Edwards] FSP302G Mainboard, FSP302G-2 Mainboard, FSP302GD Mainboard, FSP302R Mainboard, FSP302RD Mainboard, FSP502G Mainboard, FSP502G-2 Mainboard, FSP502GD Mainboard, FSP502R Mainboard, FSP502RD Mainboard [Edwards, Kidde] FSP1004G Mainboard, FSP1004G-2 Mainboard, FSP1004GD Mainboard, FSP1004R Mainboard, FSP1004RD Mainboard, FSP302G Mainboard, FSP302G-2 Mainboard, FSP302GD Mainboard, FSP302R Mainboard, FSP302RD Mainboard, FSP502G Mainboard, FSP502G-2 Mainbo [Edwards] FSP302G Mainboard [Edwards] FSP302G Mainboard, FSP302G-2 Mainboard, FSP302GD Mainboard, FSP302R Mainboard, FSP302RD Mainboard [Edwards] FSP302G Mainboard, FSP302G-2 Mainboard, FSP302GD Mainboard, FSP302R Mainboard, FSP302RD Mainboard, FSP502G Mainboard, FSP502G-2 Mainboard, FSP502GD Mainboard, FSP502R Mainboard, FSP502RD Mainboard
9ee44f48-723b-4eb6-ac9e-3666467f36ab |  |  |  | North | Siemens | [5 empty] | Module | TRUE | DFM | 500-634910 | D-NET FIBER MODULE | 1 | [12 empty] | #FFFFFFFF |  |  | FALSE | FALSE | FALSE | [20 empty] | DESKTOP-7SAL8M7\acont | 2019-08-13 09:04 | THOR\acont | 2024-10-09 10:48
cd7aa0fd-aedb-422b-9b81-366cf1453f63 | NFPA 170 SMOKE DETECTOR |  |  | North | Potter |  | Smoke Detector |  |  |  | Module | TRUE | PAD100-PD w/PAD100-SB | + | Photoelectric Smoke Detector with 6" Base with Sounder Module Included | 2 | 0.0005 | 0.0005 |  |  |  |  | FALSE | TRUE |  |  |  |  | #FFFF0000 | FA-NFPA 170 SMOKE DETECTOR | 1 | FALSE | FALSE | FALSE | 1408 | [13 empty] | FALSE |  |  | SB |  |  |  |  | THOR\acont | 2024-09-08 17:27 | 20191121 AC Detector with base | [Potter] [SLC PAD] [*] [#2 SHARED ADDR ¦ SENSORS] PAD100-CD w/PAD100-4DB, PAD100-CD w/PAD100-6DB, PAD100-CD w/PAD100-IB, PAD100-CD w/PAD100-LFSB, PAD100-CD w/PAD100-RB, PAD100-CD w/PAD100-SB, PAD100-CD w/PAD100-SPKB, PAD100-DUCT (C), PAD100-DUCTR (C), PA [Potter] [AUX POWER] PAD100-CD w/PAD100-SB, PAD100-HD w/PAD100-SB, PAD100-PD w/PAD100-SB (C), PAD100-PHD w/PAD100-SB (C), PAD100-PHD w/PAD100-SB (Split) (C), PAD200-PCD (C), PAD200-PCD (Split) (C), PAD200-PCD w/PAD100-SB (C), PAD200-PCD w/PAD100-SB (Spli
7bc0cf38-227c-4302-921a-366de89fb744 |  |  |  | North | Edwards |  | Hardware |  |  |  | Hardware | TRUE | QSC-5-G-2E-SPE |  | OBSOLETE - FAP w/ 5 Option Card Spaces, Gray, EN-54, Spanish, 230V | 1 | [6 empty] | FALSE | [5 empty] | #FFFFFFFF |  |  | FALSE | FALSE | FALSE | [14 empty] | FALSE | [7 empty] | THOR\acont | 2024-10-09 10:48
edf19e1a-6ffa-4e2f-98c3-3679509b60fb | NFPA 170 HORN STROBE |  |  | North | Potter |  | Horn/Strobe |  |  |  | Module | TRUE | LFHS-177W |  | Low Profile Horn Strobe, Low Frequency, Fixed 177 Candela, White | 1 | 0 | 0.293 |  |  |  |  | FALSE | FALSE |  |  |  |  | #FF0070C0 | FA-NFPA 170 HORN STROBE | 1 | FALSE | FALSE | FALSE | 2012 | [13 empty] | FALSE |  |  | LF |  |  |  |  | THOR\acont | 2024-09-08 17:27 |  | [Potter] [NAC] [24 VDC, HIGH DB, TEMPORAL 3] LFHS-177R, LFHS-177W [Potter] [NAC] [UL MAX, HIGH DB, TEMPORAL 3] LFHS-177R, LFHS-177W [Potter] [NAC] [24 VDC, HIGH DB, TEMPORAL 4] LFHS-177R, LFHS-177W [Potter] [NAC] [UL MAX, HIGH DB, TEMPORAL 4] LFHS-177R, LFHS-177W
905205a4-e4bf-4ab0-9506-367c35b630a5 |  |  |  | North | Firelite |  | Cards & Components |  |  |  | Card | TRUE | ECC-50/100 Main Board (50W, 25V) | + | Main Board for ECC-50/100 | 1 | 0.272 | 3.846 |  |  |  |  | TRUE | FALSE |  |  |  |  | #FFFFFFFF |  |  | FALSE | FALSE | FALSE | [14 empty] | FALSE | [7 empty] | THOR\acont | 2024-10-09 10:48 |  | [Firelite, Gamewell FCI] [RS-485] ECC-50/100 Main Board (100W, 25V), ECC-50/100 Main Board (100W, 70V), ECC-50/100 Main Board (50W, 25V), ECC-50/100 Main Board (50W, 70V), FireVac IV (50W, 25V) Main Board, FireVac IV (50W, 70V) Main Board [ADT Unimode, AES, Firelite, NAPCO, Notifier] [VAC ] [VAC] 1640, 200UDLS Main Board, 411UDAC Main Board, ACC-25/50 Main Board, BE-500 CPU, CPU-N16LD, CPU-N16LND, ECC-125DA (25V) Main Board, ECC-50/100 Main Board (100W, 25V), ECC-50/100 Main Board (100W, [Firelite, Gamewell FCI] [NAC Trigger] ECC-50/100 Main Board (100W, 25V), ECC-50/100 Main Board (100W, 70V), ECC-50/100 Main Board (50W, 25V), ECC-50/100 Main Board (50W, 70V), FireVac IV (50W, 25V) Main Board, FireVac IV (50W, 70V) Main Board [Firelite, Gamewell FCI] [NAC Trigger] ECC-50/100 Main Board (100W, 25V), ECC-50/100 Main Board (100W, 70V), ECC-50/100 Main Board (50W, 25V), ECC-50/100 Main Board (50W, 70V), FireVac IV (50W, 25V) Main Board, FireVac IV (50W, 70V) Main Board [Ditek, Monaco Enterprises, Spectronix, WBOX] [VAC ] [VAC] 0E-SPROACHW, 210-524-00, DTK-120HW, DTK-120HWLOK, DTK-120HW-SS, DTK-1F, DTK-1FF, SA400 Main Board | [Firelite] ECC-50/100 Main Board (50W, 25V)
76b4b127-6943-4657-b05d-367d22c1cbd9 |  |  |  | North | Autocall |  | Hardware |  |  |  | Hardware | TRUE | A4098-5680 | ++ | 2-Wire 5 in. base with Auxiliary Alarm Relay and connections for Remote LED Indicator | 1 | [6 empty] | FALSE | TRUE |  |  |  |  | #FFFFFFFF |  |  | FALSE | FALSE | FALSE | 1408 | [13 empty] | FALSE | [5 empty] | THOR\acont | 2023-11-22 13:54 | THOR\acont | 2024-10-09 10:48 | Cloned from Autocall A4098-5682
c952e23a-3806-42a5-8daa-3687cad6c706 | NFPA 170 SPEAKER STROBE CEILING |  |  | North | Simplex |  | Speaker/Strobe |  |  |  | Module | TRUE | 49SV-APPLC | + | Ceiling Mount Addressable S/V Appliance only | 1 | 0 | 0 |  |  |  |  | TRUE | TRUE |  |  |  |  | #FF0070C0 | FA-NFPA 170 SPEAKER STROBE CEILING | 1 | FALSE | FALSE | FALSE | 2019 | [16 empty] | C |  |  | DESKTOP-7EIEB7A\acont | 2022-02-21 14:55 | THOR\acont | 2024-09-08 17:27 | Cloned from Simplex 49SV-APPLW | [Autocall, Simplex] [IDNac] [23VDC] 49HFV-APPLC (C), 49HFV-APPLC-BA (C), 49SV-APPLC (C), 49SV-APPLC-BA (C), 49VO-APPLC (C), 49VO-APPLC-BA (C), A49HFV-APPLC (C), A49HFV-APPLC-BA (C), A49SV-APPLC (C), A49SV-APPLC-BA (C), A49VO-APPLC (C), A49VO-APPLC-BA (C) [Autocall, Simplex] [AUDIO 25v] [25V AUDIO] 49HF-APPLC (C), 49HF-APPLC-BA (C), 49HFV-APPLC (C), 49HFV-APPLC-BA (C), 49HFVH-APPLC (C), 49HFVH-APPLC-BA (C), 49SO-APPLC (C), 49SO-APPLC-BA (C), 49SO-APPLC-O (C), 49SO-APPLC-O-BA (C), 49SV-APPLC (C), 49SV-APPL [Autocall, Simplex] [AUDIO 70.7v] [70V AUDIO] 49HF-APPLC (C), 49HF-APPLC-BA (C), 49HFV-APPLC (C), 49HFV-APPLC-BA (C), 49HFVH-APPLC (C), 49HFVH-APPLC-BA (C), 49SO-APPLC (C), 49SO-APPLC-BA (C), 49SO-APPLC-O (C), 49SO-APPLC-O-BA (C), 49SV-APPLC (C), 49SV-AP
7de613fa-c00f-4fe7-aede-36929ea2e283 | NFPA 170 SPEAKER WALL |  |  | North | Gentex |  | Speaker |  |  |  | Module | TRUE | SSPKWR |  | Speaker Wall, 25 or 70.7 Vrms, 1/8 to 4 watts, red | 1 | [6 empty] | FALSE | FALSE |  |  |  |  | #FF0070C0 | FA-NFPA 170 SPEAKER WALL | 1 | FALSE | FALSE | FALSE | 2021 | [13 empty] | FALSE | [7 empty] | THOR\acont | 2024-09-08 17:27 |  | [Gentex, Hochiki, Potter] [AUDIO 25v] [25V AUDIO] CSPKSTR-24AR (C), CSPKSTR-24AW (C), CSPKSTR-24BR (C), CSPKSTR-24BW (C), CSPKSTR-24GR (C), CSPKSTR-24GW (C), CSPKSTR-24RR (C), CSPKSTR-24RW (C), FASPKR-R (C), FASPKR-W (C), FASPKR-WR, FASPKR-WW, FASPK-WPR, [Gentex, Hochiki, Potter] [AUDIO 70.7v] [70V AUDIO] CSPKSTR-24AR (C), CSPKSTR-24AW (C), CSPKSTR-24BR (C), CSPKSTR-24BW (C), CSPKSTR-24GR (C), CSPKSTR-24GW (C), CSPKSTR-24RR (C), CSPKSTR-24RW (C), FASPKR-R (C), FASPKR-W (C), FASPKR-WR, FASPKR-WW, FASPK-WP
bfccca97-dedb-4778-a6ba-36969276ee67 | NFPA 170 REMOTE VOICE EVACUATION MICROPHONE |  |  | North | Evax |  | Remote Microphone |  |  |  | Assembly | TRUE | EVX-RM Assembly | + | Remote Microphone (Assembly) | 1 | [6 empty] | TRUE | [5 empty] | #FFFF0000 | FA-NFPA 170 REMOTE VOICE EVACUATION MICROPHONE | 1 | FALSE | FALSE | FALSE | [20 empty] | DESKTOP-7EIEB7A\acont | 2022-02-14 10:57 | THOR\acont | 2024-09-08 17:27
fb3383df-59e1-4ea3-bb5d-369717cf617a |  |  |  | North | Siemens |  | Hardware |  |  |  | Hardware | TRUE | ST-50 | 500-649712 | ST-50 5 FT SAMPLING TUBE | 1 | [6 empty] | FALSE | [5 empty] | #FFFFFFFF |  |  | FALSE | FALSE | FALSE | [14 empty] | FALSE | [7 empty] | THOR\acont | 2024-10-09 10:48
8cffbf55-84d7-4ec1-bae6-36993ffa1c58 |  |  |  | North | Fike |  | Cards & Components |  |  |  | Card | TRUE | 10-2452 |  | SHP Pro Controller Card | 1 | 0.135 | 0.135 |  |  |  |  | TRUE | [5 empty] | #FFFFFFFF |  |  | FALSE | FALSE | FALSE | [14 empty] | FALSE | [7 empty] | THOR\acont | 2024-10-09 10:48 |  |  | [Fike] 10-2452 [Fike] 10-2452 [Fike] 10-2452
6e252de4-5a70-4656-946c-36a0cdce91f6 | NFPA 170 STROBE WALL |  |  | North | Potter |  | Strobe |  |  |  | Module | TRUE | CSLP-24WG-WP |  | Strobe, Wall, White, Green, Outdoor, Low Profile | 1 | 0 | 0.164 |  |  |  |  | FALSE | FALSE |  |  |  |  | #FF0070C0 | FA-NFPA 170 STROBE WALL | 1 | FALSE | FALSE | FALSE | 2023 | [13 empty] | FALSE | [7 empty] | THOR\acont | 2024-09-08 17:27 |  | [Potter] [NAC] [UL MAX, HIGH DB] CS-24B-WP, CS-24G-WP, CS-24R-WP, CS-24WB-WP, CS-24WG-WP, CS-24WR-WP, CSLP-24B-WP, CSLP-24G-WP, CSLP-24R-WP, CSLP-24WB-WP, CSLP-24WG-WP, CSLP-24WR-WP
0968ede0-3d1c-449c-9224-36a9d908043b | NFPA 170 CHIME |  |  | North | Siemens |  | Chime |  |  |  | Module | TRUE | SL2CHWR-F | S54329-F225-A1++ | Chime, Wall, Red, Fire | 1 | [12 empty] | #FFFF0000 | FA-NFPA 170 CHIME | 1 | FALSE | FALSE | FALSE | 2023 | [19 empty] | DESKTOP-7EIEB7A\acont | 2023-08-02 10:59 | THOR\acont | 2024-09-08 17:27 | Cloned from Siemens SL2MTSWR-A | [Siemens] [NAC] [16.0 – 33.0 VDC] SL2CHSCR-F (C), SL2CHSCW-F (C), SL2CHWR-F, SL2CHWW-F
5d011e35-3a1b-428d-81f0-36b48edae7ef | NFPA 170 ADDRESSABLE OUTPUT MODULE |  |  | North | Firelite |  | Addressable Control/Relay |  |  |  | Module | TRUE | CRF-300 | + | Addressable relay module containing two isolated sets of Form-C contacts, which operate as a DPDT switch. Mounts directly to a 4.0" (10.16 cm.) box, surface mount using the SMB500. | 1 | 0.000255 | 0.0065 |  |  |  |  | FALSE | FALSE |  |  |  |  | #FFFF0000 | FA-NFPA 170 ADDRESSABLE OUTPUT MODULE | 1 | FALSE | FALSE | FALSE | 1100 | [13 empty] | FALSE |  |  | RM |  |  |  |  | THOR\acont | 2024-09-08 17:27 |  | [Firelite] [IDC] 02 ACM-8RF, ANN-RLY, CDRM-300, CRF-300, CRF-300-6, ES-1000X MAIN BOARD, ES-200X MAIN BOARD with PWRMOD24, ES-200X MAIN BOARD without PWRMOD24, ES-50X Main Board, ES-50XP Main Board [Firelite] [SLC MODULES SENSORS] [*] [#1 SHARED ADDR ¦ MODULES] BG-12LX, BG-12LXSP, CDRM-300, CMF-300, CMF-300-6, CRF-300, CRF-300-6, MDF-300, MMF-300, MMF-300-10, MMF-301, MMF-302, MMF-302-6, WAV-CRL, WAV-CWL, WAV-RL, WAV-WL, W-BG12LX, W-CRF, W-DIS-D, W [Firelite] [AUX POWER, RELAY] [RISER INPUT] CRF-300 [Firelite] [SLC MODULES] [*] [#3 TYPE ADDR ¦ MODULES] BG-12LX, BG-12LXSP, CDRM-300, CMF-300, CMF-300-6, CRF-300, CRF-300-6, MDF-300, MMF-300, MMF-300-10, MMF-301, MMF-302, MMF-302-6, WAV-CRL, WAV-CWL, WAV-RL, WAV-WL, W-BG12LX, W-CRF, W-GATE, W-MMF, W-SYN | [Firelite] CRF-300
dcdc8a09-b462-4cb4-9f61-36bd6d0bb660 | NFPA 170 SMOKE DETECTOR |  |  | North | BRK |  | Smoke Detector |  |  |  | Module | TRUE | SC7010BV |  | 120V AC, 60Hz Wire-in with 3V (two 1.5V AA) Battery Backup | 1 | [6 empty] | FALSE | TRUE |  |  |  |  | #FFFF0000 | FA-NFPA 170 SMOKE DETECTOR | 1 | FALSE | FALSE | FALSE | 1408 | [16 empty] | 120V, CO |  |  | DESKTOP-7SAL8M7\acont | 2020-09-14 07:35 | THOR\acont | 2024-09-08 17:27 | Cloned from Gentex GN-503
20a9bdb7-ea6f-4aae-aa63-36bf8340bd66 | NFPA 170 KNOX BOX |  |  | East | KNOX |  | Miscellaneous |  |  |  | Module | TRUE | 4401 |  | KNOX BOX 4401 | 1 | [6 empty] | FALSE | FALSE |  |  |  |  | #FFFF0000 | FA-NFPA 170 KNOX BOX | 1 | FALSE | FALSE | FALSE | [14 empty] | FALSE | [5 empty] | DESKTOP-7SAL8M7\acont | 2020-09-14 12:55 | THOR\acont | 2024-09-08 17:27 | Cloned from KNOX 3270 | [EAS, Federal Signal, Kidde, KNOX] [IDC] 01 2HS, 2HSR, 3200, 3261, 3270, 3502, 4401, 4403, 4430, 4432, 4505, 4534, 5000H, 5000HR, MPEX [EAS, Firelite, Kidde, KNOX, Monaco Enterprises, Potter, System Sensor, Thermotech] [IDC] 01 2HS, 2HSR, 302-AW-135 (C), 3200, 3261, 3270, 3502, 4401, 4403, 4430, 4432, 4505, 4534, 5000H, 5000HR, 721-127-00 (C), 722-123-00 (C), 723-369-00 (C), BG-12LO, I3
c06795a3-b75c-46cc-9317-36c052b89340 | NFPA 170 AIR SAMPLING DETECTION PIPING |  |  | North | Edwards |  | Air Sampling Detection |  |  |  | Module | TRUE | 33-30710A |  | ASD-640 Detector w/ Minimum Display in steel case | 1 | [6 empty] | FALSE | [5 empty] | #FFFF0000 | FA-NFPA 170 AIR SAMPLING DETECTION PIPING | 1 | FALSE | FALSE | FALSE | 5010 | [13 empty] | FALSE | [7 empty] | THOR\acont | 2024-09-08 17:27
f70aee4f-7dcf-4c39-91f2-36c3537820e1 | NFPA 170 DUCT SMOKE DETECTOR |  |  | North | System Sensor |  | Duct Smoke Detector |  |  |  | Module | TRUE | DH400ACDC |  | Duct Photoelectric Detector, 4-wire, 2 Form-C | 1 | 0.025 | 0.095 |  |  |  |  | TRUE | [5 empty] | #FFFF0000 | FA-NFPA 170 DUCT SMOKE DETECTOR | 1 | FALSE | FALSE | FALSE | [20 empty] | DESKTOP-7EIEB7A\acont | 2023-05-30 22:04 | THOR\acont | 2024-09-08 17:27 |  | [System Sensor] [IDC] 04 [TROUBLE INPUT] DH400ACDC [System Sensor] [AUX POWER] [*] [AUX POWER] DH400ACDC [System Sensor] [IDC] 05 [ALARM INPUT] DH400ACDC | [System Sensor] DH400ACDC
395c85bb-e12e-4c41-87a1-36d762b40eed | NFPA 170 REMOTE ANNUNCIATOR |  |  | North | Bosch |  | Remote Annunciator |  |  |  | Module | TRUE | B925F | ++ | Fire and intrusion keypad, SDI2 | 1 | 0.035 | 0.07 | [10 empty] | #FFFF0000 | FA-NFPA 170 REMOTE ANNUNCIATOR | 1 | FALSE | FALSE | FALSE | [17 empty] | Value |  |  |  |  | THOR\acont | 2024-09-08 17:27 |  | [BluePoint, Bosch] [SDI2 BOSCH] [*] [ALL DEVICES ++] B208, B299, B308, B426, B450, B450-CHI, B450-M, B810, B820, B901, B915, B915I, B920, B921C, B925F, B926F, B930, B940W, B942, B942W, BP-BHE-B208A, BP-BHE-B299
ae9e6eb5-c67c-485c-88c9-36dad4240ce1 |  |  |  | North | Edwards |  | Cards & Components |  |  |  | Card | TRUE | 3-ASU/4 |  | Audio Source Unit /w 4 Rail Spaces | 1 | 0.08 | 0.08 |  |  |  |  | TRUE | [5 empty] | #FFFFFFFF |  |  | FALSE | FALSE | FALSE | [14 empty] | FALSE | [7 empty] | THOR\acont | 2024-10-09 10:48 |  |  | [Edwards, Sigcom] 3-ASU, 3-ASU/4, 3-REMICA, DVS-RM/B [Edwards, Farenhyt, MIRCOM, Notifier] 3-ASU/4, FFT-7, FFT-7S, FTM-1, IFP-FPJ, MIX-M500FP, SIGA-CC1
c84bad30-ff1a-456b-b477-36deafa71709 | NFPA 170 SOLENOID VALVE |  |  | North | Viking |  | Solenoid |  |  |  | Module | TRUE | 13844 | ++ | Deluge & Preaction 5/8" | 1 | 0 | 0.14 |  |  |  |  | FALSE | [5 empty] | #FFFF0000 | FA-NFPA 170 SOLENOID VALVE | 1 | FALSE | FALSE | FALSE | 1701 | [13 empty] | FALSE | [5 empty] | DESKTOP-7EIEB7A\acont | 2022-08-19 09:11 | THOR\acont | 2024-09-08 17:27 | Cloned from Viking 11602 CLONED CLONED | [ASCO, BERMAD, Fenwal, Generic, Pyro-Chem, Skinner, Viking] [AUX POWER, RELEASING] [*] [INPUT TYPE] 11601, 11602, 13215, 13843, 13844, 486500-01, 73218BN4UN00, 8210G009, BE370D-B2-87, BE370D-B2-88, BE370D-B5-87, BE370D-B5-87N, BE370D-B5-88, BE370D-B5-88N
97abdc26-1236-416f-a611-36e7c944c778 | NFPA 170 HORN STROBE CEILING |  |  | North | Edwards |  | Horn/Strobe |  |  |  | Module | TRUE | GCWA-HDVMA |  | MNEC Horn-Strobe, white, ALERT, 15-95 cd, amber | 1 | 0 | 0.275 |  |  |  |  | FALSE | TRUE |  |  |  |  | #FF0070C0 | FA-NFPA 170 HORN STROBE CEILING | 1 | FALSE | FALSE | FALSE | 2013 | [13 empty] | FALSE |  |  | C |  |  |  |  | THOR\acont | 2024-09-08 17:27 |  | [Edwards, Kidde] [NAC] [16 VDC, LOW DB] EGCF-HDVM (C), GCF-HDVM (C), GCFR-HDVM (C), GC-HDVM (C), GCWA-HDVMA (C), GCWA-HDVMB (C), GCWA-HDVMC (C), GCWA-HDVMG (C), GCWA-HDVMR (C), GCWN-HDVMA (C), GCWN-HDVMB (C), GCWN-HDVMC (C), GCWN-HDVMG (C), GCWN-HDVMR (C [Edwards, Kidde] [NAC] [24 VDC, LOW DB] EGCF-HDVM (C), GCF-HDVM (C), GCFR-HDVM (C), GC-HDVM (C), GCWA-HDVMA (C), GCWA-HDVMB (C), GCWA-HDVMC (C), GCWA-HDVMG (C), GCWA-HDVMR (C), GCWN-HDVMA (C), GCWN-HDVMB (C), GCWN-HDVMC (C), GCWN-HDVMG (C), GCWN-HDVMR (C [Edwards, Kidde] [NAC] [24 VDC, HIGH DB] EGCF-HDVM (C), GCF-HDVM (C), GCFR-HDVM (C), GC-HDVM (C), GCWA-HDVMA (C), GCWA-HDVMB (C), GCWA-HDVMC (C), GCWA-HDVMG (C), GCWA-HDVMR (C), GCWN-HDVMA (C), GCWN-HDVMB (C), GCWN-HDVMC (C), GCWN-HDVMG (C), GCWN-HDVMR ( [Edwards, Kidde] [NAC] [16 VDC, HIGH DB] EGCF-HDVM (C), GCF-HDVM (C), GCFR-HDVM (C), GC-HDVM (C), GCWA-HDVMA (C), GCWA-HDVMB (C), GCWA-HDVMC (C), GCWA-HDVMG (C), GCWA-HDVMR (C), GCWN-HDVMA (C), GCWN-HDVMB (C), GCWN-HDVMC (C), GCWN-HDVMG (C), GCWN-HDVMR (
d0e3ebba-37f2-48e2-a0cd-36ed92f46ac3 |  |  |  | North | Edwards |  | Hardware |  |  |  | Hardware | TRUE | QS8-5-G-2E-IT |  | OBSOLETE - FAP w/ 5 Option Card Space, Gray, EN-54, Italian, 230V | 1 | [6 empty] | FALSE | [5 empty] | #FFFFFFFF |  |  | FALSE | FALSE | FALSE | [14 empty] | FALSE | [7 empty] | THOR\acont | 2024-10-09 10:48
e7258a4b-6d87-4b8a-a3e5-36eebe14f618 | NFPA 170 SPEAKER STROBE CEILING |  |  | North | Edwards |  | Speaker/Strobe |  |  |  | Module | TRUE | GCSVHRF-FR |  | Speaker/Strobe, Ceiling, Red, FEU/FIRE, High CD | 1 | [6 empty] | FALSE | TRUE |  |  |  |  | #FF0070C0 | FA-NFPA 170 SPEAKER STROBE CEILING | 1 | FALSE | FALSE | FALSE | 2020 | [13 empty] | FALSE |  |  | C |  |  | THOR\acont | 2024-09-17 12:35 | THOR\acont | 2024-10-09 10:48 | Cloned from Edwards GCSVHRF | [Edwards, Kidde] [NAC] [24 FWR] EGCSVHRF (C), EGCSVHRF-FR (C), EGCSVHRF-SP (C), EGCSVHRN (C), EGCSVHWA (C), EGCSVHWF (C), EGCSVHWF-FR (C), EGCSVHWF-SP (C), EGCSVHWN (C), EGCVHRF (C), EGCVHRF-FR (C), EGCVHRF-SP (C), EGCVHRN (C), EGCVHWA (C), [Edwards, Kidde] [NAC] [24 VDC] EGCSVHRF (C), EGCSVHRF-FR (C), EGCSVHRF-SP (C), EGCSVHRN (C), EGCSVHWA (C), EGCSVHWF (C), EGCSVHWF-FR (C), EGCSVHWF-SP (C), EGCSVHWN (C), EGCVHRF (C), EGCVHRF-FR (C), EGCVHRF-SP (C), EGCVHRN (C), EGCVHWA (C), [Edwards, Kidde] [AUDIO 70.7v] [70V AUDIO] EGCSRF (C), EGCSRN (C), EGCSVHRF (C), EGCSVHRF-FR (C), EGCSVHRF-SP (C), EGCSVHRN (C), EGCSVHWA (C), EGCSVHWF (C), EGCSVHWF-FR (C), EGCSVHWF-SP (C), EGCSVHWN (C), EGCSVRF (C), EGCSVRN (C), EGCSVWA (C), E [Edwards, Kidde] [AUDIO 25v] [25V AUDIO] EGCSRF (C), EGCSRN (C), EGCSVHRF (C), EGCSVHRF-FR (C), EGCSVHRF-SP (C), EGCSVHRN (C), EGCSVHWA (C), EGCSVHWF (C), EGCSVHWF-FR (C), EGCSVHWF-SP (C), EGCSVHWN (C), EGCSVRF (C), EGCSVRN (C), EGCSVWA (C), EGC
04f7747b-1de9-4f6f-886b-36efa886c88e | NFPA 170 SOLENOID VALVE |  |  | North | BERMAD |  | Solenoid |  |  |  | Module | TRUE | BE370D-B5-88 | ++ | 3-way solenoid valve, Ex d standard type | 1 | 0 | 0.333 |  |  |  |  | FALSE | [5 empty] | #FFFF0000 | FA-NFPA 170 SOLENOID VALVE | 1 | FALSE | FALSE | FALSE | 1701 | [13 empty] | FALSE | [5 empty] | THOR\acont | 2024-08-02 12:14 | THOR\acont | 2024-09-08 17:27 | Cloned from BERMAD BE370D-B2-88 CLONED CLONED CLONED CLONED CLONED CLONED CLONED | [ASCO, BERMAD, Fenwal, Generic, Pyro-Chem, Skinner, Viking] [AUX POWER, RELEASING] [*] [INPUT TYPE] 11601, 11602, 13215, 13843, 13844, 486500-01, 73218BN4UN00, 8210G009, BE370D-B2-87, BE370D-B2-88, BE370D-B5-87, BE370D-B5-87N, BE370D-B5-88, BE370D-B5-88N
b44eb8d7-20bd-4749-8616-36f4c3be8d05 | NFPA 170 HORN STROBE CEILING |  |  | North | Eaton Wheelock |  | Horn/Strobe |  |  |  | Module | TRUE | EL3RMTST-FR | ++ | CEILING HORN STROBE, RED, WP | 1 | [6 empty] | TRUE | TRUE |  |  |  |  | #FF0070C0 | FA-NFPA 170 HORN STROBE CEILING | 1 | FALSE | FALSE | FALSE | 2020 | [16 empty] | C, WP |  |  | THOR\acont | 2024-09-11 19:25 | THOR\acont | 2024-10-09 10:48 | Cloned from Eaton Wheelock EL3RHS-FR | [Eaton Wheelock] [NAC] [24VDC, HIGH HORN] EL3RMTSTA-ALW (C), EL3RMTSTA-NW (C), EL3RMTST-FR (C), EL3RMTST-FW (C), EL4XMTSTA-ALW (C), EL4XMTSTA-NW (C), EL4XMTST-FR (C), EL4XMTST-FW (C) [Eaton Wheelock] [NAC] [24VDC, STD HORN] EL3RMTSTA-ALW (C), EL3RMTSTA-NW (C), EL3RMTST-FR (C), EL3RMTST-FW (C), EL4XMTSTA-ALW (C), EL4XMTSTA-NW (C), EL4XMTST-FR (C), EL4XMTST-FW (C)
69f728e0-f6ae-40c0-9a9a-36f559de7887 |  |  |  | North | Siemens | [5 empty] | Module | TRUE | ADBI-60A | 500-099357 | AUDIBLE BASE FOR SERIES 3 | 1 | [12 empty] | #FFFFFFFF |  |  | FALSE | FALSE | FALSE | [20 empty] | DESKTOP-7SAL8M7\acont | 2019-08-13 09:04 | THOR\acont | 2024-10-09 10:48
4e812633-32df-4754-b323-36fb467cd47d |  |  |  | North | MIRCOM |  | Cards & Components |  |  |  | Card | TRUE | 2012K |  | 12 Telephone Line Relay Card Kit c/w cables | 1 | [6 empty] | TRUE | [5 empty] | #FFFFFFFF |  |  | FALSE | FALSE | FALSE | [14 empty] | FALSE | [5 empty] | AULAPTOP-PC\Aulaptop | 2019-08-15 15:49 | THOR\acont | 2024-10-09 10:48 | Cloned from MIRCOM RB-MD-1093
9e9987a8-1b8a-4ba5-85a7-36fc2ef0f702 | CADGEN INTERFACE MODULE |  |  | North | Bosch |  | Interface Module |  |  |  | Module | TRUE | B820 | ++ | Inovonics SDI2 bus interface | 1 | 0.12 | 0.12 |  |  | 12 |  | TRUE | [5 empty] | #FFFF0000 | FA-CADGEN INTERFACE MODULE | 1 | FALSE | FALSE | FALSE | [20 empty] | DESKTOP-7EIEB7A\acont | 2022-08-25 14:38 | THOR\acont | 2024-09-08 17:27 | Cloned from Bosch B450 | [BluePoint, Bosch] [SDI2 BOSCH] [*] [ALL DEVICES ++] B208, B299, B308, B426, B450, B450-CHI, B450-M, B810, B820, B901, B915, B915I, B920, B921C, B925F, B926F, B930, B940W, B942, B942W, BP-BHE-B208A, BP-BHE-B299 | [Bosch] B820, EN4200, EN4200 w/B820
88868c1f-3e79-4cd6-ab36-36ff1cb49178 | NFPA 170 SMOKE HEAT CO DETECTOR |  |  | North | Bosch |  | Smoke/Heat/CO Detector |  |  |  | Module | TRUE | FAP-440-TC w/FAA-440-B4 | + | Analog detector head, photo/heat/CO, 24V w/4" Base | 1 | 0.017 | 0.017 |  |  |  |  | FALSE | TRUE |  |  |  |  | #FFFF0000 | FA-NFPA 170 SMOKE HEAT CO DETECTOR | 1 | FALSE | FALSE | FALSE | 1403 | [13 empty] | FALSE | [5 empty] | DESKTOP-7EIEB7A\acont | 2021-06-09 08:25 | THOR\acont | 2024-09-08 17:27 | Cloned from Bosch FAP-440-TC w/FAA-440-B6 | [Bosch] [SLC BOSCH MODULES SENSORS] [*] [#01 SENSORS ++] FAH-325 w/FAA-325-6 (C), FAH-325 w/FAA-325-B4 (C), FAH-325 w/FAA-325-B6S (C), FAH-440 w/FAA-440-B6 (C), FAI-325 w/FAA-325-6 (C), FAI-325 w/FAA-325-B4 (C), FAI-325 w/FAA-325-B6S (C), FAP-325 w/FAA-3
becba1a6-db4a-42e0-9ee2-3702d3d42c79 |  |  |  | North | Bosch | [5 empty] | Module | TRUE | ZX835 | * | Motion detector, pet friendly 35ft (11m) 0000166923 | 1 | [12 empty] | #FFFFFFFF |  |  | FALSE | FALSE | FALSE | [20 empty] | DESKTOP-7EIEB7A\acont | 2021-08-13 06:25 | THOR\acont | 2024-10-09 10:48
6106d11a-456e-4058-89bc-3705047d8a11 | NFPA 170 HEAT DETECTOR |  |  | North | Edwards |  | Heat Detector |  |  |  | Module | TRUE | SIGA-HRSI | ++ | Heat Detector, 15F ROR, 135F Fixed Temperature | 1 | 4.5e-05 | 4.5e-05 |  |  |  |  | FALSE | [5 empty] | #FFFF0000 | FA-NFPA 170 HEAT DETECTOR | 1 | FALSE | FALSE | FALSE | 1403 | [13 empty] | FALSE | [7 empty] | THOR\acont | 2024-10-08 16:33 | 20191121 AC Detector without base | [Edwards, Kidde] [SLC EST MODULES SENSORS] [*] [#2 SHARED ADDR ¦ SENSORS] KI-DDOS (C), SIGA2-COS w/SIGA-AB4G BASE, SIGA2-COS w/SIGA-AB4G-LF BASE, SIGA2-COS w/SIGA-AB4GT BASE, SIGA2-COS w/SIGA-IB BASE, SIGA2-COS w/SIGA-RB BASE, SIGA2-COS w/SIGA-SB BASE, S [Edwards, Kidde] [SLC EST SENSORS] [*] [#4 TYPE ADDR ¦ SENSORS] KI-DDOS (C), SIGA2-COS w/SIGA-AB4G BASE, SIGA2-COS w/SIGA-AB4G-LF BASE, SIGA2-COS w/SIGA-AB4GT BASE, SIGA2-COS w/SIGA-IB BASE, SIGA2-COS w/SIGA-RB BASE, SIGA2-COS w/SIGA-SB BASE, SIGA2-HCOS [Edwards, Kidde] [SLC EST MODULES/SENSORS] 01 [*] [iO64] DS-HFS (C), DS-PS (C), FX-HD w/IB4U BASE, FX-HD w/RB4U BASE, FX-HD w/SB4U BASE, FX-HD w/SB4U-LF BASE, FX-HD wB4U BASE, FX-PD w/B4U BASE (C), FX-PD w/IB4U BASE (C), FX-PD w/SB4U BASE (C), FX-PD w/SB [Edwards, Kidde] [SLC EST SENSORS] 01 [*] [EST3, iO1000] DS-HFS (C), DS-PS (C), FX-HD w/IB4U BASE, FX-HD w/RB4U BASE, FX-HD w/SB4U BASE, FX-HD w/SB4U-LF BASE, FX-HD wB4U BASE, FX-PD w/B4U BASE (C), FX-PD w/IB4U BASE (C), FX-PD w/SB4U BASE (C), FX-PD w/SB
737860a5-074d-48c3-b6eb-370961b848bc | NFPA 170 SMOKE DETECTOR |  |  | North | Kidde |  | Smoke Detector |  |  |  | Module | TRUE | KI-PD w/KI-ABLT BASE | + | Photoelectric smoke detector | 1 | [6 empty] | FALSE | TRUE |  |  |  |  | #FFFF0000 | FA-NFPA 170 SMOKE DETECTOR | 1 | FALSE | FALSE | FALSE | 1408 | [13 empty] | FALSE | [5 empty] | DESKTOP-7SAL8M7\acont | 2018-09-17 10:05 | THOR\acont | 2024-09-08 17:27 | 20191121 AC Detector with base | [Kidde] [SLC EST SENSORS] [*] [#4 TYPE ADDR ¦ SENSORS] DS-HFS (C), DS-PS (C), FX-HD w/IB4U BASE, FX-HD w/RB4U BASE, FX-HD w/SB4U BASE, FX-HD w/SB4U-LF BASE, FX-HD wB4U BASE, FX-PD w/B4U BASE (C), FX-PD w/IB4U BASE (C), FX-PD w/SB4U BASE (C), FX-PD w/SB4U [Kidde] [SLC EST MODULES SENSORS] [*] [#2 SHARED ADDR ¦ SENSORS] DS-HFS (C), DS-PS (C), FX-HD w/IB4U BASE, FX-HD w/RB4U BASE, FX-HD w/SB4U BASE, FX-HD w/SB4U-LF BASE, FX-HD wB4U BASE, FX-PD w/B4U BASE (C), FX-PD w/IB4U BASE (C), FX-PD w/SB4U BASE (C), FX [Edwards, Kidde] [SLC EST MODULES/SENSORS] 01 [*] [iO64] DS-HFS (C), DS-PS (C), FX-HD w/IB4U BASE, FX-HD w/RB4U BASE, FX-HD w/SB4U BASE, FX-HD w/SB4U-LF BASE, FX-HD wB4U BASE, FX-PD w/B4U BASE (C), FX-PD w/IB4U BASE (C), FX-PD w/SB4U BASE (C), FX-PD w/SB [Edwards, Kidde] [SLC EST SENSORS] 01 [*] [EST3, iO1000] DS-HFS (C), DS-PS (C), FX-HD w/IB4U BASE, FX-HD w/RB4U BASE, FX-HD w/SB4U BASE, FX-HD w/SB4U-LF BASE, FX-HD wB4U BASE, FX-PD w/B4U BASE (C), FX-PD w/IB4U BASE (C), FX-PD w/SB4U BASE (C), FX-PD w/SB [Kidde] [AUX POWER] [24VDC TC4 LOW] KI-COD w/KI-ABLT BASE (C), KI-HCD w/KI-ABLT BASE, KI-HRD w/KI-ABLT BASE, KI-OSCD w/KI-ABLT BASE, KI-OSD w/KI-ABLT BASE, KI-PCD w/KI-ABLT BASE (C), KI-PD w/KI-ABLT BASE (C), KI-PHCD w/KI-ABLT BASE (C), KI-PHD w/KI-ABLT [Kidde] [AUX POWER] [24VDC STEADY LOW] KI-COD w/KI-ABLT BASE (C), KI-HCD w/KI-ABLT BASE, KI-HRD w/KI-ABLT BASE, KI-OSCD w/KI-ABLT BASE, KI-OSD w/KI-ABLT BASE, KI-PCD w/KI-ABLT BASE (C), KI-PD w/KI-ABLT BASE (C), KI-PHCD w/KI-ABLT BASE (C), KI-PHD w/KI-AB [Kidde] [AUX POWER] [24VDC TC3/TC4 HIGH] KI-COD w/KI-ABLT BASE (C), KI-HCD w/KI-ABLT BASE, KI-HRD w/KI-ABLT BASE, KI-OSCD w/KI-ABLT BASE, KI-OSD w/KI-ABLT BASE, KI-PCD w/KI-ABLT BASE (C), KI-PD w/KI-ABLT BASE (C), KI-PHCD w/KI-ABLT BASE (C), KI-PHD w/KI- [Kidde] [AUX POWER] [24VDC TC4 HIGH] KI-COD w/KI-ABLT BASE (C), KI-HCD w/KI-ABLT BASE, KI-HRD w/KI-ABLT BASE, KI-OSCD w/KI-ABLT BASE, KI-OSD w/KI-ABLT BASE, KI-PCD w/KI-ABLT BASE (C), KI-PD w/KI-ABLT BASE (C), KI-PHCD w/KI-ABLT BASE (C), KI-PHD w/KI-ABLT [Kidde] [AUX POWER] [24VDC STEADY HIGH] KI-COD w/KI-ABLT BASE (C), KI-HCD w/KI-ABLT BASE, KI-HRD w/KI-ABLT BASE, KI-OSCD w/KI-ABLT BASE, KI-OSD w/KI-ABLT BASE, KI-PCD w/KI-ABLT BASE (C), KI-PD w/KI-ABLT BASE (C), KI-PHCD w/KI-ABLT BASE (C), KI-PHD w/KI-A [Kidde] [AUX POWER] [24VDC TC3/TC4 LOW] KI-COD w/KI-ABLT BASE (C), KI-HCD w/KI-ABLT BASE, KI-HRD w/KI-ABLT BASE, KI-OSCD w/KI-ABLT BASE, KI-OSD w/KI-ABLT BASE, KI-PCD w/KI-ABLT BASE (C), KI-PD w/KI-ABLT BASE (C), KI-PHCD w/KI-ABLT BASE (C), KI-PHD w/KI-A
630b7a51-c15d-4a73-a5c5-3709625604f7 | NFPA 170 SMOKE DETECTOR |  |  | North | Bosch |  | Smoke Detector |  |  |  | Module | TRUE | RFSM | ++ | Wireless smoke detector | 1 |  |  |  |  | 1.5 | [7 empty] | #FFFF0000 | FA-NFPA 170 SMOKE DETECTOR | 1 | FALSE | FALSE | FALSE | [17 empty] | REX |  |  | DESKTOP-7EIEB7A\acont | 2022-07-26 16:57 | THOR\acont | 2024-09-08 17:27 | Cloned from Bosch RFSM2-A | [BluePoint, Bosch] [BOSCH WIRELESS] [ALL DEVICES ++] BP01-302, BP02-202M, BP02-202P, BP02-A202M, BP02-A202P, BP02-A202PH, BP03-302, BP03-A102M, BP03-A102P, RFBT-A, RFDL-11, RFDL-11-A, RFDL-11-CHI, RFDW-RM, RFDW-RM-A, RFDW-RM-CHI, RFDW-SM, RFDW-SM-A, RFDW
d0acc74f-ca76-4065-9557-3709b91f6d2e |  |  |  | North | Bosch | [5 empty] | Module | TRUE | PET-PACKAGE A | * | Pet-package A | 1 | [12 empty] | #FFFFFFFF |  |  | FALSE | FALSE | FALSE | [20 empty] | DESKTOP-7EIEB7A\acont | 2021-08-13 06:25 | THOR\acont | 2024-10-09 10:48
9dd9e05d-3e74-4da2-9b4e-370c0aa89441 | CADGEN ELECTRIC STRIKE |  |  | North | Von Duprin | Security/Access Control | Electric Strike |  |  |  | Module | TRUE | 4200 | ++ | 4200 Series - Electric strike for cylindrical locks and deadlatches | 1 | 0.02 | 0.02 |  |  | 12 |  | TRUE | [5 empty] | #FFFF0000 | FA-CADGEN ELECTRIC STRIKE | 1 | FALSE | FALSE | FALSE | [17 empty] | R1 |  |  | DESKTOP-7EIEB7A\acont | 2023-01-27 07:50 | THOR\acont | 2024-09-08 17:27 | Cloned from Von Duprin 5100 | [Alarm Controls, ALARM CONTROLS CORPORATION, ASSA ABLOY, Generic, HES, RCI, Von Duprin] [ACCESS CONTROL OUTPUT] [*] 1200L, 1200LB, 1200S, 1500, 1600, 4200, 5100, 600D, 600L, 600S, 6210, 6211, 6211AL, 6211WF, 6212, 6212WF, 6213, 6214, 6215, 6216, 6221, 62
464436f0-6927-4b99-9605-370d7b76a928 | NFPA 170 SPEAKER STROBE |  |  | North | Edwards |  | Speaker/Strobe |  |  |  | Module | TRUE | G4SVWN |  | Speaker/Strobe, Wall, White, None | 1 | [6 empty] | FALSE | FALSE | GRSW-10 | G4WSB |  |  | #FF0070C0 | FA-NFPA 170 SPEAKER STROBE | 1 | FALSE | FALSE | FALSE | 2019 | [13 empty] | FALSE |  |  | C |  |  | DESKTOP-7SAL8M7\acont | 2020-09-15 08:46 | THOR\acont | 2025-02-25 13:44 | Cloned from Edwards GCSVWN | [Edwards, Kidde] [AUDIO 25v] [25V AUDIO] EGCF-S2VMH (C), G4F-S2, G4F-S2V1575, G4F-S2VM, G4HFRF-S2, G4HFRF-S2VMC, G4HFRN-S2, G4HFRN-S2VMC, G4HFWA-S2, G4HFWA-S2VMA, G4HFWA-S2VMC, G4HFWF-S2, G4HFWF-S2VMC, G4HFWN-S2, G4HFWN-S2VMA, G4HFWN-S2VMC, G4RF-S2, G4RF [Edwards, Hochiki, Kidde] [AUDIO 70.7v] [70V AUDIO] EG4SRF, EG4SRN, EG4SVRF, EG4SVRN, EG4SVWA, EG4SVWF, EG4SVWN, EG4SWA, EG4SWF, EG4SWN, G4SRF, G4SRN, G4SVRF, G4SVRN, G4SVWA, G4SVWF, G4SVWN, G4SWA, G4SWF, G4SWN, WGSRA, WGSRF, WGSRF-FR, WGSRF-SP, WGSRN, W [Edwards, Kidde] [AUDIO 70.7v] [70V AUDIO] G4F-S7, G4F-S7V1575, G4F-S7VM, G4HFRF-S7, G4HFRF-S7VMC, G4HFRN-S7, G4HFRN-S7VMC, G4HFWA-S7, G4HFWA-S7VMA, G4HFWA-S7VMC, G4HFWF-S7, G4HFWF-S7VMC, G4HFWN-S7, G4HFWN-S7VMA, G4HFWN-S7VMB, G4HFWN-S7VMC, G4RF-S7, G4RF [Edwards, Hochiki, Kidde] [AUDIO 25v] [25V AUDIO] EG4SRF, EG4SRN, EG4SVRF, EG4SVRN, EG4SVWA, EG4SVWF, EG4SVWN, EG4SWA, EG4SWF, EG4SWN, G4SRF, G4SRN, G4SVRF, G4SVRN, G4SVWA, G4SVWF, G4SVWN, G4SWA, G4SWF, G4SWN, WGSRA, WGSRF, WGSRF-FR, WGSRF-SP, WGSRN, WGS [Edwards, Kidde] [NAC] [24 VDC] EG4SVRF, EG4SVRN, EG4SVWA, EG4SVWF, EG4SVWN, G4SVRF, G4SVRN, G4SVWA, G4SVWF, G4SVWN [Edwards, Kidde] [NAC] [24 FWR] EG4SVRF, EG4SVRN, EG4SVWA, EG4SVWF, EG4SVWN, G4SVRF, G4SVRN, G4SVWA, G4SVWF, G4SVWN
fe7aa82b-f9f9-4e87-8eae-371477985aef |  |  |  | North | Siemens |  | Cards & Components |  |  |  | Card | TRUE | ZAM-180 (25V) | 500-035600 | ZONE AMP MODULE-180 WATTS (25V, 70V OR 100V) CAB-MP - 1 POSITION @190W | 1 | 0.3 | 9.5 |  | 150 |  |  | TRUE | [5 empty] | #FFFFFFFF |  |  | FALSE | FALSE | FALSE | [20 empty] | DESKTOP-7EIEB7A\acont | 2022-08-23 17:13 | THOR\acont | 2024-10-09 10:48 | Cloned from Siemens ZAM-180 (70V) | [Siemens] [CAN] OCM-16, SSD-C-REM, SSD-LOC, VTA2001-A1, ZAM-180 (25V), ZAM-180 (70V) | [Siemens] ZAM-180 (25V)
1c784d8e-373f-4914-b94a-3716744bdba8 | NFPA 170 DOOR HOLDER |  |  | North | Siemens |  | Door Holder |  |  |  | Module | TRUE | SDH-7A |  | 120VAC, concealed wiring | 1 | 0.017 |  |  |  | 120 |  | FALSE | [5 empty] | #FFFF0000 | FA-NFPA 170 DOOR HOLDER | 1 | FALSE | FALSE | FALSE | 2500 | [13 empty] | FALSE | [5 empty] | THOR\acont | 2023-09-27 09:17 | THOR\acont | 2024-09-08 17:27 | Cloned from Siemens SDH-2A CLONED CLONED CLONED CLONED CLONED | [Siemens] [VAC ] [*] FCM901-U3, SDH-2A, SDH-3A, SDH-4A, SDH-5A, SDH-6A, SDH-7A, SDH-8A
1fb762a3-c7ae-4aec-b27a-3717a4afd9fa |  |  |  | North | Siemens |  | Cards & Components |  |  |  | Card | TRUE | FCL2001-A1 | ++ | Line card (FDnet/C-NET) | 1 | 0.039 | 0.039 |  |  |  |  | TRUE | [5 empty] | #FFFFFFFF |  |  | FALSE | FALSE | FALSE | [12 empty] | 0.5 | [7 empty] | DESKTOP-7EIEB7A\acont | 2021-11-21 09:21 | THOR\acont | 2024-10-09 10:48 | Cloned from Siemens FCI2002-A1 |  | [Siemens] FCL2001-A1
3f8f48c6-5d1e-4514-9943-37197007f774 | NFPA 170 HORN CEILING |  |  | North | Eaton Wheelock |  | Horn |  |  |  | Module | TRUE | EL3RMT-NW | ++ | CEILING HORN, WHITE, WP | 1 | [6 empty] | TRUE | TRUE |  |  |  |  | #FF0070C0 | FA-NFPA 170 HORN CEILING | 1 | FALSE | FALSE | FALSE | 2020 | [16 empty] | C, WP |  |  | THOR\acont | 2024-09-11 19:22 | THOR\acont | 2024-10-09 10:48 | Cloned from Eaton Wheelock EL3RMT-NR | [Eaton Wheelock] [NAC] [24VDC, HORN HIGH DB] EL3RMT-NR, EL3RMT-NR (C), EL3RMT-NW, EL3RMT-NW (C), EL4XMT-NR, EL4XMT-NR (C), EL4XMT-NW, EL4XMT-NW (C) [Eaton Wheelock] [NAC] [24VDC, HORN STD DB] EL3RMT-NR, EL3RMT-NR (C), EL3RMT-NW, EL3RMT-NW (C), EL4XMT-NR, EL4XMT-NR (C), EL4XMT-NW, EL4XMT-NW (C)
b47f8081-7f47-4d82-8e94-371b856e0aba | NFPA 170 VOICE EVACUATION CONTROL UNIT |  |  | North | Potter |  | Voice Evac Control Unit |  |  |  | Assembly | TRUE | PVC-MP16/P | + | Master Panel, 16 Switch Control, Master Fire Phone | 1 | [6 empty] | FALSE | [5 empty] | #FFFF0000 | FA-NFPA 170 VOICE EVACUATION CONTROL UNIT | 1 | FALSE | FALSE | FALSE | 211 | [8 empty] | 7,12,18 |  |  |  |  | TRUE | [5 empty] | DESKTOP-7SAL8M7\acont | 2020-11-03 16:06 | THOR\acont | 2024-09-08 17:27 | Cloned from Hochiki FNVMP16/P
21ff3e83-94a2-4347-9465-371bc6d84d20 |  |  |  | North | System Sensor |  | Cards & Components |  |  |  | Card | TRUE | B114LP | ++ | Plug-In Detector Base | 1 | 0 | 0.075 |  |  |  |  | TRUE | FALSE |  |  |  |  | #FFFFFFFF |  |  | FALSE | FALSE | FALSE | [14 empty] | FALSE | [7 empty] | THOR\acont | 2024-10-09 10:48
c71a74ac-783f-4c7e-ac31-371c4083b24d |  |  |  | North | Edwards |  | Hardware |  |  |  | Hardware | TRUE | 2-WB7 |  | OBSOLETE - Gray Wallbox | 1 | [6 empty] | FALSE | [5 empty] | #FFFFFFFF |  |  | FALSE | FALSE | FALSE | [14 empty] | FALSE | [7 empty] | THOR\acont | 2024-10-09 10:48
5cb5376e-b3aa-4fee-aa6a-371ca38c496d | NFPA 170 FIRE ALARM CONTROL UNIT | RISER FACP |  | North | Hochiki |  | Fire Alarm Control Unit |  |  |  | Assembly | TRUE | LA703K1-64 |  | FireNET L@TITUDE Analog Addressable Fire Alarm Control Panel, 8 Slot Standard Enclosure, 10.25 A Auto Voltage, 2-Loop Panel Module, Hochiki Protocol, Network Module, and Media Gateway™, Black, Printer / 48 Zone LEDs | 1 | [6 empty] | FALSE |  |  | *Refer to Install Sheet | 16.5in (W) x 23.2in (H) x 6in (D) | KM5FCRD (Optional Semi-Flush Mounting Kit) | #FFFF0000 | FA-NFPA 170 FIRE ALARM CONTROL UNIT | 1 | FALSE | FALSE | FALSE | 202 | [8 empty] | 7,12,18,28,33,40 |  |  | 10.25 |  | TRUE | [5 empty] | DESKTOP-GHR3H5U\Anthony | 2019-11-27 07:05 | THOR\acont | 2024-09-08 17:27
8579b2f9-15a0-4e39-9e7f-37217bc144a4 |  |  |  | North | Potter | [5 empty] | Module | TRUE | PIR-TECT 2 |  | Dual PIR / Microwave External Motion Detector | 1 | [6 empty] | FALSE | [5 empty] | #FFFFFFFF |  |  | FALSE | FALSE | FALSE | [14 empty] | FALSE | [7 empty] | THOR\acont | 2024-10-09 10:48
064c74b8-f987-4976-a1ee-372570118d10 | NFPA 170 ADDRESSABLE INPUT MONITOR MODULE |  |  | North | Kidde |  | Addressable Module |  |  |  | Module | TRUE | RZI16-2RS |  | Remote Zone Interface Module, rotary switch addressing. Sixteen Class B Initiating Device Circuits and two Class B Supervised Output Circuits. Mounting bracket included. | 18 | [6 empty] | TRUE | [5 empty] | #FFFF0000 | FA-NFPA 170 ADDRESSABLE INPUT MONITOR MODULE | 1 | FALSE | FALSE | FALSE | 1000 | [13 empty] | FALSE |  |  | 16 |  |  | DESKTOP-7SAL8M7\acont | 2019-10-23 10:38 | THOR\acont | 2024-10-30 09:22 | Cloned from Kidde EAEC | [Edwards, Kidde] [SLC EST MODULES] 14 [EST3, iO1000 ] RZI16-2, RZI16-2RS [Edwards, Kidde] [SLC EST MODULES] 17 [EST3, iO1000 ] RZI16-2, RZI16-2RS [Edwards, Kidde] [SLC EST MODULES] 06 [EST3, iO1000 ] RZI16-2, RZI16-2RS [Edwards, Kidde] [SLC EST MODULES] 13 [EST3, iO1000 ] RZI16-2, RZI16-2RS [Edwards, Kidde] [SLC EST MODULES] 08 [EST3, iO1000 ] RZI16-2, RZI16-2RS [Kidde] [SLC EST MODULES] [*] [#3 TYPE ADDR ¦ MODULES] 76-330002-101, 84-330002-001, FX-270, FX-278, FX-2WIRE, FX-IDC1A, FX-IDC1B, FX-IDC2B, FX-IDCWS, FX-ISO, FX-NAC, FX-RLY, GSA-CC1, GSA-CC1S, GSA-CC2, GSA-CR, GSA-CRH, GSA-CRR, GSA-CT1, GSA-CT2, GSA-IO, [Edwards, Kidde] [SLC EST MODULES] 23 [EST3, iO1000 ] RZI16-2, RZI16-2RS [Edwards, Kidde] [SLC EST MODULES] 15 [EST3, iO1000 ] RZI16-2, RZI16-2RS [Edwards, Kidde] [SLC EST MODULES] 20 [EST3, iO1000 ] RZI16-2, RZI16-2RS [Edwards, Kidde] [AUX POWER] RZI16-2, RZI16-2RS [Edwards, Kidde] [SLC EST MODULES] 19 [EST3, iO1000 ] RZI16-2, RZI16-2RS [Edwards, Kidde] [SLC EST MODULES] 22 [EST3, iO1000 ] RZI16-2, RZI16-2RS [Edwards, Kidde] [SLC EST MODULES] 10 [EST3, iO1000 ] RZI16-2, RZI16-2RS [Edwards, Kidde] [SLC EST MODULES] 12 [EST3, iO1000 ] RZI16-2, RZI16-2RS [Edwards, Kidde] [SLC EST MODULES] 09 [EST3, iO1000 ] RZI16-2, RZI16-2RS [Edwards, Kidde] [SLC EST MODULES] 18 [EST3, iO1000 ] RZI16-2, RZI16-2RS [Edwards, Kidde] [SLC EST MODULES] 07 [EST3, iO1000 ] RZI16-2, RZI16-2RS [Edwards, Kidde] [SLC EST MODULES] 21 [EST3, iO1000 ] RZI16-2, RZI16-2RS [Edwards, Kidde] [SLC EST MODULES] 16 [EST3, iO1000 ] RZI16-2, RZI16-2RS [Kidde] [SLC EST MODULES SENSORS] [*] [#1 SHARED ADDR ¦ MODULES] 76-330002-101, 84-330002-001, FX-270, FX-278, FX-2WIRE, FX-IDC1A, FX-IDC1B, FX-IDC2B, FX-IDCWS, FX-ISO, FX-NAC, FX-RLY, GSA-CC1, GSA-CC1S, GSA-CC2, GSA-CR, GSA-CRH, GSA-CRR, GSA-CT1, GSA-CT [Edwards, Kidde] [SLC EST MODULES] 11 [EST3, iO1000 ] RZI16-2, RZI16-2RS | [Kidde] RZI16-2RS [Kidde] RZI16-2RS
61af396d-531d-43c6-bc7a-3725d6c39d1a | NFPA 170 ADDRESSABLE INPUT MONITOR MODULE |  |  | North | Kidde |  | Addressable Module |  |  |  | Module | TRUE | GSA-CT1 |  | Signature single input module, one-gang standard mount | 1 | 0.00025 | 0.0004 |  |  |  |  | FALSE | [5 empty] | #FFFF0000 | FA-NFPA 170 ADDRESSABLE INPUT MONITOR MODULE | 1 | FALSE | FALSE | FALSE | 1000 | [13 empty] | FALSE | [5 empty] | AULAPTOP-PC\Aulaptop | 2018-09-03 13:55 | THOR\acont | 2024-09-08 17:27 |  | [Edwards, Kidde] [SLC EST MODULES] 01 [*] [EST3, iO1000 ] FX-2WIRE, FX-IDC1A, FX-IDC1B, FX-IDC2B, FX-IDCWS, FX-ISO, FX-NAC, GSA-CC1, GSA-CC1S, GSA-CC2, GSA-CT1, GSA-CT2, GSA-IO, GSA-MAB, GSA-MCC1, GSA-MCC1S, GSA-MCC2, GSA-MCT2, GSA-MIO, GSA-MM1, GSA-MRM1 [Kidde] [SLC EST MODULES SENSORS] [*] [#1 SHARED ADDR ¦ MODULES] 76-330002-101, 84-330002-001, FX-270, FX-278, FX-2WIRE, FX-IDC1A, FX-IDC1B, FX-IDC2B, FX-IDCWS, FX-ISO, FX-NAC, FX-RLY, GSA-CC1, GSA-CC1S, GSA-CC2, GSA-CR, GSA-CRH, GSA-CRR, GSA-CT1, GSA-CT [Edwards, Kidde] [SLC EST MODULES/SENSORS] 02 [*] [iO64] 70-417008-001, FX-2WIRE, FX-IDC1A, FX-IDC1B, FX-IDC2B, FX-IDCWS, FX-NAC, GSA-CC1, GSA-CC1S, GSA-CC2, GSA-CT1, GSA-CT2, GSA-IO, GSA-MAB, GSA-MCC1, GSA-MCC1S, GSA-MCC2, GSA-MCT2, GSA-MIO, GSA-MM1, GS [Kidde] [SLC EST MODULES] [*] [#3 TYPE ADDR ¦ MODULES] 76-330002-101, 84-330002-001, FX-270, FX-278, FX-2WIRE, FX-IDC1A, FX-IDC1B, FX-IDC2B, FX-IDCWS, FX-ISO, FX-NAC, FX-RLY, GSA-CC1, GSA-CC1S, GSA-CC2, GSA-CR, GSA-CRH, GSA-CRR, GSA-CT1, GSA-CT2, GSA-IO, | [Edwards, Kidde] FX-IDC1A, FX-IDC1B, GSA-CT1, GSA-IO, SIGA-CT1, SIGA-CT1HT, SIGA-CT1I, SIGA-IO, SIGA-MM1
c61c1648-54ec-4a25-b927-372f72d0472a | NFPA 170 STROBE WALL |  |  | North | Monaco Enterprises |  | Strobe |  |  |  | Module | TRUE | 367-104-00 |  | STROBE:RED,T-1,WALL MOUNT,INDOOR,24V,NO LTR,CLR LENS,15-185 CANDELA | 1 | 0 | 0.043 |  |  |  |  | FALSE | [5 empty] | #FF0070C0 | FA-NFPA 170 STROBE WALL | 1 | FALSE | FALSE | FALSE | 2023 | [13 empty] | FALSE | [5 empty] | DESKTOP-7SAL8M7\acont | 2020-03-02 16:41 | THOR\acont | 2024-09-08 17:27 | Cloned from System Sensor SRL-P | [Hochiki, Monaco Enterprises] [NAC] [12VDC] 367-097-00, 367-099-00, 367-100-00, 367-101-00, 367-104-00, SRL [Hochiki, Monaco Enterprises] [NAC] [24VDC] 367-097-00, 367-099-00, 367-100-00, 367-101-00, 367-104-00, SRL [Hochiki, Monaco Enterprises] [NAC] [24VFWR] 367-097-00, 367-099-00, 367-100-00, 367-101-00, 367-104-00, SRL
09276ec5-8929-4604-b2af-3732ebb48a7e |  |  |  | North | NAPCO |  | Cards & Components |  |  |  | Card | TRUE | GEM-2D | + | Access Add-on 2 door plug–in PCB for expansion of door capacity in above. | 1 | 0.005 | 0.005 |  |  |  |  | TRUE | [5 empty] | #FFFFFFFF |  |  | FALSE | FALSE | FALSE | [20 empty] | DESKTOP-7SAL8M7\acont | 2020-01-21 11:59 | THOR\acont | 2024-10-09 10:48
479c6f9a-b9d7-4ae6-8d22-373ae3093882 | NFPA 170 SMOKE DETECTOR |  |  | North | Notifier |  | Smoke Detector |  |  |  | Module | TRUE | FSD-751RPL w/B200S-LF |  | DETECTOR, SMOKE, ADDRESSABLE PHOTO w/SOUNDER BASE, LOW FREQUENCY | 1 | 0.0003 | 0.0003 |  |  |  |  | FALSE | TRUE |  |  |  |  | #FFFF0000 | FA-NFPA 170 SMOKE DETECTOR | 1 | FALSE | FALSE | FALSE | 1408 | [13 empty] | FALSE |  |  | LF¦SB |  |  |  |  | THOR\acont | 2024-09-08 17:27 | 20191121 AC Detector with base | [Honeywell, Notifier, System Sensor] [SLC SENSORS] [*] [#4 TYPE ADDR ¦ SENSORS] 2251B (C), 2251-COPTIR (C), 2251-COPTIR w/B200S-WH (C), 2251TB (C), 2251TMB (C), 5251B (C), 5251B-WP (C), 5251H (C), 5251RB (C), 5251RB-WP (C), 7251 (C), 7251DH (C), DH200LP [Notifier] [AUX POWER] [16VDC, HIGH VOLUME] B200S-LF-WH, FCO-851 w/B200S-LF (C), FCO-951 w/B200S-LF-WH (C), FPC-951 w/B200S-LF-IV (C), FPC-951 w/B200S-LF-WH (C), FPTI-951 w/B200S-LF-IV (C), FPTI-951 w/B200S-LF-WH (C), FSCO-951 w/B200S-LF-IV (C), FSCO-951 [Honeywell, Notifier, System Sensor] [SLC MODULES SENSORS] [*] [#2 SHARED ADDR ¦ SENSORS] 2251B (C), 2251-COPTIR (C), 2251-COPTIR w/B200S-WH (C), 2251TB (C), 2251TMB (C), 5251B (C), 5251B-WP (C), 5251H (C), 5251RB (C), 5251RB-WP (C), 7251 (C), 7251DH (C) [Notifier] [AUX POWER] [16VDC, LOW VOLUME] B200S-LF-WH, FCO-851 w/B200S-LF (C), FCO-951 w/B200S-LF-WH (C), FPC-951 w/B200S-LF-IV (C), FPC-951 w/B200S-LF-WH (C), FPTI-951 w/B200S-LF-IV (C), FPTI-951 w/B200S-LF-WH (C), FSCO-951 w/B200S-LF-IV (C), FSCO-951
4675076f-ea3d-4058-8dfa-373b2ef6f528 | NFPA 170 SMOKE DETECTOR |  |  | North | Firelite |  | Smoke Detector |  |  |  | Module | TRUE | SD355CO w/B210LP | + | Addressable, low-profile device that provides fire, heat, and carbon monoxide (CO) detection, Standard Base | 1 | 0.0003 | 0.0072 |  |  |  |  | FALSE | TRUE |  |  |  |  | #FFFF0000 | FA-NFPA 170 SMOKE DETECTOR | 1 | FALSE | FALSE | FALSE | 1408 | [13 empty] | FALSE |  |  | CO |  |  | ALIENWIN10\AugWin7 | 2018-10-12 14:26 | THOR\acont | 2024-09-08 17:27 | 20191121 AC Detector with base | [Firelite, System Sensor] [SLC SENSORS] [*] [#4 TYPE ADDR ¦ SENSORS] AD355 w/B200SR-LF-WH (C), AD355 w/B200SR-WH (C), AD355 w/B210LP (C), AD355 w/B224BI-WH (C), AD355 w/B224RB-WH (C), AD355 w/B501 (C), BEAM355 (C), BEAM355S (C), CP355 w/B200SR-WH (C), CP [Firelite, System Sensor] [SLC MODULES SENSORS] [*] [#2 SHARED ADDR ¦ SENSORS] AD355 w/B200SR-LF-WH (C), AD355 w/B200SR-WH (C), AD355 w/B210LP (C), AD355 w/B224BI-WH (C), AD355 w/B224RB-WH (C), AD355 w/B501 (C), BEAM355 (C), BEAM355S (C), CP355 w/B200SR-
a7bfaea5-f0aa-49f7-b54d-373c58fb5e0d | NFPA 170 SMOKE DETECTOR |  |  | North | Hochiki |  | Smoke Detector |  |  |  | Module | TRUE | AIE-EA w/ASBL SOUNDER BASE | AIE-EA SMOKE SENSOR | AIE-EA SMOKE SENSOR w/ASBL SOUNDER BASE | 1 | 0.00035 | 0.00046 |  |  |  |  | TRUE | TRUE |  | *Refer to Install Sheet |  |  | #FFFF0000 | FA-NFPA 170 SMOKE DETECTOR | 1 | FALSE | FALSE | FALSE | 1408 | [16 empty] | SB |  |  | DESKTOP-0D6CQVA\lousc | 2019-10-12 10:14 | THOR\acont | 2024-09-08 17:27 | Cloned from Hochiki ALN-V w/ASBL SOUNDER BASE | [Hochiki, VES] [SLC HOCHIKI] 01 [*] [SLC] ACC-EN (C), ACD-V w/ASBL SOUNDER BASE (C), ACD-V w/HSB-NSA-6 STANDARD BASE (C), ACD-V w/SCI-B4 SHORT CIRCUIT ISOLATOR BASE (C), ACD-V w/SCI-B6 SHORT CIRCUIT ISOLATOR BASE (C), ACD-V w/YBN-NSA-4 STANDARD BASE (C), [Hochiki] [AUX POWER] [24 VDC] ACC-V w/ASBL SOUNDER BASE (C), ACD-V w/ASBL SOUNDER BASE (C), AIE-EA w/ASBL SOUNDER BASE (C), ALK-V w/ASBL SOUNDER BASE (C), ALN-V w/ASBL SOUNDER BASE (C), ATG-EA w/ASBL SOUNDER BASE (C), ATJ-EA w/ASBL SOUNDER BASE (C)
0b48bbe5-8275-44ff-8a1e-373d9d61eab8 |  |  |  | North | Siemens | [5 empty] | Module | TRUE | PBB-1191 | 500-095077 | LINEAR BEAM DETECTOR BASE | 1 | [12 empty] | #FFFFFFFF |  |  | FALSE | FALSE | FALSE | [20 empty] | DESKTOP-7SAL8M7\acont | 2019-08-13 09:04 | THOR\acont | 2024-10-09 10:48
3c9b8f56-ec60-49ca-abfb-373fa57e24db |  |  |  | North | Autocall |  | Cards & Components |  |  |  | Card | TRUE | A100-1296 |  | 8 Switch, 16 Green/Yellow LED Module | 1 | 0 | 0.024 |  |  |  |  | TRUE | [5 empty] | #FFFFFFFF |  |  | FALSE | FALSE | FALSE | [20 empty] | DESKTOP-0D6CQVA\lousc | 2019-07-07 18:10 | THOR\acont | 2024-10-09 10:48 | Cloned from AutoCall A100-1284
4ffe5cd9-636c-4e37-84b7-373fd7383b3b |  |  |  | North | Simplex |  | Cards & Components |  |  |  | Card | TRUE | 4002 Main Board | ++ | 4002 Main Board | 1 | 0.13 | 0.16 | 3 |  |  |  | TRUE | [5 empty] | #FFFFFFFF |  |  | FALSE | FALSE | FALSE | [14 empty] | FALSE | [5 empty] | XPS-17-9710\August | 2024-09-20 08:47 | THOR\acont | 2024-10-09 10:48 | Cloned from Simplex 4006-910x Main Board | [Simplex] [IDC] [#1 RELAY] 4002 4 Zone Adder Card, 4002 Main Board, 4006-910x Main Board, 4006-912x Main Board [Simplex] [IDC] [#2 RELAY] 4002 4 Zone Adder Card, 4002 Main Board, 4006-910x Main Board, 4006-912x Main Board | [Simplex] 4002 Main Board
b68432d3-5be6-4b17-a170-3745ea6546fa | NFPA 170 SMOKE DETECTOR |  |  | North | Hochiki |  | Smoke Detector |  |  |  | Module | TRUE | SLR-24H w/HSC-220R - 2 WIRE RELAY BASE | SLR-24H w/HSC-220R - 2 WIRE RELAY BASE | PHOTOELECTRIC SMOKE DETECTOR w/2 WIRE RELAY BASE | 1 |  | 0.238 |  |  |  |  | TRUE | TRUE |  | *Refer to Install Sheet |  |  | #FFFF0000 | FA-NFPA 170 SMOKE DETECTOR | 1 | FALSE | FALSE | FALSE | 1408 | [16 empty] | R |  |  | DESKTOP-0D6CQVA\lousc | 2019-10-12 06:54 | THOR\acont | 2024-09-08 17:27 | from Hochiki SLR-24V w/HSC-220R - 2 WIRE RELAY BASE | [Hochiki] [IDC] 02 [IDC] SLR-24H w/HSC-220L LATCHING LED BASE (C), SLR-24H w/HSC-220R - 2 WIRE RELAY BASE (C), SLR-24H w/HSC-221L LATCHING LED BASE (C), SLR-24H w/HSC-221R - 2 WIRE RELAY BASE (C), SLR-24H w/HSC-224L LATCHING LED BASE (C), SLR-24H w/HSC-2
6663b83c-96e7-4c93-954a-3749981792ee |  |  |  | North | Bosch | [5 empty] | Module | TRUE | 741330 | * | 96 POINT CONTROL COMMUNICATOR | 1 | [12 empty] | #FFFFFFFF |  |  | FALSE | FALSE | FALSE | [20 empty] | DESKTOP-7EIEB7A\acont | 2021-08-13 06:25 | THOR\acont | 2024-10-09 10:48
24e5db9f-3c5d-4e43-bd93-374a18f4c8be |  |  |  | North | Simplex |  | Cards & Components |  |  |  | Card | TRUE | 4007-9810 |  | Modular Network Interface Card; Class B or Class X | 1 | 0.03 | 0.03 |  |  |  |  | TRUE | [5 empty] | #FFFFFFFF |  |  | FALSE | FALSE | FALSE | [20 empty] | DESKTOP-7SAL8M7\acont | 2020-05-11 19:51 | THOR\acont | 2024-10-09 10:48 | Cloned from Simplex 4007-9809
1eb21d16-7832-4a29-a17c-374dccb06327 | NFPA 170 AMPLIFIER RACK | ENCOMPASS90250A RISER |  | North | Ultra Electronics |  | Amplifier |  |  |  | Assembly | TRUE | 90250A-801 | ++ | Encompass LT 300W Cabinet | 1 | [6 empty] | TRUE | [5 empty] | #FFFF0000 | FA-NFPA 170 AMPLIFIER RACK | 1 | FALSE | FALSE | FALSE | [17 empty] | 5 AMP REQ'D |  |  | DESKTOP-QMKR22O\aucon | 2020-07-31 08:44 | THOR\acont | 2024-09-08 17:27 |  | [Gamewell FCI, Ultra Electronics] [AUX POWER] [*] 90250A-801
ba83ae41-37aa-4693-9bb3-374efb607697 |  |  |  | North | Bosch | [5 empty] | Module | TRUE | PRS-CSI | * | PRAESIDEO Call Station Interface | 1 | [12 empty] | #FFFFFFFF |  |  | FALSE | FALSE | FALSE | [20 empty] | DESKTOP-7EIEB7A\acont | 2021-08-13 06:25 | THOR\acont | 2024-10-09 10:48
4194e9e5-cba1-4cc8-9dd0-37502ef6aa6b | NFPA 170 SMOKE DETECTOR |  |  | North | NAPCO |  | Smoke Detector |  |  |  | Module | TRUE | FW-2H | ++ | Two‐Wire Conventional Smoke Detector with internal Heat Detector | 1 | 5.5e-05 | 0.15 |  |  | 24 |  | TRUE | TRUE |  |  |  |  | #FFFF0000 | FA-NFPA 170 SMOKE DETECTOR | 1 | FALSE | FALSE | FALSE | 1408 | [13 empty] | FALSE |  |  | 135°F |  |  | THOR\acont | 2023-10-24 16:13 | THOR\acont | 2024-09-08 17:27 | Cloned from NAPCO FW-2 | [NAPCO] [IDC] 03 [*] [IDC 2-WIRE ++] FW-2 (C), FW-2H (C), FW-2S (C)
bcf2cc6c-0ffe-4761-8f5b-37505c774f4d | NFPA 170 AMPLIFIER RACK | RISER AMP |  | North | Hochiki |  | Amplifier |  |  |  | Assembly | TRUE | FNVDPS100 (70V) | + | Distributed Panel, Single Channel, 100W | 1 | [6 empty] | FALSE |  |  | *Refer to Install Sheet |  |  | #FFFF0000 | FA-NFPA 170 AMPLIFIER RACK | 1 | FALSE | FALSE | FALSE | 300 | [8 empty] | 7,12,18 |  |  |  | 100 | TRUE | [5 empty] | DESKTOP-7SAL8M7\acont | 2019-11-04 16:25 | THOR\acont | 2024-09-08 17:27
f56e121f-739c-4bb3-b071-375106ab346d |  |  |  | North | Gamewell FCI |  | Cards & Components |  |  |  | Card | TRUE | AA-120 (BACKUP) | + | Audio Amplifier, 120W @25 VRMS w/built-in tone generator, 120 VAC | 1 | 0.05 | 0.3 |  |  |  |  | TRUE | [5 empty] | #FFFFFFFF |  |  | FALSE | FALSE | FALSE | [14 empty] | FALSE | [5 empty] | DESKTOP-7SAL8M7\acont | 2019-04-25 15:17 | THOR\acont | 2024-10-09 10:48 | Cloned from Gamewell AA-120
85766e6d-21e8-453c-a19c-375210943516 | NFPA 170 HEAT DETECTOR |  |  | North | System Sensor |  | Heat Detector |  |  |  | Module | TRUE | 5251B | ++ | Thermal Sensor, fixed temperature | 1 | 0.0002 | 0.0065 |  |  |  |  | FALSE | TRUE |  |  |  |  | #FFFF0000 | FA-NFPA 170 HEAT DETECTOR | 1 | FALSE | FALSE | FALSE | 1403 | [13 empty] | FALSE | [7 empty] | THOR\acont | 2024-09-08 17:27 | 20191121 AC Detector without base | [Honeywell, Notifier, System Sensor] [SLC SENSORS] [*] [#4 TYPE ADDR ¦ SENSORS] 2251B (C), 2251-COPTIR (C), 2251-COPTIR w/B200S-WH (C), 2251TB (C), 2251TMB (C), 5251B (C), 5251B-WP (C), 5251H (C), 5251RB (C), 5251RB-WP (C), 7251 (C), 7251DH (C), DH200LP [Honeywell, Notifier, System Sensor] [SLC MODULES SENSORS] [*] [#2 SHARED ADDR ¦ SENSORS] 2251B (C), 2251-COPTIR (C), 2251-COPTIR w/B200S-WH (C), 2251TB (C), 2251TMB (C), 5251B (C), 5251B-WP (C), 5251H (C), 5251RB (C), 5251RB-WP (C), 7251 (C), 7251DH (C)
820669e8-9b46-419a-a5d6-3754c8d24449 | NFPA 170 ADDRESSABLE OUTPUT MODULE |  |  | North | Honeywell |  | Addressable Control/Relay |  |  |  | Module | TRUE | 4101SN |  | Relay Module - Single Point | 1 | [6 empty] | FALSE | [5 empty] | #FFFF0000 | FA-NFPA 170 ADDRESSABLE OUTPUT MODULE | 1 | FALSE | FALSE | FALSE | 1100 | [13 empty] | FALSE | [5 empty] | AULAPTOP-PC\Aulaptop | 2018-09-03 05:46 | THOR\acont | 2024-09-08 17:27 |  | [Ademco, Honeywell] [VPLEX] [*] 4101SN, 4190SN, 4193SN, 4204, 4204CF, 4208SN, 4208SNF, 4208U, 4209U, 4297, 5193SD (C), 5193SDT (C)
de05b899-c615-42fd-8220-3755834427da | NFPA 170 FIRE ALARM CONTROL UNIT | RISER FACP |  | North | NAPCO |  | Fire Alarm Control Unit |  |  |  | Assembly | TRUE | FL-FACP-LTEVI | ++ | Firewolf 8 Zone 24V Conventional Commercial Fire Alarm Control Panel with onboard StarLink Fire® Dual Path, IP / Verizon LTE Cellular Alarm Communicator and integral menu-Driven LCD annunciator | 1 | [6 empty] | TRUE |  |  |  | 16”x 14.25” x 5.2” |  | #FFFF0000 | FA-NFPA 170 FIRE ALARM CONTROL UNIT | 1 | FALSE | FALSE | FALSE | 202 | [8 empty] | 7,12,16 | 2 | 16 |  |  | TRUE | [5 empty] | DESKTOP-7EIEB7A\acont | 2023-05-24 20:59 | THOR\acont | 2024-09-08 17:27 | Cloned from NAPCO FL-FACP-LTEVS
f0c45683-923e-46a4-b5a4-375596fbd82b | CADGEN AUX POWER SUPPLY |  |  | North | NAPCO |  | Auxilliary Power Supply |  |  |  | Assembly | TRUE | GEMC-12V2APS-CF | + | 12VDC Power Supply for Fire Bus, remote supervised. Direct 120VAC connection, supports 2ea. 12V, 7Ah standby batteries. | 1 | [12 empty] | #FFFF0000 | FA-CADGEN AUX POWER SUPPLY | 1 | FALSE | FALSE | FALSE | [20 empty] | DESKTOP-7SAL8M7\acont | 2020-01-21 11:59 | THOR\acont | 2024-09-08 17:27
241cab0f-6f11-4613-8b66-375b058c7e66 | NFPA 170 WIRELESS CONTROL UNIT |  |  | North | Gamewell FCI |  | Wireless Control Unit |  |  |  | Module | TRUE | WAV-CWL | + | Wireless AV base, ceiling, white | 1 | [6 empty] | FALSE | [5 empty] | #FFFF0000 | FA-NFPA 170 WIRELESS CONTROL UNIT | 1 | FALSE | FALSE | FALSE | [14 empty] | FALSE |  |  | WAV-CWL |  |  | DESKTOP-7SAL8M7\acont | 2020-03-19 13:00 | THOR\acont | 2024-09-08 17:27 | Cloned from Firelite WAV-CWL | [Gamewell FCI] [SLC MODULES SENSORS] [*] [#1 SHARED ADDR ¦ MODULES] AMM-2F, AMM-2IF, AMM-2RF, AMM-2RIF, AMM-4F, AMM-4SF, AOM-2RF, AOM-2SF, AOM-TELF, MMI-10F, MMI-6SF, MMO-6RF, MMO-6SF, MS-7AF, MS-7ASF, MS-7S w/AMM-2F, MS-WS w/AMM-2F, TC81021000, VW-DIS-D [Farenhyt, Firelite, Gamewell FCI, Notifier, Silent Knight] [SWIFT MESH DEVICES] 03 WAV-CRL, WAV-CWL, WAV-RL, WAV-WL [Farenhyt, Firelite, Gamewell FCI, Notifier, Silent Knight, System Sensor] [SWIFT MESH DEVICES] 01 HRL-LF w/ WAV-RL, HWL-LF w/ WAV-WL, P2RL w/WAV-RL, P2RLED w/WAV-RL, P2RL-LF w/ WAV-RL, P2WL w/ WAV-WL, P2WLED w/ WAV-WL, P2WL-LF w/ WAV-WL, SRL w/ WAV-RL, [Gamewell FCI] [SLC MODULES] [*] [#3 TYPE ADDR ¦ MODULES] AMM-2F, AMM-2IF, AMM-2RF, AMM-2RIF, AMM-4F, AMM-4SF, AOM-2RF, AOM-2SF, AOM-TELF, MMI-10F, MMI-6SF, MMO-6RF, MMO-6SF, MS-7AF, MS-7ASF, MS-7S w/AMM-2F, MS-WS w/AMM-2F, TC81021000, VW-GATE, WAM-MM, W | [Farenhyt, Firelite, Gamewell FCI, Notifier, Silent Knight] WAV-CRL, WAV-CWL, WAV-RL, WAV-WL
97ea6688-5cef-4f90-a81b-375f65ec9300 | NFPA 170 SOLENOID VALVE |  |  | North | Viking |  | Solenoid |  |  |  | Module | TRUE | 11602 | ++ | Deluge & Preaction, SureFire 3/4" | 1 | 0 | 0.338 |  |  |  |  | FALSE | [5 empty] | #FFFF0000 | FA-NFPA 170 SOLENOID VALVE | 1 | FALSE | FALSE | FALSE | 1701 | [13 empty] | FALSE | [5 empty] | DESKTOP-7EIEB7A\acont | 2022-08-19 09:10 | THOR\acont | 2024-09-08 17:27 | Cloned from Viking 11601 | [ASCO, BERMAD, Fenwal, Generic, Pyro-Chem, Skinner, Viking] [AUX POWER, RELEASING] [*] [INPUT TYPE] 11601, 11602, 13215, 13843, 13844, 486500-01, 73218BN4UN00, 8210G009, BE370D-B2-87, BE370D-B2-88, BE370D-B5-87, BE370D-B5-87N, BE370D-B5-88, BE370D-B5-88N
6db51951-8579-4e0c-a29f-37648bf20d58 |  |  |  | North | Bosch | [5 empty] | Module | TRUE | D382 | * | COMBUSTIBLE GAS DETECTOR 0000044120 | 1 | [12 empty] | #FFFFFFFF |  |  | FALSE | FALSE | FALSE | [20 empty] | DESKTOP-7EIEB7A\acont | 2021-08-13 06:25 | THOR\acont | 2024-10-09 10:48
85e85e26-dd88-4c0f-b420-37676bd6e077 |  |  |  | North | Bosch | [5 empty] | Module | TRUE | NDA-4020-PIP-RO | * | ***(Ross) Pendant interface plate AUTODOME 4000 | 1 | [12 empty] | #FFFFFFFF |  |  | FALSE | FALSE | FALSE | [20 empty] | DESKTOP-7EIEB7A\acont | 2021-08-13 06:25 | THOR\acont | 2024-10-09 10:48
affff6c6-8bb7-4276-9476-37681f5f5544 |  |  |  | North | Autocall |  | Cards & Components |  |  |  | Card | TRUE | A050-9101 Main Board | ++ | Main Board/Power Supply | 1 | 0.175 | 0.215 | 6 |  |  |  | TRUE | [5 empty] | #FFFFFFFF |  |  | FALSE | FALSE | FALSE | [14 empty] | TRUE | [5 empty] | DESKTOP-QGO6JOK\acont | 2023-12-23 12:46 | THOR\acont | 2024-10-09 10:48 | Cloned from Autocall A010-9404 Main Board |  | [Autocall] A050-9101 Main Board
d340b114-62ca-45b5-992f-376dd9e315cb | NFPA 170 NOTIFICATION CIRCUIT EXTENDER PANEL | RISER NAC |  | North | Potter |  | Notification Circuit Extender Panel |  |  |  | Assembly | TRUE | PSN-64 | + | 6A Conventional Power Supply with 4 Outputs | 1 | [6 empty] | FALSE | [5 empty] | #FFFF0000 | FA-NFPA 170 NOTIFICATION CIRCUIT EXTENDER PANEL | 1 | FALSE | FALSE | FALSE | 212 |  |  | 7315-0328:0189 | [5 empty] | 7,12,18 |  |  | 6 |  | TRUE | [7 empty] | THOR\acont | 2024-09-08 17:27
39855b1f-2fc9-4b28-ac71-3778db6fb89d | NFPA 170 SMOKE DETECTOR |  |  | North | Potter |  | Smoke Detector |  |  |  | Module | TRUE | PAD100-PD w/PAD100-6DB | + | Photoelectric Smoke Detector with 6" Standard Base | 1 | 0.0003 | 0.0003 |  |  |  |  | FALSE | TRUE |  |  |  |  | #FFFF0000 | FA-NFPA 170 SMOKE DETECTOR | 1 | FALSE | FALSE | FALSE | 1408 | [13 empty] | FALSE |  |  | 6DB |  |  |  |  | THOR\acont | 2024-09-08 17:27 | 20191121 AC Detector with base | [Potter] [SLC PAD] [*] [#2 SHARED ADDR ¦ SENSORS] PAD100-CD w/PAD100-4DB, PAD100-CD w/PAD100-6DB, PAD100-CD w/PAD100-IB, PAD100-CD w/PAD100-LFSB, PAD100-CD w/PAD100-RB, PAD100-CD w/PAD100-SB, PAD100-CD w/PAD100-SPKB, PAD100-DUCT (C), PAD100-DUCTR (C), PA
51945775-d0c8-4460-a753-377af358ffca |  |  |  | North | Notifier |  | Hardware |  |  |  | Hardware | TRUE | CA-1 |  | Chassis, 2nd Row | 1 | [6 empty] | FALSE |  | SURFACE |  | PROVIDED ("WX"HX"D) | N/A | #FFFFFFFF |  |  | FALSE | FALSE | FALSE |  |  |  | 7165-0028:0224 | [10 empty] | FALSE | [7 empty] | THOR\acont | 2024-10-09 10:48
8d22602b-bf66-47e3-b828-377bfb33ee08 | NFPA 170 REMOTE TEST SWITCH |  |  | North | System Sensor |  | REMOTE TEST SWITCH |  |  |  | Module | TRUE | RTS2 w/STROBE | + | Multi-signaling Accessory w/Strobe | 1 | 0.003 | 0.055 |  |  |  |  | FALSE | [5 empty] | #FFFF0000 | FA-NFPA 170 REMOTE TEST SWITCH | 1 | FALSE | FALSE | FALSE | 914 | [13 empty] | FALSE | [5 empty] | DESKTOP-7EIEB7A\acont | 2021-10-28 13:15 | THOR\acont | 2024-09-08 17:27 | Cloned from System Sensor RTS2 | [System Sensor] [RTS] [*] APA451, RTS151, RTS151KEY, RTS2, RTS2 w/STROBE
049d90ae-e24d-4f1d-b481-37806d357748 | NFPA 170 HEAT DETECTOR |  |  | North | Kidde |  | Heat Detector |  |  |  | Module | TRUE | KI-HRD w/KI-ABLT BASE | ++ | Intelligent fixed temperature/Rate-of-rise heat detector, Audible Sounder Base | 1 | 3.2e-05 | 3.2e-05 |  |  |  |  | FALSE | [5 empty] | #FFFF0000 | FA-NFPA 170 HEAT DETECTOR | 1 | FALSE | FALSE | FALSE | 1403 | [13 empty] | FALSE | [5 empty] | DESKTOP-7SAL8M7\acont | 2020-01-02 08:35 | THOR\acont | 2024-09-08 17:27 | Cloned from Edwards SIGA-HRD w/SIGA-AB4G-LF BASE | [Edwards, Kidde] [SLC EST SENSORS] 01 [*] [EST3, iO1000] DS-HFS (C), DS-PS (C), FX-HD w/IB4U BASE, FX-HD w/RB4U BASE, FX-HD w/SB4U BASE, FX-HD w/SB4U-LF BASE, FX-HD wB4U BASE, FX-PD w/B4U BASE (C), FX-PD w/IB4U BASE (C), FX-PD w/SB4U BASE (C), FX-PD w/SB [Kidde] [AUX POWER] [24VDC TC3/TC4 LOW] KI-COD w/KI-ABLT BASE (C), KI-HCD w/KI-ABLT BASE, KI-HRD w/KI-ABLT BASE, KI-OSCD w/KI-ABLT BASE, KI-OSD w/KI-ABLT BASE, KI-PCD w/KI-ABLT BASE (C), KI-PD w/KI-ABLT BASE (C), KI-PHCD w/KI-ABLT BASE (C), KI-PHD w/KI-A [Kidde] [AUX POWER] [24VDC TC4 LOW] KI-COD w/KI-ABLT BASE (C), KI-HCD w/KI-ABLT BASE, KI-HRD w/KI-ABLT BASE, KI-OSCD w/KI-ABLT BASE, KI-OSD w/KI-ABLT BASE, KI-PCD w/KI-ABLT BASE (C), KI-PD w/KI-ABLT BASE (C), KI-PHCD w/KI-ABLT BASE (C), KI-PHD w/KI-ABLT [Kidde] [SLC EST MODULES SENSORS] [*] [#2 SHARED ADDR ¦ SENSORS] DS-HFS (C), DS-PS (C), FX-HD w/IB4U BASE, FX-HD w/RB4U BASE, FX-HD w/SB4U BASE, FX-HD w/SB4U-LF BASE, FX-HD wB4U BASE, FX-PD w/B4U BASE (C), FX-PD w/IB4U BASE (C), FX-PD w/SB4U BASE (C), FX [Kidde] [AUX POWER] [24VDC STEADY HIGH] KI-COD w/KI-ABLT BASE (C), KI-HCD w/KI-ABLT BASE, KI-HRD w/KI-ABLT BASE, KI-OSCD w/KI-ABLT BASE, KI-OSD w/KI-ABLT BASE, KI-PCD w/KI-ABLT BASE (C), KI-PD w/KI-ABLT BASE (C), KI-PHCD w/KI-ABLT BASE (C), KI-PHD w/KI-A [Kidde] [AUX POWER] [24VDC STEADY LOW] KI-COD w/KI-ABLT BASE (C), KI-HCD w/KI-ABLT BASE, KI-HRD w/KI-ABLT BASE, KI-OSCD w/KI-ABLT BASE, KI-OSD w/KI-ABLT BASE, KI-PCD w/KI-ABLT BASE (C), KI-PD w/KI-ABLT BASE (C), KI-PHCD w/KI-ABLT BASE (C), KI-PHD w/KI-AB [Kidde] [AUX POWER] [24VDC TC3/TC4 HIGH] KI-COD w/KI-ABLT BASE (C), KI-HCD w/KI-ABLT BASE, KI-HRD w/KI-ABLT BASE, KI-OSCD w/KI-ABLT BASE, KI-OSD w/KI-ABLT BASE, KI-PCD w/KI-ABLT BASE (C), KI-PD w/KI-ABLT BASE (C), KI-PHCD w/KI-ABLT BASE (C), KI-PHD w/KI- [Edwards, Kidde] [SLC EST MODULES/SENSORS] 01 [*] [iO64] DS-HFS (C), DS-PS (C), FX-HD w/IB4U BASE, FX-HD w/RB4U BASE, FX-HD w/SB4U BASE, FX-HD w/SB4U-LF BASE, FX-HD wB4U BASE, FX-PD w/B4U BASE (C), FX-PD w/IB4U BASE (C), FX-PD w/SB4U BASE (C), FX-PD w/SB [Kidde] [SLC EST SENSORS] [*] [#4 TYPE ADDR ¦ SENSORS] DS-HFS (C), DS-PS (C), FX-HD w/IB4U BASE, FX-HD w/RB4U BASE, FX-HD w/SB4U BASE, FX-HD w/SB4U-LF BASE, FX-HD wB4U BASE, FX-PD w/B4U BASE (C), FX-PD w/IB4U BASE (C), FX-PD w/SB4U BASE (C), FX-PD w/SB4U [Kidde] [AUX POWER] [24VDC TC4 HIGH] KI-COD w/KI-ABLT BASE (C), KI-HCD w/KI-ABLT BASE, KI-HRD w/KI-ABLT BASE, KI-OSCD w/KI-ABLT BASE, KI-OSD w/KI-ABLT BASE, KI-PCD w/KI-ABLT BASE (C), KI-PD w/KI-ABLT BASE (C), KI-PHCD w/KI-ABLT BASE (C), KI-PHD w/KI-ABLT
1aef63b1-4f2f-44d9-af65-37820821e1d0 | NFPA 170 HEAT DETECTOR |  |  | North | Siemens |  | Heat Detector |  |  |  | Module | TRUE | FPT-11 | 500-095918 | FPT-11 THERMAL DETECTOR | 1 | 0.00075 | 0.00075 | [10 empty] | #FFFF0000 | FA-NFPA 170 HEAT DETECTOR | 1 | FALSE | FALSE | FALSE | [20 empty] | DESKTOP-7SAL8M7\acont | 2019-08-13 09:04 | THOR\acont | 2024-09-08 17:27 |  | [Siemens] [SLC MODULES SENSORS] [*] [#2 SHARED ADDR ¦ SENSORS] FDBZ492 w/OP921 (C), FDBZ492-HR w/FDO421 (C), FDBZ492-HR w/OP921 (C), FDO421 (C), FDO421 w/DB-11 BASE (C), FDOT421 w/DB-11 BASE (C), FDOT421 w/DB2-HR BASE (C), FDT421 w/DB-11 BASE, FP-11 w/DB
4418781b-3188-406c-bfd0-378462d25aa6 | NFPA 170 FIRE ALARM CONTROL UNIT | RISER FACP |  | North | Edwards |  | Fire Alarm Control Unit |  |  |  | Assembly | TRUE | 3X-SFS1Bi |  | FACP /w CPU, 1 loop, 4 NACs, 10A power supply, bronze | 1 | [6 empty] | FALSE | [5 empty] | #FFFF0000 | FA-NFPA 170 FIRE ALARM CONTROL UNIT | 1 | FALSE | FALSE | FALSE | 202 | [8 empty] | 7,12,18 |  |  |  |  | TRUE | [7 empty] | THOR\acont | 2024-09-08 17:27
bd7d4af7-0bdc-4f6d-83d9-378ba1c2dae4 |  |  |  | North | Edwards |  | Cards & Components |  |  |  | Card | TRUE | QS1-CPU-1-FR |  | OBSOLETE - CPU/Display with 1 Annunciator Option Space, French | 1 | [6 empty] | TRUE | [5 empty] | #FFFFFFFF |  |  | FALSE | FALSE | FALSE | [14 empty] | FALSE | [7 empty] | THOR\acont | 2024-10-09 10:48
59d07bbc-ff36-474b-b074-378e657c781d | NFPA 170 HEAT DETECTOR |  |  | North | Fenwal |  | Heat Detector |  |  |  | Module | TRUE | 27121-0 140°F |  | Vertical, Brass Head 140°F | 1 | [6 empty] | FALSE | TRUE |  |  |  |  | #FFFF0000 | FA-NFPA 170 HEAT DETECTOR | 1 | FALSE | FALSE | FALSE | 1403 | [13 empty] | FALSE |  |  | 140° |  |  | DESKTOP-7SAL8M7\acont | 2020-11-17 10:17 | THOR\acont | 2024-09-08 17:27 | Cloned from Fenwal 27020-0 | [Fenwal] [IDC] 01 12-E27121-000-04-0T (C), 12-F27121-000-06-0T (C), 12-X27020-000 (C), 12-X27020-001 (C), 12-X27021-000 (C), 12-X27021-001 (C), 12-X27121-000-600 (C), 12-X27121-001-600 (C), 27020-0 140°F (C), 27020-0 190°F (C), 27020-1 140°F (C), 27021-0
f47c332d-e2c6-42e4-94e3-37925943888e |  |  |  | North | Simplex |  | Hardware |  |  |  | Hardware | TRUE | 4100-2302 |  | 8 SLOT EXP BAY FILLER PANEL | 1 | [6 empty] | FALSE | [5 empty] | #FFFFFFFF |  |  | FALSE | FALSE | FALSE | [14 empty] | FALSE | [5 empty] | AULAPTOP-PC\Aulaptop | 2019-01-09 11:10 | THOR\acont | 2024-10-09 10:48 | Cloned from Simplex NEW
a973fce4-7f62-4683-9f32-379ba0b7cc14 | NFPA 170 VOICE EVACUATION CONTROL UNIT |  |  | North | Hochiki |  | Voice Evac Control Unit |  |  |  | Assembly | TRUE | FNVMP32 | + | Master Panel, 32 Switch Control | 1 | [6 empty] | FALSE |  |  | *Refer to Install Sheet |  |  | #FFFF0000 | FA-NFPA 170 VOICE EVACUATION CONTROL UNIT | 1 | FALSE | FALSE | FALSE | 211 | [8 empty] | 7,12,18 |  |  |  |  | TRUE | [5 empty] | DESKTOP-7SAL8M7\acont | 2019-11-04 16:25 | THOR\acont | 2024-09-08 17:27
af010f1b-5a2a-4eb3-9986-379d567e000e | NFPA 170 HORN STROBE CEILING |  |  | North | Edwards |  | Horn/Strobe |  |  |  | Module | TRUE | GCWN-HDVMG |  | MNEC Horn-Strobe, white, no markings, 15-95 cd, green | 1 | 0 | 0.275 |  |  |  |  | FALSE | TRUE |  |  |  |  | #FF0070C0 | FA-NFPA 170 HORN STROBE CEILING | 1 | FALSE | FALSE | FALSE | 2013 | [13 empty] | FALSE |  |  | C |  |  |  |  | THOR\acont | 2024-09-08 17:27 |  | [Edwards, Kidde] [NAC] [16 VDC, HIGH DB] EGCF-HDVM (C), GCF-HDVM (C), GCFR-HDVM (C), GC-HDVM (C), GCWA-HDVMA (C), GCWA-HDVMB (C), GCWA-HDVMC (C), GCWA-HDVMG (C), GCWA-HDVMR (C), GCWN-HDVMA (C), GCWN-HDVMB (C), GCWN-HDVMC (C), GCWN-HDVMG (C), GCWN-HDVMR ( [Edwards, Kidde] [NAC] [16 VDC, LOW DB] EGCF-HDVM (C), GCF-HDVM (C), GCFR-HDVM (C), GC-HDVM (C), GCWA-HDVMA (C), GCWA-HDVMB (C), GCWA-HDVMC (C), GCWA-HDVMG (C), GCWA-HDVMR (C), GCWN-HDVMA (C), GCWN-HDVMB (C), GCWN-HDVMC (C), GCWN-HDVMG (C), GCWN-HDVMR (C [Edwards, Kidde] [NAC] [24 VDC, LOW DB] EGCF-HDVM (C), GCF-HDVM (C), GCFR-HDVM (C), GC-HDVM (C), GCWA-HDVMA (C), GCWA-HDVMB (C), GCWA-HDVMC (C), GCWA-HDVMG (C), GCWA-HDVMR (C), GCWN-HDVMA (C), GCWN-HDVMB (C), GCWN-HDVMC (C), GCWN-HDVMG (C), GCWN-HDVMR (C [Edwards, Kidde] [NAC] [24 VDC, HIGH DB] EGCF-HDVM (C), GCF-HDVM (C), GCFR-HDVM (C), GC-HDVM (C), GCWA-HDVMA (C), GCWA-HDVMB (C), GCWA-HDVMC (C), GCWA-HDVMG (C), GCWA-HDVMR (C), GCWN-HDVMA (C), GCWN-HDVMB (C), GCWN-HDVMC (C), GCWN-HDVMG (C), GCWN-HDVMR (
0cdabed9-19e2-4ffa-bc34-379f870ec2ed | NFPA 170 ASPIRATING SMOKE DETECTOR |  |  | North | Xtralis |  | Air Sampling Detection |  |  |  | Module | TRUE | VEU-A10 | ++ | VESDA-E VEU with 3.5” Display, Aluminium Enclosure | 1 | [6 empty] | FALSE |  |  |  | 350 mm x 225 mm x 135 mm (13.8 in x 8.9 in x 5.3 in) |  | #FFFF0000 | FA-NFPA 170 ASPIRATING SMOKE DETECTOR | 1 | FALSE | FALSE | FALSE | [14 empty] | FALSE | [5 empty] | THOR\acont | 2023-11-27 13:05 | THOR\acont | 2024-09-08 17:27 | Cloned from Xtralis VEU-A00 | [Autocall, Simplex, Xtralis] [IDC] [#3] 4098-VEP-A00-1P, 4098-VEP-A00-P, 4098-VEP-A10-P, 4098-VES-A00-P, 4098-VES-A10-P, A4098-VEP-A00-1P, A4098-VEP-A00-P, A4098-VEP-A10-P, A4098-VES-A00-P, A4098-VES-A10-P, VEP-A00-1P, VEP-A00-1P-NTF, VEP-A00-P, VEP-A10- [Xtralis] [IDC] 05 [ALERT] VEP-A00-1P, VEP-A00-1P-NTF, VEP-A00-P, VEP-A00-P-NTF, VEP-A10-P, VEP-A10-P-NTF, VEU-A00, VEU-A10, VIC-020, VIC-030 [Xtralis] [AUX POWER] [5] VEP-A00-1P, VEP-A00-1P-NTF, VEP-A00-P, VEP-A00-P-NTF, VEP-A10-P, VEP-A10-P-NTF, VEU-A10, VLF-250 (C), VLF-500 (C), VLI-880 (C), VLI-885 (C), XAS-1-US (C), XAS-2-US (C) [Xtralis] [IDC] 01 [FIRE 1] VEP-A00-1P, VEP-A00-1P-NTF, VEP-A00-P, VEP-A00-P-NTF, VEP-A10-P, VEP-A10-P-NTF, VEU-A00, VEU-A10, VIC-020, VIC-030 [Xtralis] [IDC] 02 [ACTION] VEP-A00-1P, VEP-A00-1P-NTF, VEP-A00-P, VEP-A00-P-NTF, VEP-A10-P, VEP-A10-P-NTF, VEU-A00, VEU-A10, VIC-020, VIC-030 [Autocall, Simplex, Xtralis] [IDC] [#2] 4098-VEP-A00-1P, 4098-VEP-A00-P, 4098-VEP-A10-P, 4098-VES-A00-P, 4098-VES-A10-P, A4098-VEP-A00-1P, A4098-VEP-A00-P, A4098-VEP-A10-P, A4098-VES-A00-P, A4098-VES-A10-P, VEP-A00-1P, VEP-A00-1P-NTF, VEP-A00-P, VEP-A10- [Xtralis] [AUX POWER] [1] VEP-A00-1P, VEP-A00-1P-NTF, VEP-A00-P, VEP-A00-P-NTF, VEP-A10-P, VEP-A10-P-NTF, VEU-A10, VLF-250 (C), VLF-500 (C), VLI-880 (C), VLI-885 (C), XAS-1-US (C), XAS-2-US (C) [Xtralis] [IDC] 04 [FAULT] VEP-A00-1P, VEP-A00-1P-NTF, VEP-A00-P, VEP-A00-P-NTF, VEP-A10-P, VEP-A10-P-NTF, VEU-A00, VEU-A10, VIC-020, VIC-030 [Autocall, Simplex, Xtralis] [IDC] [#1] 4098-VEP-A00-1P, 4098-VEP-A00-P, 4098-VEP-A10-P, 4098-VES-A00-P, 4098-VES-A10-P, A4098-VEP-A00-1P, A4098-VEP-A00-P, A4098-VEP-A10-P, A4098-VES-A00-P, A4098-VES-A10-P, VEP-A00-1P, VEP-A00-1P-NTF, VEP-A00-P, VEP-A10- [Autocall, Simplex, Xtralis] [IDC] [#5] 4098-VEP-A00-1P, 4098-VEP-A00-P, 4098-VEP-A10-P, 4098-VES-A00-P, 4098-VES-A10-P, A4098-VEP-A00-1P, A4098-VEP-A00-P, A4098-VEP-A10-P, A4098-VES-A00-P, A4098-VES-A10-P, VEP-A00-1P, VEP-A00-1P-NTF, VEP-A00-P, VEP-A10- [Autocall, Simplex, Xtralis] [IDC] [#4] 4098-VEP-A00-1P, 4098-VEP-A00-P, 4098-VEP-A10-P, 4098-VES-A00-P, 4098-VES-A10-P, A4098-VEP-A00-1P, A4098-VEP-A00-P, A4098-VEP-A10-P, A4098-VES-A00-P, A4098-VES-A10-P, VEP-A00-1P, VEP-A00-1P-NTF, VEP-A00-P, VEP-A10- [Xtralis] [IDC] 03 [FIRE 2] VEP-A00-1P, VEP-A00-1P-NTF, VEP-A00-P, VEP-A00-P-NTF, VEP-A10-P, VEP-A10-P-NTF, VEU-A00, VEU-A10, VIC-020, VIC-030 [Xtralis] [RS-485] VEP-A00-1P, VEP-A00-P, VEP-A10-P, VEU-A00, VEU-A10, VLF-250 (C), VLF-500 (C), VLI-885 (C) [Xtralis] [AUX POWER] [10] VEP-A00-1P, VEP-A00-1P-NTF, VEP-A00-P, VEP-A00-P-NTF, VEP-A10-P, VEP-A10-P-NTF, VEU-A10, VLF-250 (C), VLF-500 (C), VLI-880 (C), VLI-885 (C), XAS-1-US (C), XAS-2-US (C)
f89dc113-27cd-4eb9-8fc4-37a17d233727 | CADGEN ELECTRIC STRIKE |  |  | North | ASSA ABLOY | Security/Access Control | Electric Strike |  |  |  | Module | TRUE | 9400 | ++ | Surface Mounted Electric Strike | 1 | 0.45 | 0.45 |  |  | 12 |  | TRUE | [5 empty] | #FFFF0000 | FA-CADGEN ELECTRIC STRIKE | 1 | FALSE | FALSE | FALSE | [17 empty] | R1 |  |  | DESKTOP-7EIEB7A\acont | 2023-01-27 07:42 | THOR\acont | 2024-09-08 17:27 | Cloned from ASSA ABLOY 9600 | [Alarm Controls, ALARM CONTROLS CORPORATION, ASSA ABLOY, Generic, HES, RCI, Von Duprin] [ACCESS CONTROL OUTPUT] [*] 1200L, 1200LB, 1200S, 1500, 1600, 4200, 5100, 600D, 600L, 600S, 6210, 6211, 6211AL, 6211WF, 6212, 6212WF, 6213, 6214, 6215, 6216, 6221, 62
ee13d9c3-654a-40a2-bdf5-37a58f210b1c | NFPA 170 FIRE ALARM CONTROL UNIT | RISER FACP |  | North | Potter |  | Fire Alarm Control Unit |  |  |  | Assembly | TRUE | IPA-100 | + | Fire Alarm Control Panel | 1 | [6 empty] | FALSE | [5 empty] | #FFFF0000 | FA-NFPA 170 FIRE ALARM CONTROL UNIT | 1 | FALSE | FALSE | FALSE | 202 | [8 empty] | 8,18,55 |  |  | 5 |  | TRUE | [7 empty] | THOR\acont | 2024-09-08 17:27
a018fa26-9866-4625-99a6-37a891800516 | NFPA 170 INTEGRAL VALVE SUPERVISORY SWITCH |  |  | East | Kidde |  | Supervisory Switch |  |  |  | Module | TRUE | 70985020 (70985075) | ++ | 1/2” Lock-Out Valve, Carbon Steel (with Limit Switch) | 1 | [6 empty] | FALSE | FALSE | PROVIDED BY SPRINKLER CONTRACTOR |  | PROVIDED BY OTHERS |  | #FFFF0000 | FA-NFPA 170 INTEGRAL VALVE SUPERVISORY SWITCH | 1 | FALSE | FALSE | FALSE | 916 | [13 empty] | FALSE | [5 empty] | DESKTOP-7EIEB7A\acont | 2023-07-10 11:11 | THOR\acont | 2024-09-08 17:27 | Cloned from Kidde 70985018 (10611105) | [Edwards, Kidde] [IDC] 01 06-118262-001, 06-118537-001 (ATEX), 30-3013, 45-118500-001, 45-500537-001 (ATEX), 70985018 (10611105), 70985020 (70985075), 70985021 (70985076), 70985022 (70985077), 70985023 (70985078), 70985024 (70985079), 70985025 (70985080)
dfba3fc0-e596-4b88-9a7b-37abdfbf3485 | NFPA 170 SOLENOID VALVE |  |  | North | Viking |  | Solenoid |  |  |  | Module | TRUE | 13215 | ++ | SureFire 3/4" | 1 | 0 | 0.338 |  |  |  |  | FALSE | [5 empty] | #FFFF0000 | FA-NFPA 170 SOLENOID VALVE | 1 | FALSE | FALSE | FALSE | 1701 | [13 empty] | FALSE | [5 empty] | DESKTOP-7EIEB7A\acont | 2022-08-19 09:11 | THOR\acont | 2024-09-08 17:27 | Cloned from Viking 11602 | [ASCO, BERMAD, Fenwal, Generic, Pyro-Chem, Skinner, Viking] [AUX POWER, RELEASING] [*] [INPUT TYPE] 11601, 11602, 13215, 13843, 13844, 486500-01, 73218BN4UN00, 8210G009, BE370D-B2-87, BE370D-B2-88, BE370D-B5-87, BE370D-B5-87N, BE370D-B5-88, BE370D-B5-88N
2365196b-09c7-42e5-b72b-37b3f6cb0610 |  |  |  | North | [6 empty] | Module | TRUE | New Part | [9 empty] | TRUE | [5 empty] | #FFFFFFFF |  |  | FALSE | FALSE | [21 empty] | AUGUSTXPS17-EUP\aucon | 2023-03-31 04:40
ae1f6c31-f479-4dc8-bb70-37ba255d4b26 | NFPA 170 HEAT DETECTOR |  |  | North | Autocall |  | Heat Detector |  |  |  | Module | TRUE | A4098-9613E w/A4098-9682E | + | Electronic Heat Detector 4-Wire 135° F (57° C) with auxiliary alarm relay output, High Humidity | 1 | 0.0001 | 0.024 |  |  |  |  | TRUE | TRUE |  |  |  |  | #FFFF0000 | FA-NFPA 170 HEAT DETECTOR | 1 | FALSE | FALSE | FALSE | 1403 | [16 empty] | 135¦RR |  |  | THOR\acont | 2024-02-20 17:06 | THOR\acont | 2024-09-08 17:27 | Cloned from Autocall A4098-9613 w/A4098-9682 | [Autocall, Simplex] [IDC] 01 2098-9201 (C), 2098-9202 (C), 2098-9203 (C), 2098-9208 (C), 2098-9576 (C), 2099-9101 (C), 2099-9102 (C), 2099-9103 (C), 2099-9104 (C), 2099-9105 (C), 2099-9107 (C), 2099-9108 (C), 2099-9754 (C), 2099-9755 (C), 2099-9756 (C), [Autocall, Simplex] [AUX POWER] [4-WIRE AUX POWER] 4098-9601 w/4098-9682 (C), 4098-9602 w/4098-9682 (C), 4098-9605 w/4098-9682 (C), 4098-9612 w/4098-9682 (C), 4098-9612E w/4098-9682E (C), 4098-9613 w/4098-9682 (C), 4098-9613E w/4098-9682E (C), 4098-9614 | [Autocall, Simplex] 4098-9612 w/4098-9682, 4098-9612E w/4098-9682E, 4098-9612E w/4098-9683E, 4098-9612E w/4098-9684E, 4098-9612E w/4098-9788E, 4098-9613 w/4098-9682, 4098-9613E w/4098-9682E, 4098-9613E w/4098-9683E, 4098-9613E w/4098-9684E, 4098-9613E w/4
ffd50994-0e91-4585-af39-37bb16cc0193 |  |  |  | North | Edwards |  | Hardware |  |  |  | Hardware | TRUE | 740218L |  | 16/2 Solid Twisted,OS, Red-Jacket FPL Mid Cap 1x500' | 1 | [6 empty] | FALSE | [5 empty] | #FFFFFFFF |  |  | FALSE | FALSE | FALSE | [14 empty] | FALSE | [7 empty] | THOR\acont | 2024-10-09 10:48
57eacd2c-d7be-4960-b103-37c0a414e0de | NFPA 170 SMOKE DETECTOR |  |  | North | System Sensor |  | Smoke Detector |  |  |  | Module | TRUE | 2112R | ++ | Photoelectric Detector, 4-wire direct, 12VDC, with Form-C | 1 | 0.0005 | 0.035 |  |  |  |  | FALSE | TRUE |  |  |  |  | #FFFF0000 | FA-NFPA 170 SMOKE DETECTOR | 1 | FALSE | FALSE | FALSE | 1408 | [13 empty] | FALSE | [7 empty] | THOR\acont | 2024-09-08 17:27 | 20191121 AC Detector without base | [Firelite, Macurco, Notifier, Silent Knight, System Sensor] [IDC] 01 [IDC 4-WIRE ++] 1251B (C), 1412B (C), 1424 (C), 2112/24AT (C), 2112/24S (C), 2112/24TS (C), 2112AITR (C), 2112ATR (C), 2112R (C), 2124AITR (C), 2124ATR (C), 2124R (C), 2151 w/B110RLP (C [Firelite, Macurco, Notifier, Silent Knight, System Sensor] [AUX POWER] [*] [AUX INPUT ++] 1251B (C), 1412B (C), 1424 (C), 2112/24AT (C), 2112/24S (C), 2112/24TS (C), 2112AITR (C), 2112ATR (C), 2112R (C), 2124AITR (C), 2124ATR (C), 2124R (C), 2151 w/B110
54d025e9-a4b9-44a9-98b7-37c54b678bca |  |  |  | North | Edwards |  | Hardware |  |  |  | Hardware | TRUE | F-TRIM10G |  | Semi-flush Trim ring for FS1004, Gray | 1 | [6 empty] | FALSE | [5 empty] | #FFFFFFFF |  |  | FALSE | FALSE | FALSE | [14 empty] | FALSE | [7 empty] | THOR\acont | 2024-10-09 10:48
73ffff95-30f6-4893-9efa-37c9ec104363 | NFPA 170 MANUAL PULL |  |  | North | Siemens |  | Manual Station |  |  |  | Module | TRUE | MSM-EXP | 500-698219 | MSM-EXP - METAL MANUAL STATION / EXPLOSION PROOF | 1 | [12 empty] | #FFFF0000 | FA-NFPA 170 MANUAL PULL | 1 | FALSE | FALSE | FALSE | [20 empty] | DESKTOP-7SAL8M7\acont | 2019-08-13 09:04 | THOR\acont | 2024-09-08 17:27 |  | [Siemens] [IDC] 01 AW-1, CPYEC-2-24, CPY-MRS, CPY-MTS, MH-501, MSM-EXP, MSM-GR, MSM-INST, MSM-K, MSM-K-15, MSM-KD, MSM-KD-30, MSM-KD-WP, MSM-K-WP, SXL-EX Main Board, SZE-4X, XMH-501
77635116-a7a1-4df9-a9b2-37c9f3f84646 |  |  |  | North | Notifier |  | Cards & Components |  |  |  | Card | TRUE | HS-NCM-MFSF | + | High-speed Network Communications Modules | 1 | 0.4 | 0.4 |  |  |  |  | TRUE | FALSE |  |  |  |  | #FFFFFFFF |  |  | FALSE | FALSE | FALSE | [14 empty] | FALSE | [7 empty] | THOR\acont | 2024-10-09 10:48 |  | [Notifier] [Fiber Optic] [#2] HS-NCM-MF, HS-NCM-MFSF, HS-NCM-SF, HS-NCM-WMF, HS-NCM-WSF, NCM-F [Notifier] [Fiber Optic] [ALL DEVICES ++] HS-NCM-MF, HS-NCM-MFSF, HS-NCM-SF, HS-NCM-WMF, HS-NCM-WSF, NCM-F | [Notifier] HS-NCM-MF, HS-NCM-MFSF, HS-NCM-SF, HS-NCM-WMF, HS-NCM-WSF, NCM-F
41024e5c-f62d-4319-ba03-37cee857023f |  |  |  | North | Edwards |  | Hardware |  |  |  | Hardware | TRUE | 75142MRNxx |  | 14/2 Solid Red With colored tracer FPLR | 1 | [6 empty] | FALSE | [5 empty] | #FFFFFFFF |  |  | FALSE | FALSE | FALSE | [14 empty] | FALSE | [7 empty] | THOR\acont | 2024-10-09 10:48
cec00c7a-5e01-445e-88e6-37d02d466b6a | NFPA 170 HEAT DETECTOR |  |  | North | Notifier |  | Heat Detector |  |  |  | Module | TRUE | FST-951H-IV w/B300-6-IV | ++ | Low-profile intelligent 190°F/88°C fixed thermal sen-sor. Ivory. FlashScan and CLIP mode. | 1 | 0.0002 | 0.0045 |  |  |  |  | FALSE | TRUE | FLUSH |  | 4" SQ. DEEP | 3 "O" PLASTER RING | #FFFF0000 | FA-NFPA 170 HEAT DETECTOR | 1 | FALSE | FALSE | FALSE | 1403 |  |  | 7272-0028:0206 | [10 empty] | FALSE | [7 empty] | THOR\acont | 2024-09-08 17:27 | 20191121 AC Detector without base | [Honeywell, Notifier, System Sensor] [SLC MODULES SENSORS] [*] [#2 SHARED ADDR ¦ SENSORS] 2251B (C), 2251-COPTIR (C), 2251-COPTIR w/B200S-WH (C), 2251TB (C), 2251TMB (C), 5251B (C), 5251B-WP (C), 5251H (C), 5251RB (C), 5251RB-WP (C), 7251 (C), 7251DH (C) [Honeywell, Notifier, System Sensor] [SLC SENSORS] [*] [#4 TYPE ADDR ¦ SENSORS] 2251B (C), 2251-COPTIR (C), 2251-COPTIR w/B200S-WH (C), 2251TB (C), 2251TMB (C), 5251B (C), 5251B-WP (C), 5251H (C), 5251RB (C), 5251RB-WP (C), 7251 (C), 7251DH (C), DH200LP
8dbb056e-e76e-496e-ac2f-37d1b4549632 |  |  |  | North | GRI PRODUCTS | Security/Access Control |  |  |  |  | Module | TRUE | 180-12 |  | STEEL DOOR RECESSED SWITCH SET | 1 | [12 empty] | #FFFFFFFF |  |  | FALSE | FALSE | FALSE | [20 empty] | THOR\acont | 2024-03-12 21:43 | THOR\acont | 2024-10-09 10:48
1eb2f63a-148b-449e-bfdd-37d4b192a5d4 | NFPA 170 HORN |  |  | North | Kidde |  | Horn |  |  |  | Module | TRUE | WGAWN | ++ | Outdoor rated horn, white, none | 1 | [6 empty] | FALSE | [5 empty] | #FF0070C0 | FA-NFPA 170 HORN | 1 | FALSE | FALSE | FALSE | 2010 | [13 empty] | FALSE |  |  | WP |  |  | THOR\acont | 2024-12-19 13:51 | THOR\acont | 2024-12-19 13:57 | Cloned from Edwards WGAWN | [Edwards, Kidde] [NAC] [VDC, TEMPORAL] WGARA, WGARF, WGARF-FR, WGARF-SP, WGARN, WGAWA, WGAWF, WGAWF-FR, WGAWF-SP, WGAWN
52a66f64-c869-493c-bfe8-37dba6e8172f | NFPA 170 SMOKE DETECTOR |  |  | North | Potter |  | Smoke Detector |  |  |  | Module | TRUE | PAD100-PD w/PAD100-IB | + | Photoelectric Smoke Detector with 6" Base with Isolator Module Included | 1 | 0.00045 | 0.00045 |  |  |  |  | FALSE | TRUE |  |  |  |  | #FFFF0000 | FA-NFPA 170 SMOKE DETECTOR | 1 | FALSE | FALSE | FALSE | 1408 | [13 empty] | FALSE |  |  | IB |  |  |  |  | THOR\acont | 2024-09-08 17:27 | 20191121 AC Detector with base | [Potter] [SLC PAD] [*] [#2 SHARED ADDR ¦ SENSORS] PAD100-CD w/PAD100-4DB, PAD100-CD w/PAD100-6DB, PAD100-CD w/PAD100-IB, PAD100-CD w/PAD100-LFSB, PAD100-CD w/PAD100-RB, PAD100-CD w/PAD100-SB, PAD100-CD w/PAD100-SPKB, PAD100-DUCT (C), PAD100-DUCTR (C), PA
35ac2efd-cfa1-47af-8813-37e86ffbe454 |  |  |  | North | Fike |  | Cards & Components |  |  |  | Card | TRUE | FCP-2100 Main Board | ++ | Main Board | 1 | 0.23 | 0.415 | 9 |  | 24 |  | TRUE | [5 empty] | #FFFFFFFF |  |  | FALSE | FALSE | FALSE | [14 empty] | FALSE | [5 empty] | DESKTOP-7EIEB7A\acont | 2023-01-02 15:24 | THOR\acont | 2024-10-09 10:48 | Cloned from Farenhyt IFP-100 Main Board | [Fike] [IDC] [#1 ALARM ++] 10-2204, FCP-2100 Main Board, FCP-300 Main Board, FCP-75 Main Board [Fike] [IDC] [#2 TROUBLE ++] 10-2204, FCP-2100 Main Board, FCP-300 Main Board, FCP-75 Main Board [Fike] [IDC] [#3 SUPERVISORY ++] 10-2204, FCP-2100 Main Board, FCP-300 Main Board, FCP-75 Main Board [Fike] [VAC ] 10-2620, 10-2829 Main Card, 27-032 Main Card, FCP-2100 Main Board, FCP-300 Main Board, FCP-75 Main Board, FIK-5496 Main Board, FIK-RPS1000 Main Board | [Fike] FCP-2100 Main Board
c12130d2-a800-4c1d-9892-37edfd2c427c | NFPA 170 STROBE WALL |  |  | North | Eaton Wheelock |  | Strobe |  |  |  | Module | TRUE | ZRS-MCWH-FW |  | Strobe, 24 VDC, white, Wall mount with easy snap base | 1 | 0 | 0.3 |  |  |  |  | FALSE | FALSE |  |  |  |  | #FF0070C0 | FA-NFPA 170 STROBE WALL | 1 | FALSE | FALSE | FALSE | 2023 | [13 empty] | FALSE | [7 empty] | THOR\acont | 2024-09-08 17:27 |  | [Eaton Wheelock] [NAC] ZRS-MCCH-FR (C), ZRS-MCCH-FW (C), ZRS-MCWH-FR, ZRS-MCWH-FW
dedd8c39-f660-4157-9812-37f360a304f5 |  |  |  | North | Notifier |  | Hardware |  |  |  | Hardware | TRUE | BAT-12260-BP |  | 2-unit bulk pack of BAT-12260 (12 V 26 AH) | 1 | [6 empty] | FALSE | [5 empty] | #FFFFFFFF |  |  | FALSE | FALSE | FALSE | [14 empty] | FALSE | [5 empty] | DESKTOP-7SAL8M7\acont | 2020-07-07 09:46 | THOR\acont | 2024-10-09 10:48 | Cloned from Notifier BAT-12260-BP
a79f26cd-05c2-4024-9e80-37f42aceb2c4 | NFPA 170 PRESSURE SWITCH |  |  | East | Generic |  | Pressure Switch |  |  |  | Module | TRUE | AIR PRESSURE SWITCH |  |  | 1 | [6 empty] | FALSE | FALSE | PROVIDED BY SPRINKLER CONTRACTOR |  | PROVIDED BY OTHERS |  | #FFFF0000 | FA-NFPA 170 PRESSURE SWITCH | 1 | FALSE | FALSE | FALSE | 913 | [13 empty] | FALSE | [7 empty] | THOR\acont | 2024-09-08 17:27 |  | [Det-Tronics, Generic, Macurco, N/A, STI] [IDC] 01 30-3013, AIR PRESSURE SWITCH, AIR PRESSURE SWITCH HIGH/LOW, BACKFLOW VALVE, CM-12, CONTACT DEVICE, DUCT DETECTOR (C), Fire Suppression Control Unit (FSCU), FURNISHED BY OTHERS, FURNISHED BY OTHERS, FURNI
1a361643-7c0c-4dc1-8230-37f442b4b0b8 | NFPA 170 SMOKE HEAT CO DETECTOR |  |  | North | Edwards |  | Smoke/Heat/CO Detector |  |  |  | Module | TRUE | SIGA2-PHCOS w/SIGA-IB BASE | ++ | Photoelectric Smoke / Heat / Carbon Monoxide Detector | 1 | 7e-05 | 7e-05 |  |  |  |  | FALSE | TRUE |  |  |  |  | #FFFF0000 | FA-NFPA 170 SMOKE HEAT CO DETECTOR | 1 | FALSE | FALSE | FALSE | 1410 | [13 empty] | FALSE | [7 empty] | THOR\acont | 2024-10-08 16:26 | 20191121 AC Detector with base | [Edwards, Kidde] [SLC EST SENSORS] [*] [#4 TYPE ADDR ¦ SENSORS] KI-DDOS (C), SIGA2-COS w/SIGA-AB4G BASE, SIGA2-COS w/SIGA-AB4G-LF BASE, SIGA2-COS w/SIGA-AB4GT BASE, SIGA2-COS w/SIGA-IB BASE, SIGA2-COS w/SIGA-RB BASE, SIGA2-COS w/SIGA-SB BASE, SIGA2-HCOS [Edwards, Kidde] [SLC EST MODULES/SENSORS] 01 [*] [iO64] DS-HFS (C), DS-PS (C), FX-HD w/IB4U BASE, FX-HD w/RB4U BASE, FX-HD w/SB4U BASE, FX-HD w/SB4U-LF BASE, FX-HD wB4U BASE, FX-PD w/B4U BASE (C), FX-PD w/IB4U BASE (C), FX-PD w/SB4U BASE (C), FX-PD w/SB [Edwards, Kidde] [SLC EST SENSORS] 01 [*] [EST3, iO1000] DS-HFS (C), DS-PS (C), FX-HD w/IB4U BASE, FX-HD w/RB4U BASE, FX-HD w/SB4U BASE, FX-HD w/SB4U-LF BASE, FX-HD wB4U BASE, FX-PD w/B4U BASE (C), FX-PD w/IB4U BASE (C), FX-PD w/SB4U BASE (C), FX-PD w/SB [Edwards, Kidde] [SLC EST MODULES SENSORS] [*] [#2 SHARED ADDR ¦ SENSORS] KI-DDOS (C), SIGA2-COS w/SIGA-AB4G BASE, SIGA2-COS w/SIGA-AB4G-LF BASE, SIGA2-COS w/SIGA-AB4GT BASE, SIGA2-COS w/SIGA-IB BASE, SIGA2-COS w/SIGA-RB BASE, SIGA2-COS w/SIGA-SB BASE, S
f9df4012-3a14-4858-aaaa-37fb9e9278f8 | NFPA 170 SPEAKER WALL |  |  | North | Edwards |  | Speaker |  |  |  | Module | TRUE | 757-1A-R70 | + | Re-Entrant Speaker, 70V 2, 4, 8, 15w | 1 | [6 empty] | FALSE | [5 empty] | #FF0070C0 | FA-NFPA 170 SPEAKER WALL | 1 | FALSE | FALSE | FALSE | 2021 | [13 empty] | FALSE | [7 empty] | THOR\acont | 2024-09-08 17:27 |  | [Edwards, Kidde] [AUDIO 70.7v] [70V AUDIO] 757-1A-R70, 757-1A-R70W, 757-3A-RS70, 757-3A-RS70W, 757-7A-RS70, 757-7A-RS70W, 757-7A-RS70WA, 757-7A-SS70, 757-7A-SS70W, 757-8A-RS70, 757-8A-RS70W, 757-8A-RS70WA, INT-3A-RS70, INT-3A-RS70W, INT-7A-RS70, INT-7A-R
83981a77-c886-448b-918a-37feac6a2e08 | NFPA 170 HEAT DETECTOR |  |  | North | Hochiki |  | Heat Detector |  |  |  | Module | TRUE | ATG-EA w/HSB-NSA-6 STANDARD BASE | ATG-EA FIXED TEMP/RATE OF RISE HEAT SENSOR | ATG-EA FIXED TEMP/RATE OF RISE HEAT SENSOR w/HSB-NSA-6 STANDARD BASE | 1 | 0.00035 | 0.0005 |  |  |  |  | TRUE | TRUE |  | *Refer to Install Sheet |  |  | #FFFF0000 | FA-NFPA 170 HEAT DETECTOR | 1 | FALSE | FALSE | FALSE | 1403 | [19 empty] | DESKTOP-0D6CQVA\lousc | 2019-10-12 09:53 | THOR\acont | 2024-09-08 17:27 | Cloned from Hochiki ATJ-EA w/HSB-NSA-6 STANDARD BASE | [Hochiki] [SLC HOCHIKI] 01 [*] [SLC] ACD-V w/ASBL SOUNDER BASE (C), ACD-V w/HSB-NSA-6 STANDARD BASE (C), ACD-V w/SCI-B4 SHORT CIRCUIT ISOLATOR BASE (C), ACD-V w/SCI-B6 SHORT CIRCUIT ISOLATOR BASE (C), ACD-V w/YBN-NSA-4 STANDARD BASE (C), ATG-EA w/ASB SOU
f9b315b8-63b5-4284-b8aa-380622b5d3c8 | NFPA 170 SPEAKER STROBE |  |  | North | Simplex |  | Speaker/Strobe |  |  |  | Module | TRUE | 4906-9253 | ++ | Multi-Tapped Speaker with Multi-Candela Addressable Strobe, White, Fire, Wall | 1 | [6 empty] | TRUE |  |  |  | 7 1/4 in. H x 5 in. W x 2 5/8 in. D or 184 mm x 127 mm x 67 mm |  | #FF0070C0 | FA-NFPA 170 SPEAKER STROBE | 1 | FALSE | FALSE | FALSE | 2019 | [19 empty] | THOR\acont | 2023-12-04 13:45 | THOR\acont | 2024-09-08 17:27 | Cloned from Simplex 4906-9153 | [Simplex] [IDNac] [23 VDC RMS] 4906-9253 [Simplex] [AUDIO 70.7v] [70V AUDIO] 4906-9253, 4906-9254 (C) [Simplex] [IDNac] [17 VDC RMS] 4906-9253 [Simplex] [AUDIO 25v] [25V AUDIO] 4906-9253, 4906-9254 (C)
57c08052-8005-4f3c-9db9-3807fcaa3241 | NFPA 170 CELL COMM | RISER CELL COMM |  | North | DMP |  | Cellular Communicator |  |  |  | Module | TRUE | CellComF-LTE-V | ++ | Fire Alarm Communicator, LTE, Verizon, Red, Power from FACP | 1 | 0.03 | 0.082 |  |  |  |  | FALSE | [5 empty] | #FFFF0000 | FA-NFPA 170 CELL COMM | 1 | FALSE | FALSE | FALSE | 251 | [13 empty] | FALSE | [5 empty] | DESKTOP-7EIEB7A\acont | 2022-11-14 09:34 | THOR\acont | 2024-09-08 17:27 | Cloned from DMP CellComSLC | [DMP] [DACT] [#1 DACT] CellComF-LTE-V [DMP] [DACT] [#2 DACT] CellComF-LTE-V [DMP] [AUX POWER] [*] [AUX 24V] CellComF-LTE-V
1275219c-94e0-426b-a6b7-380a8c23c44b | NFPA 170 HEAT DETECTOR |  |  | North | Simplex |  | Heat Detector |  |  |  | Module | TRUE | 4098-9615E w/4098-9682E | + | Electronic Heat Detector 4-Wire 200° F (57° C) with auxiliary alarm relay output, High Humidity | 1 | 0.0001 | 0.024 |  |  |  |  | TRUE | TRUE |  |  |  |  | #FFFF0000 | FA-NFPA 170 HEAT DETECTOR | 1 | FALSE | FALSE | FALSE | 1403 | [16 empty] | 200¦RR |  |  | THOR\acont | 2024-02-20 17:10 | THOR\acont | 2024-09-08 17:27 | Cloned from Autocall A4098-9615E w/A4098-9682E | [Autocall, Simplex] [AUX POWER] [4-WIRE AUX POWER] 4098-9601 w/4098-9682 (C), 4098-9602 w/4098-9682 (C), 4098-9605 w/4098-9682 (C), 4098-9612 w/4098-9682 (C), 4098-9612E w/4098-9682E (C), 4098-9613 w/4098-9682 (C), 4098-9613E w/4098-9682E (C), 4098-9614 [Autocall, Simplex] [IDC] 01 2098-9201 (C), 2098-9202 (C), 2098-9203 (C), 2098-9208 (C), 2098-9576 (C), 2099-9101 (C), 2099-9102 (C), 2099-9103 (C), 2099-9104 (C), 2099-9105 (C), 2099-9107 (C), 2099-9108 (C), 2099-9754 (C), 2099-9755 (C), 2099-9756 (C), | [Autocall, Simplex] 4098-9612 w/4098-9682, 4098-9612E w/4098-9682E, 4098-9612E w/4098-9683E, 4098-9612E w/4098-9684E, 4098-9612E w/4098-9788E, 4098-9613 w/4098-9682, 4098-9613E w/4098-9682E, 4098-9613E w/4098-9683E, 4098-9613E w/4098-9684E, 4098-9613E w/4
19ef92f9-8735-4e29-bdd9-380d7331d24d | NFPA 170 FIRE PHONE |  |  | North | Edwards |  | Hardware |  |  |  | Hardware | TRUE | 6702-0211 |  | Fire Phone Handset Assembly - Red | 1 | [6 empty] | FALSE | [5 empty] | #FFFF0000 | FA-NFPA 170 FIRE PHONE | 1 | FALSE | FALSE | FALSE | 208 | [13 empty] | FALSE | [7 empty] | THOR\acont | 2024-09-08 17:27
c0cd62dc-b0e4-4949-b86f-380ec7c92b05 | NFPA 170 PRESSURE SWITCH |  |  | East | N/A |  | Pressure Switch |  |  |  | Module | TRUE | FURNISHED BY OTHERS |  | AIR PRESSURE SWITCH | 1 | [6 empty] | FALSE | FALSE | PROVIDED BY SPRINKLER CONTRACTOR |  | PROVIDED BY OTHERS |  | #FFFF0000 | FA-NFPA 170 PRESSURE SWITCH | 1 | FALSE | FALSE | FALSE | 913 | [13 empty] | FALSE | [5 empty] | DESKTOP-7EIEB7A\acont | 2022-02-02 10:55 | THOR\acont | 2024-09-08 17:27 | Cloned from Generic AIR PRESSURE SWITCH | [Det-Tronics, Generic, Macurco, N/A, STI] [IDC] 01 30-3013, AIR PRESSURE SWITCH, AIR PRESSURE SWITCH HIGH/LOW, BACKFLOW VALVE, CM-12, CONTACT DEVICE, DUCT DETECTOR (C), Fire Suppression Control Unit (FSCU), FURNISHED BY OTHERS, FURNISHED BY OTHERS, FURNI
3d06f7f1-95aa-400f-809d-380f54491865 | NFPA 170 FIRE ALARM CONTROL UNIT | RISER FACP |  | North | Edwards |  | Fire Alarm Control Unit |  |  |  | Assembly | TRUE | iO500R | ++ | FACP, 1 Loop, 500pt max, 4 Cl B NACs, red, 120v | 1 | [6 empty] | FALSE | [5 empty] | #FFFF0000 | FA-NFPA 170 FIRE ALARM CONTROL UNIT | 1 | FALSE | FALSE | FALSE | 202 | [8 empty] | 7,12,18,26 |  | 18 |  |  | TRUE | [5 empty] | DESKTOP-7EIEB7A\acont | 2022-10-24 10:08 | THOR\acont | 2024-09-08 17:27 | Cloned from Edwards iO1000R
13af131e-0740-49da-8b22-38112ee046e9 | NFPA 170 SPEAKER STROBE CEILING |  |  | North | Eaton Wheelock |  | Speaker/Strobe |  |  |  | Module | TRUE | E70-24MCCH-FW | + | Speaker/Strobe, 24 VDC, Multi-Candela, , 25/70 Vrms, white | 1 | 0 | 0.645 |  |  |  |  | FALSE | TRUE |  |  |  |  | #FF0070C0 | FA-NFPA 170 SPEAKER STROBE CEILING | 1 | FALSE | FALSE | FALSE | 2020 | [13 empty] | FALSE |  |  | C |  |  | DESKTOP-7EIEB7A\acont | 2022-03-29 11:52 | THOR\acont | 2024-09-08 17:27 | Cloned from Eaton Wheelock E90-24MCCH-FW | [Eaton Wheelock] [AUDIO 70.7v] [70V AUDIO] E70-24MCC-FR (C), E70-24MCC-FW (C), E70-24MCCH-FR (C), E70-24MCCH-FW (C), E90-24MCC-FR (C), E90-24MCC-FW (C), E90-24MCCH-FR (C), E90-24MCCH-FW (C) [Eaton Wheelock] [NAC] [UL MAX FWR] E70-24MCCH-FR (C), E70-24MCCH-FW (C), E90-24MCCH-FR (C), E90-24MCCH-FW (C) [Eaton Wheelock] [AUDIO 25v] [25V AUDIO] E70-24MCC-FR (C), E70-24MCC-FW (C), E70-24MCCH-FR (C), E70-24MCCH-FW (C), E90-24MCC-FR (C), E90-24MCC-FW (C), E90-24MCCH-FR (C), E90-24MCCH-FW (C)
5f7de160-eed6-4516-8dff-38214c8418ca |  |  |  | North | HID | Security/Access Control |  |  |  |  | Module | TRUE | 1351 |  |  | 1 | [12 empty] | #FFFFFFFF |  |  | FALSE | FALSE | FALSE | [20 empty] | THOR\acont | 2024-03-12 21:20 | THOR\acont | 2024-10-09 10:48
97390622-0494-44a7-a3ef-382786896792 | NFPA 170 SOLENOID VALVE |  |  | North | BERMAD |  | Solenoid |  |  |  | Module | TRUE | BE370D-B5-87 | ++ | 3-way solenoid valve, Ex d standard type | 1 | 0 | 0.333 |  |  |  |  | FALSE | [5 empty] | #FFFF0000 | FA-NFPA 170 SOLENOID VALVE | 1 | FALSE | FALSE | FALSE | 1701 | [13 empty] | FALSE | [5 empty] | THOR\acont | 2024-08-02 12:14 | THOR\acont | 2024-09-08 17:27 | Cloned from BERMAD BE370D-B2-88 CLONED CLONED CLONED CLONED | [ASCO, BERMAD, Fenwal, Generic, Pyro-Chem, Skinner, Viking] [AUX POWER, RELEASING] [*] [INPUT TYPE] 11601, 11602, 13215, 13843, 13844, 486500-01, 73218BN4UN00, 8210G009, BE370D-B2-87, BE370D-B2-88, BE370D-B5-87, BE370D-B5-87N, BE370D-B5-88, BE370D-B5-88N
318243dc-841b-4586-9316-382878cdec40 | NFPA 170 SPEAKER STROBE CEILING |  |  | North | Siemens |  | Speaker/Strobe |  |  |  | Module | TRUE | SLSPSCR-N | S54329-F68-A2 | SLSPSCR-N SPK/ST,CLG,RED,NO-TEXT,CLR | 1 | [7 empty] | TRUE |  |  |  |  | #FF0070C0 | FA-NFPA 170 SPEAKER STROBE CEILING | 1 | FALSE | FALSE | FALSE | 2020 | [16 empty] | C |  |  | DESKTOP-7SAL8M7\acont | 2019-08-13 09:04 | THOR\acont | 2024-09-08 17:27 |  | [Siemens] [AUDIO 25v] [25V AUDIO] SL2SPSCW-F (C), SLSPCR-A (C), SLSPCR-AL (C), SLSPCR-F (C), SLSPCR-N (C), SLSPCW-A (C), SLSPCW-AL (C), SLSPCW-F (C), SLSPCW-N (C), SLSPSCR-A (C), SLSPSCR-AL (C), SLSPSCR-ALA (C), SLSPSCR-F (C), SLSPSCR-N (C), SLSPSCR-NA ( [Siemens] [AUDIO 70.7v] [70V AUDIO] SL2SPSCW-F (C), SLSPCR-A (C), SLSPCR-AL (C), SLSPCR-F (C), SLSPCR-N (C), SLSPCW-A (C), SLSPCW-AL (C), SLSPCW-F (C), SLSPCW-N (C), SLSPSCR-A (C), SLSPSCR-AL (C), SLSPSCR-ALA (C), SLSPSCR-F (C), SLSPSCR-N (C), SLSPSCR-NA [Siemens] [NAC] [24 VDC] SL2SPSCW-F (C), SLSCR-AL (C), SLSCR-ALA (C), SLSCR-F (C), SLSCR-FB (C), SLSCR-N (C), SLSCR-NA (C), SLSCW-A (C), SLSCW-AL (C), SLSCW-ALA (C), SLSCW-F (C), SLSCW-FB (C), SLSCW-N (C), SLSCW-NA (C), SLSPSCR-A (C), SLSPSCR-AL (C), SLS
bc8d4cf1-c737-4829-a5c1-382aeb6135cc | NFPA 170 STROBE WALL |  |  | North | Siemens |  | Strobe |  |  |  | Module | TRUE | SL2SWW-FB | S54329-F220-A1++ | Strobe, Wall, Clear, White, Pictogram | 1 | [12 empty] | #FF0070C0 | FA-NFPA 170 STROBE WALL | 1 | FALSE | FALSE | FALSE | 2023 | [19 empty] | DESKTOP-7EIEB7A\acont | 2023-08-02 11:57 | THOR\acont | 2024-09-08 17:27 | Cloned from Siemens SL2SWW-F CLONED | [Siemens] [NAC] [16.0 – 33.0 VDC] SL2SPSWR-AL, SL2SPSWR-ALA, SL2SPSWR-F, SL2SPSWR-FB, SL2SPSWR-M, SL2SPSWR-N, SL2SPSWR-NA, SL2SPSWW-AL, SL2SPSWW-ALA, SL2SPSWW-F, SL2SPSWW-FB, SL2SPSWW-M, SL2SPSWW-N, SL2SPSWW-NA, SL2SWR-A, SL2SWR-AL, SL2SWR-ALA, SL2SWR-AL
094405d0-e142-4ee3-b0c0-382bbd715208 | NFPA 170 AREA OF REFUGE MASTER |  |  | North | Rath Area of Refuge |  | Area of Refuge Component |  |  |  | Assembly | TRUE | 2500-205B |  | SmartRescue Base Station | 1 | [6 empty] | FALSE | [5 empty] | #FF00B050 | FA-NFPA 170 AREA OF REFUGE MASTER | 1 | FALSE | FALSE | FALSE | 4000 | [13 empty] | FALSE | [5 empty] | THOR\acont | 2025-02-12 11:29 |  |  | Cloned from Rath Area of Refuge 2500-205FM
d502e048-874c-4027-97e2-383115ca6928 | NFPA 170 NOTIFICATION CIRCUIT EXTENDER PANEL | RISER NAC |  | North | Altronix |  | Notification Circuit Extender Panel |  |  |  | Assembly | TRUE | AL602ULADA | + | 6-Amp, 24-Volt Power Supply | 1 | [6 empty] | FALSE | [5 empty] | #FFFF0000 | FA-NFPA 170 NOTIFICATION CIRCUIT EXTENDER PANEL | 1 | FALSE | FALSE | FALSE | 212 | [8 empty] | 7,12,18,40 |  |  | 6.5 |  | TRUE | [5 empty] | AULAPTOP-PC\Aulaptop | 2018-09-02 05:10 | THOR\acont | 2024-09-08 17:27
8340ddb7-5479-4017-b895-38312bcb751e |  |  |  | North | Autocall |  | Cards & Components |  |  |  | Card | TRUE | A010-2504 |  | CSG with IP Communicator | 1 | 0.125 | 0.125 |  |  |  |  | TRUE | [5 empty] | #FFFFFFFF |  |  | FALSE | FALSE | FALSE | [20 empty] | THOR\acont | 2025-02-04 12:18 | THOR\acont | 2025-02-04 12:20 | Cloned from Autocall A100-CSG-PNP
fb95a6b0-d631-490d-b1db-3834faaa93fa | CADGEN MAGLOCK |  |  | North | ASSA ABLOY |  | Magnetic Lock |  |  |  | Module | TRUE | 1200L | ++ | Magnetic Lock | 1 | 0.4 | 0.4 |  |  | 12 |  | TRUE | [5 empty] | #FFFF0000 | FA-CADGEN MAGLOCK | 1 | FALSE | FALSE | FALSE | [20 empty] | DESKTOP-7EIEB7A\acont | 2023-01-30 07:37 | THOR\acont | 2024-09-08 17:27 | Cloned from ASSA ABLOY 1200S | [Alarm Controls, ALARM CONTROLS CORPORATION, ASSA ABLOY, Generic, HES, RCI, Von Duprin] [ACCESS CONTROL OUTPUT] [*] 1200L, 1200LB, 1200S, 1500, 1600, 4200, 5100, 600D, 600L, 600S, 6210, 6211, 6211AL, 6211WF, 6212, 6212WF, 6213, 6214, 6215, 6216, 6221, 62
2549f7fc-f2fa-47f3-b7f3-383d4f503f98 | NFPA 170 EMERGENCY COMMUNICATIONS CONTROL UNIT |  |  | North | Monaco Enterprises |  | Cards & Components |  |  |  | Card | TRUE | 176-286-03 | ++ | MAAP-X Text Display Multiplexer Kit for CORE III Systems | 1 | 0.03 | 0.03 |  |  |  |  | TRUE | [5 empty] | #FFFF0000 | FA-NFPA 170 EMERGENCY COMMUNICATIONS CONTROL UNIT | 1 | FALSE | FALSE | FALSE | 107 | [19 empty] | DESKTOP-7EIEB7A\acont | 2023-04-19 11:26 | THOR\acont | 2024-09-08 17:27 | Cloned from Light Engineered Displays MNS-CNTRL | [Monaco Enterprises] [RS-485] [DATA] 176-286-02, 176-286-03, 194-810-24, 710-054-01, 710-072-01, 710-072-02, 710-072-51, 710-072-52 | [Monaco Enterprises] 176-286-03
248b51da-6733-4675-8fbe-383f0d9418c8 |  |  |  | North | Siemens |  | Cards & Components |  |  |  | Card | TRUE | VCI2001-U1 (25V) |  | CARD, 50W VOICE AMPLIFIER CARD 25 VOLTS | 1 | 0.2 | 2.6 |  |  |  |  | TRUE | [5 empty] | #FFFFFFFF |  |  | FALSE | FALSE | FALSE | [14 empty] | FALSE | [5 empty] | AULAPTOP-PC\Aulaptop | 2019-04-20 15:09 | THOR\acont | 2024-10-09 10:48 | Cloned from Siemens VCI2001-U1 (70.7) |  | [Siemens] VCI2001-U1 (25V)
e1474752-3d4c-4219-9122-38412640b694 | NFPA 170 SMOKE HEAT CO DETECTOR |  |  | North | Edwards |  | Smoke/Heat/CO Detector |  |  |  | Module | TRUE | SIGA2-PHCOS w/SIGA-AB4G-LF BASE | ++ | Photoelectric Smoke / Heat / Carbon Monoxide Detector | 1 | 7e-05 | 7e-05 |  |  |  |  | FALSE | TRUE |  |  |  |  | #FFFF0000 | FA-NFPA 170 SMOKE HEAT CO DETECTOR | 1 | FALSE | FALSE | FALSE | 1410 | [13 empty] | FALSE |  |  | LF |  |  |  |  | THOR\acont | 2024-10-08 16:26 | 20191121 AC Detector with base | [Edwards, Kidde] [SLC EST SENSORS] [*] [#4 TYPE ADDR ¦ SENSORS] KI-DDOS (C), SIGA2-COS w/SIGA-AB4G BASE, SIGA2-COS w/SIGA-AB4G-LF BASE, SIGA2-COS w/SIGA-AB4GT BASE, SIGA2-COS w/SIGA-IB BASE, SIGA2-COS w/SIGA-RB BASE, SIGA2-COS w/SIGA-SB BASE, SIGA2-HCOS [Edwards, Kidde] [AUX POWER] FX-HD w/SB4U-LF BASE, FX-PD w/SB4U-LF BASE (C), FX-PHD w/SB4U-LF BASE (C), SIGA2-COS w/SIGA-AB4G-LF BASE, SIGA2-HCOS w/SIGA-AB4G-LF BASE, SIGA2-HFS w/SIGA-AB4G-LF BASE, SIGA2-HRS w/SIGA-AB4G-LF BASE, SIGA2-PCOS w/SIGA-AB4G-LF [Edwards, Kidde] [SLC EST MODULES/SENSORS] 01 [*] [iO64] DS-HFS (C), DS-PS (C), FX-HD w/IB4U BASE, FX-HD w/RB4U BASE, FX-HD w/SB4U BASE, FX-HD w/SB4U-LF BASE, FX-HD wB4U BASE, FX-PD w/B4U BASE (C), FX-PD w/IB4U BASE (C), FX-PD w/SB4U BASE (C), FX-PD w/SB [Edwards, Kidde] [SLC EST MODULES SENSORS] [*] [#2 SHARED ADDR ¦ SENSORS] KI-DDOS (C), SIGA2-COS w/SIGA-AB4G BASE, SIGA2-COS w/SIGA-AB4G-LF BASE, SIGA2-COS w/SIGA-AB4GT BASE, SIGA2-COS w/SIGA-IB BASE, SIGA2-COS w/SIGA-RB BASE, SIGA2-COS w/SIGA-SB BASE, S [Edwards, Kidde] [SLC EST SENSORS] 01 [*] [EST3, iO1000] DS-HFS (C), DS-PS (C), FX-HD w/IB4U BASE, FX-HD w/RB4U BASE, FX-HD w/SB4U BASE, FX-HD w/SB4U-LF BASE, FX-HD wB4U BASE, FX-PD w/B4U BASE (C), FX-PD w/IB4U BASE (C), FX-PD w/SB4U BASE (C), FX-PD w/SB
b1e6e7d9-430d-4816-9a47-3841b64e49c5 |  |  |  | North | West-Com | [5 empty] | Module | TRUE | NV-SPS2/N |  | Novus® Staff Station | 1 | [6 empty] | FALSE | [5 empty] | #FFFFFFFF |  |  | FALSE | FALSE | FALSE | [14 empty] | FALSE |  |  | NV-SPS2/N |  |  |  |  | THOR\acont | 2024-10-09 10:48
02c86747-57ee-434b-abc6-38431fd9b777 |  |  |  | North | Simplex |  | Hardware |  |  |  | Hardware | TRUE | 4100-1289 |  | 64/64 LED Switch Controller (2nd controller per bay) | 1 | 0.02 | 0.26 | [10 empty] | #FFFFFFFF |  |  | FALSE | FALSE | FALSE | [20 empty] | THOR\acont | 2024-12-06 06:43 |  |  | Cloned from Simplex 4100-1288
f177f9b9-628c-4284-ab22-38452e5e8eef |  |  |  | North | Edwards |  | Hardware |  |  |  | Hardware | TRUE | 0201-01-A |  | Beam Alignment Aid | 1 | [6 empty] | FALSE | [5 empty] | #FFFFFFFF |  |  | FALSE | FALSE | FALSE | [14 empty] | FALSE | [7 empty] | THOR\acont | 2024-10-09 10:48
dd9e8a1a-2524-44e7-8ad9-3846e6a7102a | NFPA 170 FIRE ALARM CONTROL UNIT | RISER FACP |  | North | Harrington |  | Fire Alarm Control Unit |  |  |  | Assembly | TRUE | T2-P |  | FireSpy Tracker T2000 - 2 Addressable SLC FACP, Class A or B (System Sensor / I-Spy / XP95) | 1 | [6 empty] | FALSE | [5 empty] | #FFFF0000 | FA-NFPA 170 FIRE ALARM CONTROL UNIT | 1 | FALSE | FALSE | FALSE | 202 | [8 empty] | 7,12,18 |  |  |  |  | TRUE | [7 empty] | THOR\acont | 2024-09-08 17:27
0c92df0f-f172-48f7-b5ff-384cf26a1f76 | NFPA 170 STROBE CEILING |  |  | North | Kidde |  | Strobe |  |  |  | Module | TRUE | EGCVHWA |  | Strobe, running man, white, ALERT, high cd | 1 | [6 empty] | FALSE | TRUE |  |  |  |  | #FF0070C0 | FA-NFPA 170 STROBE CEILING | 1 | FALSE | FALSE | FALSE | 2022 | [13 empty] | FALSE |  |  | C |  |  | XPS-17-9710\August | 2024-10-18 14:34 |  |  | Cloned from Edwards GCVHWA | [Edwards, Kidde] [NAC] [24 VDC] EGCSVHRF (C), EGCSVHRF-FR (C), EGCSVHRF-SP (C), EGCSVHRN (C), EGCSVHWA (C), EGCSVHWF (C), EGCSVHWF-FR (C), EGCSVHWF-SP (C), EGCSVHWN (C), EGCVHRF (C), EGCVHRF-FR (C), EGCVHRF-SP (C), EGCVHRN (C), EGCVHWA (C), [Edwards, Kidde] [NAC] [24 FWR] EGCSVHRF (C), EGCSVHRF-FR (C), EGCSVHRF-SP (C), EGCSVHRN (C), EGCSVHWA (C), EGCSVHWF (C), EGCSVHWF-FR (C), EGCSVHWF-SP (C), EGCSVHWN (C), EGCVHRF (C), EGCVHRF-FR (C), EGCVHRF-SP (C), EGCVHRN (C), EGCVHWA (C),
3fd710dc-d080-43c9-95f4-385250fd29b1 | NFPA 170 SPEAKER STROBE |  |  | North | Potter |  | Speaker/Strobe |  |  |  | Module | TRUE | SPKSTR-24WLPPW-WP | + | Speaker/Strobe White Plain Label | 1 | [6 empty] | FALSE | FALSE |  |  |  |  | #FF0070C0 | FA-NFPA 170 SPEAKER STROBE | 1 | FALSE | FALSE | FALSE | 2019 | [13 empty] | FALSE |  |  | WP |  |  | DESKTOP-7EIEB7A\acont | 2021-09-23 12:37 | THOR\acont | 2024-09-08 17:27 | Cloned from Potter FASPK-WPW CLONED | [Gentex, Hochiki, Potter] [AUDIO 70.7v] [70V AUDIO] CSPKSTR-24AR (C), CSPKSTR-24AW (C), CSPKSTR-24BR (C), CSPKSTR-24BW (C), CSPKSTR-24GR (C), CSPKSTR-24GW (C), CSPKSTR-24RR (C), CSPKSTR-24RW (C), FASPKR-R (C), FASPKR-W (C), FASPKR-WR, FASPKR-WW, FASPK-WP [Potter] [NAC] [24 VDC] SPKSTR-15/75-AL-WP, SPKSTR-24WLPPR-WP, SPKSTR-24WLPPW-WP, SPKSTR-24WLPR-WP, SPKSTR-24WLPW-WP [Potter] [NAC] [UL MAX] SPKSTR-15/75-AL-WP, SPKSTR-24WLPPR-WP, SPKSTR-24WLPPW-WP, SPKSTR-24WLPR-WP, SPKSTR-24WLPW-WP [Gentex, Hochiki, Potter] [AUDIO 25v] [25V AUDIO] CSPKSTR-24AR (C), CSPKSTR-24AW (C), CSPKSTR-24BR (C), CSPKSTR-24BW (C), CSPKSTR-24GR (C), CSPKSTR-24GW (C), CSPKSTR-24RR (C), CSPKSTR-24RW (C), FASPKR-R (C), FASPKR-W (C), FASPKR-WR, FASPKR-WW, FASPK-WPR,
711d3990-b11a-4f66-9434-3857c630153d |  |  |  | North | Edwards |  | Hardware |  |  |  | Hardware | TRUE | 6V8A |  | Battery 8 AH, 6 volt cells | 1 | [6 empty] | FALSE | [5 empty] | #FFFFFFFF |  |  | FALSE | FALSE | FALSE | [14 empty] | FALSE | [7 empty] | THOR\acont | 2024-10-09 10:48
c9a78a79-d30d-42e6-a67b-385e7d63134f |  |  |  | North | Ditek | Surge Protection |  |  |  |  | Module | TRUE | DTK-MRJPOE |  | POE SURGE PROTECTOR | 1 | [12 empty] | #FFFFFFFF |  |  | FALSE | FALSE | FALSE | [20 empty] | THOR\acont | 2024-03-12 21:43 | THOR\acont | 2024-10-09 10:48
fcfd2deb-c7e3-4ff6-9c02-3863e4de9888 | NFPA 170 NON ADDRESSABLE RELAY |  |  | North | Space Age Electronics |  | Non-Addressable Relay |  |  |  | Module | TRUE | SSU-PAM-SD | ++ | Polarized Relay Module 20 to 32VDC | 1 | 0.015 | 0.015 |  |  |  |  | FALSE | [5 empty] | #FFFF0000 | FA-NFPA 170 NON ADDRESSABLE RELAY | 1 | FALSE | FALSE | FALSE | 1300 | [13 empty] | FALSE | [5 empty] | DESKTOP-7EIEB7A\acont | 2022-07-29 13:43 | THOR\acont | 2024-09-08 17:27 | Cloned from Space Age Electronics SSU-PAM-1 | [Space Age, Space Age Electronics] [AUX POWER, NAC] [*] SSU-MR-199X-14, SSU-PAM-1, SSU-PAM-2, SSU-PAM-4, SSU-PAM-SD [Space Age, Space Age Electronics] [IDC] 01 SSU-MR-199X-14, SSU-PAM-1, SSU-PAM-2, SSU-PAM-4, SSU-PAM-SD | [Edwards, Firelite, Functional Devices, Notifier, Potter, Space Age Electronics] PAM1, PAM-1, PAM-4, RIB21CDC, RIBU1C, SSU-PAM-1, SSU-PAM-2, SSU-PAM-4, SSU-PAM-SD [Edwards, Firelite, Functional Devices, Notifier, Potter, Space Age Electronics] PAM1, PAM-1, PAM-4, RIB21CDC, RIBU1C, SSU-PAM-1, SSU-PAM-2, SSU-PAM-4, SSU-PAM-SD
9e4431f6-0cf7-44ec-8fff-386a8003a5e3 | NFPA 170 SPEAKER STROBE CEILING |  |  | North | Siemens |  | Speaker/Strobe |  |  |  | Module | TRUE | SEFH-MC-CR-ALERT | S54329-A30-A1 | SPK-ST,CLG,ALR,R | 1 | [7 empty] | TRUE |  |  |  |  | #FF0070C0 | FA-NFPA 170 SPEAKER STROBE CEILING | 1 | FALSE | FALSE | FALSE | 2020 | [16 empty] | C |  |  | DESKTOP-7SAL8M7\acont | 2019-08-13 09:04 | THOR\acont | 2024-09-08 17:27 |  | [Siemens] [NAC] [VDC] SEFH-AMC-CW-ALERT (C), SEFH-MC-CR (C), SEFH-MC-CR-ALERT (C), SEFH-MC-CW (C), SEFH-MC-CW-ALERT (C), SEFH-MC-CW-BLANK (C), SEH-MC-CR (C), SEH-MC-CR-B (C), SEH-MC-CW (C), SEH-MC-CW-ALERT (C), SEH-MC-CW-B (C), SEH-MC-CW-BLANK (C) [Siemens] [AUDIO 25v] [25V AUDIO] SEFH-AHMC-CW-ALERT (C), SEFH-AMC-CW-ALERT (C), SEFH-AMC-W-ALERT, SEFH-CR (C), SEFH-CW (C), SEFH-HMC-CR (C), SEFH-HMC-CR-ALERT (C), SEFH-HMC-CW (C), SEFH-HMC-CW-ALERT (C), SEFH-HMC-R, SEFH-HMC-W, SEFH-MC-CR (C), SEFH-MC-C [Siemens] [AUDIO 70.7v] [70V AUDIO] SEFH-AHMC-CW-ALERT (C), SEFH-AMC-CW-ALERT (C), SEFH-AMC-W-ALERT, SEFH-CR (C), SEFH-CW (C), SEFH-HMC-CR (C), SEFH-HMC-CR-ALERT (C), SEFH-HMC-CW (C), SEFH-HMC-CW-ALERT (C), SEFH-HMC-R, SEFH-HMC-W, SEFH-MC-CR (C), SEFH-MC
4c8861b3-f420-4553-a333-386d9a7c9dd2 | NFPA 170 MULTI DETECTOR CO |  |  | North | Silent Knight |  | Multi Criteria Detector |  |  |  | Module | TRUE | SK-FIRE-CO w/B300-6 | ++ | Advanced multi-criteria fire/CO detector, w/Standard Base | 1 | 0.0002 | 0.0045 |  |  |  |  | FALSE | TRUE |  |  |  |  | #FFFF0000 | FA-NFPA 170 MULTI DETECTOR CO | 1 | FALSE | FALSE | FALSE | 1408 | [13 empty] | FALSE |  |  | CO |  |  |  |  | THOR\acont | 2024-09-08 17:27 | 20191121 AC Detector without base | [Silent Knight, System Sensor] [SLC SK SENSORS] [*] [#4 TYPE ADDR ¦ SENSORS] DNR w/SK-PHOTO-R-W (C), DNRW w/SK-PHOTO-R-W (C), HFS-D (C), HFS-P (C), HFS-PT (C), HFS-T (C), OSI-RI-SK (C), SK-ACCLIMATE (C), SK-BEAM (C), SK-DUCT-W w/SK-PHOTO-R-W (C), SK-FIRE [Farenhyt, Silent Knight] [SLC MODULES SENSORS] [*] [#2 SHARED ADDR ¦ SENSORS] CO1224TR w/ IDP-MINIMON, CO1224TR w/ IDP-MONITOR, DNR w/IDP-PHOTO-R-W (C), DNR w/SK-PHOTO-R-W (C), DNRW w/IDP-PHOTO-R-W (C), DNRW w/SK-PHOTO-R-W (C), HFS-D (C), HFS-P (C), HFS
7dab1a24-f2d9-497d-878b-38719419e460 | NFPA 170 MINI HORN |  |  | North | Gentex |  | Horn |  |  |  | Module | TRUE | GX93-PR |  | Low Current Mini-sounder, 24 VDC, Continuous, Plain, Red | 1 | 0 | 0.018 |  |  |  |  | FALSE | FALSE |  |  |  |  | #FF0070C0 | FA-NFPA 170 MINI HORN | 1 | FALSE | FALSE | FALSE | 2014 | [13 empty] | FALSE | [7 empty] | THOR\acont | 2024-09-08 17:27 |  | [Gentex] [NAC] [UL MAX] GX93-PR, GX93-PW, GX93-R, GX93-W
db8f34e6-64eb-43db-8c2d-38735ae66755 | NFPA 170 SMOKE DETECTOR |  |  | North | System Sensor |  | Smoke Detector |  |  |  | Module | TRUE | SS-PHOTO-R | + | Intelligent photoelectric smoke detector, remote test capable, for use with DNR(W) duct smoke detectors | 1 | 0.0002 | 0.0045 |  |  |  |  | FALSE | TRUE |  |  |  |  | #FFFF0000 | FA-NFPA 170 SMOKE DETECTOR | 1 | FALSE | FALSE | FALSE | 1408 | [13 empty] | FALSE | [5 empty] | THOR\acont | 2024-11-27 07:38 | THOR\acont | 2024-11-27 07:41 | Cloned from System Sensor SS-PHOTO w/B300-6 | [Firelite, System Sensor] [SLC MODULES SENSORS] [*] [#2 SHARED ADDR ¦ SENSORS] AD355 w/B200SR-LF-WH (C), AD355 w/B200SR-WH (C), AD355 w/B210LP (C), AD355 w/B224BI-WH (C), AD355 w/B224RB-WH (C), AD355 w/B501 (C), BEAM355 (C), BEAM355S (C), CP355 w/B200SR- [Silent Knight, System Sensor] [SLC SK SENSORS] [*] [#4 TYPE ADDR ¦ SENSORS] DNR w/SK-PHOTO-R-W (C), DNRW w/SK-PHOTO-R-W (C), HFS-D (C), HFS-P (C), HFS-PT (C), HFS-T (C), OSI-RI-SK (C), SK-ACCLIMATE (C), SK-BEAM (C), SK-DUCT-W w/SK-PHOTO-R-W (C), SK-FIRE [Firelite, System Sensor] [SLC SENSORS] [*] [#4 TYPE ADDR ¦ SENSORS] AD355 w/B200SR-LF-WH (C), AD355 w/B200SR-WH (C), AD355 w/B210LP (C), AD355 w/B224BI-WH (C), AD355 w/B224RB-WH (C), AD355 w/B501 (C), BEAM355 (C), BEAM355S (C), CP355 w/B200SR-WH (C), CP
1df3f719-8771-4e8c-95df-387409d1716b | NFPA 170 FIRE ALARM CONTROL UNIT | RISER FACP |  | North | Firelite |  | Fire Alarm Control Unit |  |  |  | Assembly | TRUE | MS-5012 | + | Five Zone Fire Alarm Control Panel | 1 | [6 empty] | FALSE | FALSE |  |  |  |  | #FFFF0000 | FA-NFPA 170 FIRE ALARM CONTROL UNIT | 1 | FALSE | FALSE | FALSE | 202 | [8 empty] | 7,12,18 |  |  | 3 |  | TRUE | [5 empty] | AULAPTOP-PC\Aulaptop | 2019-06-27 13:38 | THOR\acont | 2024-09-08 17:27 | Cloned from Firelite MS-5UD
6214cfeb-654b-4be6-83c9-3875b9fd5295 | NFPA 170 HEAT DETECTOR |  |  | North | Siemens |  | Heat Detector |  |  |  | Module | TRUE | DT-135WP | 500-087260 | RATE COMP. FIXED 135 DEG. WTHPRF | 1 | [12 empty] | #FFFF0000 | FA-NFPA 170 HEAT DETECTOR | 1 | FALSE | FALSE | FALSE | [17 empty] | 135° FT, WP |  |  | DESKTOP-7SAL8M7\acont | 2019-08-13 09:04 | THOR\acont | 2024-09-08 17:27 |  | [Siemens] [IDC] [#1 ALARM] DT-135F, DT-135R, DT-135WP, DT-140EP, DT-160EP, DT-190EP, DT-200F, DT-200R, DT-200WP, DT-225EP, DT-275EP, DT-325EP, DT-360EP, DT-450EP, DT-600EP, DT-725EP
657fb480-7b21-4075-94f0-3876000ba6bf | NFPA 170 SPEAKER STROBE CEILING |  |  | North | Potter |  | Speaker/Strobe |  |  |  | Module | TRUE | CSPKSTR-24AR |  | Alert Amber Speaker/Strobe, Ceiling, Red | 1 | 0 | 0.148 |  |  |  |  | FALSE | TRUE |  |  |  |  | #FF0070C0 | FA-NFPA 170 SPEAKER STROBE CEILING | 1 | FALSE | FALSE | FALSE | 2020 |  |  | 7320-0328:0206 | [10 empty] | FALSE |  |  | C |  |  |  |  | THOR\acont | 2024-09-08 17:27 |  | [Gentex, Hochiki, Potter] [AUDIO 70.7v] [70V AUDIO] CSPKSTR-24AR (C), CSPKSTR-24AW (C), CSPKSTR-24BR (C), CSPKSTR-24BW (C), CSPKSTR-24GR (C), CSPKSTR-24GW (C), CSPKSTR-24RR (C), CSPKSTR-24RW (C), FASPKR-R (C), FASPKR-W (C), FASPKR-WR, FASPKR-WW, FASPK-WP [Gentex, Hochiki, Potter] [AUDIO 25v] [25V AUDIO] CSPKSTR-24AR (C), CSPKSTR-24AW (C), CSPKSTR-24BR (C), CSPKSTR-24BW (C), CSPKSTR-24GR (C), CSPKSTR-24GW (C), CSPKSTR-24RR (C), CSPKSTR-24RW (C), FASPKR-R (C), FASPKR-W (C), FASPKR-WR, FASPKR-WW, FASPK-WPR, [Potter] [NAC] [UL MAX] CSPKSTR-24AR (C), CSPKSTR-24AW (C), WCSPKSTR-24AR, WCSPKSTR-24AW
470ea133-92c7-4ea6-942c-387fa5e6da29 |  |  |  | North | Siemens | [5 empty] | Module | TRUE | FCM2041-U3 | S54430-C18-A1 | Cerberus Operator Interface MAIN CENTRAL PROCESSOR INNER DOOR - 2 POSITIONS | 1 | 0.125 | 0.195 | [10 empty] | #FFFFFFFF |  |  | FALSE | FALSE | FALSE | [20 empty] | DESKTOP-7SAL8M7\acont | 2019-08-13 09:04 | THOR\acont | 2024-10-09 10:48
fab62b1c-e3e0-4569-bf3d-38842d1f5b56 | NC_FEATURE BED INTERFACE |  |  | North | Rauland Nurse Call |  | Nurse Call Component |  |  |  | Module | TRUE | 350302 |  | FEATURE BED INTERFACE with NCBED5 37- PIN FEATURE BED RECEPTACLE | 1 | [6 empty] | TRUE | [5 empty] | #FFFF0000 | FA-NC_FEATURE BED INTERFACE | 1 | FALSE | FALSE | FALSE | [20 empty] | AUGUSTXPS17-EUP\aucon | 2022-07-26 17:16 | THOR\acont | 2024-09-08 17:27
5c4422c4-45ea-4573-ab10-3886b97921d4 | NFPA 170 SMOKE DETECTOR |  |  | North | Siemens |  | Smoke Detector |  |  |  | Module | TRUE | HFPO-11 | 500-034800 | PHOTO DETECTOR (FS-250 ONLY) | 1 | [12 empty] | #FFFF0000 | FA-NFPA 170 SMOKE DETECTOR | 1 | FALSE | FALSE | FALSE | [20 empty] | DESKTOP-7SAL8M7\acont | 2019-08-13 09:04 | THOR\acont | 2024-09-08 17:27 |  | [Siemens] [SLC MODULES SENSORS] [*] [#1 SHARED ADDR ¦ MODULES] AD-11P (C), FDBZ492 w/OP921 (C), FDBZ492-HR w/FDO421 (C), FDBZ492-HR w/OP921 (C), FDBZ492-R (C), FDCIO422, HCP, HCP-Z, HFPO-11, HFPT-11, HMS-D, HMS-DE, HMS-DP, HMS-DZ, HMS-S, HMS-SA, HMS-SE,
07bc68de-f7cb-4fd4-b698-388a2e03d269 | NFPA 170 MANUAL PULL |  |  | North | Bosch |  | Manual Station |  |  |  | Module | TRUE | FMM-325A | ++ | Analog manual station, single, red | 1 | 0.00035 | 0.028 |  |  |  |  | FALSE | FALSE |  |  |  |  | #FFFF0000 | FA-NFPA 170 MANUAL PULL | 1 | FALSE | FALSE | FALSE | 957 | [13 empty] | FALSE | [5 empty] | DESKTOP-7EIEB7A\acont | 2021-06-09 08:48 | THOR\acont | 2024-09-08 17:27 | Cloned from Firelite BG-12LX | [Bosch] [SLC BOSCH MODULES SENSORS] [*] [#02 MODULES ++] FLM-325-2I4, FLM-325-2R4-2A, FLM-325-2R4-2AI, FLM-325-2R4-8A, FLM-325-2R4-8AI, FLM-325A, FLM-325-CZM4, FLM-325-I4-A, FLM-325-I4-AI, FLM-325-IM, FLM-325-NA4, FLM-325-NAI4, FMM-325A, FMM-325A-D, FMM-
9cd65187-c226-4cbf-bdec-388b378def17 |  |  |  | North | Potter | [5 empty] | Module | TRUE | NGP-2200D-M4 |  | Nitrogen Generator with 2,200 Gallon Largest Riser Fill and 9,500 gallons of Total Sprinkler System Capacity | 1 | [6 empty] | FALSE | [5 empty] | #FFFFFFFF |  |  | FALSE | FALSE | FALSE | [14 empty] | FALSE | [7 empty] | THOR\acont | 2024-10-09 10:48
64eaa965-7c53-46b0-aefc-388f2b1189c9 | NFPA 170 HORN STROBE |  |  | North | Edwards |  | Horn/Strobe |  |  |  | Module | TRUE | WG4WF-HVMHC |  | Outdoor horn-strobe, white, FIRE marking, high candela, clear lens | 1 | 0 | 0.502 |  |  |  |  | FALSE | [5 empty] | #FF0070C0 | FA-NFPA 170 HORN STROBE | 1 | FALSE | FALSE | FALSE | 2012 | [13 empty] | FALSE |  |  | WP |  |  |  |  | THOR\acont | 2024-09-08 17:27 |  | [Edwards, Kidde] [NAC] [UL1638, 16 VDC, CONTINUOUS] WG4RF-HVMHC, WG4RF-HVMHC (C) (C), WG4RN-HVMHC, WG4RN-HVMHC (C) (C), WG4WF-HVMHC, WG4WF-HVMHC (C) (C), WG4WN-HVMHC, WG4WN-HVMHC (C) (C) [Edwards, Kidde] [NAC] [UL1638, 24 VDC, CONTINUOUS] WG4RF-HVMHC, WG4RF-HVMHC (C) (C), WG4RN-HVMHC, WG4RN-HVMHC (C) (C), WG4WF-HVMHC, WG4WF-HVMHC (C) (C), WG4WN-HVMHC, WG4WN-HVMHC (C) (C) [Edwards, Kidde] [NAC] [UL1971, 16 VFWR, CONTINUOUS] WG4RF-HVMHC, WG4RF-HVMHC (C) (C), WG4RN-HVMHC, WG4RN-HVMHC (C) (C), WG4WF-HVMHC, WG4WF-HVMHC (C) (C), WG4WN-HVMHC, WG4WN-HVMHC (C) (C) [Edwards, Kidde] [NAC] [UL1638, 16 VFWR, CONTINUOUS] WG4RF-HVMHC, WG4RF-HVMHC (C) (C), WG4RN-HVMHC, WG4RN-HVMHC (C) (C), WG4WF-HVMHC, WG4WF-HVMHC (C) (C), WG4WN-HVMHC, WG4WN-HVMHC (C) (C) [Edwards, Kidde] [NAC] [UL1971, 24 VDC, CONTINUOUS] WG4RF-HVMHC, WG4RF-HVMHC (C) (C), WG4RN-HVMHC, WG4RN-HVMHC (C) (C), WG4WF-HVMHC, WG4WF-HVMHC (C) (C), WG4WN-HVMHC, WG4WN-HVMHC (C) (C) [Edwards, Kidde] [NAC] [UL1971, 16 VDC, CONTINUOUS] WG4RF-HVMHC, WG4RF-HVMHC (C) (C), WG4RN-HVMHC, WG4RN-HVMHC (C) (C), WG4WF-HVMHC, WG4WF-HVMHC (C) (C), WG4WN-HVMHC, WG4WN-HVMHC (C) (C)
75ce597a-b98e-4173-a11e-388f7f43e743 | NFPA 170 HORN STROBE |  |  | North | Generic |  | Horn/Strobe |  |  |  | Module | TRUE | Existing NAC Load (.02A) |  |  | 1 |  | 0.02 |  |  |  |  | TRUE | [5 empty] | #FF0070C0 | FA-NFPA 170 HORN STROBE | 1 | FALSE | FALSE | FALSE | 2012 | [16 empty] | EXP |  |  | DESKTOP-7SAL8M7\acont | 2020-11-20 07:26 | THOR\acont | 2024-09-08 17:27 | Cloned from Existing NAC Load (.01A) | [Generic] [NAC] [*] Existing NAC Load (.01A), Existing NAC Load (.02A), Existing NAC Load (.03A), Existing NAC Load (.04A), Existing NAC Load (.05A), Existing NAC Load (.06A), Existing NAC Load (.07A), Existing NAC Load (.08A), Existing NAC Load (.09A),
ec04a5da-7edd-4fed-bc0e-38a227b7e465 |  |  |  | North | Autocall |  | Cards & Components |  |  |  | Card | TRUE | A007-9202 CPU | ++ | CPU Assembly | 1 | 0.18 | 0.185 |  |  |  |  | TRUE | [5 empty] | #FFFFFFFF |  |  | FALSE | FALSE | FALSE | [9 empty] | 7,12,18 |  |  |  |  | TRUE | [5 empty] | DESKTOP-7SAL8M7\acont | 2020-05-12 07:54 | THOR\acont | 2024-10-09 10:48 | Cloned from AutoCall A007-9202 |  | [Autocall] A007-9101/9102 CPU, A007-9202 CPU, A010-9422 CPU, A010-9425 CPU, A010-9426 CPU, A010-9601 ESS, A010-9602 CPU, A010-9604 CPU, A100-0620, A100-0625, A100-1291, A100-9121 CPU, A100-9131 CPU, A100-9314 CPU, A100-9331 CPU [Autocall, Simplex] 4007-9101(BA) CPU, 4007-9102(BA) CPU, 4007-9202 CPU, A007-9101/9102 CPU, A007-9202 CPU, A010-9601 ESS [Autocall, Simplex] 4007-9101(BA) CPU, 4007-9102(BA) CPU, 4007-9202 CPU, 4100-5311, A007-9101/9102 CPU, A007-9202 CPU, A010-9422 CPU, A010-9425 CPU, A010-9426 CPU, A010-9601 ESS, A010-9602 CPU, A010-9604 CPU, A100-5101, A100-5311, A100-5325, A100-9121 CPU [Autocall] A007-9202 CPU, A010-9422 CPU, A010-9425 CPU, A010-9426 CPU, A010-9602 CPU, A010-9604 CPU
c6e99bfe-6e7f-47bf-9d85-38b4cfa72600 | NFPA 170 ABORT SWITCH |  |  | North | Autocall |  | Switch |  |  |  | Module | TRUE | A2080-9069 | ++ | Flush mount maintenance switch without Disconnect Indicator Lamp | 1 | [6 empty] | TRUE | [5 empty] | #FFFF0000 | FA-NFPA 170 ABORT SWITCH | 1 | FALSE | FALSE | FALSE | [20 empty] | THOR\acont | 2024-02-20 16:33 | THOR\acont | 2024-09-08 17:27 | Cloned from Autocall A2080-9067 | [Autocall, Simplex] [IDC] 03 [ACTIVATION] 2080-9056, 2080-9057, 2080-9067, 2080-9068, 2080-9069, 2080-9070, A2080-9056, A2080-9057, A2080-9067, A2080-9068, A2080-9069, A2080-9070 [Autocall, Simplex] [IDNet] [MODULES ++] 2080-9056, 2080-9057, 2080-9067, 2080-9068, 2080-9069, 2080-9070, 4009-9201 Main Board, 4009-9401 Main Board, 4010-9901, 4090-5261, 4090-9001, 4090-9002, 4090-9005, 4090-9006, 4090-9008, 4090-9116, 4098-9019 (Cont
8c53d139-cdb5-44d0-b529-38b672bb7123 | NFPA 170 SPEAKER STROBE CEILING |  |  | North | Siemens |  | Speaker/Strobe |  |  |  | Module | TRUE | SL2SPSCW-A | S54329-F163-A1++ | Speaker-Strobe, Ceiling, Clear, White, Agent | 1 | [7 empty] | TRUE |  |  |  |  | #FF0070C0 | FA-NFPA 170 SPEAKER STROBE CEILING | 1 | FALSE | FALSE | FALSE | 2023 | [16 empty] | C |  |  | DESKTOP-7EIEB7A\acont | 2023-08-03 08:10 | THOR\acont | 2024-09-08 17:27 | Cloned from Siemens SL2SPSWW-M | [Siemens] [AUDIO 70.7v] [70V AUDIO] SL2SPSCR-A (C), SL2SPSCR-AL (C), SL2SPSCR-ALA (C), SL2SPSCR-F (C), SL2SPSCR-FB (C), SL2SPSCR-N (C), SL2SPSCR-NA (C), SL2SPSCW-A (C), SL2SPSCW-AL (C), SL2SPSCW-ALA (C), SL2SPSCW-F (C), SL2SPSCW-FB (C), SL2SPSCW-N (C), S [Siemens] [AUDIO 25v] [25V AUDIO] SL2SPSCR-A (C), SL2SPSCR-AL (C), SL2SPSCR-ALA (C), SL2SPSCR-F (C), SL2SPSCR-FB (C), SL2SPSCR-N (C), SL2SPSCR-NA (C), SL2SPSCW-A (C), SL2SPSCW-AL (C), SL2SPSCW-ALA (C), SL2SPSCW-F (C), SL2SPSCW-FB (C), SL2SPSCW-N (C), SL2 [Siemens] [NAC] [16.0 – 33.0 VDC] SL2SCR-A (C), SL2SCR-AL (C), SL2SCR-ALA (C), SL2SCR-ALB (C), SL2SCR-F (C), SL2SCR-FB (C), SL2SCR-N (C), SL2SCR-NA (C), SL2SCR-NB (C), SL2SCW-A (C), SL2SCW-AL (C), SL2SCW-ALA (C), SL2SCW-ALB (C), SL2SCW-EV (C), SL2SCW-F (
c422d408-3991-4922-a854-38b7e29a8eaf |  |  |  | North | Siemens |  | Hardware |  |  |  | Hardware | TRUE | FHB2001-U1 | S54400-B47-A1 | Back box (1HU, black) | 1 | [6 empty] | FALSE | [5 empty] | #FFFFFFFF |  |  | FALSE | FALSE | FALSE | [20 empty] | AULAPTOP-PC\Aulaptop | 2019-04-08 04:31 | THOR\acont | 2024-10-09 10:48 | Cloned from Siemens New Part CLONED
c20be1f7-4d14-4a1e-b021-38ba5fc18e5b |  |  |  | North | MIRCOM |  | Cards & Components |  |  |  | Card | TRUE | FOM-2000-SP |  | FIBER OPTIC NETWORK ADDER MODULE | 1 | [6 empty] | TRUE | [5 empty] | #FFFFFFFF |  |  | FALSE | FALSE | FALSE | [14 empty] | FALSE | [7 empty] | THOR\acont | 2024-10-09 10:48
b7bdbffe-134b-46ed-ae96-38ba6a9e2d0a |  |  |  | North | Notifier |  | Cards & Components |  |  |  | Card | TRUE | RP-2001 Main Board | + | Agent Release Panel Card | 1 | 0.095 | 0.221 |  |  |  |  | TRUE | [5 empty] | #FFFFFFFF |  |  | FALSE | FALSE | FALSE | [14 empty] | FALSE | [7 empty] | THOR\acont | 2024-10-09 10:48 |  | [Notifier] [VAC ] 411UDAC Main Board, AFP-100 Main Board, AFP-200 Main Board, FCPS-24S6 MAIN BOARD, FCPS-24S8 MAIN BOARD, HPFF12 Main Board, HPFF8 Main Board, NFC-125DA (25V) Main Board, NFC-50/100 Main Board (100W, 25V), NFC-50/100 Main Board (100W, 70V | [Firelite, Notifier] MRP-2001 Main Board, RP-2001 Main Board
be326654-dbb8-45c8-8802-38bb3c4245be | NFPA 170 END OF LINE DEVICE |  |  | North | Light Engineered Displays |  | End-of-Line Device |  |  |  | Module | TRUE | MNS-SUPERVISOR |  | MNS RS-485 SUPERVISOR | 1 | 0.05 | 0.05 |  |  |  |  | TRUE | [5 empty] | #FFFF0000 | FA-NFPA 170 END OF LINE DEVICE | 1 | FALSE | FALSE | FALSE | 107 | [16 empty] | MNS |  |  | DESKTOP-QGO6JOK\acont | 2021-03-16 11:22 | THOR\acont | 2024-09-08 17:27 | Cloned from Light Engineered Displays MNS-CNTRL | [Capsol, Light Engineered Displays, Monaco Enterprises] [AUX POWER] [*] 176-268-03, 710-075-01, CC-LED-01, LED-4000 UL24V MNS, MNS-CNTRL, MNS-SUPERVISOR [Light Engineered Displays] [RS-485] MNS-SUPERVISOR [Light Engineered Displays, Monaco Enterprises] [IDC] 01 [ALL DEVICES ++] 176-268-03, MNS-CNTRL, MNS-SUPERVISOR
18a2eb4e-5834-4e2d-adc2-38bb50e25d61 |  |  |  | North | Edwards |  | Cards & Components |  |  |  | Card | TRUE | 4X-24Y |  | 24 Yellow LED Display Module | 1 | 0.002 | 0.038 |  |  |  |  | TRUE | [5 empty] | #FFFFFFFF |  |  | FALSE | FALSE | FALSE | [14 empty] | FALSE | [7 empty] | THOR\acont | 2024-10-09 10:48
2b8b850b-adc2-4c6c-b93b-38bb635a33f9 | NFPA 170 SPEAKER WALL |  |  | North | Edwards |  | Speaker |  |  |  | Module | TRUE | 90215A-801-05-L | HyperSpike | UL 1480 listed C1D2 certifed TCPA-10 Distributed Audio Speaker with 5 selectable power taps that run off of 25V, 70V and 100 VRMS audio systems. Red | 1 | [8 empty] | 72377B-801 |  |  |  | #FF0070C0 | FA-NFPA 170 SPEAKER WALL | 1 | FALSE | FALSE | FALSE | 2021 | [19 empty] | HOMEAUGUSTXPS-1\aucon | 2021-01-25 12:26 | THOR\acont | 2024-09-08 17:27 | August Added Hyperspike | [Edwards] [AUDIO 70.7v] [70V AUDIO] 90215A-801-01-L, 90215A-801-04-L, 90215A-801-05-L, 90215A-801-06-L [Edwards] [AUDIO 25v] [25V AUDIO] 90215A-801-01-L, 90215A-801-04-L, 90215A-801-05-L, 90215A-801-06-L
a2d42fe6-4a25-46ae-bf65-38bc786ac703 | NFPA 170 ADDRESSABLE OUTPUT MODULE |  |  | North | MIRCOM |  | Addressable Control/Relay |  |  |  | Module | TRUE | MIX-4045 | + | Dual Relay Module | 2 | 0.0015 | 0.0031 |  |  |  |  | FALSE | [5 empty] | #FFFF0000 | FA-NFPA 170 ADDRESSABLE OUTPUT MODULE | 1 | FALSE | FALSE | FALSE | 1000 | [13 empty] | FALSE |  |  | 2 |  |  | DESKTOP-7EIEB7A\acont | 2022-03-09 11:16 | THOR\acont | 2024-09-08 17:27 | Cloned from MIRCOM MIX-4040 | [MIRCOM] [SLC MODULES] [*] [#3 TYPE ADDR ¦ MODULES] CR-6, CZ-6, IM-10, MIX-100P, MIX-100R, MIX-100S, MIX-101P, MIX-4040, MIX-4040M, MIX-4041, MIX-4045, MIX-4045-M, MIX-4046, MIX-M500DM, MIX-M500DMAP, MIX-M500FP, MIX-M500M, MIX-M500MAP, MIX-M500R, MIX-M50 [MIRCOM] [SLC MODULES SENSORS] [*] [#1 SHARED ADDR ¦ MODULES] CR-6, CZ-6, IM-10, MIX-100P, MIX-100R, MIX-100S, MIX-100X, MIX-101P, MIX-4040, MIX-4040M, MIX-4041, MIX-4045, MIX-4045-M, MIX-4046, MIX-M500DM, MIX-M500DMAP, MIX-M500FP, MIX-M500M, MIX-M500MAP [MIRCOM] [SLC MODULES/SENSORS] [#2 MODULES ++] MIX-4040, MIX-4041, MIX-4045, MIX-M500DM, MIX-M500DMAP, MS-710MPU MIX-4041 [MIRCOM] [SLC MODULES] [#2 MODULES ++] MIX-4040, MIX-4041, MIX-4045, MIX-M500DM, MIX-M500DMAP, MS-710MPU MIX-4041
581e5061-fa6b-4d9d-8a62-38c26178e122 | NFPA 170 HEAT DETECTOR |  |  | North | System Sensor |  | Heat Detector |  |  |  | Module | TRUE | 5451EIS | + | Thermal Detector, Intrinsically Safe | 1 | 0.0001 | 0.0001 |  |  |  |  | FALSE | TRUE |  |  |  |  | #FFFF0000 | FA-NFPA 170 HEAT DETECTOR | 1 | FALSE | FALSE | FALSE | 1403 | [13 empty] | FALSE | [7 empty] | THOR\acont | 2024-09-08 17:27 | 20191121 AC Detector without base | [Firelite, Macurco, Notifier, Silent Knight, System Sensor] [AUX POWER] [*] [AUX INPUT ++] 1251B (C), 1412B (C), 1424 (C), 2112/24AT (C), 2112/24S (C), 2112/24TS (C), 2112AITR (C), 2112ATR (C), 2112R (C), 2124AITR (C), 2124ATR (C), 2124R (C), 2151 w/B110 [Firelite, Macurco, Notifier, Silent Knight, System Sensor] [IDC] 01 [IDC 4-WIRE ++] 1251B (C), 1412B (C), 1424 (C), 2112/24AT (C), 2112/24S (C), 2112/24TS (C), 2112AITR (C), 2112ATR (C), 2112R (C), 2124AITR (C), 2124ATR (C), 2124R (C), 2151 w/B110RLP (C
f879a336-02b0-4e67-8029-38c74e71222e | NFPA 170 SMOKE DETECTOR |  |  | North | Edwards |  | Smoke Detector |  |  |  | Module | TRUE | SIGA2-PHS w/SIGA-AB4GT BASE | ++ | Photoelectric Smoke/Heat Detector | 1 | 7e-05 | 7e-05 |  |  |  |  | FALSE | TRUE |  |  |  |  | #FFFF0000 | FA-NFPA 170 SMOKE DETECTOR | 1 | FALSE | FALSE | FALSE | 1408 | [13 empty] | FALSE | [7 empty] | THOR\acont | 2024-10-08 16:26 | 20191121 AC Detector with base | [Edwards, Kidde] [SLC EST MODULES SENSORS] [*] [#2 SHARED ADDR ¦ SENSORS] KI-DDOS (C), SIGA2-COS w/SIGA-AB4G BASE, SIGA2-COS w/SIGA-AB4G-LF BASE, SIGA2-COS w/SIGA-AB4GT BASE, SIGA2-COS w/SIGA-IB BASE, SIGA2-COS w/SIGA-RB BASE, SIGA2-COS w/SIGA-SB BASE, S [Edwards, Kidde] [SLC EST MODULES/SENSORS] 01 [*] [iO64] DS-HFS (C), DS-PS (C), FX-HD w/IB4U BASE, FX-HD w/RB4U BASE, FX-HD w/SB4U BASE, FX-HD w/SB4U-LF BASE, FX-HD wB4U BASE, FX-PD w/B4U BASE (C), FX-PD w/IB4U BASE (C), FX-PD w/SB4U BASE (C), FX-PD w/SB [Edwards, Kidde] [SLC EST SENSORS] [*] [#4 TYPE ADDR ¦ SENSORS] KI-DDOS (C), SIGA2-COS w/SIGA-AB4G BASE, SIGA2-COS w/SIGA-AB4G-LF BASE, SIGA2-COS w/SIGA-AB4GT BASE, SIGA2-COS w/SIGA-IB BASE, SIGA2-COS w/SIGA-RB BASE, SIGA2-COS w/SIGA-SB BASE, SIGA2-HCOS [Edwards, Kidde] [SLC EST SENSORS] 01 [*] [EST3, iO1000] DS-HFS (C), DS-PS (C), FX-HD w/IB4U BASE, FX-HD w/RB4U BASE, FX-HD w/SB4U BASE, FX-HD w/SB4U-LF BASE, FX-HD wB4U BASE, FX-PD w/B4U BASE (C), FX-PD w/IB4U BASE (C), FX-PD w/SB4U BASE (C), FX-PD w/SB [Edwards, Kidde] [AUX POWER] KI-COD w/KI-ABDT BASE (C), KI-HCD w/KI-ABDT BASE, KI-HRD w/KI-ABDT BASE, KI-PCD w/KI-ABDT BASE (C), KI-PD w/KI-ABDT BASE (C), KI-PHCD w/KI-ABDT BASE (C), KI-PHD w/KI-ABDT BASE (C), KIR-COD w/KI-ABDT BASE (C), KIR-HCD w/KI-ABD
6bf909b3-e7a3-47a0-95cd-38ce849e9f6d |  |  |  | North | Bosch | [5 empty] | Module | TRUE | MBV-BXPAN-DIP | * | DIVARIP128-CHANNEL-SOFTWARE EXPANSION | 1 | [12 empty] | #FFFFFFFF |  |  | FALSE | FALSE | FALSE | [20 empty] | DESKTOP-7EIEB7A\acont | 2021-08-13 06:25 | THOR\acont | 2024-10-09 10:48
625d9f65-95bc-4f77-a208-38ce89fb568a | NFPA 170 ADDRESSABLE INPUT MONITOR MODULE |  |  | North | Notifier |  | Addressable Module |  |  |  | Module | TRUE | EM-1MMI | ++ | Mini Monitor Module, Eclipse™ Series, Isolator version | 1 | 0.002 | 0.000745 |  |  |  |  | FALSE | FALSE |  |  |  |  | #FFFF0000 | FA-NFPA 170 ADDRESSABLE INPUT MONITOR MODULE | 1 | FALSE | FALSE | FALSE | 1000 | [13 empty] | FALSE | [7 empty] | THOR\acont | 2024-09-08 17:27 |  | [Honeywell, Notifier, System Sensor] [SLC MODULES SENSORS] [*] [#1 SHARED ADDR ¦ MODULES] 30-3013 w/FMM-101, Q3013D, ACM-8R, ACPS-610, AMPS-24, AMPS-24E, EM-1M, EM-1MI, EM-1MM, EM-1MMI, EM-1R, EM-1RI, EM-1SR, EM-1SRI, FCM-1, FCM-1-REL, FD7044 MM-101, FDM [Honeywell, Notifier, System Sensor] [SLC MODULES] [*] [#3 TYPE ADDR ¦ MODULES] 30-3013 w/FMM-101, Q3013D, ACM-8R, ACPS-610, AMPS-24, AMPS-24E, EM-1M, EM-1MI, EM-1MM, EM-1MMI, EM-1R, EM-1RI, EM-1SR, EM-1SRI, FCM-1, FCM-1-REL, FD7044 MM-101, FDM-1, FDRM-1 | [Notifier, Silent Knight] EM-1M, EM-1MI, EM-1MM, EM-1MMI, FD7044 MM-101, FMM-1, FMM-101, HFS-MM, NMM-100, NMM-100P
f5281f57-1e14-4705-b35a-38da59648f7b |  |  |  | North | Kidde |  | Cards & Components |  |  |  | Card | TRUE | FX-1000D Mainboard |  | Mainboard for FX-1000D assembly | 1 | 0.268 | 0.433 |  |  |  |  | TRUE | [5 empty] | #FFFFFFFF |  |  | FALSE | FALSE | FALSE | [14 empty] | FALSE | [7 empty] | THOR\acont | 2024-10-09 10:48 |  | [Edwards, Kidde, Macurco] [IDC] [#1 ALARM] 2IDC, 76-600000-001 Main Board, 76-800xxx-xxx Main Board, 77-600000-901 Main Board, 84-732001-901 Main Board, DVP-120 Mainboard, EST1-2Z Mainboard, FSP1004G Mainboard, FSP1004G-2 Mainboard, FSP1004GD Mainboard, [Edwards, Kidde] [VAC ] 2IDC, 76-600000-001 Main Board, 76-800xxx-xxx Main Board, 77-600000-901 Main Board, 84-732001-901 Main Board, APS10A Mainboard, APS6A Mainboard, BPS10A Mainboard, BPS10A/230 Mainboard, BPS6A Mainboard, BPS6A/230 Mainboard, EST1-2Z [Edwards, Kidde, Macurco] [IDC] [#2 TROUBLE] 2IDC, 76-600000-001 Main Board, 76-800xxx-xxx Main Board, 77-600000-901 Main Board, 84-732001-901 Main Board, DVP-120 Mainboard, EST1-2Z Mainboard, FSP1004G Mainboard, FSP1004G-2 Mainboard, FSP1004GD Mainboard [Edwards, Kidde, Macurco] [IDC] [#3 SUPERVISORY] 2IDC, 76-600000-001 Main Board, 76-800xxx-xxx Main Board, 77-600000-901 Main Board, 84-732001-901 Main Board, DVP-120 Mainboard, EST1-2Z Mainboard, FSP1004G Mainboard, FSP1004G-2 Mainboard, FSP1004GD Mainb | [Edwards, Kidde] FX-1000 Mainboard, FX-1000D Mainboard, iO1000G Mainboard, iO1000G-2 Mainboard, iO1000G-2-PG Mainboard, iO1000G-2-SP Mainboard, iO1000GC Mainboard, iO1000GD Mainboard, iO1000G-F Mainboard, iO1000G-PG Mainboard, iO1000G-SP Mainboard, iO1000 [Edwards, Kidde] FX-1000 Mainboard, FX-1000D Mainboard, FX-64RD Mainboard, iO1000G Mainboard, iO1000G-2 Mainboard, iO1000G-2-PG Mainboard, iO1000G-2-SP Mainboard, iO1000GC Mainboard, iO1000GD Mainboard, iO1000G-F Mainboard, iO1000G-PG Mainboard, iO1000G-S [Edwards, Kidde] FSP1004GD Mainboard, FSP1004RD Mainboard, FSP302GD Mainboard, FSP302RD Mainboard, FSP502GD Mainboard, FSP502RD Mainboard, FX-1000D Mainboard, FX-64RD Mainboard, iO1000GD Mainboard, iO1000RD Mainboard, iO64GD Mainboard, iO64RD Mainboard, V [Edwards] IO-SDC2 [Kidde] FX-1000D Mainboard [Edwards, Kidde] FX-1000 Mainboard, FX-1000D Mainboard, FX-64RD Mainboard, iO1000G Mainboard, iO1000G-2 Mainboard, iO1000G-2-PG Mainboard, iO1000G-2-SP Mainboard, iO1000GC Mainboard, iO1000GD Mainboard, iO1000G-F Mainboard, iO1000G-PG Mainboard, iO1000G-S
60c7e417-0322-47bf-a8ac-38e522a7e57c | NFPA 170 AMPLIFIER RACK |  |  | North | Edwards |  | Amplifier |  |  |  | Assembly | TRUE | RKU-61 |  | Amplifier Cabinet, 35 Rack Spaces, 61.25" | 1 | [6 empty] | FALSE | [5 empty] | #FFFF0000 | FA-NFPA 170 AMPLIFIER RACK | 1 | FALSE | FALSE | FALSE | [14 empty] | FALSE | [7 empty] | THOR\acont | 2024-09-08 17:27
d0f72fc8-9914-40aa-8caa-38f18a5993dd | NFPA 170 HORN STROBE |  |  | North | Eaton Wheelock |  | Horn/Strobe |  |  |  | Module | TRUE | ZNS-24MCWH-FR |  | Horn/Strobe, Wall mount 24 VDC, , red with easy snap base | 1 | 0 | 0.477 |  |  |  |  | FALSE | FALSE |  |  |  |  | #FF0070C0 | FA-NFPA 170 HORN STROBE | 1 | FALSE | FALSE | FALSE | 2012 | [13 empty] | FALSE | [7 empty] | THOR\acont | 2024-09-08 17:27 |  | [Eaton Wheelock] [NAC] ZNS-24MCCH-FR (C), ZNS-24MCCH-FW (C), ZNS-24MCWH-FR, ZNS-24MCWH-FW
165f4632-f838-4f45-930c-38f24682d341 |  |  |  | North | Bosch | [5 empty] | Module | TRUE | MBV-BPLU-DIP-TE | * | ***(Tenneco)Divar Ip License Plus Base For Dip Aio 6000-7000 | 1 | [12 empty] | #FFFFFFFF |  |  | FALSE | FALSE | FALSE | [20 empty] | DESKTOP-7EIEB7A\acont | 2021-08-13 06:25 | THOR\acont | 2024-10-09 10:48
21fb6f16-a6c2-4129-be4c-38f38c945796 | NFPA 170 HORN STROBE CEILING |  |  | North | Hochiki |  | Horn/Strobe |  |  |  | Module | TRUE | MTWP-2475C-FR |  | NOTIFICATION, MULTI-TONE HORNSTROBE, RED, CEILING, 15CD, WP | 1 | 0 | 0.168 |  |  |  |  | FALSE | TRUE |  |  |  |  | #FF0070C0 | FA-NFPA 170 HORN STROBE CEILING | 1 | FALSE | FALSE | FALSE | 2013 | [13 empty] | FALSE |  |  | C¦WP |  |  | DESKTOP-7SAL8M7\acont | 2020-11-17 09:33 | THOR\acont | 2024-09-08 17:27 | Cloned from Hochiki ASWP-2475C-FR | [Eaton Wheelock, Hochiki] [NAC] [24VDC, Code 3 Horn, STD] MT-12/24-R, MT-12/24-W, MTWP-2475C-FR (C), MTWP-2475C-FW (C), MTWP-2475W-FR, MTWP-2475W-FW, MTWP-24MCCH-FR (C), MTWP-24MCCH-FW (C) [Eaton Wheelock, Hochiki] [NAC] [24VDC, Code 3 Horn, HI] MT-12/24-R, MT-12/24-W, MTWP-2475C-FR (C), MTWP-2475C-FW (C), MTWP-2475W-FR, MTWP-2475W-FW, MTWP-24MCCH-FR (C), MTWP-24MCCH-FW (C)
2fbeaf34-191e-4a80-9991-38f68cc4e046 | NFPA 170 FIRE ALARM CONTROL UNIT | RISER FACP |  | North | Monaco Enterprises |  | Fire Alarm Control Unit |  |  |  | Assembly | TRUE | 227-965-CE |  | MAAP-X point reporting, addressable, fire alarm control, mass notification, voice evacuation panel, integrated radio transceiver—single comm, Europe:  One AAC II backplane for ADCs/SOCs One ADC supporting 198 addressable devices One SOC, 25 VAC RMS, 32W audio output NEMA 1 flush-mount red enclosure28" H x 18" W x 3.6" D Two 12V/18 Ah batteries | 1 | [12 empty] | #FFFF0000 | FA-NFPA 170 FIRE ALARM CONTROL UNIT | 1 | FALSE | FALSE | FALSE | 202 | [13 empty] | TRUE | [5 empty] | AULAPTOP-PC\Aulaptop | 2019-04-20 03:50 | THOR\acont | 2024-09-08 17:27
6a510a3d-1250-4ea1-8c7c-38fb42b7c142 |  |  |  | North | Gamewell FCI |  | Cards & Components |  |  |  | Card | TRUE | FML-E3 | ++ | Fiber Option Module-Multi-Mode | 1 | 0.053 | 0.053 |  |  |  |  | TRUE | [5 empty] | #FFFFFFFF |  |  | FALSE | FALSE | FALSE | [14 empty] | FALSE | [7 empty] | THOR\acont | 2024-10-09 10:48 |  | [Gamewell FCI] [Fiber Optic] FML-E3, FSL-E3 | [Gamewell FCI] FML-E3, FSL-E3
dd6940b1-00a6-4c77-9eea-390031f94b40 | NFPA 170 SMOKE DETECTOR |  |  | North | Potter |  | Smoke Detector |  |  |  | Module | TRUE | CPS-24 w/SB | + | Conventional Photoelectric Smoke Detector w/SB Base | 1 |  | 0.15 |  |  |  |  | FALSE | [5 empty] | #FFFF0000 | FA-NFPA 170 SMOKE DETECTOR | 1 | FALSE | FALSE | FALSE | 957 |  |  | 7272-0328:0507 | [10 empty] | FALSE | [5 empty] | DESKTOP-7EIEB7A\acont | 2021-03-26 11:54 | THOR\acont | 2024-09-08 17:27 | Cloned from Potter P32-1T | [Potter] [AUX POWER] [*] 5000-103 (Controller) (C), CPS-24 w/SB, WR, WRX-R [Notifier, Potter] [IDC] 01 CF-135EWT, CF-135MP, CF-135W, CF-165MP, CF-165W, CF-200EWT, CF-200MP, CF-200W, CF-285MP, CF-285W, CPS-24 w/SB, CR-135EWT, CR-135MP, CR-135W, CR-165MP, CR-165W, CR-200EWT, CR-200MP, CR-200W, DSD-P (C), P32-1T, PS40 Series, PS40 [Potter] [IDC] 07 [*] CPS-24 w/SB, PS-24 w/SB, PS-24H w/SB
164e0d33-e998-469c-8e18-390152880a5e | NFPA 170 WIRELESS CONTROL UNIT |  |  | North | Firelite |  | Wireless Control Unit |  |  |  | Module | TRUE | W-GATE | + | Wireless System Gateway | 3 | 0.024 | 0.04 |  |  |  |  | FALSE | [5 empty] | #FFFF0000 | FA-NFPA 170 WIRELESS CONTROL UNIT | 1 | FALSE | FALSE | FALSE | [14 empty] | FALSE |  |  | W-GATE |  |  |  |  | THOR\acont | 2024-09-08 17:27 |  | [ADT Unimode, Eaton Wheelock, Farenhyt, Firelite, Gamewell FCI, Monaco Enterprises, Notifier, Potter, Secutron, Silent Knight] [AUX POWER] [*] 790-012-00, ACM-16ATF, ACM-30, ACM-32AF, ACM-48A, ACM-8RF, ADT-LCD-80, AEM-16ATF, AEM-32AF, AFM-16AF, AFM-16ATF [Firelite] [SLC MODULES SENSORS] [*] [#1 SHARED ADDR ¦ MODULES] BG-12LX, BG-12LXSP, CDRM-300, CMF-300, CMF-300-6, CRF-300, CRF-300-6, MDF-300, MMF-300, MMF-300-10, MMF-301, MMF-302, MMF-302-6, WAV-CRL, WAV-CWL, WAV-RL, WAV-WL, W-BG12LX, W-CRF, W-DIS-D, W [Firelite] [SLC MODULES] [*] [#02 ++] CDRM-300, CMF-300-6, CRF-300-6, MDF-300, MMF-300-10, MMF-302-6, W-GATE [Firelite] [SLC MODULES/SENSORS] [*] [#02 ++] CDRM-300, CMF-300-6, CRF-300-6, MDF-300, MMF-300-10, MMF-302-6, W-GATE [Firelite] [SLC MODULES] [*] [#03 ++] CMF-300-6, CRF-300-6, MMF-300-10, MMF-302-6, W-GATE [Firelite] [SLC MODULES/SENSORS] [*] [#03 ++] CMF-300-6, CRF-300-6, MMF-300-10, MMF-302-6, W-GATE [Firelite] [SLC MODULES] [*] [#3 TYPE ADDR ¦ MODULES] BG-12LX, BG-12LXSP, CDRM-300, CMF-300, CMF-300-6, CRF-300, CRF-300-6, MDF-300, MMF-300, MMF-300-10, MMF-301, MMF-302, MMF-302-6, WAV-CRL, WAV-CWL, WAV-RL, WAV-WL, W-BG12LX, W-CRF, W-GATE, W-MMF, W-SYN | [Farenhyt, Firelite, Gamewell FCI, Notifier, Silent Knight] FWSG, VW-GATE, W-GATE, WIDP-WGI, WSK-WGI
21733a48-7489-41c6-8801-390ede578611 | NFPA 170 FIRE FIGHTER INTERFACE |  |  | North | Potter |  | Fire Fighter Interface |  |  |  | Assembly | TRUE | PVC-TC |  | NFPA 170 FIRE FIGHTER PHONE HANDSET CABINET | 1 | [12 empty] | #FFFF0000 | FA-NFPA 170 FIRE FIGHTER INTERFACE | 1 | FALSE | FALSE | FALSE | 207 | [19 empty] | DESKTOP-QMKR22O\aucon | 2020-04-03 05:12 | THOR\acont | 2024-09-08 17:27 | Cloned from Block Definition Only NFPA 170 FIRE FIGHTER INTERFACE
c23e4104-4733-4acc-a1fa-3917b80dfc30 |  |  |  | North | System Sensor |  | Hardware |  |  |  | Hardware | TRUE | B610LPBP | ++ | Base, low profile, 2-wire, 12/24 VDC, conventional - 10 Pack | 1 | [6 empty] | TRUE | FALSE |  |  |  |  | #FFFFFFFF |  |  | FALSE | FALSE | FALSE | [14 empty] | FALSE | [7 empty] | THOR\acont | 2024-10-09 10:48
8d228b58-77b7-4331-bbff-39191fa0300d |  |  |  | North | Edwards |  | Hardware |  |  |  | Hardware | TRUE | BATT12-12 |  | 12V 12AH BATTERY | 1 | [12 empty] | #FFFFFFFF |  |  | FALSE | FALSE | FALSE | [20 empty] | DESKTOP-7SAL8M7\acont | 2020-02-20 10:38 | THOR\acont | 2024-10-09 10:48 | Cloned from Edwards 12V40A
ea354606-2892-40ff-9c76-391955f786d3 | NFPA 170 HORN |  |  | North | Kidde |  | Horn |  |  |  | Module | TRUE | EG4AWF-FR |  | Wall horn, white, FEU | 1 | [6 empty] | FALSE |  | GRSW-10 |  |  |  | #FF0070C0 | FA-NFPA 170 HORN | 1 | FALSE | FALSE | FALSE | 2010 | [13 empty] | FALSE | [5 empty] | DESKTOP-7SAL8M7\acont | 2020-08-19 11:55 | THOR\acont | 2024-09-08 17:27 | Cloned from Edwards G4AWF-FR | [Edwards, Kidde] [NAC] [VFWR, HIGH DB] EG4ARF, EG4ARF-FR, EG4ARF-SP, EG4ARN, EG4AWF, EG4AWF-FR, EG4AWF-SP, EG4AWN, G4ARF, G4ARF-FR, G4ARF-SP, G4ARN, G4AWF, G4AWF-FR, G4AWF-SP, G4AWN [Edwards, Kidde] [NAC] [VDC, HIGH DB] EG4ARF, EG4ARF-FR, EG4ARF-SP, EG4ARN, EG4AWF, EG4AWF-FR, EG4AWF-SP, EG4AWN, G4ARF, G4ARF-FR, G4ARF-SP, G4ARN, G4AWF, G4AWF-FR, G4AWF-SP, G4AWN [Edwards, Kidde] [NAC] [VDC, LOW DB] EG4ARF, EG4ARF-FR, EG4ARF-SP, EG4ARN, EG4AWF, EG4AWF-FR, EG4AWF-SP, EG4AWN, G4ARF, G4ARF-FR, G4ARF-SP, G4ARN, G4AWF, G4AWF-FR, G4AWF-SP, G4AWN [Edwards, Kidde] [NAC] [VFWR, LOW DB] EG4ARF, EG4ARF-FR, EG4ARF-SP, EG4ARN, EG4AWF, EG4AWF-FR, EG4AWF-SP, EG4AWN, G4ARF, G4ARF-FR, G4ARF-SP, G4ARN, G4AWF, G4AWF-FR, G4AWF-SP, G4AWN
24d54f45-11ba-4d6a-939d-391a73f1e30c |  |  |  | North | Secutron |  | Cards & Components |  |  |  | Card | TRUE | MR-XPS | ++ | Expansion Transformer, 120/240 VAC | 1 | [6 empty] | TRUE | [5 empty] | #FFFFFFFF |  |  | FALSE | FALSE | FALSE | [12 empty] | 3 | [7 empty] | DESKTOP-7EIEB7A\acont | 2023-06-24 11:46 | THOR\acont | 2024-10-09 10:48 | Cloned from Secutron MRNC2
710fe4e0-cb9f-4daa-835a-391c887ffae4 | NFPA 170 SPEAKER STROBE |  |  | North | Potter |  | Speaker/Strobe |  |  |  | Module | TRUE | WCSPKSTR-24RR |  | Weatherproof Plain Red Speaker/Strobe, Wall, Red | 1 | 0 | 0.397 |  |  |  |  | FALSE | [5 empty] | #FF0070C0 | FA-NFPA 170 SPEAKER STROBE | 1 | FALSE | FALSE | FALSE | 2019 |  |  | 7320-0328:0206 | [10 empty] | FALSE | [7 empty] | THOR\acont | 2024-09-08 17:27 |  | [Gentex, Hochiki, Potter] [AUDIO 25v] [25V AUDIO] CSPKSTR-24AR (C), CSPKSTR-24AW (C), CSPKSTR-24BR (C), CSPKSTR-24BW (C), CSPKSTR-24GR (C), CSPKSTR-24GW (C), CSPKSTR-24RR (C), CSPKSTR-24RW (C), FASPKR-R (C), FASPKR-W (C), FASPKR-WR, FASPKR-WW, FASPK-WPR, [Potter] [NAC] [UL MAX] CSPKSTR-24RR (C), CSPKSTR-24RW (C), WCSPKSTR-24RR, WCSPKSTR-24RW [Gentex, Hochiki, Potter] [AUDIO 70.7v] [70V AUDIO] CSPKSTR-24AR (C), CSPKSTR-24AW (C), CSPKSTR-24BR (C), CSPKSTR-24BW (C), CSPKSTR-24GR (C), CSPKSTR-24GW (C), CSPKSTR-24RR (C), CSPKSTR-24RW (C), FASPKR-R (C), FASPKR-W (C), FASPKR-WR, FASPKR-WW, FASPK-WP
10aa6119-aeac-4ad9-907e-391c8eb42406 |  |  |  | North | Edwards |  | Hardware |  |  |  | Hardware | TRUE | 757A-RR2W |  | Retrofit Ring , 2 Gang Box, WHITE | 1 | [6 empty] | FALSE | [5 empty] | #FFFFFFFF |  |  | FALSE | FALSE | FALSE | [14 empty] | FALSE | [7 empty] | THOR\acont | 2024-10-09 10:48
4b059485-2469-4456-913b-391e068e17e6 | NFPA 170 REMOTE INDICATOR |  |  | North | Kidde |  | Remote Indicator |  |  |  | Module | TRUE | GSA-LED | ++ | Remote Alarm LED, use with Standard Base & SIGA-SD only | 1 | 0 | 0.002 |  |  |  |  | FALSE | [5 empty] | #FFFF0000 | FA-NFPA 170 REMOTE INDICATOR | 1 | FALSE | FALSE | FALSE | [14 empty] | FALSE | [5 empty] | DESKTOP-DUP41H2\August | 2023-10-05 14:13 | THOR\acont | 2024-10-08 16:26 | Cloned from Edwards SIGA-LED | [Edwards, Kidde] [LED] GSA-LED, SIGA-LED
cae07d10-2ffe-452f-a54b-391f0e38a24e |  |  |  | North | Fike |  | Cards & Components |  |  |  | Card | TRUE | FIK-5496 Main Board | ++ | Main Board | 1 | 0.04 | 0.16 | 6 |  |  |  | TRUE | [5 empty] | #FFFFFFFF |  |  | FALSE | FALSE | FALSE | [14 empty] | FALSE | [5 empty] | DESKTOP-7EIEB7A\acont | 2023-01-04 14:38 | THOR\acont | 2024-10-09 10:48 | Cloned from Silent Knight 5496 MAIN BOARD | [Fike] [SBUS] [SBUS ++] FIK-5496 Main Board, FIK-RPS1000 Main Board [Fike] [VAC ] 10-2620, 10-2829 Main Card, 27-032 Main Card, FCP-2100 Main Board, FCP-300 Main Board, FCP-75 Main Board, FIK-5496 Main Board, FIK-RPS1000 Main Board | [Fike] FIK-5496 Main Board
319ae154-cba6-49df-bc72-391fd93eff32 | NFPA 170 AMPLIFIER RACK | RISER AMP |  | North | Gamewell FCI |  | Amplifier |  |  |  | Assembly | TRUE | E3 Transponder | 060123++ | E3 Series Transponder, 4 Amplifiers (060123) | 1 | [6 empty] | FALSE | [5 empty] | #FFFF0000 | FA-NFPA 170 AMPLIFIER RACK | 1 | FALSE | FALSE | FALSE | 202 | [8 empty] | 7,12,26,33,55 |  |  |  |  | TRUE | [5 empty] | DESKTOP-7EIEB7A\acont | 2023-06-01 10:05 | THOR\acont | 2024-09-08 17:27 | Cloned from Gamewell FCI SLP-BLK CLONED
27b193b4-d3b6-4d77-9e73-39242f0b9ea2 |  |  |  | North | MIRCOM |  | Hardware |  |  |  | Hardware | TRUE | BAT-12V33A |  | 12 VOLT 33AH BATTERIES | 1 | [6 empty] | FALSE | [5 empty] | #FFFFFFFF |  |  | FALSE | FALSE | FALSE | [14 empty] | FALSE | [7 empty] | THOR\acont | 2024-10-09 10:48
e053629b-c2ad-439c-a019-392a65fb24ba | NFPA 170 SPEAKER STROBE CEILING |  |  | North | Siemens |  | Speaker/Strobe |  |  |  | Module | TRUE | SL2SPSCR-N | S54329-F159-A1++ | Speaker-Strobe, Ceiling, Clear, Red, No Lettering | 1 | [7 empty] | TRUE |  |  |  |  | #FF0070C0 | FA-NFPA 170 SPEAKER STROBE CEILING | 1 | FALSE | FALSE | FALSE | 2023 | [16 empty] | C |  |  | DESKTOP-7EIEB7A\acont | 2023-08-03 08:10 | THOR\acont | 2024-09-08 17:27 | Cloned from Siemens SL2SPSWR-N | [Siemens] [NAC] [16.0 – 33.0 VDC] SL2SCR-A (C), SL2SCR-AL (C), SL2SCR-ALA (C), SL2SCR-ALB (C), SL2SCR-F (C), SL2SCR-FB (C), SL2SCR-N (C), SL2SCR-NA (C), SL2SCR-NB (C), SL2SCW-A (C), SL2SCW-AL (C), SL2SCW-ALA (C), SL2SCW-ALB (C), SL2SCW-EV (C), SL2SCW-F ( [Siemens] [AUDIO 70.7v] [70V AUDIO] SL2SPSCR-A (C), SL2SPSCR-AL (C), SL2SPSCR-ALA (C), SL2SPSCR-F (C), SL2SPSCR-FB (C), SL2SPSCR-N (C), SL2SPSCR-NA (C), SL2SPSCW-A (C), SL2SPSCW-AL (C), SL2SPSCW-ALA (C), SL2SPSCW-F (C), SL2SPSCW-FB (C), SL2SPSCW-N (C), S [Siemens] [AUDIO 25v] [25V AUDIO] SL2SPSCR-A (C), SL2SPSCR-AL (C), SL2SPSCR-ALA (C), SL2SPSCR-F (C), SL2SPSCR-FB (C), SL2SPSCR-N (C), SL2SPSCR-NA (C), SL2SPSCW-A (C), SL2SPSCW-AL (C), SL2SPSCW-ALA (C), SL2SPSCW-F (C), SL2SPSCW-FB (C), SL2SPSCW-N (C), SL2
8c78a69e-df2a-4dcd-b7a9-392eed424bc3 | NFPA 170 FIRE PHONE |  |  | North | Edwards |  | Fire Phone |  |  |  | Module | TRUE | 6700-0061 |  | Portable Handset, Red, /w 5' coiled cord & plug | 1 | [6 empty] | FALSE | [5 empty] | #FFFF0000 | FA-NFPA 170 FIRE PHONE | 1 | FALSE | FALSE | FALSE | [14 empty] | FALSE | [7 empty] | THOR\acont | 2024-09-08 17:27 |  | [Edwards, Gamewell FCI, MIRCOM, Silent Knight] [FFT] [FFT] 6700-0061, 6830-3, 6830-4, 6830-5A-4, 6830-6A-4, 6830-NY-F4, 6830-NY-S4, 6833-4, FFT-FPJ, FPJ, FT-300A
b01c0596-f3e2-4f0c-bbb3-3930ba000890 | CADGEN MOTION DETECTOR WALL |  |  | North | Bosch |  | Motion Detector |  |  |  | Module | TRUE | ISC-BDL2-WP12GE | ++ | Motion detector, pet friendly 40ft (12m) | 1 | 0.01 | 0.01 |  |  | 12 |  | FALSE | [5 empty] | #FFFF0000 | FA-CADGEN MOTION DETECTOR WALL | 1 | FALSE | FALSE | FALSE | [14 empty] | FALSE | [5 empty] | DESKTOP-7EIEB7A\acont | 2022-07-26 11:33 | THOR\acont | 2024-09-08 17:27 | Cloned from Bosch ISC-BDL2-W12HE | [Bosch, Optex] [IDC] 01 [INPUT] DS1101i, DS1102i, DS1103i, DS1108i, DS936 (C), DS9360 (C), DS936B (C), DS936-CHI (C), DS936-FRA (C), DS937 (C), DS9370 (C), DS9371 (C), DS939 (C), DS939-CHI (C), FX-360 (C), ISC-BDL2-W12G, ISC-BDL2-W12GE, ISC-BDL2-W12HE, I [BluePoint, Bosch, Honeywell] [AUX POWER] [*] [12VDC ++] BP01-302, BP01-303, D125B, D185, DS1101i, DS1102i, DS1103i, DS1108i, DS936 (C), DS9360 (C), DS936B (C), DS936-CHI (C), DS936-FRA (C), DS937 (C), DS9370 (C), DS9371 (C), DS939 (C), DS939-CHI (C), EN [Bosch, Optex] [ACCESS CONTROL INPUT] [*] [INPUT] DS1101i, DS1102i, DS1103i, DS1108i, DS936 (C), DS9360 (C), DS936B (C), DS936-CHI (C), DS936-FRA (C), DS937 (C), DS9370 (C), DS9371 (C), DS939 (C), DS939-CHI (C), FX-360 (C), ISC-BDL2-W12G, ISC-BDL2-W12GE,
b4925fed-0af5-4ccc-91e7-3932bb981cb4 |  |  |  | North | Siemens | [5 empty] | Module | TRUE | FJ-304SS | 500-698310 | PHONE JACK W/ TERM & SS PLATE FIELD MOUNTED | 1 | [12 empty] | #FFFFFFFF |  |  | FALSE | FALSE | FALSE | [20 empty] | DESKTOP-7SAL8M7\acont | 2019-08-13 09:04 | THOR\acont | 2024-10-09 10:48
bcaa97bd-cdee-46df-9e72-3936ef5134ce |  |  |  | North | Edwards |  | Cards & Components |  |  |  | Card | TRUE | 4X-12/S1GY |  | 12 Switch, 12 Grn, 12 Yel Display/Control Module | 1 | 0.002 | 0.038 |  |  |  |  | TRUE | [5 empty] | #FFFFFFFF |  |  | FALSE | FALSE | FALSE | [14 empty] | FALSE | [7 empty] | THOR\acont | 2024-10-09 10:48
b029dce9-a893-4913-8780-393b9b8e6c8c | NFPA 170 FLOW DETECTOR |  |  | North | Potter |  | Flow Detector |  |  |  | Module | TRUE | VSR-SF | + | Waterflow Alarm Switch for Small Pipe | 1 | [6 empty] | FALSE | [5 empty] | #FFFF0000 | FA-NFPA 170 FLOW DETECTOR | 1 | FALSE | FALSE | FALSE |  |  |  | 7770-0328:0001 | [10 empty] | FALSE | [7 empty] | THOR\acont | 2024-09-08 17:27 |  | [Potter] [IDC] 01 OSYSU Series, OSYSU-CRH, OSYSU-EX, OSYSU-EX-O, PCVS Series, PCVS-CRH, PIVS-U-EX, PIVSU-EX-O, PS10 Series, PS10-EX, PS15, PS25, PS40 Series, PS40-EX, RBVS, VSG, VSR Series, VSR-10, VSR-AT, VSR-C, VSR-CF, VSR-FE-2, VSR-FEX Series, VSR-S S [Farenhyt, Generic, N/A, Notifier, Potter, Silent Knight] [AUX POWER] [BELL POWER ++] FURNISHED BY OTHERS, PS10 Series, PS10-EX, VSG, VSR Series, VSR-10, VSR-AT, VSR-C, VSR-CF, VSR-FE-2, VSR-FEX Series, VSR-S Series, VSR-SF, VSR-SFG, VSR-SFT, VSR-SG, VSR
9c3ccdb1-b0f9-4f88-8199-39444053135c | NFPA 170 MANUAL PULL |  |  | North | Notifier |  | Manual Station |  |  |  | Module | TRUE | NBG-12LO | ++ | Dual action lexan station; outdoor applications, red, terminal block, Notifier Key lock, use with WBB, WP-10 or SB-I/O. | 1 | [6 empty] | FALSE | FALSE |  |  |  |  | #FFFF0000 | FA-NFPA 170 MANUAL PULL | 1 | FALSE | FALSE | FALSE | 957 | [13 empty] | FALSE | [7 empty] | THOR\acont | 2024-09-08 17:27 |  | [Chemtronics, Firelite, MIRCOM, Notifier, System Sensor] [IDC] 01 [*] [IDC 2-WIRE ++] 1151 (C), 1151EIS (C), 1400 (C), 1451 (C), 1451DH (C), 1451DHHT (C), 2100AT (C), 2100S (C), 2100TR (C), 2100TS (C), 2151 w/B110LP (C), 2151 w/B116LP (C), 2151 w/B401 (C
233daeb7-c55d-4e59-be2a-394471e008dc | NFPA 170 STROBE WALL |  |  | North | Potter |  | Strobe |  |  |  | Module | TRUE | PE-STR | ++ | Strobe, Wall, Red | 1 | 0 | 0.043 |  |  |  |  | FALSE | [5 empty] | #FF0070C0 | FA-NFPA 170 STROBE WALL | 1 | FALSE | FALSE | FALSE | 2023 | [13 empty] | FALSE | [5 empty] | THOR\acont | 2024-03-01 09:20 | THOR\acont | 2024-09-08 17:27 | Cloned from Potter PE-STRC | [Potter] [NAC] [VDC] PE-SPSTR, PE-STR, PE-STW
72c7f3fe-247e-4171-be4d-39463aa9d600 |  |  |  | North | Simplex |  | Hardware |  |  |  | Hardware | TRUE | 2975-9022 | + | Cast aluminum surface mount box, red | 1 | 0 | 0 |  |  |  |  | TRUE | [5 empty] | #FFFFFFFF |  |  | FALSE | FALSE | FALSE | [20 empty] | DESKTOP-7EIEB7A\acont | 2022-02-21 12:46 | THOR\acont | 2024-10-09 10:48 | Cloned from Simplex 2975-9178
f00ca343-2ff4-45a0-8429-395139c819af |  |  |  | North | Potter | [5 empty] | Module | TRUE | VSD-208 |  | Multi-Tone High Power Siren Driver | 1 | [6 empty] | FALSE | [5 empty] | #FFFFFFFF |  |  | FALSE | FALSE | FALSE | [14 empty] | FALSE | [7 empty] | THOR\acont | 2024-10-09 10:48
8c63dac3-8849-4edf-972a-3954017e0946 |  |  |  | North | Protectowire |  | Cards & Components |  |  |  | Card | TRUE | SRP-4x4 Main Board | ++ | Main Board | 1 | 0.16 | 0.16 |  |  |  |  | TRUE | [5 empty] | #FFFFFFFF |  |  | FALSE | FALSE | FALSE | [14 empty] | FALSE | [5 empty] | DESKTOP-7EIEB7A\acont | 2023-02-08 11:42 | THOR\acont | 2024-10-09 10:48 | Cloned from Viking VFR400 Main Board | [Protectowire, SAFE Fire Detection, Viking] [IDC] [#3 SUPERVISORY] CTM-530, CTM-530E, CTM-530E-I, DLM-Z2, SRP-4x4 Main Board, VFR400 Main Board [Protectowire, SAFE Fire Detection, Viking] [IDC] [#2 TROUBLE] CTM-530, CTM-530E, CTM-530E-I, DLM-Z2, SRP-4x4 Main Board, VFR400 Main Board [Protectowire, Viking] [IDC] [#4 WATERFLOW] SRP-4x4 Main Board, VFR400 Main Board [Protectowire, SAFE Fire Detection, Viking] [IDC] [#1 ALARM] CTM-530, CTM-530E, CTM-530E-I, DLM-Z2, SRP-4x4 Main Board, VFR400 Main Board | [Protectowire] SRP-4x4 Main Board
2772abae-e9a0-442e-8259-395a7214c7d3 |  |  |  | North | Edwards |  | Hardware |  |  |  | Hardware | TRUE | CSB4U-1 |  | 4" Standard Detector Base for EC Detectors w/ C-TRIM | 1 | [6 empty] | FALSE | [5 empty] | #FFFFFFFF |  |  | FALSE | FALSE | FALSE | [14 empty] | FALSE | [7 empty] | THOR\acont | 2024-10-09 10:48
d13a2345-d3d3-4996-a6eb-396310124198 |  |  |  | North | Edwards |  | Hardware |  |  |  | Hardware | TRUE | 4-CABL0542 | + | Cable, 4-CPU or 4-ANNCPU Without LCD to Inner Door, Edwards | 1 | [12 empty] | #FFFFFFFF |  |  | FALSE | FALSE | FALSE | [20 empty] | DESKTOP-7SAL8M7\acont | 2019-12-13 12:52 | THOR\acont | 2024-10-09 10:48
fc1a8b49-6c4c-420c-a8a5-39637829728c | NFPA 170 FIRE ALARM CONTROL UNIT | RISER FACP |  | North | Edwards |  | Fire Alarm Control Unit |  |  |  | Assembly | TRUE | iO64GL-F |  | FACP, 1 Loop, 64pt, 2 Cl B NACs, gray, 120v, w/ 16 Led, FCdn | 1 | [6 empty] | FALSE | [5 empty] | #FFFF0000 | FA-NFPA 170 FIRE ALARM CONTROL UNIT | 1 | FALSE | FALSE | FALSE | 202 | [8 empty] | 7,12,18,26 |  | 10 |  |  | TRUE | [7 empty] | THOR\acont | 2024-09-08 17:27
1778b03b-c84e-4ad6-a7d2-396ae6847d5d | NFPA 170 FIRE ALARM CONTROL UNIT | RISER FACP |  | North | Simplex |  | Fire Alarm Control Unit |  |  |  | Assembly | TRUE | 4100-9111 | ++ | 4100ES Master Controller Assembly with LCD and operator interface, 9 A system power supply/battery charger (SPS), three NACs, auxiliary relay, and external RUI+ (isolated or un-isolated) communications interface | 1 | [6 empty] | FALSE | [5 empty] | #FFFF0000 | FA-NFPA 170 FIRE ALARM CONTROL UNIT | 1 | FALSE | FALSE | FALSE | 202 | [8 empty] | 7,12,18,33,50,110 |  |  |  |  | TRUE | [5 empty] | AULAPTOP-PC\Aulaptop | 2019-01-09 11:07 | THOR\acont | 2024-09-08 17:27 | Cloned from Simplex 4098-9857
fc40582e-a3b8-4f26-a0bc-396f4b2b6380 |  |  |  | North | GRI PRODUCTS | Security/Access Control |  |  |  |  | Module | TRUE | 4461A |  |  | 1 | [12 empty] | #FFFFFFFF |  |  | FALSE | FALSE | FALSE | [20 empty] | THOR\acont | 2024-03-12 21:43 | THOR\acont | 2024-10-09 10:48
ada0c73f-4c24-4c7d-8875-3970458f0b19 |  |  |  | North | Siemens | [5 empty] | Module | TRUE | CBL-M | S54465-C64-A1 | MOSA Cables: Two (2) S2E power cables (1 red, 1 black): One (1) XND-M power cable One (1) NIC-C to XND-M interface cable, 10 feet (3m) | 1 | [12 empty] | #FFFFFFFF |  |  | FALSE | FALSE | FALSE | [20 empty] | DESKTOP-7SAL8M7\acont | 2019-08-13 09:04 | THOR\acont | 2024-10-09 10:48
71c9974e-4435-4d03-9646-397233bef5d8 |  |  |  | North | Potter |  | Cards & Components |  |  |  | Card | TRUE | PSN-1000(E) MAIN BOARD | + | Main Board for PSN-1000(E) Intelligent Notification Power Expander | 1 | 0.06 | 0.2 |  |  |  |  | TRUE | [5 empty] | #FFFFFFFF |  |  | FALSE | FALSE | FALSE | [14 empty] | FALSE | [7 empty] | THOR\acont | 2024-10-09 10:48 |  | [Potter] [IDC] [#2 TROUBLE] AFC-100 Main Board, AFC-1000 Main Board, AFC-50 Main Board, ARC-100 Main Board, IPA-100 MAIN BOARD, IPA-4000 MAIN BOARD, IPA-4000V MAIN BOARD, IPA-60 MAIN BOARD, P200 MAIN BOARD, PFC-4064 MAIN BOARD, PFC-4410G3 MAIN BOARD, PFC [Potter] [RELAY] PSN-1000(E) MAIN BOARD [Potter] [IDC] 14 PSN-1000(E) MAIN BOARD [Advanced, Potter] [VAC ] [120VAC] AFC-100 Main Board, AFC-1000 Main Board, AFC-50 Main Board, ARC-100 Main Board, AX-PSN104 Main Board, AX-PSN106 Main Board, AX-PSN108 Main Board, AX-PSN-64 Main Board, DCA-10025 (25V) Main Board, DCA-10025 (70V) Main Bo [Potter] [P-LINK] PSN-1000(E) MAIN BOARD [Potter] [IDC] [#1 ALARM] AFC-100 Main Board, AFC-1000 Main Board, AFC-50 Main Board, ARC-100 Main Board, IPA-100 MAIN BOARD, IPA-4000 MAIN BOARD, IPA-4000V MAIN BOARD, IPA-60 MAIN BOARD, P200 MAIN BOARD, PFC-4064 MAIN BOARD, PFC-4410G3 MAIN BOARD, PFC-4 [Potter] [IDC] [#3 SUPERVISORY] AFC-100 Main Board, AFC-1000 Main Board, AFC-50 Main Board, ARC-100 Main Board, IPA-100 MAIN BOARD, IPA-4000 MAIN BOARD, IPA-4000V MAIN BOARD, IPA-60 MAIN BOARD, P200 MAIN BOARD, PFC-4064 MAIN BOARD, PFC-4410G3 MAIN BOARD, | [Potter] PSN-1000(E) MAIN BOARD
5f01ef8a-7c7e-441b-9afa-3974c83c1179 | NFPA 170 SPEAKER STROBE CEILING |  |  | North | Simplex |  | Speaker/Strobe |  |  |  | Module | TRUE | 49SVH-APPLC-O | + | Ceiling Mount Addressable Weatherproof S/V Appliance Only. | 1 | 0 | 0 |  |  |  |  | TRUE | TRUE |  |  |  |  | #FF0070C0 | FA-NFPA 170 SPEAKER STROBE CEILING | 1 | FALSE | FALSE | FALSE | 2019 | [16 empty] | C, WP |  |  | DESKTOP-7EIEB7A\acont | 2022-02-21 15:05 | THOR\acont | 2024-09-08 17:27 | Cloned from Simplex 49SVH-APPLC | [Autocall, Simplex] [AUDIO 25v] [25V AUDIO] 49HF-APPLC (C), 49HF-APPLC-BA (C), 49HFV-APPLC (C), 49HFV-APPLC-BA (C), 49HFVH-APPLC (C), 49HFVH-APPLC-BA (C), 49SO-APPLC (C), 49SO-APPLC-BA (C), 49SO-APPLC-O (C), 49SO-APPLC-O-BA (C), 49SV-APPLC (C), 49SV-APPL [Autocall, Simplex] [IDNac] [23VDC] 49SVH-APPLC-O (C), 49SVH-APPLC-O-BA (C), 49VOH-APPLC-O (C), 49VOH-APPLC-O-BA (C), A49SVH-APPLC-O (C), A49SVH-APPLC-O-BA (C), A49VOH-APPLC-O (C), A49VOH-APPLC-O-BA (C) [Autocall, Simplex] [AUDIO 70.7v] [70V AUDIO] 49HF-APPLC (C), 49HF-APPLC-BA (C), 49HFV-APPLC (C), 49HFV-APPLC-BA (C), 49HFVH-APPLC (C), 49HFVH-APPLC-BA (C), 49SO-APPLC (C), 49SO-APPLC-BA (C), 49SO-APPLC-O (C), 49SO-APPLC-O-BA (C), 49SV-APPLC (C), 49SV-AP
47a79e44-a6e3-4809-a302-397776094de5 | NFPA 170 STROBE WALL |  |  | North | Siemens |  | Strobe |  |  |  | Module | TRUE | SC-ST-WW-F |  | WALL ACEND STROBE, WHITE, "FIRE" | 1 | [6 empty] | TRUE | [5 empty] | #FF0070C0 | FA-NFPA 170 STROBE WALL | 1 | FALSE | FALSE | FALSE | [20 empty] | XPS-17-9710\August | 2024-10-10 05:10 | XPS-17-9710\August | 2024-10-10 05:49 | 20241008 NEW SIEMENS PARTS | [Siemens] [NAC] [16.0 – 33.0 VDC] SC-ST-CR-F (C), SC-ST-CW-F (C), SC-ST-WR-F, SC-ST-WW-F
1dd658d0-6f05-409a-a1b9-3977d57fccc3 | NFPA 170 ADDRESSABLE OUTPUT MODULE |  |  | North | Kidde |  | Addressable Control/Relay |  |  |  | Module | TRUE | GSA-CRR |  | Signature polarity reversal relay module, one-gang standard mount | 1 | 0.0001 | 0.0001 |  |  |  |  | FALSE | [5 empty] | #FFFF0000 | FA-NFPA 170 ADDRESSABLE OUTPUT MODULE | 1 | FALSE | FALSE | FALSE | 1100 | [13 empty] | FALSE | [5 empty] | AULAPTOP-PC\Aulaptop | 2018-09-03 13:55 | THOR\acont | 2024-09-08 17:27 |  | [Kidde] [SLC EST MODULES SENSORS] [*] [#1 SHARED ADDR ¦ MODULES] 76-330002-101, 84-330002-001, FX-270, FX-278, FX-2WIRE, FX-IDC1A, FX-IDC1B, FX-IDC2B, FX-IDCWS, FX-ISO, FX-NAC, FX-RLY, GSA-CC1, GSA-CC1S, GSA-CC2, GSA-CR, GSA-CRH, GSA-CRR, GSA-CT1, GSA-CT [Edwards, Kidde] [SLC EST MODULES/SENSORS] 05 [*] [iO64] FX-ISO, FX-RLY, GSA-CR, GSA-CRH, GSA-CRR, GSA-MCR, GSA-MCRR, SIGA-CR, SIGA-CR2, SIGA-CRH, SIGA-CRR, SIGA-MCR, SIGA-MCRR [Kidde] [SLC EST MODULES] [*] [#3 TYPE ADDR ¦ MODULES] 76-330002-101, 84-330002-001, FX-270, FX-278, FX-2WIRE, FX-IDC1A, FX-IDC1B, FX-IDC2B, FX-IDCWS, FX-ISO, FX-NAC, FX-RLY, GSA-CC1, GSA-CC1S, GSA-CC2, GSA-CR, GSA-CRH, GSA-CRR, GSA-CT1, GSA-CT2, GSA-IO, [Edwards, Kidde] [AUX POWER, RELAY] [RISER INPUT] GSA-CR, GSA-CRH, GSA-CRR, SIGA-CR, SIGA-CR2, SIGA-CRH, SIGA-CRR [Edwards, Kidde] [SLC EST MODULES] 04 [*] [EST3, iO1000 ] FX-RLY, GSA-CR, GSA-CRH, GSA-CRR, GSA-MCR, GSA-MCRR, SIGA-CR, SIGA-CR2, SIGA-CRH, SIGA-CRR, SIGA-MCR, SIGA-MCRR | [Edwards, Kidde] GSA-CR, GSA-CRH, GSA-CRR, SIGA-CR, SIGA-CR2, SIGA-CRH, SIGA-CRR
fa0b301a-7964-4255-ae13-3977e265a802 |  |  |  | North | Edwards |  | Hardware |  |  |  | Hardware | TRUE | RLCM/B-S | + | Surface Box for 3-LCDANN | 1 | [6 empty] | FALSE | [5 empty] | #FFFFFFFF |  |  | FALSE | FALSE | FALSE | [14 empty] | FALSE | [7 empty] | THOR\acont | 2024-10-09 10:48
68327b8e-3484-46a0-8490-3979fdff7ac5 |  |  |  | North | Kidde |  | Cards & Components |  |  |  | Card | TRUE | FX-3RD Mainboard | ++ | Mainboard for FX-3RD assembly | 1 | 0.096 | 0.18 | 4.25 |  |  |  | TRUE | [5 empty] | #FFFFFFFF |  |  | FALSE | FALSE | FALSE | [14 empty] | FALSE | [5 empty] | THOR\acont | 2024-03-08 10:45 | THOR\acont | 2024-10-09 10:48 | Cloned from Kidde FX-5RD Mainboard | [Edwards, Kidde, Macurco] [IDC] [#1 ALARM] 2IDC, 76-600000-001 Main Board, 76-800xxx-xxx Main Board, 77-600000-901 Main Board, 84-732001-901 Main Board, DVP-120 Mainboard, EST1-2Z Mainboard, FSP1004G Mainboard, FSP1004G-2 Mainboard, FSP1004GD Mainboard, [Edwards, Kidde, Macurco] [IDC] [#3 SUPERVISORY] 2IDC, 76-600000-001 Main Board, 76-800xxx-xxx Main Board, 77-600000-901 Main Board, 84-732001-901 Main Board, DVP-120 Mainboard, EST1-2Z Mainboard, FSP1004G Mainboard, FSP1004G-2 Mainboard, FSP1004GD Mainb [Edwards, Kidde] [VAC ] 2IDC, 76-600000-001 Main Board, 76-800xxx-xxx Main Board, 77-600000-901 Main Board, 84-732001-901 Main Board, APS10A Mainboard, APS6A Mainboard, BPS10A Mainboard, BPS10A/230 Mainboard, BPS6A Mainboard, BPS6A/230 Mainboard, EST1-2Z [Edwards, Kidde, Macurco] [IDC] [#2 TROUBLE] 2IDC, 76-600000-001 Main Board, 76-800xxx-xxx Main Board, 77-600000-901 Main Board, 84-732001-901 Main Board, DVP-120 Mainboard, EST1-2Z Mainboard, FSP1004G Mainboard, FSP1004G-2 Mainboard, FSP1004GD Mainboard | [Kidde] FX-3RD Mainboard
dacd4f9d-5cbc-4b47-accf-397f660ec93c |  |  |  | North | Edwards |  | Cards & Components |  |  |  | Card | TRUE | QS1-1 CPU |  | CPU / LCD Display | 1 | 0.199 | 0.235 |  |  |  |  | TRUE | [5 empty] | #FFFFFFFF |  |  | FALSE | FALSE | FALSE | [14 empty] | FALSE | [5 empty] | DESKTOP-7EIEB7A\acont | 2023-03-10 08:20 | THOR\acont | 2024-10-09 10:48 | Cloned from Edwards QS1-1-G-2-SP |  | [Edwards] QS1-1 CPU, QS2-1 CPU
73a4137e-a5b9-48c7-a369-398607e9cf91 | NFPA 170 WIRELESS CONTROL UNIT |  |  | North | Gamewell FCI |  | Wireless Control Unit |  |  |  | Module | TRUE | VW-DIS-D | + | LCD User Interface for use with the W-GATE | 1 | 0.03 | 0.03 |  |  |  |  | FALSE | [5 empty] | #FFFF0000 | FA-NFPA 170 WIRELESS CONTROL UNIT | 1 | FALSE | FALSE | FALSE | [14 empty] | FALSE |  |  | W-DIS-D |  |  | DESKTOP-7SAL8M7\acont | 2020-03-19 13:00 | THOR\acont | 2024-09-08 17:27 | Cloned from Firelite W-DIS-D | [ADT Unimode, Eaton Wheelock, Farenhyt, Firelite, Gamewell FCI, Monaco Enterprises, Notifier, Potter, Secutron, Silent Knight] [AUX POWER] [*] 790-012-00, ACM-16ATF, ACM-30, ACM-32AF, ACM-48A, ACM-8RF, ADT-LCD-80, AEM-16ATF, AEM-32AF, AFM-16AF, AFM-16ATF [Farenhyt, Firelite, Gamewell FCI] [RS-485] ANN-100, ANN-80, ANN-80-W, ANN-I/O, ANN-I/O LED, ANN-LC, ANN-LED, ANN-RLED, ANN-RLY, ANN-S/PG, GFANN-80, GFANN-80-W, VW-DIS-D, W-DIS-D [Gamewell FCI] [SLC SENSORS] [*] [#4 TYPE ADDR ¦ SENSORS] ADPF (C), ASD-PL2F w/B200S-LF-WH (C), ASD-PL2F w/B210LP (C), ASD-PL2FR (C), ASD-PL3 w/B200S-LF-WH (C), ASD-PL3 w/B200SR-LF-WH (C), ASD-PL3 w/B200SR-WH (C), ASD-PL3 w/B224BI-WH (C), ASD-PL3 w/B224R [Gamewell FCI] [SLC MODULES SENSORS] [*] [#1 SHARED ADDR ¦ MODULES] AMM-2F, AMM-2IF, AMM-2RF, AMM-2RIF, AMM-4F, AMM-4SF, AOM-2RF, AOM-2SF, AOM-TELF, MMI-10F, MMI-6SF, MMO-6RF, MMO-6SF, MS-7AF, MS-7ASF, MS-7S w/AMM-2F, MS-WS w/AMM-2F, TC81021000, VW-DIS-D | [Farenhyt, Firelite, Gamewell FCI, Notifier, Silent Knight] VW-DIS-D, W-DIS-D
6648e1d6-bd08-4a8d-8392-3987775b04c1 | NFPA 170 SMOKE DETECTOR |  |  | North | FFE |  | Smoke Detector |  |  |  | Module | TRUE | 100RU | + | 160ft to 330ft Reflective Beam Smoke Detector | 1 | 0.004 | 0.015 |  |  |  |  | FALSE | TRUE |  |  |  |  | #FFFF0000 | FA-NFPA 170 SMOKE DETECTOR | 1 | FALSE | FALSE | FALSE | 1408 | [13 empty] | FALSE | [7 empty] | THOR\acont | 2024-09-08 17:27 | 20191121 AC Detector without base | [FFE, Potter] [IDC] 02 [Alarm] 100RU (C), 1430184 (Controller) (C), 3000-103 (Controller) (C), 5000-103 (Controller) (C), 50RU (C), 6010-300 (Detector) (C), 6020-300 (Controller) (C) [FFE, Potter] [IDC] 01 [Trouble] 100RU (C), 1430184 (Controller) (C), 3000-103 (Controller) (C), 5000-103 (Controller) (C), 50RU (C), 6010-300 (Detector) (C), 6020-300 (Controller) (C) [FFE, Potter] [AUX POWER] [*] 100RU (C), 1430184 (Controller) (C), 3000-103 (Controller) (C), 5000-103 (Controller) (C), 50RU (C), 6010-300 (Detector) (C), 6020-300 (Controller) (C) | [FFE] 100RU, 50RU
fc1adfc6-13f9-4268-9514-3988daf20feb |  |  |  | North | Edwards |  | Cards & Components |  |  |  | Card | TRUE | QS8-CPU-2-DT |  | OBSOLETE - CPU/Display with 2 Annunciator Option Space, Belgian Dutch | 1 | [6 empty] | TRUE | [5 empty] | #FFFFFFFF |  |  | FALSE | FALSE | FALSE | [14 empty] | FALSE | [7 empty] | THOR\acont | 2024-10-09 10:48
3257904e-7c94-4f81-9770-398d40830a94 |  |  |  | North | Simplex |  | Cards & Components |  |  |  | Card | TRUE | 4006-910x Main Board | ++ | Main Board | 1 | 0.13 | 0.16 | 3 |  |  |  | TRUE | [5 empty] | #FFFFFFFF |  |  | FALSE | FALSE | FALSE | [14 empty] | FALSE | [5 empty] | AULAPTOP-PC\Aulaptop | 2019-01-09 11:10 | THOR\acont | 2024-10-09 10:48 | Cloned from Simplex NEW | [Simplex] [IDC] [#2 RELAY] 4002 4 Zone Adder Card, 4002 Main Board, 4006-910x Main Board, 4006-912x Main Board [Simplex] [IDC] [#1 RELAY] 4002 4 Zone Adder Card, 4002 Main Board, 4006-910x Main Board, 4006-912x Main Board | [Simplex] 4006-910x Main Board, 4006-912x Main Board
5a37798a-86c8-40bc-b77f-398dc294a917 | NFPA 170 HEAT DETECTOR |  |  | North | Hochiki |  | Heat Detector |  |  |  | Module | TRUE | DCD-135 w/NS6-224 STANDARD BASE | DCD-135 w/NS6-224 STANDARD BASE | HEAT DETECTOR w/ STANDARD BASE | 1 |  | 0.193 |  |  |  |  | TRUE | TRUE |  | *Refer to Install Sheet |  |  | #FFFF0000 | FA-NFPA 170 HEAT DETECTOR | 1 | FALSE | FALSE | FALSE | 1403 | [19 empty] | DESKTOP-0D6CQVA\lousc | 2019-10-12 07:39 | THOR\acont | 2024-09-08 17:27 | from Hochiki DCD-135 w/NS6-224 STANDARD BASE | [Hochiki] [IDC] 01 [IDC] DCD-135 w/HSC-220L LATCHING LED BASE (C), DCD-135 w/HSC-220R - 2 WIRE RELAY BASE (C), DCD-135 w/HSC-221L LATCHING LED BASE (C), DCD-135 w/HSC-221R - 2 WIRE RELAY BASE (C), DCD-135 w/HSC-224L LATCHING LED BASE (C), DCD-135 w
606c2828-3985-422f-9649-39915302b14b |  |  |  | North | Siemens | [5 empty] | Module | TRUE | XLS-MSE2R-ADPT | S54430-C7-A2 | MSE-2R RED ENCLOSURE ADAPTER FOR FIREFINDER XLS | 1 | [12 empty] | #FFFFFFFF |  |  | FALSE | FALSE | FALSE | [20 empty] | DESKTOP-7SAL8M7\acont | 2019-08-13 09:04 | THOR\acont | 2024-10-09 10:48
169fd4c0-7431-4dab-b692-3992f4d682a4 |  |  |  | North | Notifier |  | Cards & Components |  |  |  | Card | TRUE | NCM-F | + | Network Communication Module, Fiber | 1 | 0.11 | 0.11 |  |  |  |  | TRUE |  | SURFACE |  | PROVIDED ("WX"HX"D) | N/A | #FFFFFFFF |  |  | FALSE | FALSE | FALSE |  |  |  | 7165-0028:0224 | [10 empty] | FALSE | [7 empty] | THOR\acont | 2024-10-09 10:48 |  | [Notifier] [Fiber Optic] [#2] HS-NCM-MF, HS-NCM-MFSF, HS-NCM-SF, HS-NCM-WMF, HS-NCM-WSF, NCM-F [Notifier] [Fiber Optic] [ALL DEVICES ++] HS-NCM-MF, HS-NCM-MFSF, HS-NCM-SF, HS-NCM-WMF, HS-NCM-WSF, NCM-F | [Notifier] HS-NCM-MF, HS-NCM-MFSF, HS-NCM-SF, HS-NCM-WMF, HS-NCM-WSF, NCM-F
c683d023-cad8-4518-9a17-39932394a404 | NFPA 170 END OF LINE DEVICE |  |  | North | Edwards |  | End-of-Line Device |  |  |  | Module | TRUE | EOL3.6-1.1 |  | UL listed EOL, One 3K6, One 1K1, Wtfl & Sup'y | 1 | [6 empty] | FALSE | [5 empty] | #FFFF0000 | FA-NFPA 170 END OF LINE DEVICE | 1 | FALSE | FALSE | FALSE | 5050 | [13 empty] | FALSE | [7 empty] | THOR\acont | 2024-09-08 17:27
7dd954e3-1ae6-455e-ac26-399542a17991 | NFPA 170 HORN STROBE |  |  | North | Siemens |  | Horn/Strobe |  |  |  | Module | TRUE | SL2HSWR-F | S54329-F99-A1++ | Horn-Strobe, Wall, Clear, Red, Fire | 1 | [12 empty] | #FF0070C0 | FA-NFPA 170 HORN STROBE | 1 | FALSE | FALSE | FALSE | 2023 | [19 empty] | DESKTOP-7EIEB7A\acont | 2023-08-02 11:37 | THOR\acont | 2024-09-08 17:27 | Cloned from Siemens SL2HSWR-AL | [Siemens] [NAC] [24 VDC, HORN HIGH] SL2HSWR-A, SL2HSWR-AL, SL2HSWR-F, SL2HSWR-FB, SL2HSWR-N, SL2HSWW-A, SL2HSWW-AL, SL2HSWW-EV, SL2HSWW-F, SL2HSWW-FB, SL2HSWW-N
e945ac21-2c35-40bc-9b42-399d9dec3606 |  |  |  | North | Potter |  | Cards & Components |  |  |  | Card | TRUE | IDC-6 (P-LINK+) | + | Initiating Device Circuit Expander | 1 | 0.05 | 0.29 |  |  |  |  | TRUE | [5 empty] | #FFFFFFFF |  |  | FALSE | FALSE | FALSE | [20 empty] | DESKTOP-7SAL8M7\acont | 2019-04-03 17:48 | THOR\acont | 2024-10-09 10:48 |  | [Potter] [P-LINK] [*] IDC-6 (P-LINK+) | [Potter] IDC-6 (P-LINK+)
94c38ada-6d6a-4737-b1aa-39a21f76ecb4 | NFPA 170 SPEAKER STROBE |  |  | North | Siemens |  | Speaker/Strobe |  |  |  | Module | TRUE | SEH-MC-R-B | UDI:SEH-MC-R-B | HIGH FIDELITY SPEAKER STROBE, HIFI, WALL, 15/30/75/110 CD, RED | 1 | [6 empty] | FALSE | [5 empty] | #FF0070C0 | FA-NFPA 170 SPEAKER STROBE | 1 | FALSE | FALSE | FALSE | 2019 | [13 empty] | FALSE | [5 empty] | DESKTOP-7EIEB7A\acont | 2022-05-13 11:47 | THOR\acont | 2024-09-08 17:27 | Cloned from Siemens SEH-MC-R | [Siemens] [AUDIO 25v] [25V AUDIO] SEH-AMC-W-ALERT, SEH-HMC-R, SEH-HMC-R-B, SEH-HMC-W, SEH-HMC-W-ALERT, SEH-HMC-W-B, SEH-MC-R, SEH-MC-R-ALERT, SEH-MC-R-B, SEH-MC-W, SEH-MC-W-ALERT, SEH-MC-W-B, SEH-MC-W-BLANK, SEH-R, SEH-W, SEH-W-ALERT [Siemens] [AUDIO 70.7v] [70V AUDIO] SEH-AMC-W-ALERT, SEH-HMC-R, SEH-HMC-R-B, SEH-HMC-W, SEH-HMC-W-ALERT, SEH-HMC-W-B, SEH-MC-R, SEH-MC-R-ALERT, SEH-MC-R-B, SEH-MC-W, SEH-MC-W-ALERT, SEH-MC-W-B, SEH-MC-W-BLANK, SEH-R, SEH-W, SEH-W-ALERT [Siemens] [NAC] [VDC] SEFH-AMC-W-ALERT, SEFH-MC-R, SEFH-MC-R-ALERT, SEFH-MC-W, SEFH-MC-W-ALERT, SEFH-MC-W-BLANK, SEF-MC-R, SEF-MC-W, SEH-MC-R, SEH-MC-R-ALERT, SEH-MC-R-B, SEH-MC-W, SEH-MC-W-ALERT, SEH-MC-W-B, SEH-MC-W-BLANK
50d954f4-83f6-4540-a00c-39a383762beb |  |  |  | North | Notifier |  | Cards & Components |  |  |  | Card | TRUE | UZC-256 |  | Programmable Universal Zone Coder provides positive non-interfering successive zone coding | 1 | 0.035 | 0.085 |  |  |  |  | TRUE | FALSE |  |  |  |  | #FFFFFFFF |  |  | FALSE | FALSE | FALSE | [14 empty] | FALSE | [7 empty] | THOR\acont | 2024-10-09 10:48
f9e9e962-4588-4b9b-8a46-39a69d6d27da |  |  |  | North | Edwards |  | Hardware |  |  |  | Hardware | TRUE | 3-RCCEQ50 |  | Seismic battery hold-down for 18, 26, & 50 AH in RCC cabinet | 1 | [12 empty] | #FFFFFFFF |  |  | FALSE | FALSE | FALSE | [22 empty] | THOR\acont | 2024-10-09 10:48
e8f6030f-2277-4d8e-a2a0-39b8c56b646f |  |  |  | North | Edwards |  | Hardware |  |  |  | Hardware | TRUE | QS1-1-G-1-SP |  | OBSOLETE - FAP w/ 1 Option Card Space, Gray, Spanish | 1 | [6 empty] | FALSE | [5 empty] | #FFFFFFFF |  |  | FALSE | FALSE | FALSE | [14 empty] | FALSE | [7 empty] | THOR\acont | 2024-10-09 10:48
7e564718-0848-447c-baf3-39c34b1d9068 | NFPA 170 HORN STROBE |  |  | North | Eaton Wheelock |  | Horn/Strobe |  |  |  | Module | TRUE | HS4-24MCW-FR | + | Horn Strobe, 24 VDC, red | 1 | 0 | 0.249 |  |  |  |  | FALSE | FALSE |  |  |  |  | #FF0070C0 | FA-NFPA 170 HORN STROBE | 1 | FALSE | FALSE | FALSE | 2012 | [13 empty] | FALSE | [7 empty] | THOR\acont | 2024-09-08 17:27 |  | [Eaton Wheelock] [NAC] [VDC, CODE 3 MEDIUM DB] HS4-24MCW-FR, HS4-24MCW-FW
98d97461-1a3a-492b-8162-39c746ffc046 |  |  |  | North | West-Com | [5 empty] | Module | TRUE | RPC-4 Server |  | Dell® PowerEdge R220 | 1 | [6 empty] | FALSE | [5 empty] | #FFFFFFFF |  |  | FALSE | FALSE | FALSE | [14 empty] | FALSE |  |  | RPC-4 Server |  |  |  |  | THOR\acont | 2024-10-09 10:48
b9291404-4e16-45ee-90b6-39d2ff624548 | NFPA 170 SMOKE DETECTOR |  |  | North | Edwards |  | Smoke Detector |  |  |  | Module | TRUE | SIGA-PD w/SIGA-SB BASE | ++ | Photoelectric smoke detector | 1 | 3.2e-05 | 3.2e-05 |  |  |  |  | FALSE | TRUE |  |  |  |  | #FFFF0000 | FA-NFPA 170 SMOKE DETECTOR | 1 | FALSE | FALSE | FALSE | 1408 | [13 empty] | FALSE | [7 empty] | THOR\acont | 2024-10-08 16:47 | 20191121 AC Detector with base | [Edwards, Kidde] [SLC EST MODULES/SENSORS] 01 [*] [iO64] DS-HFS (C), DS-PS (C), FX-HD w/IB4U BASE, FX-HD w/RB4U BASE, FX-HD w/SB4U BASE, FX-HD w/SB4U-LF BASE, FX-HD wB4U BASE, FX-PD w/B4U BASE (C), FX-PD w/IB4U BASE (C), FX-PD w/SB4U BASE (C), FX-PD w/SB [Edwards, Kidde] [SLC EST MODULES SENSORS] [*] [#2 SHARED ADDR ¦ SENSORS] KI-DDOS (C), SIGA2-COS w/SIGA-AB4G BASE, SIGA2-COS w/SIGA-AB4G-LF BASE, SIGA2-COS w/SIGA-AB4GT BASE, SIGA2-COS w/SIGA-IB BASE, SIGA2-COS w/SIGA-RB BASE, SIGA2-COS w/SIGA-SB BASE, S [Edwards, Kidde] [SLC EST SENSORS] 01 [*] [EST3, iO1000] DS-HFS (C), DS-PS (C), FX-HD w/IB4U BASE, FX-HD w/RB4U BASE, FX-HD w/SB4U BASE, FX-HD w/SB4U-LF BASE, FX-HD wB4U BASE, FX-PD w/B4U BASE (C), FX-PD w/IB4U BASE (C), FX-PD w/SB4U BASE (C), FX-PD w/SB [Edwards, Kidde] [SLC EST SENSORS] [*] [#4 TYPE ADDR ¦ SENSORS] KI-DDOS (C), SIGA2-COS w/SIGA-AB4G BASE, SIGA2-COS w/SIGA-AB4G-LF BASE, SIGA2-COS w/SIGA-AB4GT BASE, SIGA2-COS w/SIGA-IB BASE, SIGA2-COS w/SIGA-RB BASE, SIGA2-COS w/SIGA-SB BASE, SIGA2-HCOS
a25a938b-c423-4fe7-b3b7-39d7b1ba07f6 | NFPA 170 FIRE ALARM CONTROL UNIT | RISER FACP |  | North | Protectowire |  | Fire Alarm Control Unit |  |  |  | Assembly | TRUE | FireSystem 2000 (FS2004) | + | 4 Zone Fire Alarm Control Panel | 1 | [6 empty] | FALSE | FALSE |  |  |  |  | #FFFF0000 | FA-NFPA 170 FIRE ALARM CONTROL UNIT | 1 | FALSE | FALSE | FALSE | 202 | [8 empty] | 7,12,18 |  |  |  |  | TRUE | [5 empty] | DESKTOP-7EIEB7A\acont | 2020-12-16 11:21 | THOR\acont | 2024-09-08 17:27 | Cloned from Protectowire FireSystem 2000 (FS2002)
9a60c775-f6db-4248-9040-39db17d83fe7 | NFPA 170 ADDRESSABLE INPUT MONITOR MODULE |  |  | North | Siemens |  | Addressable Module |  |  |  | Module | TRUE | HTRI-DZ | S54322-F10-A1 | Dual Input Monitor Module - Country of Origin (non China) | 1 | 0.0013 | 0.0013 | [10 empty] | #FFFF0000 | FA-NFPA 170 ADDRESSABLE INPUT MONITOR MODULE | 1 | FALSE | FALSE | FALSE | 1000 | [16 empty] | D |  |  | DESKTOP-7SAL8M7\acont | 2019-08-13 09:04 | THOR\acont | 2024-09-08 17:27 |  | [Siemens] [SLC MODULES/SENSORS] 03 HTRI-D, HTRI-DZ, XTRI-D [Siemens] [SLC MODULES SENSORS] [*] [#1 SHARED ADDR ¦ MODULES] AD-11P (C), FDBZ492 w/OP921 (C), FDBZ492-HR w/FDO421 (C), FDBZ492-HR w/OP921 (C), FDBZ492-R (C), FDCIO422, HCP, HCP-Z, HFPO-11, HFPT-11, HMS-D, HMS-DE, HMS-DP, HMS-DZ, HMS-S, HMS-SA, HMS-SE,
19f5e8cf-3ae6-49dc-930f-39e1cd5faf19 | NFPA 170 FIRE ALARM TERMINAL CABINET | RISER FATC |  | North | Space Age Electronics |  | Terminal Cabinet |  |  |  | Module | TRUE | SSU00637 | ++ | Fire Alarm Terminal Cabinet, 16pt, Keyed | 1 | 0 | 0 |  |  |  |  | TRUE |  | Surface Mounted |  |  |  | #FFFF0000 | FA-NFPA 170 FIRE ALARM TERMINAL CABINET | 1 | FALSE | FALSE | FALSE | 205 | [19 empty] | DESKTOP-7EIEB7A\acont | 2023-01-11 08:53 | THOR\acont | 2024-09-08 17:27 | Cloned from Space Age Electronics SSU00536 CLONED | [Generic, N/A, Space Age Electronics] [JUNCTION PASSTHROUGH] [#4] CLASS A RETURN, END OF LINE DEVICE, END OF LINE RESISTOR, FIBER PATCH PANEL, FIRE ALARM TERMINAL CABINET, FURNISHED BY OTHERS, FURNISHED BY OTHERS, JUNCTION BOX, JUNCTION BOX CEILING, LINE [Generic, N/A, Space Age Electronics] [JUNCTION PASSTHROUGH] 02 [ALL DEVICES ++] CLASS A RETURN, END OF LINE DEVICE, END OF LINE RESISTOR, FIBER PATCH PANEL, FIRE ALARM TERMINAL CABINET, FURNISHED BY OTHERS, FURNISHED BY OTHERS, JUNCTION BOX, JUNCTION BO [Generic, N/A, Space Age Electronics] [JUNCTION PASSTHROUGH] [#3] CLASS A RETURN, END OF LINE DEVICE, END OF LINE RESISTOR, FIBER PATCH PANEL, FIRE ALARM TERMINAL CABINET, FURNISHED BY OTHERS, FURNISHED BY OTHERS, JUNCTION BOX, JUNCTION BOX CEILING, LINE [Generic, N/A, Space Age Electronics] [JUNCTION PASSTHROUGH] [#2] CLASS A RETURN, END OF LINE DEVICE, END OF LINE RESISTOR, FIBER PATCH PANEL, FIRE ALARM TERMINAL CABINET, FURNISHED BY OTHERS, FURNISHED BY OTHERS, JUNCTION BOX, JUNCTION BOX CEILING, LINE
40ae1476-9c6f-40e3-97b9-39e385a88ebe |  |  |  | North | Siemens | [5 empty] | Module | TRUE | SLT-1 | 500-093285 | SXL LEASED LINE/MUNICIPAL TIE MODULE | 1 | [12 empty] | #FFFFFFFF |  |  | FALSE | FALSE | FALSE | [20 empty] | DESKTOP-7SAL8M7\acont | 2019-08-13 09:04 | THOR\acont | 2024-10-09 10:48
be59fb36-eb5f-464b-b735-39f50e833b08 | NFPA 170 HEAT DETECTOR |  |  | North | Simplex |  | Heat Detector |  |  |  | Module | TRUE | 4098-9612E w/4098-9682E | + | Electronic Heat Detector 4-Wire 135° F (57° C) with auxiliary alarm relay output, High Humidity | 1 | 0.0001 | 0.024 |  |  |  |  | TRUE | TRUE |  |  |  |  | #FFFF0000 | FA-NFPA 170 HEAT DETECTOR | 1 | FALSE | FALSE | FALSE | 1403 | [16 empty] | 135 |  |  | THOR\acont | 2024-02-20 17:10 | THOR\acont | 2024-09-08 17:27 | Cloned from Autocall A4098-9612E w/A4098-9682E | [Autocall, Simplex] [AUX POWER] [4-WIRE AUX POWER] 4098-9601 w/4098-9682 (C), 4098-9602 w/4098-9682 (C), 4098-9605 w/4098-9682 (C), 4098-9612 w/4098-9682 (C), 4098-9612E w/4098-9682E (C), 4098-9613 w/4098-9682 (C), 4098-9613E w/4098-9682E (C), 4098-9614 [Autocall, Simplex] [IDC] 01 2098-9201 (C), 2098-9202 (C), 2098-9203 (C), 2098-9208 (C), 2098-9576 (C), 2099-9101 (C), 2099-9102 (C), 2099-9103 (C), 2099-9104 (C), 2099-9105 (C), 2099-9107 (C), 2099-9108 (C), 2099-9754 (C), 2099-9755 (C), 2099-9756 (C), | [Autocall, Simplex] 4098-9612 w/4098-9682, 4098-9612E w/4098-9682E, 4098-9612E w/4098-9683E, 4098-9612E w/4098-9684E, 4098-9612E w/4098-9788E, 4098-9613 w/4098-9682, 4098-9613E w/4098-9682E, 4098-9613E w/4098-9683E, 4098-9613E w/4098-9684E, 4098-9613E w/4
cab67519-644a-4c3e-853c-39f7ddf53db7 | NFPA 170 MANUAL PULL |  |  | North | Secutron |  | Manual Station |  |  |  | Module | TRUE | MRM-822MP | ++ | MP Maglock 2 Stage Double Action Pull Station, ULC | 1 | 0.002 | 0.0033 |  |  |  |  | FALSE | FALSE |  |  | 5 ½” H x 4 1/8” W x 1 3/8” D |  | #FFFF0000 | FA-NFPA 170 MANUAL PULL | 1 | FALSE | FALSE | FALSE | 957 | [13 empty] | FALSE | [5 empty] | DESKTOP-7EIEB7A\acont | 2023-06-24 19:26 | THOR\acont | 2024-09-08 17:27 | Cloned from Secutron MRM-800MP CLONED | [Secutron] [SLC MODULES] [*] [#3 TYPE ADDR ¦ MODULES] MRI-501MA, MRI-M500DM, MRI-M500M, MRI-M500R, MRI-M500S, MRI-M501M, MRI-M502M, MRM-800MP, MRM-802MP, MRM-810MPU, MRM-822MP [Secutron] [SLC MODULES SENSORS] [*] [#1 SHARED ADDR ¦ MODULES] MRI-501MA, MRI-M500DM, MRI-M500M, MRI-M500R, MRI-M500S, MRI-M501M, MRI-M502M, MRM-800MP, MRM-802MP, MRM-810MPU, MRM-822MP
413ebbb5-7975-41c3-aa31-39f7e0783a20 | NFPA 170 FIRE ALARM CONTROL UNIT | RISER FACP |  | North | Kidde |  | Fire Alarm Control Unit |  |  |  | Assembly | TRUE | VS4-G-2-PG |  | FACP, 1-4 Loop, 1000pt max, 4 Cl B NACs, gray, 230v, Portuguese | 1 | [6 empty] | FALSE | [5 empty] | #FFFF0000 | FA-NFPA 170 FIRE ALARM CONTROL UNIT | 1 | FALSE | FALSE | FALSE | 202 | [8 empty] | 7,12,18 |  |  |  |  | TRUE | [7 empty] | THOR\acont | 2024-09-08 17:27
32dba8e0-4b58-4178-b863-3a01105083f3 | NFPA 170 HEAT DETECTOR |  |  | North | Bosch |  | Heat Detector |  |  |  | Module | TRUE | FAH-325 w/FAA-325-B6S | + | Analog heat detector head, fixed/ROR w/Sounder Base | 1 | 0.017 | 0.017 |  |  |  |  | FALSE | TRUE |  |  |  |  | #FFFF0000 | FA-NFPA 170 HEAT DETECTOR | 1 | FALSE | FALSE | FALSE | 1403 | [13 empty] | FALSE | [5 empty] | DESKTOP-7EIEB7A\acont | 2022-08-29 07:22 | THOR\acont | 2024-09-08 17:27 | Cloned from Bosch FAH-325 w/FAA-325-B4 | [Bosch] [SLC BOSCH MODULES SENSORS] [*] [#01 SENSORS ++] FAH-325 w/FAA-325-6 (C), FAH-325 w/FAA-325-B4 (C), FAH-325 w/FAA-325-B6S (C), FAH-440 w/FAA-440-B6 (C), FAI-325 w/FAA-325-6 (C), FAI-325 w/FAA-325-B4 (C), FAI-325 w/FAA-325-B6S (C), FAP-325 w/FAA-3 [Bosch] [SLC BOSCH MODULES SENSORS] [#02 SENSORS ++] FAH-325 w/FAA-325-B6S (C), FAI-325 w/FAA-325-B6S (C), FAP-325 w/FAA-325-B6S (C) [Bosch] [AUX POWER] [24VDC] FAH-325 w/FAA-325-B6S (C), FAI-325 w/FAA-325-B6S (C), FAP-325 w/FAA-325-B6S (C)
4eb58b2e-8100-4829-8f61-3a019613eea8 | NFPA 170 KNOX BOX |  |  | East | KNOX |  | Miscellaneous |  |  |  | Module | TRUE | 4432 |  | KNOX BOX 4432 | 1 | [6 empty] | FALSE | FALSE |  |  |  |  | #FFFF0000 | FA-NFPA 170 KNOX BOX | 1 | FALSE | FALSE | FALSE | [14 empty] | FALSE | [5 empty] | DESKTOP-7SAL8M7\acont | 2020-09-14 12:56 | THOR\acont | 2024-09-08 17:27 | Cloned from KNOX 4430 | [EAS, Federal Signal, Kidde, KNOX] [IDC] 01 2HS, 2HSR, 3200, 3261, 3270, 3502, 4401, 4403, 4430, 4432, 4505, 4534, 5000H, 5000HR, MPEX [EAS, Firelite, Kidde, KNOX, Monaco Enterprises, Potter, System Sensor, Thermotech] [IDC] 01 2HS, 2HSR, 302-AW-135 (C), 3200, 3261, 3270, 3502, 4401, 4403, 4430, 4432, 4505, 4534, 5000H, 5000HR, 721-127-00 (C), 722-123-00 (C), 723-369-00 (C), BG-12LO, I3
fff38843-1909-4a27-86f6-3a01f6245641 | NFPA 170 HORN |  |  | North | Siemens |  | Horn |  |  |  | Module | TRUE | SC-HN-WR-N |  | WALL ACEND HORN, RED, NO LETTERING | 1 | [6 empty] | TRUE | [5 empty] | #FF0070C0 | FA-NFPA 170 HORN | 1 | FALSE | FALSE | FALSE | [20 empty] | XPS-17-9710\August | 2024-10-10 05:10 | XPS-17-9710\August | 2024-10-10 15:23 | 20241008 NEW SIEMENS PARTS | [Siemens] [NAC] [Bell High, Bell Low, Code 3 Horn High, Code 3 Horn Low, Code 3 Tone High, Code 3 Tone Low, Code 4 Tone High, Code 4 Tone Low, Continuous High, Continuous Low, March Time Horn High, March Time Horn Low, Slow Whoop High, Slow Whoop Low] SC
d234c952-655a-4ab5-a6d5-3a023d585e4f | NFPA 170 MAIN RESERVE |  |  | North | Kidde |  | Switch |  |  |  | Module | TRUE | 802398 | ++ | Main/Reserve Switch | 1 | [6 empty] | TRUE | [5 empty] | #FFFF0000 | FA-NFPA 170 MAIN RESERVE | 1 | FALSE | FALSE | FALSE | [20 empty] | DESKTOP-DUP41H2\August | 2023-08-03 11:52 | THOR\acont | 2024-09-08 17:27 | Cloned from Ansul 76496 | [Ansul, Kidde] [JUNCTION PASSTHROUGH] 01 [ALL DEVICES ++] 76496, 802398
c048aa46-d891-4404-85a9-3a03c2422b96 |  |  |  | North | Edwards |  | Hardware |  |  |  | Hardware | TRUE | EVSSP |  | Signal Silence Push Button | 1 | [6 empty] | FALSE | [5 empty] | #FFFFFFFF |  |  | FALSE | FALSE | FALSE | [14 empty] | FALSE | [7 empty] | THOR\acont | 2024-10-09 10:48
2015b756-1a4c-4f5e-9667-3a085c10c377 | NFPA 170 HORN STROBE |  |  | North | Hochiki |  | Horn/Strobe |  |  |  | Module | TRUE | HHSLF15W |  | Low Frequency Horn Strobe, White, Wall | 1 | 0 | 0.291 |  |  |  |  | FALSE | [5 empty] | #FF0070C0 | FA-NFPA 170 HORN STROBE | 1 | FALSE | FALSE | FALSE | 2012 | [13 empty] | FALSE |  |  | LF |  |  | DESKTOP-7EIEB7A\acont | 2021-01-20 11:26 | THOR\acont | 2024-09-08 17:27 | Cloned from Gentex GHSLF15W | [Gentex, Hochiki] [NAC] [UL MAX, HIGH DB, TEMPORAL 3] GHSLF15R, GHSLF15W, HHSLF15R, HHSLF15W [Gentex, Hochiki] [NAC] [UL MAX, HIGH DB, TEMPORAL 4] GHSLF15R, GHSLF15W, HHSLF15R, HHSLF15W
b4c7651b-9449-470e-afbb-3a0ce5f2f6ea |  |  |  | North | Siemens | [5 empty] | Module | TRUE | MOM2-XMP | 500-634822 | MOUNTING PLATE TO MOUNT NIM-1W AND NIM-1M FOR XET BRIDGE | 1 | [12 empty] | #FFFFFFFF |  |  | FALSE | FALSE | FALSE | [20 empty] | DESKTOP-7SAL8M7\acont | 2019-08-13 09:04 | THOR\acont | 2024-10-09 10:48
2347f6da-2717-4529-993e-3a199a8353c0 | NFPA 170 FIRE ALARM CONTROL UNIT | RISER FACP |  | North | Hochiki |  | Fire Alarm Control Unit |  |  |  | Assembly | TRUE | LA701K1-40 |  | FireNET L@TITUDE Analog Addressable Fire Alarm Control Panel, 8 Slot Standard Enclosure, 5.25 A 115V, 2-Loop Panel Module, Hochiki Protocol, Network Module, and Media Gateway™, Gray, 48 Zone LEDs | 1 | [6 empty] | FALSE |  |  | *Refer to Install Sheet | 16.5in (W) x 23.2in (H) x 6in (D) | KM5FCRD (Optional Semi-Flush Mounting Kit) | #FFFF0000 | FA-NFPA 170 FIRE ALARM CONTROL UNIT | 1 | FALSE | FALSE | FALSE | 202 | [8 empty] | 7,12,18,28,33,40 |  |  | 5.25 |  | TRUE | [5 empty] | DESKTOP-GHR3H5U\Anthony | 2019-11-27 08:00 | THOR\acont | 2024-09-08 17:27
5d129ead-18ab-41af-a2cd-3a1a1c458203 | NFPA 170 ADDRESSABLE INPUT MONITOR MODULE |  |  | North | NAPCO |  | Addressable Module |  |  |  | Module | TRUE | FWC-FSLC-EZM1 | ++ | Addressable SLC 1-input conventional module, similar to usage above. | 1 | 0.001 | 0.001 |  |  | 24 | [7 empty] | #FFFF0000 | FA-NFPA 170 ADDRESSABLE INPUT MONITOR MODULE | 1 | FALSE | FALSE | FALSE | 1000 | [19 empty] | DESKTOP-7SAL8M7\acont | 2020-01-21 11:59 | THOR\acont | 2024-09-08 17:27 |  | [NAPCO] [SLC NAPCO FIRE] 01 [*] FWC-FSLC-CZM, FWC-FSLC-DUCT (C), FWC-FSLC-EZM1, FWC-FSLC-EZM2, FWC-FSLC-HEAT w/FWC-FSLC-SMK6B, FWC-FSLC-ISO, FWC-FSLC-PULL, FWC-FSLC-PULL2, FWC-FSLC-PULLK, FWC-FSLC-PULLK2, FWC-FSLC-RM2, FWC-FSLC-SMK w/FWC-FSLC-SMK6B (C), | [NAPCO] FWC-FSLC-EZM1
210469c9-9847-45f0-ad33-3a1ee2a85890 | NFPA 170 FLOW DETECTOR |  |  | North | Notifier |  | Flow Detector |  |  |  | Module | TRUE | WFD50 | + | Waterflow Detector, Schedule 10/40, 5" | 1 | [6 empty] | FALSE | FALSE |  |  |  |  | #FFFF0000 | FA-NFPA 170 FLOW DETECTOR | 1 | FALSE | FALSE | FALSE | 1700 | [13 empty] | FALSE | [7 empty] | THOR\acont | 2024-09-08 17:27 | 20191121 AC Detector without base | [Farenhyt, Generic, N/A, Notifier, Potter, Silent Knight] [AUX POWER] [BELL POWER ++] FURNISHED BY OTHERS, PS10 Series, PS10-EX, VSG, VSR Series, VSR-10, VSR-AT, VSR-C, VSR-CF, VSR-FE-2, VSR-FEX Series, VSR-S Series, VSR-SF, VSR-SFG, VSR-SFT, VSR-SG, VSR [Det-Tronics, Edwards, Kidde, Notifier] [IDC] 01 30-3013, 30-3013 w/FMM-101, Q3013D, 5621 (C), 5622 (C), 5623 (C), 5624 (C), BNG-1, BNG-1F, BNG-1FTS, BNG-1R, BNG-1SP, BNG-1TS, BNG-1TSL, BNG-1TSR, BNG-1TSRL, CP-651 (C), HD-601 (C), HD-602 (C), HD-603 (C),
42a9c8fe-ef46-405d-bb4a-3a201b0ab470 |  |  |  | North | Notifier |  | Cards & Components |  |  |  | Card | TRUE | CPS-24 | + | Fire Alarm Power Supply Card | 1 | [6 empty] | TRUE | [5 empty] | #FFFFFFFF |  |  | FALSE | FALSE | FALSE | [12 empty] | 6 |  | FALSE | [7 empty] | THOR\acont | 2024-10-09 10:48
cce6757a-7daa-47bf-9c4b-3a205ed69f30 | NFPA 170 SMOKE DETECTOR |  |  | North | Edwards |  | Smoke Detector |  |  |  | Module | TRUE | EC2-OS w/EC2-SB4 BASE | + | Smoke detector, photoelectric, two-wire | 1 | 8.8e-05 | 0.06 |  |  |  |  | FALSE | TRUE |  |  |  |  | #FFFF0000 | FA-NFPA 170 SMOKE DETECTOR | 1 | FALSE | FALSE | FALSE | 1408 | [13 empty] | FALSE | [5 empty] | DESKTOP-7EIEB7A\acont | 2022-07-19 07:25 | THOR\acont | 2024-10-08 14:46 | Cloned from Edwards SIGA-PD w/SIGA-SB4 BASE | [Edwards] [IDC] 01 [*] EC2-H w/EC2-RB BASE (C), EC2-H w/EC2-RB4 BASE (C), EC2-H w/EC2-SB BASE (C), EC2-H w/EC2-SB4 BASE (C), EC2-OS w/EC2-RB BASE (C), EC2-OS w/EC2-RB4 BASE (C), EC2-OS w/EC2-SB BASE (C), EC2-OS w/EC2-SB4 BASE (C), EC2-OSH w/EC2-RB BASE (
9f7abcf2-05f2-491f-a25e-3a2e715c56df |  |  |  | North | Oracle |  | Hardware |  |  |  | Hardware | TRUE | FS12180 | ++ | 12V 18Ah Sealed Lead Acid AGM Battery | 1 | [6 empty] | FALSE | [5 empty] | #FFFFFFFF |  |  | FALSE | FALSE | FALSE | [14 empty] | FALSE | [5 empty] | THOR\acont | 2024-04-08 09:52 | THOR\acont | 2024-10-09 10:48 | Cloned from Oracle HD1290 CLONED CLONED CLONED
672ebd9d-ce19-4eb6-bae3-3a405e74a291 | NFPA 170 SPEAKER STROBE CEILING |  |  | North | System Sensor |  | Speaker/Strobe |  |  |  | Module | TRUE | SPSCWLED-SP | ++ | 2-WIRE, SPEAKER STROBE LED WHITE CEILING FUEGO | 1 | 0 | 0.226 |  |  |  |  | FALSE | TRUE |  |  |  |  | #FF0070C0 | FA-NFPA 170 SPEAKER STROBE CEILING | 1 | FALSE | FALSE | FALSE | 2020 | [13 empty] | FALSE |  |  | C |  |  | THOR\acont | 2024-02-21 10:57 | THOR\acont | 2024-09-08 17:27 | Cloned from System Sensor SPSCWLED-CLR-ALERT CLONED | [System Sensor] [AUDIO 70.7v] [70V AUDIO] SPSCRLED (C), SPSCRLED-B (C), SPSCRLED-BT (C), SPSCWLED (C), SPSCWLED-B (C), SPSCWLED-BT (C), SPSCWLED-CLR-ALERT (C), SPSCWLED-P (C), SPSCWLED-SP (C), SPSCWLED-T (C), SPSCWLED-TP (C), SPSRLED, SPSRLED-B, SPSRLED- [System Sensor] [AUDIO 25v] [25V AUDIO] SPSCRLED (C), SPSCRLED-B (C), SPSCRLED-BT (C), SPSCWLED (C), SPSCWLED-B (C), SPSCWLED-BT (C), SPSCWLED-CLR-ALERT (C), SPSCWLED-P (C), SPSCWLED-SP (C), SPSCWLED-T (C), SPSCWLED-TP (C), SPSRLED, SPSRLED-B, SPSRLED-P, [System Sensor] [NAC] [VDC] SPSCRLED (C), SPSCRLED-B (C), SPSCRLED-BT (C), SPSCWLED (C), SPSCWLED-B (C), SPSCWLED-BT (C), SPSCWLED-CLR-ALERT (C), SPSCWLED-P (C), SPSCWLED-SP (C), SPSCWLED-T (C), SPSCWLED-TP (C)
c4e8f94a-12bd-46cc-85ec-3a41c6951d04 | NFPA 170 SMOKE DETECTOR |  |  | North | Notifier |  | Smoke Detector |  |  |  | Module | TRUE | FSD-751RP w/B501 |  | DETECTOR, SMOKE, ADDRESSABLE PHOTO w/EUROPEAN 4" BASE | 1 | 0.001 | 0.035 |  |  |  |  | FALSE | TRUE |  |  |  |  | #FFFF0000 | FA-NFPA 170 SMOKE DETECTOR | 1 | FALSE | FALSE | FALSE | 1408 | [13 empty] | FALSE | [7 empty] | THOR\acont | 2024-09-08 17:27 | 20191121 AC Detector with base | [Honeywell, Notifier, System Sensor] [SLC SENSORS] [*] [#4 TYPE ADDR ¦ SENSORS] 2251B (C), 2251-COPTIR (C), 2251-COPTIR w/B200S-WH (C), 2251TB (C), 2251TMB (C), 5251B (C), 5251B-WP (C), 5251H (C), 5251RB (C), 5251RB-WP (C), 7251 (C), 7251DH (C), DH200LP [Honeywell, Notifier, System Sensor] [SLC MODULES SENSORS] [*] [#2 SHARED ADDR ¦ SENSORS] 2251B (C), 2251-COPTIR (C), 2251-COPTIR w/B200S-WH (C), 2251TB (C), 2251TMB (C), 5251B (C), 5251B-WP (C), 5251H (C), 5251RB (C), 5251RB-WP (C), 7251 (C), 7251DH (C)
01f030be-fa42-4e40-b6d9-3a42e7bd4148 | NFPA 170 FIRE PHONE |  |  | North | Notifier |  | Fire Phone |  |  |  | Module | TRUE | AFAWS-TELA |  | Fireman's Telephone with Armored Cord | 1 | 0 | 0.02 |  |  |  |  | FALSE | [5 empty] | #FFFF0000 | FA-NFPA 170 FIRE PHONE | 1 | FALSE | FALSE | FALSE | 208 | [13 empty] | FALSE | [7 empty] | THOR\acont | 2024-09-08 17:27 |  | [Notifier] [FFT] [FFT] AFAWS-TELA, AFAWS-TELC, FPJ, FTM-1
6e596185-782e-4179-a0ab-3a4d0bc203ac | NFPA 170 ASPIRATING SMOKE DETECTOR |  |  | North | Xtralis |  | Air Sampling Detection |  |  |  | Module | TRUE | VEA-040-STX |  | VESDA-E VEA-40 Expansion StaX | 1 | [6 empty] | FALSE | [5 empty] | #FFFF0000 | FA-NFPA 170 ASPIRATING SMOKE DETECTOR | 1 | FALSE | FALSE | FALSE | [14 empty] | FALSE | [5 empty] | AULAPTOP-PC\Aulaptop | 2019-04-27 02:06 | THOR\acont | 2024-09-08 17:27 | Cloned from Xtralis OSI-LS | [Xtralis] [IDC] [#5] VEA-040-STX [Xtralis] [IDC] [#37] VEA-040-STX [Xtralis] [IDC] [#32] VEA-040-STX [Xtralis] [IDC] [#17] VEA-040-STX [Xtralis] [IDC] [#18] VEA-040-STX [Xtralis] [IDC] [#34] VEA-040-STX [Xtralis] [IDC] [#21] VEA-040-STX [Xtralis] [IDC] [#30] VEA-040-STX [Xtralis] [IDC] [#12] VEA-040-STX [Xtralis] [IDC] [#10] VEA-040-STX [Xtralis] [IDC] [#2] VEA-040-STX [Xtralis] [IDC] [#11] VEA-040-STX [Xtralis] [IDC] [#9] VEA-040-STX [Xtralis] [IDC] [#13] VEA-040-STX [Xtralis] [IDC] [#33] VEA-040-STX [Xtralis] [IDC] [#31] VEA-040-STX [Xtralis] [IDC] [#19] VEA-040-STX [Xtralis] [IDC] [#20] VEA-040-STX [Xtralis] [IDC] [#25] VEA-040-STX [Xtralis] [IDC] [#7] VEA-040-STX [Xtralis] [IDC] [#3] VEA-040-STX [Xtralis] [IDC] [#26] VEA-040-STX [Xtralis] [IDC] [#14] VEA-040-STX [Xtralis] [IDC] [#28] VEA-040-STX [Xtralis] [IDC] [#27] VEA-040-STX [Xtralis] [IDC] [#4] VEA-040-STX [Xtralis] [IDC] [#15] VEA-040-STX [Xtralis] [IDC] [#22] VEA-040-STX [Xtralis] [IDC] [#8] VEA-040-STX [Xtralis] [IDC] [#38] VEA-040-STX [Xtralis] [IDC] [#1] VEA-040-STX [Xtralis] [IDC] [#6] VEA-040-STX [Xtralis] [IDC] [#24] VEA-040-STX [Xtralis] [IDC] [#23] VEA-040-STX [Xtralis] [IDC] [#29] VEA-040-STX [Xtralis] [IDC] [#35] VEA-040-STX [Xtralis] [IDC] [#39] VEA-040-STX [Xtralis] [IDC] [#36] VEA-040-STX [Xtralis] [IDC] [#16] VEA-040-STX [Xtralis] [IDC] [#40] VEA-040-STX
d26b83d6-c5d4-4b08-a0a7-3a50e302cad0 |  |  |  | North | ProdataKey, Inc. |  | Cards & Components |  |  |  | Card | TRUE | R2 Main Board |  | Main Board | 1 | [6 empty] | TRUE | [5 empty] | #FFFFFFFF |  |  | TRUE | FALSE | FALSE | [20 empty] | DESKTOP-7EIEB7A\acont | 2022-02-11 16:49 | THOR\acont | 2024-10-09 10:48 | Cloned from ProdataKey, Inc. R2 |  | [ProdataKey, Inc.] R2 Main Board
b1d1bfef-8d93-41e9-a1e7-3a51f5473497 | NFPA 170 FLOW DETECTOR |  |  | North | Silent Knight |  | Flow Detector |  |  |  | Module | TRUE | WATERFLOW SWITCH w/SD500-MIM | ++ | Waterflow Switch w/SD500-MIM | 1 | 0.00055 | 0.023 |  |  |  |  | FALSE | FALSE |  |  |  |  | #FFFF0000 | FA-NFPA 170 FLOW DETECTOR | 1 | FALSE | FALSE | FALSE | 921 | [13 empty] | FALSE | [5 empty] | DESKTOP-7EIEB7A\acont | 2022-11-05 20:53 | THOR\acont | 2024-09-08 17:27 | Cloned from Silent Knight WATERFLOW SWITCH w/SD500-MIM | [Farenhyt, Generic, N/A, Notifier, Potter, Silent Knight] [AUX POWER] [BELL POWER ++] FURNISHED BY OTHERS, PS10 Series, PS10-EX, VSG, VSR Series, VSR-10, VSR-AT, VSR-C, VSR-CF, VSR-FE-2, VSR-FEX Series, VSR-S Series, VSR-SF, VSR-SFG, VSR-SFT, VSR-SG, VSR [Silent Knight] [SLC HOCHIKI] [*] [#1 SHARED ADDR ¦ ALL] Hood System w/SD500-MIM, PS-DA w/SD500-MIM, PS-SA w/SD500-MIM, SD500-AIM, SD500-ANM, SD500-ARM, SD500-LED, SD500-MIM, SD500-PS, SD500-PSDA, SD500-SDM, SD505-AHS w/SD505-6AB, SD505-APS w/SD505-6AB (
2287cdf0-a59a-4f26-8486-3a549a9c04ff | NFPA 170 MANUAL PULL |  |  | North | Kidde |  | Manual Station |  |  |  | Module | TRUE | K-270-SPO | ++ | Pull Station, single pole, cast metal, terminals | 1 | [6 empty] | FALSE | [5 empty] | #FFFF0000 | FA-NFPA 170 MANUAL PULL | 1 | FALSE | FALSE | FALSE | 957 | [13 empty] | FALSE | [5 empty] | DESKTOP-7EIEB7A\acont | 2023-05-17 09:19 | THOR\acont | 2024-09-08 17:27 | Cloned from Edwards 270-SPO | [Edwards, Kidde, Monaco Enterprises] [IDC] 01 1534-1, 200-GAOF, 270A-DPO, 270A-SPO, 270-DOC, 270-DOC-B, 270-DOC-F, 270-DPO, 270-GAO, 270-GAOB, 270-GAO-DOC, 270-GAO-DOCF, 270P-DPO, 270P-SPO, 270-SPO, 270-SPOW, 270-SPOWB, 270-SPOWF, 271-KR1/SR/GS, 276A-REL
8553c81f-b8bf-42be-a4e0-3a57ccf7ee6f | NFPA 170 SMOKE DETECTOR |  |  | North | Simplex |  | Smoke Detector |  |  |  | Module | TRUE | 2098-9203 | ++ | Photoelectric Detector | 1 | 0.04 | 0.086 |  |  |  |  | FALSE | TRUE |  |  |  |  | #FFFF0000 | FA-NFPA 170 SMOKE DETECTOR | 1 | FALSE | FALSE | FALSE | 1408 | [13 empty] | FALSE |  |  | SBP |  |  | DESKTOP-7EIEB7A\acont | 2023-03-07 06:30 | THOR\acont | 2024-09-08 17:27 | Cloned from Simplex 2098-9201 | [Autocall, Simplex] [IDC] 01 2098-9201 (C), 2098-9202 (C), 2098-9203 (C), 2098-9208 (C), 2098-9576 (C), 2099-9101 (C), 2099-9102 (C), 2099-9103 (C), 2099-9104 (C), 2099-9105 (C), 2099-9107 (C), 2099-9108 (C), 2099-9754 (C), 2099-9755 (C), 2099-9756 (C),
35564bbd-bfb6-4164-a43a-3a5815c1c277 | NFPA 170 HORN STROBE |  |  | North | Potter |  | Horn/Strobe |  |  |  | Module | TRUE | CHS-24WG-WP |  | Horn Strobe, Wall, White, Green, Outdoor | 1 | 0 | 0.22 |  |  |  |  | FALSE | FALSE |  |  |  |  | #FF0070C0 | FA-NFPA 170 HORN STROBE | 1 | FALSE | FALSE | FALSE | 2012 |  |  | 7135-0328:0212 | [10 empty] | FALSE | [7 empty] | THOR\acont | 2024-09-08 17:27 |  | [Potter] [NAC] [UL MAX, HIGH DB] CHS-24B-WP, CHS-24G-WP, CHS-24R-WP, CHS-24WB-WP, CHS-24WG-WP, CHS-24WR-WP, CHSLP-24B-WP, CHSLP-24G-WP, CHSLP-24R-WP, CHSLP-24WB-WP, CHSLP-24WG-WP, CHSLP-24WR-WP
95c07723-7752-424a-8a6b-3a62174af3ad | NFPA 170 ADDRESSABLE OUTPUT MODULE |  |  | North | Hochiki |  | Addressable Control/Relay |  |  |  | Module | TRUE | SOM SUPERVISED OUTPUT MODULE | SUPERVISED OUTPUT MODULE | SUPERVISED OUTPUT MODULE | 1 | 0.00015 | 0.00016 |  |  |  |  | TRUE |  |  | *Refer to Install Sheet |  |  | #FFFF0000 | FA-NFPA 170 ADDRESSABLE OUTPUT MODULE | 1 | FALSE | FALSE | FALSE | 1100 | [19 empty] | DESKTOP-0D6CQVA\lousc | 2019-10-12 09:29 | THOR\acont | 2024-09-08 17:27 | Cloned from Hochiki SOM-R SUPERVISED OUTPUT MODULE | [Hochiki] [AUX POWER, NAC] [24 VDC] SOM SUPERVISED OUTPUT MODULE, SOM-A CLASS A SUPERVISED OUTPUT MODULE, SOM-AI CLASS A SUPERVISED OUTPUT MODULE, SOM-R SUPERVISED OUTPUT MODULE [Hochiki, VES] [SLC HOCHIKI] 02 [*] [SLC] CZM CONVENTIONAL ZONE MODULE, DCP-AMS Single Action Hex Key Lock, DCP-AMS-KL Single Action Key Lock, DCP-AMS-KL-LP Dual Action Key Lock, DCP-AMS-LP Dual Action Hex Key Lock, DIMM - DUAL INPUT MONITOR MODULE, DIMM | [Hochiki] SOM SUPERVISED OUTPUT MODULE, SOM-A CLASS A SUPERVISED OUTPUT MODULE, SOM-AI CLASS A SUPERVISED OUTPUT MODULE, SOM-R SUPERVISED OUTPUT MODULE
cb66b20b-9cdd-44c2-a7e4-3a674ddff103 | NFPA 170 HORN STROBE |  |  | North | Edwards |  | Horn/Strobe |  |  |  | Module | TRUE | GL1WF-HDVMC |  | Temporal Horn-Strobe, FIRE, white, 15, 30, 75, 110 cd | 1 | [6 empty] | FALSE | [5 empty] | #FF0070C0 | FA-NFPA 170 HORN STROBE | 1 | FALSE | FALSE | FALSE | 2012 | [13 empty] | FALSE | [7 empty] | THOR\acont | 2024-09-08 17:27 |  | [Edwards, Kidde] [NAC] [16 VDC] GL1RF-HDVMC, GL1WF-HDVMC, GL1WN-HDVMC [Edwards, Kidde] [NAC] [16 VFWR] GL1RF-HDVMC, GL1WF-HDVMC, GL1WN-HDVMC [Edwards, Kidde] [NAC] [24 VDC] GL1RF-HDVMC, GL1WF-HDVMC, GL1WN-HDVMC
f682c3c2-7253-4128-988f-3a6e641c6e6d |  |  |  | North | Edwards |  | Hardware |  |  |  | Hardware | TRUE | 3-CAB7DR-E |  | Red Door Assembly for 3-CAB7, EN-54 Compliance | 1 | [6 empty] | FALSE | [5 empty] | #FFFFFFFF |  |  | FALSE | FALSE | FALSE | [14 empty] | FALSE | [7 empty] | THOR\acont | 2024-10-09 10:48
12318533-84c7-4be2-a987-3a6f6b7c051b | NFPA 170 HORN STROBE CEILING |  |  | North | Hochiki |  | Horn/Strobe |  |  |  | Module | TRUE | MTWP-2475C-FW |  | NOTIFICATION, MULTI-TONE HORNSTROBE, WHITE, CEILING, 15CD, WP | 1 | 0 | 0.168 |  |  |  |  | FALSE | TRUE |  |  |  |  | #FF0070C0 | FA-NFPA 170 HORN STROBE CEILING | 1 | FALSE | FALSE | FALSE | 2013 | [13 empty] | FALSE |  |  | C¦WP |  |  | DESKTOP-7SAL8M7\acont | 2020-11-17 09:33 | THOR\acont | 2024-09-08 17:27 | Cloned from Hochiki ASWP-2475C-FW | [Eaton Wheelock, Hochiki] [NAC] [24VDC, Code 3 Horn, STD] MT-12/24-R, MT-12/24-W, MTWP-2475C-FR (C), MTWP-2475C-FW (C), MTWP-2475W-FR, MTWP-2475W-FW, MTWP-24MCCH-FR (C), MTWP-24MCCH-FW (C) [Eaton Wheelock, Hochiki] [NAC] [24VDC, Code 3 Horn, HI] MT-12/24-R, MT-12/24-W, MTWP-2475C-FR (C), MTWP-2475C-FW (C), MTWP-2475W-FR, MTWP-2475W-FW, MTWP-24MCCH-FR (C), MTWP-24MCCH-FW (C)
6baff819-6b31-4660-ba8b-3a6f8eb0060b | NFPA 170 HEAT DETECTOR |  |  | North | Kidde |  | Heat Detector |  |  |  | Module | TRUE | KI-HRD w/KI-ABDT BASE | ++ | Intelligent fixed temperature/Rate-of-rise heat detector, Audible Sounder Base | 1 | 3.2e-05 | 3.2e-05 |  |  |  |  | FALSE | [5 empty] | #FFFF0000 | FA-NFPA 170 HEAT DETECTOR | 1 | FALSE | FALSE | FALSE | 1403 | [13 empty] | FALSE | [5 empty] | DESKTOP-7SAL8M7\acont | 2020-01-02 08:35 | THOR\acont | 2024-09-08 17:27 | Cloned from Edwards SIGA-HRD w/SIGA-AB4GT BASE | [Edwards, Kidde] [SLC EST SENSORS] 01 [*] [EST3, iO1000] DS-HFS (C), DS-PS (C), FX-HD w/IB4U BASE, FX-HD w/RB4U BASE, FX-HD w/SB4U BASE, FX-HD w/SB4U-LF BASE, FX-HD wB4U BASE, FX-PD w/B4U BASE (C), FX-PD w/IB4U BASE (C), FX-PD w/SB4U BASE (C), FX-PD w/SB [Kidde] [SLC EST SENSORS] [*] [#4 TYPE ADDR ¦ SENSORS] DS-HFS (C), DS-PS (C), FX-HD w/IB4U BASE, FX-HD w/RB4U BASE, FX-HD w/SB4U BASE, FX-HD w/SB4U-LF BASE, FX-HD wB4U BASE, FX-PD w/B4U BASE (C), FX-PD w/IB4U BASE (C), FX-PD w/SB4U BASE (C), FX-PD w/SB4U [Edwards, Kidde] [SLC EST MODULES/SENSORS] 01 [*] [iO64] DS-HFS (C), DS-PS (C), FX-HD w/IB4U BASE, FX-HD w/RB4U BASE, FX-HD w/SB4U BASE, FX-HD w/SB4U-LF BASE, FX-HD wB4U BASE, FX-PD w/B4U BASE (C), FX-PD w/IB4U BASE (C), FX-PD w/SB4U BASE (C), FX-PD w/SB [Kidde] [SLC EST MODULES SENSORS] [*] [#2 SHARED ADDR ¦ SENSORS] DS-HFS (C), DS-PS (C), FX-HD w/IB4U BASE, FX-HD w/RB4U BASE, FX-HD w/SB4U BASE, FX-HD w/SB4U-LF BASE, FX-HD wB4U BASE, FX-PD w/B4U BASE (C), FX-PD w/IB4U BASE (C), FX-PD w/SB4U BASE (C), FX [Edwards, Kidde] [AUX POWER] KI-COD w/KI-ABDT BASE (C), KI-HCD w/KI-ABDT BASE, KI-HRD w/KI-ABDT BASE, KI-PCD w/KI-ABDT BASE (C), KI-PD w/KI-ABDT BASE (C), KI-PHCD w/KI-ABDT BASE (C), KI-PHD w/KI-ABDT BASE (C), KIR-COD w/KI-ABDT BASE (C), KIR-HCD w/KI-ABD
e96650e7-5ad4-4047-a195-3a71d2440cc1 | NFPA 170 DUCT SMOKE DETECTOR |  |  | North | Gamewell FCI |  | Duct Smoke Detector |  |  |  | Module | TRUE | ADPF |  | Intelligent Non-Relay Photoelectric Duct Detector | 1 | 0.0003 | 0.0003 |  |  |  |  | FALSE | TRUE | FLUSH |  | N/A | N/A | #FFFF0000 | FA-NFPA 170 DUCT SMOKE DETECTOR | 1 | FALSE | FALSE | FALSE | 1400 |  |  | 3242-1653:0209 | [10 empty] | FALSE | [7 empty] | THOR\acont | 2024-09-08 17:27 | 20191121 AC Detector without base | [Gamewell FCI] [SLC MODULES SENSORS] [*] [#2 SHARED ADDR ¦ SENSORS] ADPF (C), ASD-PL2F w/B200S-LF-WH (C), ASD-PL2F w/B210LP (C), ASD-PL2FR (C), ASD-PL3 w/B200S-LF-WH (C), ASD-PL3 w/B200SR-LF-WH (C), ASD-PL3 w/B200SR-WH (C), ASD-PL3 w/B224BI-WH (C), ASD-P [Gamewell FCI] [SLC SENSORS] [*] [#4 TYPE ADDR ¦ SENSORS] ADPF (C), ASD-PL2F w/B200S-LF-WH (C), ASD-PL2F w/B210LP (C), ASD-PL2FR (C), ASD-PL3 w/B200S-LF-WH (C), ASD-PL3 w/B200SR-LF-WH (C), ASD-PL3 w/B200SR-WH (C), ASD-PL3 w/B224BI-WH (C), ASD-PL3 w/B224R
344721c8-d0a7-4b80-97b0-3a75ad1f1221 | NFPA 170 HORN STROBE CEILING |  |  | North | Hochiki |  | Horn/Strobe |  |  |  | Module | TRUE | MTWP-24MCCH-FR |  | NOTIFICATION, MULTI-TONE HORNSTROBE, RED, CEILING, 15CD, WP | 1 | 0 | 0.168 |  |  |  |  | FALSE | TRUE |  |  |  |  | #FF0070C0 | FA-NFPA 170 HORN STROBE CEILING | 1 | FALSE | FALSE | FALSE | 2013 | [13 empty] | FALSE |  |  | C¦WP |  |  | DESKTOP-7SAL8M7\acont | 2020-11-17 11:37 | THOR\acont | 2024-09-08 17:27 | Cloned from Hochiki MTWP-2475C-FR | [Eaton Wheelock, Hochiki] [NAC] [24VDC, Code 3 Horn, HI] MT-12/24-R, MT-12/24-W, MTWP-2475C-FR (C), MTWP-2475C-FW (C), MTWP-2475W-FR, MTWP-2475W-FW, MTWP-24MCCH-FR (C), MTWP-24MCCH-FW (C) [Eaton Wheelock, Hochiki] [NAC] [24VDC, Code 3 Horn, STD] MT-12/24-R, MT-12/24-W, MTWP-2475C-FR (C), MTWP-2475C-FW (C), MTWP-2475W-FR, MTWP-2475W-FW, MTWP-24MCCH-FR (C), MTWP-24MCCH-FW (C)
29059948-14ce-4bb6-87bf-3a7d14290385 |  |  |  | North | Edwards |  | Cards & Components |  |  |  | Card | TRUE | 4-PPS/M-230-E | n | Primary Power Supply 230V, EN-54 Compliance | 1 | [6 empty] | TRUE | [5 empty] | #FFFFFFFF |  |  | FALSE | FALSE | FALSE | [20 empty] | DESKTOP-EUPOT3B\aucon | 2022-01-20 06:02 | THOR\acont | 2024-10-09 10:48 | Cloned from Edwards 3-PPS/M-230-E |  | [Edwards] 3-BBC/M, 3-BBC/M-230, 3-BBC/M-230-E, 3-PPS/M, 3-PPS/M-230, 3-PPS/M-230-E, 4-PPS/M, 4-PPS/M-230, 4-PPS/M-230-E
7a72cd3f-0bdd-4391-a9b3-3a7dd0efad29 |  |  |  | North | Siemens |  | Cards & Components |  |  |  | Card | TRUE | FCI2017-U1 | S54400-A56-A1 | Periphery board (504 pts) | 1 | [6 empty] | TRUE | [5 empty] | #FFFFFFFF |  |  | FALSE | FALSE | FALSE | [20 empty] | AULAPTOP-PC\Aulaptop | 2019-04-04 08:37 | THOR\acont | 2024-10-09 10:48 | 124 mA (standby), 140 mA (alarm) |  | [Siemens] FCI2017-U1
3277822d-5421-41d3-8dfc-3a89fd7f8f56 |  |  |  | North | Siemens | [5 empty] | Module | TRUE | TICAC | 500-837025 | TICAC 6 CLASS A INPUT CONVERTER | 1 | [12 empty] | #FFFFFFFF |  |  | FALSE | FALSE | FALSE | [20 empty] | DESKTOP-7SAL8M7\acont | 2019-08-13 09:04 | THOR\acont | 2024-10-09 10:48
23c49e12-16f9-4bee-8275-3a8c5965f71c | NFPA 170 HORN |  |  | North | Eaton Wheelock |  | Horn |  |  |  | Module | TRUE | LFHNKW3 |  | Horn Exceder Series, White, LED | 1 | [6 empty] | FALSE | FALSE |  |  |  |  | #FF0070C0 | FA-NFPA 170 HORN | 1 | FALSE | FALSE | FALSE | 2010 | [13 empty] | FALSE | [5 empty] | DESKTOP-7SAL8M7\acont | 2018-12-19 11:28 | THOR\acont | 2024-09-08 17:27 | Cloned from Wheelock HNW | [Eaton Wheelock] [NAC] LFHNKR3, LFHNKW3
83538324-3db0-4d7c-8491-3a8f56b714fb | NFPA 170 HORN |  |  | North | Kidde |  | Horn |  |  |  | Module | TRUE | EG1F-P |  | Genesis Horn, 77.1 dBA, white, running man, FIRE | 1 | 0 | 0.036 |  |  |  |  | FALSE | [5 empty] | #FF0070C0 | FA-NFPA 170 HORN | 1 | FALSE | FALSE | FALSE | 2010 | [13 empty] | FALSE | [5 empty] | DESKTOP-7SAL8M7\acont | 2020-01-02 08:03 | THOR\acont | 2024-09-08 17:27 | Cloned from Edwards G1F-P | [Edwards, Kidde] [NAC] [16 VDC, HIGH DB] EG1F-HD, EG1F-P, G1F-HD, G1F-P, G1-HD, G1-P, G1RF-HD, G1RF-P, G1R-HD, G1R-P [Edwards, Kidde] [NAC] [24 VDC, LOW DB] EG1F-HD, EG1F-P, G1F-HD, G1F-P, G1-HD, G1-P, G1RF-HD, G1RF-P, G1R-HD, G1R-P [Edwards, Kidde] [NAC] [24 VDC, HIGH DB] EG1F-HD, EG1F-P, G1F-HD, G1F-P, G1-HD, G1-P, G1RF-HD, G1RF-P, G1R-HD, G1R-P [Edwards, Kidde] [NAC] [16 VDC, LOW DB] EG1F-HD, EG1F-P, G1F-HD, G1F-P, G1-HD, G1-P, G1RF-HD, G1RF-P, G1R-HD, G1R-P
c012d91a-312b-4779-8fa7-3a966b31b177 | NFPA 170 REMOTE ANNUNCIATOR | RISER ANNUNCIATOR |  | North | Simplex |  | Remote Annunciator |  |  |  | Module | TRUE | 4606-9102 | ++ | Remote LCD Annunciator with beige trim for use with 4010ES fire alarm control panels | 1 | 0.065 | 0.14 |  |  |  |  | TRUE | [5 empty] | #FFFF0000 | FA-NFPA 170 REMOTE ANNUNCIATOR | 1 | FALSE | FALSE | FALSE | 255 | [19 empty] | DESKTOP-7EIEB7A\acont | 2023-09-06 06:57 | THOR\acont | 2024-09-08 17:27 | Cloned from Autocall A4606-9102 | [Autocall, Simplex, Space Age Electronics] [AUX POWER] [*] [AUX INPUT] 4603-9101, 4606-9101, 4606-9102, A4603-9101, A4606-9102, A4606-9111, A4606-9205, YM0164 [Autocall, Simplex, Space Age Electronics] [RUI] [DATA] 4603-9101, 4606-9101, 4606-9102, A4603-9101, A4606-9102, A4606-9111, A4606-9205, YM0164
4b4b6f44-cbdb-4e1a-9c01-3a98611d206b |  |  |  | North | Kingfisher |  | Cards & Components |  |  |  | Card | TRUE | 99952-L-1 Main Board | + | Main Board | 1 | 0 | 0 |  |  |  |  | TRUE | [5 empty] | #FFFFFFFF |  |  | FALSE | FALSE | FALSE | [20 empty] | DESKTOP-7EIEB7A\acont | 2021-12-23 10:37 | THOR\acont | 2024-10-09 10:48 | Cloned from Honeywell HWF2A-COM Main Board | [Kingfisher] [IDC] 01 [TROUBLE] 97953 Main Board, 99952-H-1 Main Board, 99952-L-1 Main Board | [Kingfisher] 97953 Main Board, 99952-H-1 Main Board, 99952-L-1 Main Board
456f1ece-d18c-41b8-9b3c-3a9a7b7840b7 | NFPA 170 AUTONOMOUS CONTROL UNIT |  |  | North | Hochiki |  | Miscellaneous |  |  |  | Module | TRUE | HCVR-SQA | ++ | SEQUENTIAL ACTIVATOR | 1 | 0.001 | 0.001 |  |  | 24 |  | TRUE |  |  |  | 3.8”W x 3.8”H x 1.8”D 97.3 mm x 97.3 mm x 46 mm |  | #FFFF0000 | FA-NFPA 170 AUTONOMOUS CONTROL UNIT | 1 | FALSE | FALSE | FALSE | [20 empty] | DESKTOP-7EIEB7A\acont | 2022-11-17 14:30 | THOR\acont | 2024-09-08 17:27 | Cloned from Hochiki FNX-4200T | [Hochiki] [AUX POWER] FNX-4200T, HCVR-SQA | [Hochiki] HCVR-SQA
63a3872e-ccd8-4f14-91f2-3aa24c92ff36 | NFPA 170 SPEAKER STROBE |  |  | North | Potter |  | Speaker/Strobe |  |  |  | Module | TRUE | WCSPKSTR-24RW |  | Weatherproof Plain Red Speaker/Strobe, Wall, White | 1 | 0 | 0.397 |  |  |  |  | FALSE | [5 empty] | #FF0070C0 | FA-NFPA 170 SPEAKER STROBE | 1 | FALSE | FALSE | FALSE | 2019 |  |  | 7320-0328:0206 | [10 empty] | FALSE | [7 empty] | THOR\acont | 2024-09-08 17:27 |  | [Gentex, Hochiki, Potter] [AUDIO 70.7v] [70V AUDIO] CSPKSTR-24AR (C), CSPKSTR-24AW (C), CSPKSTR-24BR (C), CSPKSTR-24BW (C), CSPKSTR-24GR (C), CSPKSTR-24GW (C), CSPKSTR-24RR (C), CSPKSTR-24RW (C), FASPKR-R (C), FASPKR-W (C), FASPKR-WR, FASPKR-WW, FASPK-WP [Potter] [NAC] [UL MAX] CSPKSTR-24RR (C), CSPKSTR-24RW (C), WCSPKSTR-24RR, WCSPKSTR-24RW [Gentex, Hochiki, Potter] [AUDIO 25v] [25V AUDIO] CSPKSTR-24AR (C), CSPKSTR-24AW (C), CSPKSTR-24BR (C), CSPKSTR-24BW (C), CSPKSTR-24GR (C), CSPKSTR-24GW (C), CSPKSTR-24RR (C), CSPKSTR-24RW (C), FASPKR-R (C), FASPKR-W (C), FASPKR-WR, FASPKR-WW, FASPK-WPR,
89eb2a8b-c1da-4619-8bb3-3aa638a616cf |  |  |  | North | Honeywell | [5 empty] | Module | TRUE | 4939SN-WH |  | Addressable Surface Mount Contact | 1 | [6 empty] | FALSE | [5 empty] | #FFFFFFFF |  |  | FALSE | FALSE | FALSE | [14 empty] | FALSE | [5 empty] | AULAPTOP-PC\Aulaptop | 2018-09-03 05:46 | THOR\acont | 2024-10-09 10:48 |  | [Honeywell] [ACCESS CONTROL INPUT] [*] [INPUT] 4939SN-WH, 4959SN, 7939-2, 7939WG, 7940, 940, 943WG, 945, 945T, 949, 950, PAL-T, PR-20445 [Honeywell] [IDC] 01 [INPUT] 4939SN-WH, 4959SN, 7939-2, 7939WG, 7940, 940, 943WG, 945, 945T, 949, 950, PAL-T, PR-20445
5e1d4641-eace-4a06-8994-3aa964763a9d |  |  |  | North | Potter |  | Cards & Components |  |  |  | Card | TRUE | EVX-100E | + | 100W Voice Evacuation Module | 1 | 0.18 | 6.4 |  |  |  |  | TRUE | [5 empty] | #FFFFFFFF |  |  | FALSE | FALSE | FALSE | [20 empty] | DESKTOP-7SAL8M7\acont | 2020-11-03 16:19 | THOR\acont | 2024-10-09 10:48 | Cloned from Hochiki EVX-100E-H
cc2bc6ad-9286-4af1-bd31-3aaedf319a60 | CADGEN STI STOPPER |  |  | North | STI |  | Accessories |  |  |  | Module | TRUE | STI-1200 | + | Without horn flush mount | 1 | [6 empty] | FALSE | [5 empty] | #FFFF0000 | FA-CADGEN STI STOPPER | 1 | FALSE | FALSE | FALSE | [14 empty] | FALSE | [5 empty] | THOR\acont | 2024-02-12 13:22 | THOR\acont | 2024-09-08 17:27 | Cloned from STI STI-1130
9cf94bc7-cb0e-4d08-8d6e-3ab3b9f007d9 |  |  |  | North | Kidde |  | Cards & Components |  |  |  | Card | TRUE | VS1-R Mainboard |  | Mainboard for VS1-R assembly | 1 | 0.21 | 0.329 |  |  |  |  | TRUE | [5 empty] | #FFFFFFFF |  |  | FALSE | FALSE | FALSE | [14 empty] | FALSE | [7 empty] | THOR\acont | 2024-10-09 10:48 |  | [Edwards, Kidde] [VAC ] 2IDC, 76-600000-001 Main Board, 76-800xxx-xxx Main Board, 77-600000-901 Main Board, 84-732001-901 Main Board, APS10A Mainboard, APS6A Mainboard, BPS10A Mainboard, BPS10A/230 Mainboard, BPS6A Mainboard, BPS6A/230 Mainboard, EST1-2Z [Edwards, Kidde, Macurco] [IDC] [#1 ALARM] 2IDC, 76-600000-001 Main Board, 76-800xxx-xxx Main Board, 77-600000-901 Main Board, 84-732001-901 Main Board, DVP-120 Mainboard, EST1-2Z Mainboard, FSP1004G Mainboard, FSP1004G-2 Mainboard, FSP1004GD Mainboard, [Edwards, Kidde, Macurco] [IDC] [#3 SUPERVISORY] 2IDC, 76-600000-001 Main Board, 76-800xxx-xxx Main Board, 77-600000-901 Main Board, 84-732001-901 Main Board, DVP-120 Mainboard, EST1-2Z Mainboard, FSP1004G Mainboard, FSP1004G-2 Mainboard, FSP1004GD Mainb [Edwards, Kidde, Macurco] [IDC] [#2 TROUBLE] 2IDC, 76-600000-001 Main Board, 76-800xxx-xxx Main Board, 77-600000-901 Main Board, 84-732001-901 Main Board, DVP-120 Mainboard, EST1-2Z Mainboard, FSP1004G Mainboard, FSP1004G-2 Mainboard, FSP1004GD Mainboard | [Edwards, Kidde] FX-64R Mainboard, FX-64RD Mainboard, iO64G Mainboard, iO64G-2 Mainboard, iO64G-2-PG Mainboard, iO64G-2-SP Mainboard, iO64GD Mainboard, iO64GL Mainboard, iO64GL-F Mainboard, iO64G-PG Mainboard, iO64G-SP Mainboard, iO64R Mainboard, iO64R-2 [Kidde] VS1-R Mainboard [Edwards, Kidde] FX-64R Mainboard, FX-64RD Mainboard, iO64G Mainboard, iO64G-2 Mainboard, iO64G-2-PG Mainboard, iO64G-2-SP Mainboard, iO64GD Mainboard, iO64GL Mainboard, iO64GL-F Mainboard, iO64G-PG Mainboard, iO64G-SP Mainboard, iO64R Mainboard, iO64R-2 [Edwards, Kidde] FX-64R Mainboard, FX-64RD Mainboard, iO64G Mainboard, iO64G-2 Mainboard, iO64G-2-PG Mainboard, iO64G-2-SP Mainboard, iO64GD Mainboard, iO64GL Mainboard, iO64GL-F Mainboard, iO64G-PG Mainboard, iO64G-SP Mainboard, iO64R Mainboard, iO64R-2
3df4f364-c84e-4b19-9de3-3ab80b6dc184 | NFPA 170 HORN STROBE CEILING |  |  | North | Simplex |  | Horn/Strobe |  |  |  | Module | TRUE | 49AVH-APPLC-O | + | Audible/Visible Notification Appliances, Weatherproof Ceiling Mount Multi-Candela Horn/Strobe, Specify Cover | 1 | 0 | 0 |  |  |  |  | TRUE | TRUE |  |  |  |  | #FF0070C0 | FA-NFPA 170 HORN STROBE CEILING | 1 | FALSE | FALSE | FALSE | 2013 | [16 empty] | C, WP |  |  | DESKTOP-7EIEB7A\acont | 2022-02-21 13:55 | THOR\acont | 2024-09-08 17:27 | Cloned from Autocall A49AVH-APPLC-O | [Autocall, Simplex] [IDNac] [23VDC, STEADY HIGH] 49AVH-APPLC-O (C), 49AVH-APPLC-O-BA (C), A49AVH-APPLC-O (C), A49AVH-APPLC-O-BA (C)
6e59933c-bafc-425e-8e16-3ac027c9fc7b |  |  |  | North | Siemens |  | Cards & Components |  |  |  | Card | TRUE | AIC | 500-035300 | AUDIO INPUT CARD-USE TO INPUT EXTERNAL AUDIO SIGNALS INTO SYS. ONE CARD SLOT CC-5/CC-2 | 1 | [6 empty] | TRUE | [5 empty] | #FFFFFFFF |  |  | FALSE | FALSE | FALSE | [14 empty] | FALSE | [7 empty] | THOR\acont | 2024-10-09 10:48
f522e2c0-b07f-479b-9140-3ac18968eec4 | NFPA 170 SPEAKER WALL |  |  | North | Kidde |  | Speaker |  |  |  | Module | TRUE | WGSRN | ++ | Outdoor rated speaker, wall, red, none | 1 | [6 empty] | FALSE | FALSE |  |  |  |  | #FF0070C0 | FA-NFPA 170 SPEAKER WALL | 1 | FALSE | FALSE | FALSE | 2021 | [13 empty] | FALSE |  |  | WP |  |  | THOR\acont | 2024-12-19 13:51 | THOR\acont | 2024-12-19 13:57 | Cloned from Edwards WGSRN | [Edwards, Hochiki, Kidde] [AUDIO 25v] [25V AUDIO] EG4SRF, EG4SRN, EG4SVRF, EG4SVRN, EG4SVWA, EG4SVWF, EG4SVWN, EG4SWA, EG4SWF, EG4SWN, G4SRF, G4SRN, G4SVRF, G4SVRN, G4SVWA, G4SVWF, G4SVWN, G4SWA, G4SWF, G4SWN, WGSRA, WGSRF, WGSRF-FR, WGSRF-SP, WGSRN, WGS [Edwards, Hochiki, Kidde] [AUDIO 70.7v] [70V AUDIO] EG4SRF, EG4SRN, EG4SVRF, EG4SVRN, EG4SVWA, EG4SVWF, EG4SVWN, EG4SWA, EG4SWF, EG4SWN, G4SRF, G4SRN, G4SVRF, G4SVRN, G4SVWA, G4SVWF, G4SVWN, G4SWA, G4SWF, G4SWN, WGSRA, WGSRF, WGSRF-FR, WGSRF-SP, WGSRN, W
d0e190d3-6c0f-4591-9f5d-3ac51b7f12c0 | NFPA 170 AMPLIFIER RACK | RISER AMP |  | North | Hochiki |  | Amplifier |  |  |  | Assembly | TRUE | FNVDP100 (25V) | + | Distributed Panel, Dual Channel, 100W | 1 | [6 empty] | FALSE |  |  | *Refer to Install Sheet |  |  | #FFFF0000 | FA-NFPA 170 AMPLIFIER RACK | 1 | FALSE | FALSE | FALSE | 300 | [8 empty] | 7,12,18 |  |  |  | 100 | TRUE | [5 empty] | DESKTOP-7SAL8M7\acont | 2019-11-05 11:20 | THOR\acont | 2024-09-08 17:27 | Cloned from Evax HMX-DP100
e9ec3a6d-c179-4793-ab86-3ac823deca64 | NFPA 170 SURGE SUPPRESSOR |  |  | North | Ditek |  | Surge Supressor |  |  |  | Module | TRUE | DTK-120HW |  | 120VAC 54kA Parallel Connected Surge Protective Device | 1 | [6 empty] | FALSE | [5 empty] | #FFFF0000 | FA-NFPA 170 SURGE SUPPRESSOR | 1 | FALSE | FALSE | FALSE | 6001 | [13 empty] | FALSE |  |  | 120v |  |  |  |  | THOR\acont | 2024-09-08 17:27 |  | [Ditek, Monaco Enterprises, Spectronix, WBOX] [VAC ] [VAC] 0E-SPROACHW, 210-524-00, DTK-120HW, DTK-120HWLOK, DTK-120HW-SS, DTK-1F, DTK-1FF, SA400 Main Board [Ditek, Monaco Enterprises, WBOX] [SURGE PROTECTION] [ALL DEVICES ++] 0E-SPROACHW, 210-524-00, DTK-120HW, DTK-120HWLOK, DTK-120HW-SS, DTK-120SRD, DTK-120X12, DTK-1F, DTK-1FF, DTK-2MHLP24B, DTK-2MHLP24B w/DTK-2MB, DTK-2MHLP24B w/DTK-3MB, DTK-2MHLP24B w/DT [Ditek, Monaco Enterprises] [SURGE PROTECTION] [#2] 210-524-00, DTK-120HW, DTK-120HWLOK, DTK-120HW-SS, DTK-120SRD, DTK-120X12, DTK-2MHLP24B, DTK-2MHLP24BWB, DTK-2MHLP24F, DTK-2MHTP, DTK-4LVLPLV, DTK-DF120S1, DTK-MRJ45C5E [Ditek, Monaco Enterprises] [DACT] 01 210-524-00, DTK-120HW, DTK-120SRD, DTK-1FF, DTK-2MHTP, DTK-DF120S1 [Ditek, Monaco Enterprises] [IDC] 01 210-524-00, DTK-120HW, DTK-120SRD, DTK-DF120S1 | [Ditek, EDCO, Monaco Enterprises, Space Age Electronics, WBOX] 0E-SPROACHW, 210-524-00, DTK-120HW, DTK-120HWLOK, DTK-120HW-SS, DTK-120SRD, DTK-120X12, DTK-1F, DTK-1FF, DTK-DF120S1, E120V-GT, FAS120AC, T120-DG w/Snap Track
ce3cb8bb-898f-493c-8e43-3ad0b56bf924 |  |  |  | North | Firelite |  | Cards & Components |  |  |  | Card | TRUE | MRP-2001 Main Board | + | Agent Release Panel Card | 1 | 0.095 | 0.221 |  |  |  |  | TRUE | FALSE |  |  |  |  | #FFFFFFFF |  |  | FALSE | FALSE | FALSE | [14 empty] | FALSE | [7 empty] | THOR\acont | 2024-10-09 10:48 |  | [Ditek, Monaco Enterprises, Spectronix, WBOX] [VAC ] [VAC] 0E-SPROACHW, 210-524-00, DTK-120HW, DTK-120HWLOK, DTK-120HW-SS, DTK-1F, DTK-1FF, SA400 Main Board [ADT Unimode, AES, Firelite, NAPCO, Notifier] [VAC ] [VAC] 1640, 200UDLS Main Board, 411UDAC Main Board, ACC-25/50 Main Board, BE-500 CPU, CPU-N16LD, CPU-N16LND, ECC-125DA (25V) Main Board, ECC-50/100 Main Board (100W, 25V), ECC-50/100 Main Board (100W, | [Firelite, Notifier] MRP-2001 Main Board, RP-2001 Main Board
59328024-beb9-4ec0-ae76-3ad8edcd6cb7 | NFPA 170 HORN STROBE |  |  | North | Eaton Wheelock |  | Horn/Strobe |  |  |  | Module | TRUE | CH70-24MCWH-FW |  | Chime Strobe, 24 VDC, Multi-Candela, , white | 1 | 0 | 0.667 |  |  |  |  | FALSE | FALSE |  |  |  |  | #FF0070C0 | FA-NFPA 170 HORN STROBE | 1 | FALSE | FALSE | FALSE | 2012 | [13 empty] | FALSE | [7 empty] | THOR\acont | 2024-09-08 17:27 |  | [Eaton Wheelock] [NAC] CH70-24MCWH-FR, CH70-24MCWH-FW
1853faff-4035-4c2f-a1ba-3ae69f1d8681 |  |  |  | North | Bosch | [5 empty] | Module | TRUE | ET70-24MCWH-FW | * | SPEAKER STROBE, 135/185CD, 25/70.7 VOLTS, SM/DSM SYNC, WHITE | 1 | [12 empty] | #FFFFFFFF |  |  | FALSE | FALSE | FALSE | [22 empty] | THOR\acont | 2024-10-09 10:48 |  | [Bosch, Eaton Wheelock, Hochiki] [AUDIO 25v] [25V AUDIO] ET-1080-R, ET-1080-W, ET70-24MCW-FR, ET70-24MCW-FR, ET70-24MCW-FW, ET70-24MCWH-FR, ET70-24MCWH-FW, ET70-24MCWH-FW, ET70-24W-FR, ET70-R, ET70-R, ET70-W, ET70-W, ET90-24MCC-FR, ET90-24MCC-FW, ET90-24 [Bosch, Eaton Wheelock, Hochiki] [AUDIO 70.7v] [70V AUDIO] ET-1080-R, ET-1080-W, ET70-24MCW-FR, ET70-24MCW-FR, ET70-24MCW-FW, ET70-24MCWH-FR, ET70-24MCWH-FW, ET70-24MCWH-FW, ET70-24W-FR, ET70-R, ET70-R, ET70-W, ET70-W, ET90-24MCC-FR, ET90-24MCC-FW, ET90- [Bosch, Eaton Wheelock, Hochiki] [NAC] ET70-24MCWH-FR, ET70-24MCWH-FW, ET70-24MCWH-FW
f5484d84-d651-4249-afbd-3ae75bfbe51d |  |  |  | North | Siemens | [5 empty] | Module | TRUE | VPM | S54430-F93-A2 | VESDA PERIPHERAL MODULE FOR XLS | 1 | [12 empty] | #FFFFFFFF |  |  | FALSE | FALSE | FALSE | [20 empty] | DESKTOP-7SAL8M7\acont | 2019-08-13 09:04 | THOR\acont | 2024-10-09 10:48
6e870e42-2bc1-40ec-b46e-3ae9d99635b2 |  |  |  | North | Firelite |  | Cards & Components |  |  |  | Card | TRUE | 4XTMF | ++ | Transmitter Module | 1 | 0.005 | 0.011 |  |  |  |  | TRUE | FALSE |  |  |  |  | #FFFFFFFF |  |  | FALSE | FALSE | FALSE | [20 empty] | DESKTOP-7SAL8M7\acont | 2019-02-17 11:35 | THOR\acont | 2024-10-09 10:48 | Cloned from Firelite 4XLMF/RZA-4XF
ac5d02cd-64f1-466f-a99d-3af3db863329 | NFPA 170 REMOTE ANNUNCIATOR | RISER ANNUNCIATOR |  | North | Fike |  | Remote Annunciator |  |  |  | Module | TRUE | FIK-5865-4 | ++ | LED Annunciator, Red | 1 | 0.035 | 0.145 |  |  | 24 |  | FALSE |  |  |  | 7.375” x 4.1” x 1.75” (18.73 x 10.4 x 4.45 cm) |  | #FFFF0000 | FA-NFPA 170 REMOTE ANNUNCIATOR | 1 | FALSE | FALSE | FALSE | 255 | [13 empty] | FALSE | [5 empty] | DESKTOP-7EIEB7A\acont | 2023-01-04 16:48 | THOR\acont | 2024-09-08 17:27 | Cloned from Fike FIK-5865-3 | [Fike] [SBUS] [*] [SBUS ++] FIK-5824, FIK-5865-3, FIK-5865-4, FIK-5880, FIK-6815, FIK-RA-100, FIK-RA-1000R, FIK-RA-2000
73e2c6a9-29c4-4905-ae05-3af76ed70569 | CADGEN DOOR CONTACT |  |  | North | NASCOM |  | Door Contact |  |  |  | Module | TRUE | MET-201B | ++ | Surface Mount Armored Commercial Type W/Wire Leads or Armored Cable | 1 |  |  |  |  | 1.5 | [7 empty] | #FFFF0000 | FA-CADGEN DOOR CONTACT | 1 | FALSE | FALSE | FALSE | [17 empty] | REX |  |  | DESKTOP-7EIEB7A\acont | 2023-01-30 11:17 | THOR\acont | 2024-09-08 17:27 | Cloned from NASCOM MET-200 | [NASCOM] [ACCESS CONTROL INPUT] [*] [INPUT] C CONTACT, D CONTACT, MET-200, MET-200 AR, MET-201B, MET-201B AR, MET-202C, MET-202C AR, MET-202C AR-WP18, MET-204C, MET-204C AR, N1178CGSHK/STO36W1, N200AU/ST036, N200AU/ST036 x 2, N505AUTMC, N707AU/M, N707AU/ [NASCOM] [IDC] 01 [INPUT] C CONTACT, D CONTACT, MET-200, MET-200 AR, MET-201B, MET-201B AR, MET-202C, MET-202C AR, MET-202C AR-WP18, MET-204C, MET-204C AR, N1178CGSHK/STO36W1, N200AU/ST036, N200AU/ST036 x 2, N505AUTMC, N707AU/M, N707AU/ST, N707AU/STATS,
27258c92-e60d-420a-a02e-3afa0522917f |  |  |  | North | Autocall |  | Hardware |  |  |  | Hardware | TRUE | A4081-9018 |  | End-of-line resistor harness for 70.7 VRMS NACs; 10 k ohm,1 W | 1 | 0 | 0 |  |  |  |  | TRUE | [5 empty] | #FFFFFFFF |  |  | FALSE | FALSE | FALSE | [20 empty] | DESKTOP-0D6CQVA\lousc | 2019-07-07 14:28 | THOR\acont | 2024-10-09 10:48 | Cloned from AutoCall A100-1311
f3524fdd-28e3-4e39-8c69-3afb876b1a59 | 170 BASIC SHAPE |  |  | North | Honeywell |  | Miscellaneous |  |  |  | Module | TRUE | 5800PIR-COM |  | Commercial PIR | 1 | [6 empty] | FALSE | [5 empty] | #FFFF0000 | FA-170 BASIC SHAPE | 1 | FALSE | FALSE | FALSE | 1408 | [13 empty] | FALSE |  |  | W |  |  | DESKTOP-7EIEB7A\acont | 2020-12-17 18:25 | THOR\acont | 2024-09-08 17:27 | Cloned from Honeywell 5869 | [Honeywell, Resideo] [WIRELESS FIRE] 5800CMBOV, 5800CO, 5800PIR-COM, 5806W3 (C), 5808W3 (C), 5809, 5817CB, 5869, DF8M (C)
076074bc-bb78-4d94-b832-3b031a51669e |  |  |  | North | MIRCOM |  | Cards & Components |  |  |  | Card | TRUE | BPS-1002 Main Board | ++ | Fire Alarm Power Supply Main Board | 1 | 0.09 | 0.175 | 10 |  |  |  | TRUE | [5 empty] | #FFFFFFFF |  |  | FALSE | FALSE | FALSE | [14 empty] | FALSE | [5 empty] | DESKTOP-7EIEB7A\acont | 2023-08-04 12:32 | THOR\acont | 2024-10-09 10:48 | Cloned from MIRCOM BPS-602 Main Board CLONED | [MIRCOM] [IDC] [#3 TROUBLE] BPS-1002 Main Board, BPS-602 Main Board, BPS-802 Main Board, FA-106 Main Board, FX-350 Main Board, FX-4000MNS Main Board, FX-4003-12N Main Board, FX-4009-12N Main Board, FX-4017-12N Main Board [MIRCOM] [NAC Trigger] BPS-1002 Main Board, BPS-602 Main Board, BPS-802 Main Board [MIRCOM] [IDC] [#2 SUPERVISORY] BPS-1002 Main Board, BPS-602 Main Board, BPS-802 Main Board, FX-350 Main Board, FX-4000MNS Main Board, FX-4003-12N Main Board, FX-4009-12N Main Board, FX-4017-12N Main Board | [MIRCOM] BPS-1002 Main Board, BPS-602 Main Board, BPS-802 Main Board
f9af61c2-f6f3-4199-a517-3b03a3acea3e | NFPA 170 HEAT DETECTOR |  |  | North | Notifier |  | Heat Detector |  |  |  | Module | TRUE | FST-851 w/B200SR | ++ | Intelligent Addressable 135°F (57°C) Thermal Detector w/ Flashscan, Low Frequency | 1 | 0.0003 | 0.0065 |  |  |  |  | FALSE | TRUE | FLUSH |  | 4" SQ. DEEP | 3 "O" PLASTER RING | #FFFF0000 | FA-NFPA 170 HEAT DETECTOR | 1 | FALSE | FALSE | FALSE | 1403 |  |  | 7270-0028:0196 | [10 empty] | FALSE |  |  | LF |  |  |  |  | THOR\acont | 2024-09-08 17:27 | 20191121 AC Detector with base | [Honeywell, Notifier, System Sensor] [SLC MODULES SENSORS] [*] [#2 SHARED ADDR ¦ SENSORS] 2251B (C), 2251-COPTIR (C), 2251-COPTIR w/B200S-WH (C), 2251TB (C), 2251TMB (C), 5251B (C), 5251B-WP (C), 5251H (C), 5251RB (C), 5251RB-WP (C), 7251 (C), 7251DH (C) [Notifier] [AUX POWER] B200SR-WH, FSD-751P w/B200SR (C), FSD-751PL w/B200SR (C), FSD-751RP w/B200SR (C), FSD-751RPL w/B200SR (C), FSI-851 w/B200SR (C), FSL-751 w/B200SR (C), FSP-851 w/B200SR (C), FSP-851T w/B200SR (C), FST-851 w/B200SR (C), FST-851H w/B2 [Honeywell, Notifier, System Sensor] [SLC SENSORS] [*] [#4 TYPE ADDR ¦ SENSORS] 2251B (C), 2251-COPTIR (C), 2251-COPTIR w/B200S-WH (C), 2251TB (C), 2251TMB (C), 5251B (C), 5251B-WP (C), 5251H (C), 5251RB (C), 5251RB-WP (C), 7251 (C), 7251DH (C), DH200LP
bf55891e-720e-45d9-9c8b-3b03de1bb7f3 |  |  |  | North | Edwards |  | Hardware |  |  |  | Hardware | TRUE | MN-HSEMD12 |  | EASE modeling exterior direct/reflected energy. Up to (12) 3D buildings overlaid on Google earth map or provided PDF/CAD site topology drawing. Modeling based on 125-2Khz band and provide medium resolution graphics with 3dB steps in propagation for up to (6) acoustic device/array locations onto chloropleth map. Scale limit of this offer is for 4 million square feet venue. | 1 | [6 empty] | FALSE | [5 empty] | #FFFFFFFF |  |  | FALSE | FALSE | FALSE | [14 empty] | FALSE | [7 empty] | THOR\acont | 2024-10-09 10:48
30d90892-a64d-4db3-8f47-3b082c6209fb | NFPA 170 HEAT DETECTOR |  |  | North | Gamewell FCI |  | Heat Detector |  |  |  | Module | TRUE | ATD-L3R w/B224RB-WH | + | Thermal heat detector, 135°F rate of rise, bright white, Velociti w/ Relay base, bright white | 1 | 0.0002 | 0.0045 |  |  |  |  | FALSE | TRUE | FLUSH |  | 4" SQ. DEEP | 3 "O" PLASTER RING | #FFFF0000 | FA-NFPA 170 HEAT DETECTOR | 1 | FALSE | FALSE | FALSE | 1403 | [13 empty] | FALSE |  |  | 135°, R |  |  | DESKTOP-7SAL8M7\acont | 2019-05-06 10:45 | THOR\acont | 2024-09-08 17:27 | 20191121 AC Detector with base | [Gamewell FCI] [SLC MODULES SENSORS] [*] [#2 SHARED ADDR ¦ SENSORS] ADPF (C), ASD-PL2F w/B200S-LF-WH (C), ASD-PL2F w/B210LP (C), ASD-PL2FR (C), ASD-PL3 w/B200S-LF-WH (C), ASD-PL3 w/B200SR-LF-WH (C), ASD-PL3 w/B200SR-WH (C), ASD-PL3 w/B224BI-WH (C), ASD-P [Gamewell FCI] [SLC SENSORS] [*] [#4 TYPE ADDR ¦ SENSORS] ADPF (C), ASD-PL2F w/B200S-LF-WH (C), ASD-PL2F w/B210LP (C), ASD-PL2FR (C), ASD-PL3 w/B200S-LF-WH (C), ASD-PL3 w/B200SR-LF-WH (C), ASD-PL3 w/B200SR-WH (C), ASD-PL3 w/B224BI-WH (C), ASD-PL3 w/B224R
86e59f86-7da6-4aa7-9eb6-3b0bb947ac83 |  |  |  | North | Edwards |  | Hardware |  |  |  | Hardware | TRUE | 30817 |  | RDU Wall Enclosure | 1 | [6 empty] | FALSE | [5 empty] | #FFFFFFFF |  |  | FALSE | FALSE | FALSE | [14 empty] | FALSE | [7 empty] | THOR\acont | 2024-10-09 10:48
adb129e1-d470-434a-8aa8-3b0bd654d4bc |  |  |  | North | MIRCOM |  | Cards & Components |  |  |  | Card | TRUE | BPS-602 Main Board | + | Fire Alarm Power Supply Main Board | 1 | 0.09 | 0.175 | 6 |  |  |  | TRUE | [5 empty] | #FFFFFFFF |  |  | FALSE | FALSE | FALSE | [14 empty] | FALSE | [5 empty] | DESKTOP-7EIEB7A\acont | 2022-04-08 09:38 | THOR\acont | 2024-10-09 10:48 | Cloned from Altronix AL602ULADA Main Board | [MIRCOM] [IDC] [#3 TROUBLE] BPS-1002 Main Board, BPS-602 Main Board, BPS-802 Main Board, FA-106 Main Board, FX-350 Main Board, FX-4000MNS Main Board, FX-4003-12N Main Board, FX-4009-12N Main Board, FX-4017-12N Main Board [MIRCOM] [NAC Trigger] BPS-1002 Main Board, BPS-602 Main Board, BPS-802 Main Board [MIRCOM] [IDC] [#2 SUPERVISORY] BPS-1002 Main Board, BPS-602 Main Board, BPS-802 Main Board, FX-350 Main Board, FX-4000MNS Main Board, FX-4003-12N Main Board, FX-4009-12N Main Board, FX-4017-12N Main Board | [MIRCOM] BPS-1002 Main Board, BPS-602 Main Board, BPS-802 Main Board
4b0b1e3d-3d1d-4e04-9532-3b1401df4e54 | NFPA 170 REMOTE ANNUNCIATOR | RISER ANNUNCIATOR |  | North | Gamewell FCI |  | Remote Annunciator |  |  |  | Assembly | TRUE | c |  | LCD Touchscreen Display | 1 | [6 empty] | FALSE | [5 empty] | #FFFF0000 | FA-NFPA 170 REMOTE ANNUNCIATOR | 1 | FALSE | FALSE | FALSE | 255 | [8 empty] | 7,12,18 |  |  |  |  | TRUE | [7 empty] | THOR\acont | 2024-09-08 17:27
93444877-40ab-48d7-91cd-3b1ac3d481ba |  |  |  | North | Autocall |  | Cards & Components |  |  |  | Card | TRUE | A100-1286 |  | Eight function HOA (On, Off, Auto) Control Module | 1 | 0.024 | 0.024 |  |  |  |  | TRUE | [5 empty] | #FFFFFFFF |  |  | FALSE | FALSE | FALSE | [20 empty] | DESKTOP-0D6CQVA\lousc | 2019-07-07 18:10 | THOR\acont | 2024-10-09 10:48 | Cloned from AutoCall A100-1285
6299dbdf-bb64-4a1b-86d6-3b1b431e3b1d |  |  |  | North | UPG |  | Hardware |  |  |  | Hardware | TRUE | UB1270 | System Batteries, Sealed Lead-Acid | 12V 7AH Sealed Lead-Acid Battery | 1 | 0 | 0 |  |  |  |  | FALSE |  | Installed Inside Cabinet |  | L: 5.94 in W: 3.86 in H: 3.72 in |  | #FFFFFFFF |  |  | FALSE | FALSE | FALSE | [20 empty] | DESKTOP-7EIEB7A\acont | 2023-03-24 07:33 | THOR\acont | 2024-10-09 10:48 | Cloned from UPG UB12120
61cdeaba-ad3b-4ff2-be57-3b1df4d83dd3 | NFPA 170 SMOKE DETECTOR |  |  | North | FFE |  | Smoke Detector |  |  |  | Module | TRUE | 5000-031 (Prism) | + | Fireray 5000 Beam Detector Prism | 1 | [6 empty] | FALSE | TRUE |  |  |  |  | #FFFF0000 | FA-NFPA 170 SMOKE DETECTOR | 1 | FALSE | FALSE | FALSE | 1408 | [13 empty] | FALSE |  |  | SBP |  |  | DESKTOP-7EIEB7A\acont | 2021-05-27 08:44 | THOR\acont | 2024-09-08 17:27 | Cloned from Potter 5000-031 (Prism)
f1f6513c-6123-401c-9841-3b1df61cc5e9 | NFPA 170 FIRE ALARM CONTROL UNIT | RISER FACP |  | North | Hochiki |  | Fire Alarm Control Unit |  |  |  | Assembly | TRUE | LA101K4-60 |  | FireNET L@TITUDE Analog Addressable Fire Alarm Control Panel, 4 Slot Standard Enclosure, 5.25 A 115V, 8-Loop Panel Module, Hochiki Protocol, Network Module, and Media Gateway™, Black, 48 Zone LEDs | 1 | [6 empty] | FALSE |  |  | *Refer to Install Sheet | 16.5in (W) x 23.2in (H) x 6in (D) | KM5FCRD (Optional Semi-Flush Mounting Kit) | #FFFF0000 | FA-NFPA 170 FIRE ALARM CONTROL UNIT | 1 | FALSE | FALSE | FALSE | 202 | [8 empty] | 7,12,18,28 |  |  | 5.25 |  | TRUE | [5 empty] | DESKTOP-7SAL8M7\acont | 2019-12-04 15:59 | THOR\acont | 2024-09-08 17:27 | Cloned from Hochiki LA101K1-60 CLONED
2781fa75-ef93-4a5e-ac24-3b2a4ff14fca | CADGEN FIBER PATCH PANEL | RISER FIBER PATCH PANEL |  | North | Generic |  | Networking |  |  |  | Module | TRUE | FIBER PATCH PANEL |  | FIBER PATCH PANEL | 1 | [6 empty] | FALSE |  | PROVIDED BY ELECTRICAL CONTRACTOR |  | PROVIDED BY OTHERS |  | #FFFF0000 | FA-CADGEN FIBER PATCH PANEL | 1 | TRUE | FALSE | FALSE | 6000 | [13 empty] | FALSE | [5 empty] | XPS-17-9710\August | 2024-07-06 04:52 | THOR\acont | 2024-09-08 17:27 | Cloned from Generic JUNCTION BOX | [Generic, N/A] [JUNCTION PASSTHROUGH] [#36] CLASS A RETURN, END OF LINE DEVICE, END OF LINE RESISTOR, FIBER PATCH PANEL, FIRE ALARM TERMINAL CABINET, FURNISHED BY OTHERS, FURNISHED BY OTHERS, JUNCTION BOX, JUNCTION BOX CEILING, LINE BREAK (DOUBLE), LINE [Generic, N/A] [JUNCTION PASSTHROUGH] [#17] CLASS A RETURN, END OF LINE DEVICE, END OF LINE RESISTOR, FIBER PATCH PANEL, FIRE ALARM TERMINAL CABINET, FURNISHED BY OTHERS, FURNISHED BY OTHERS, JUNCTION BOX, JUNCTION BOX CEILING, LINE BREAK (DOUBLE), LINE [Generic, N/A, Space Age Electronics] [JUNCTION PASSTHROUGH] [#8] CLASS A RETURN, END OF LINE DEVICE, END OF LINE RESISTOR, FIBER PATCH PANEL, FIRE ALARM TERMINAL CABINET, FURNISHED BY OTHERS, FURNISHED BY OTHERS, JUNCTION BOX, JUNCTION BOX CEILING, LINE [Generic, N/A] [JUNCTION PASSTHROUGH] [#13] CLASS A RETURN, END OF LINE DEVICE, END OF LINE RESISTOR, FIBER PATCH PANEL, FIRE ALARM TERMINAL CABINET, FURNISHED BY OTHERS, FURNISHED BY OTHERS, JUNCTION BOX, JUNCTION BOX CEILING, LINE BREAK (DOUBLE), LINE [Generic, N/A] [JUNCTION PASSTHROUGH] [#12] CLASS A RETURN, END OF LINE DEVICE, END OF LINE RESISTOR, FIBER PATCH PANEL, FIRE ALARM TERMINAL CABINET, FURNISHED BY OTHERS, FURNISHED BY OTHERS, JUNCTION BOX, JUNCTION BOX CEILING, LINE BREAK (DOUBLE), LINE [Generic, N/A] [JUNCTION PASSTHROUGH] [#20] CLASS A RETURN, END OF LINE DEVICE, END OF LINE RESISTOR, FIBER PATCH PANEL, FIRE ALARM TERMINAL CABINET, FURNISHED BY OTHERS, FURNISHED BY OTHERS, JUNCTION BOX, JUNCTION BOX CEILING, LINE BREAK (DOUBLE), LINE [Generic, N/A] [JUNCTION PASSTHROUGH] [#39] CLASS A RETURN, END OF LINE DEVICE, END OF LINE RESISTOR, FIBER PATCH PANEL, FIRE ALARM TERMINAL CABINET, FURNISHED BY OTHERS, FURNISHED BY OTHERS, JUNCTION BOX, JUNCTION BOX CEILING, LINE BREAK (DOUBLE), LINE [Generic, N/A] [JUNCTION PASSTHROUGH] [#16] CLASS A RETURN, END OF LINE DEVICE, END OF LINE RESISTOR, FIBER PATCH PANEL, FIRE ALARM TERMINAL CABINET, FURNISHED BY OTHERS, FURNISHED BY OTHERS, JUNCTION BOX, JUNCTION BOX CEILING, LINE BREAK (DOUBLE), LINE [Generic, N/A, Space Age Electronics] [JUNCTION PASSTHROUGH] [#5] CLASS A RETURN, END OF LINE DEVICE, END OF LINE RESISTOR, FIBER PATCH PANEL, FIRE ALARM TERMINAL CABINET, FURNISHED BY OTHERS, FURNISHED BY OTHERS, JUNCTION BOX, JUNCTION BOX CEILING, LINE [Generic, N/A] [JUNCTION PASSTHROUGH] [#9] CLASS A RETURN, END OF LINE DEVICE, END OF LINE RESISTOR, FIBER PATCH PANEL, FIRE ALARM TERMINAL CABINET, FURNISHED BY OTHERS, FURNISHED BY OTHERS, JUNCTION BOX, JUNCTION BOX CEILING, LINE BREAK (DOUBLE), LINE B [Generic, N/A] [JUNCTION PASSTHROUGH] [#37] CLASS A RETURN, END OF LINE DEVICE, END OF LINE RESISTOR, FIBER PATCH PANEL, FIRE ALARM TERMINAL CABINET, FURNISHED BY OTHERS, FURNISHED BY OTHERS, JUNCTION BOX, JUNCTION BOX CEILING, LINE BREAK (DOUBLE), LINE [Generic, N/A] [JUNCTION PASSTHROUGH] [#14] CLASS A RETURN, END OF LINE DEVICE, END OF LINE RESISTOR, FIBER PATCH PANEL, FIRE ALARM TERMINAL CABINET, FURNISHED BY OTHERS, FURNISHED BY OTHERS, JUNCTION BOX, JUNCTION BOX CEILING, LINE BREAK (DOUBLE), LINE [Generic, N/A, Space Age Electronics] [JUNCTION PASSTHROUGH] 02 [ALL DEVICES ++] CLASS A RETURN, END OF LINE DEVICE, END OF LINE RESISTOR, FIBER PATCH PANEL, FIRE ALARM TERMINAL CABINET, FURNISHED BY OTHERS, FURNISHED BY OTHERS, JUNCTION BOX, JUNCTION BO [Generic, N/A, Space Age Electronics] [JUNCTION PASSTHROUGH] [#4] CLASS A RETURN, END OF LINE DEVICE, END OF LINE RESISTOR, FIBER PATCH PANEL, FIRE ALARM TERMINAL CABINET, FURNISHED BY OTHERS, FURNISHED BY OTHERS, JUNCTION BOX, JUNCTION BOX CEILING, LINE [Generic, N/A] [JUNCTION PASSTHROUGH] [#35] CLASS A RETURN, END OF LINE DEVICE, END OF LINE RESISTOR, FIBER PATCH PANEL, FIRE ALARM TERMINAL CABINET, FURNISHED BY OTHERS, FURNISHED BY OTHERS, JUNCTION BOX, JUNCTION BOX CEILING, LINE BREAK (DOUBLE), LINE [Generic, N/A] [JUNCTION PASSTHROUGH] [#34] CLASS A RETURN, END OF LINE DEVICE, END OF LINE RESISTOR, FIBER PATCH PANEL, FIRE ALARM TERMINAL CABINET, FURNISHED BY OTHERS, FURNISHED BY OTHERS, JUNCTION BOX, JUNCTION BOX CEILING, LINE BREAK (DOUBLE), LINE [Generic, N/A, Space Age Electronics] [JUNCTION PASSTHROUGH] [#2] CLASS A RETURN, END OF LINE DEVICE, END OF LINE RESISTOR, FIBER PATCH PANEL, FIRE ALARM TERMINAL CABINET, FURNISHED BY OTHERS, FURNISHED BY OTHERS, JUNCTION BOX, JUNCTION BOX CEILING, LINE [Generic, N/A] [JUNCTION PASSTHROUGH] [#11] CLASS A RETURN, END OF LINE DEVICE, END OF LINE RESISTOR, FIBER PATCH PANEL, FIRE ALARM TERMINAL CABINET, FURNISHED BY OTHERS, FURNISHED BY OTHERS, JUNCTION BOX, JUNCTION BOX CEILING, LINE BREAK (DOUBLE), LINE [Generic, N/A] [JUNCTION PASSTHROUGH] [#28] CLASS A RETURN, END OF LINE DEVICE, END OF LINE RESISTOR, FIBER PATCH PANEL, FIRE ALARM TERMINAL CABINET, FURNISHED BY OTHERS, FURNISHED BY OTHERS, JUNCTION BOX, JUNCTION BOX CEILING, LINE BREAK (DOUBLE), LINE [Generic, N/A] [JUNCTION PASSTHROUGH] [#42] CLASS A RETURN, END OF LINE DEVICE, END OF LINE RESISTOR, FIBER PATCH PANEL, FIRE ALARM TERMINAL CABINET, FURNISHED BY OTHERS, FURNISHED BY OTHERS, JUNCTION BOX, JUNCTION BOX CEILING, LINE BREAK (DOUBLE), LINE [Generic, N/A] [JUNCTION PASSTHROUGH] [#10] CLASS A RETURN, END OF LINE DEVICE, END OF LINE RESISTOR, FIBER PATCH PANEL, FIRE ALARM TERMINAL CABINET, FURNISHED BY OTHERS, FURNISHED BY OTHERS, JUNCTION BOX, JUNCTION BOX CEILING, LINE BREAK (DOUBLE), LINE [Generic, N/A] [JUNCTION PASSTHROUGH] [#29] CLASS A RETURN, END OF LINE DEVICE, END OF LINE RESISTOR, FIBER PATCH PANEL, FIRE ALARM TERMINAL CABINET, FURNISHED BY OTHERS, FURNISHED BY OTHERS, JUNCTION BOX, JUNCTION BOX CEILING, LINE BREAK (DOUBLE), LINE [Generic, N/A] [JUNCTION PASSTHROUGH] [#22] CLASS A RETURN, END OF LINE DEVICE, END OF LINE RESISTOR, FIBER PATCH PANEL, FIRE ALARM TERMINAL CABINET, FURNISHED BY OTHERS, FURNISHED BY OTHERS, JUNCTION BOX, JUNCTION BOX CEILING, LINE BREAK (DOUBLE), LINE [Generic, N/A] [JUNCTION PASSTHROUGH] [#25] CLASS A RETURN, END OF LINE DEVICE, END OF LINE RESISTOR, FIBER PATCH PANEL, FIRE ALARM TERMINAL CABINET, FURNISHED BY OTHERS, FURNISHED BY OTHERS, JUNCTION BOX, JUNCTION BOX CEILING, LINE BREAK (DOUBLE), LINE [Generic, N/A] [JUNCTION PASSTHROUGH] [#41] CLASS A RETURN, END OF LINE DEVICE, END OF LINE RESISTOR, FIBER PATCH PANEL, FIRE ALARM TERMINAL CABINET, FURNISHED BY OTHERS, FURNISHED BY OTHERS, JUNCTION BOX, JUNCTION BOX CEILING, LINE BREAK (DOUBLE), LINE [Generic, N/A] [JUNCTION PASSTHROUGH] [#38] CLASS A RETURN, END OF LINE DEVICE, END OF LINE RESISTOR, FIBER PATCH PANEL, FIRE ALARM TERMINAL CABINET, FURNISHED BY OTHERS, FURNISHED BY OTHERS, JUNCTION BOX, JUNCTION BOX CEILING, LINE BREAK (DOUBLE), LINE [Generic, N/A] [JUNCTION PASSTHROUGH] [#23] CLASS A RETURN, END OF LINE DEVICE, END OF LINE RESISTOR, FIBER PATCH PANEL, FIRE ALARM TERMINAL CABINET, FURNISHED BY OTHERS, FURNISHED BY OTHERS, JUNCTION BOX, JUNCTION BOX CEILING, LINE BREAK (DOUBLE), LINE [Generic, N/A] [JUNCTION PASSTHROUGH] [#40] CLASS A RETURN, END OF LINE DEVICE, END OF LINE RESISTOR, FIBER PATCH PANEL, FIRE ALARM TERMINAL CABINET, FURNISHED BY OTHERS, FURNISHED BY OTHERS, JUNCTION BOX, JUNCTION BOX CEILING, LINE BREAK (DOUBLE), LINE [Generic, N/A] [JUNCTION PASSTHROUGH] [#26] CLASS A RETURN, END OF LINE DEVICE, END OF LINE RESISTOR, FIBER PATCH PANEL, FIRE ALARM TERMINAL CABINET, FURNISHED BY OTHERS, FURNISHED BY OTHERS, JUNCTION BOX, JUNCTION BOX CEILING, LINE BREAK (DOUBLE), LINE [Generic, N/A, Space Age Electronics] [JUNCTION PASSTHROUGH] [#6] CLASS A RETURN, END OF LINE DEVICE, END OF LINE RESISTOR, FIBER PATCH PANEL, FIRE ALARM TERMINAL CABINET, FURNISHED BY OTHERS, FURNISHED BY OTHERS, JUNCTION BOX, JUNCTION BOX CEILING, LINE [Generic, N/A, Space Age Electronics] [JUNCTION PASSTHROUGH] [#3] CLASS A RETURN, END OF LINE DEVICE, END OF LINE RESISTOR, FIBER PATCH PANEL, FIRE ALARM TERMINAL CABINET, FURNISHED BY OTHERS, FURNISHED BY OTHERS, JUNCTION BOX, JUNCTION BOX CEILING, LINE [Generic, N/A] [JUNCTION PASSTHROUGH] [#27] CLASS A RETURN, END OF LINE DEVICE, END OF LINE RESISTOR, FIBER PATCH PANEL, FIRE ALARM TERMINAL CABINET, FURNISHED BY OTHERS, FURNISHED BY OTHERS, JUNCTION BOX, JUNCTION BOX CEILING, LINE BREAK (DOUBLE), LINE [Generic, N/A] [JUNCTION PASSTHROUGH] [#32] CLASS A RETURN, END OF LINE DEVICE, END OF LINE RESISTOR, FIBER PATCH PANEL, FIRE ALARM TERMINAL CABINET, FURNISHED BY OTHERS, FURNISHED BY OTHERS, JUNCTION BOX, JUNCTION BOX CEILING, LINE BREAK (DOUBLE), LINE [Generic, N/A] [JUNCTION PASSTHROUGH] [#31] CLASS A RETURN, END OF LINE DEVICE, END OF LINE RESISTOR, FIBER PATCH PANEL, FIRE ALARM TERMINAL CABINET, FURNISHED BY OTHERS, FURNISHED BY OTHERS, JUNCTION BOX, JUNCTION BOX CEILING, LINE BREAK (DOUBLE), LINE [Generic, N/A, Space Age Electronics] [JUNCTION PASSTHROUGH] [#7] CLASS A RETURN, END OF LINE DEVICE, END OF LINE RESISTOR, FIBER PATCH PANEL, FIRE ALARM TERMINAL CABINET, FURNISHED BY OTHERS, FURNISHED BY OTHERS, JUNCTION BOX, JUNCTION BOX CEILING, LINE [Generic, N/A] [JUNCTION PASSTHROUGH] [#24] CLASS A RETURN, END OF LINE DEVICE, END OF LINE RESISTOR, FIBER PATCH PANEL, FIRE ALARM TERMINAL CABINET, FURNISHED BY OTHERS, FURNISHED BY OTHERS, JUNCTION BOX, JUNCTION BOX CEILING, LINE BREAK (DOUBLE), LINE [Generic, N/A] [JUNCTION PASSTHROUGH] [#19] CLASS A RETURN, END OF LINE DEVICE, END OF LINE RESISTOR, FIBER PATCH PANEL, FIRE ALARM TERMINAL CABINET, FURNISHED BY OTHERS, FURNISHED BY OTHERS, JUNCTION BOX, JUNCTION BOX CEILING, LINE BREAK (DOUBLE), LINE [Generic, N/A] [JUNCTION PASSTHROUGH] [#15] CLASS A RETURN, END OF LINE DEVICE, END OF LINE RESISTOR, FIBER PATCH PANEL, FIRE ALARM TERMINAL CABINET, FURNISHED BY OTHERS, FURNISHED BY OTHERS, JUNCTION BOX, JUNCTION BOX CEILING, LINE BREAK (DOUBLE), LINE [Generic, N/A] [JUNCTION PASSTHROUGH] [#33] CLASS A RETURN, END OF LINE DEVICE, END OF LINE RESISTOR, FIBER PATCH PANEL, FIRE ALARM TERMINAL CABINET, FURNISHED BY OTHERS, FURNISHED BY OTHERS, JUNCTION BOX, JUNCTION BOX CEILING, LINE BREAK (DOUBLE), LINE [Generic, N/A] [JUNCTION PASSTHROUGH] [#30] CLASS A RETURN, END OF LINE DEVICE, END OF LINE RESISTOR, FIBER PATCH PANEL, FIRE ALARM TERMINAL CABINET, FURNISHED BY OTHERS, FURNISHED BY OTHERS, JUNCTION BOX, JUNCTION BOX CEILING, LINE BREAK (DOUBLE), LINE [Generic, N/A] [JUNCTION PASSTHROUGH] [#21] CLASS A RETURN, END OF LINE DEVICE, END OF LINE RESISTOR, FIBER PATCH PANEL, FIRE ALARM TERMINAL CABINET, FURNISHED BY OTHERS, FURNISHED BY OTHERS, JUNCTION BOX, JUNCTION BOX CEILING, LINE BREAK (DOUBLE), LINE [Generic, N/A] [JUNCTION PASSTHROUGH] [#18] CLASS A RETURN, END OF LINE DEVICE, END OF LINE RESISTOR, FIBER PATCH PANEL, FIRE ALARM TERMINAL CABINET, FURNISHED BY OTHERS, FURNISHED BY OTHERS, JUNCTION BOX, JUNCTION BOX CEILING, LINE BREAK (DOUBLE), LINE
caccba6e-05fe-45fc-9b52-3b2d58bb88f5 | NFPA 170 MULTI DETECTOR |  |  | North | Apollo |  | Smoke Detector |  |  |  | Module | TRUE | SA5050-350 w/SA5300-800 | XXX | XP95A Multi-Criteria Detector W/ SA5300-800 Soteria UL CO Sounder Base HF - 6” | 2 | 0.00034 | 0.004 |  |  |  |  | TRUE | [5 empty] | #FFFF0000 | FA-NFPA 170 MULTI DETECTOR | 1 | FALSE | FALSE | [21 empty] | XPS-17-9710\August | 2024-12-14 10:17 | AUGUSTALIEN\aucon | 2024-12-18 14:29 | Cloned from Apollo SA5050-250 w/SA5300-800 | [Apollo] [SLC APOLLO MODULES SENSORS] [#1 SHARED ADDR ¦ ALL] SA5150-650ADV w/SA5000-230ADV (C), SA5150-750ADV w/SA5000-210ADV (C), SA5050- 350 w/SA5300-802 , SA5050-250 w/SA5000-210, SA5050-250 w/SA5000-230 , SA5050-250 w/SA5300-800 , SA5050-250 w/
acbfdc01-58a5-4dbd-bd4b-3b30d8ff39d6 | NFPA 170 FIRE ALARM CONTROL UNIT | RISER FACP |  | North | Hochiki |  | Fire Alarm Control Unit |  |  |  | Assembly | TRUE | LA101K2-10 |  | FireNET L@TITUDE Analog Addressable Fire Alarm Control Panel, 4 Slot Standard Enclosure, 5.25 A 115V, 4-Loop Panel Module, Hochiki Protocol, Network Module, and Media Gateway™, Red, 48 Zone LEDs | 1 | [6 empty] | FALSE |  |  | *Refer to Install Sheet | 16.5in (W) x 23.2in (H) x 6in (D) | KM5FCRD (Optional Semi-Flush Mounting Kit) | #FFFF0000 | FA-NFPA 170 FIRE ALARM CONTROL UNIT | 1 | FALSE | FALSE | FALSE | 202 | [8 empty] | 7,12,18,28 |  |  | 5.25 |  | TRUE | [5 empty] | DESKTOP-7SAL8M7\acont | 2019-12-04 15:59 | THOR\acont | 2024-09-08 17:27 | Cloned from Hochiki LA101K1-10
7f1f6708-e35e-4a5d-8400-3b30f0258904 | NFPA 170 CHIME |  |  | North | Siemens |  | Chime |  |  |  | Module | TRUE | SL2CHSCW-F | S54329-F232-A1++ | Chime-Strobe, Ceiling, Clear, White, Fire | 1 | [7 empty] | TRUE |  |  |  |  | #FFFF0000 | FA-NFPA 170 CHIME | 1 | FALSE | FALSE | FALSE | 2023 | [19 empty] | DESKTOP-7EIEB7A\acont | 2023-08-02 11:22 | THOR\acont | 2024-09-08 17:27 | Cloned from Siemens SL2CHWW-F | [Siemens] [NAC] [16.0 – 33.0 VDC] SL2CHSCR-F (C), SL2CHSCW-F (C), SL2CHWR-F, SL2CHWW-F
01e7fcf4-de86-4570-a38d-3b32d8d992d2 | NFPA 170 SMOKE CO DETECTOR |  |  | North | Edwards |  | Smoke/CO Detector |  |  |  | Module | TRUE | SIGA-PCD w/SIGA-IB BASE | ++ | Photoelectric smoke and carbon monoxide life safety detector, | 1 | 5.1e-05 | 6.8e-05 |  |  |  |  | FALSE | TRUE |  |  |  |  | #FFFF0000 | FA-NFPA 170 SMOKE CO DETECTOR | 1 | FALSE | FALSE | FALSE | 1408 | [13 empty] | FALSE | [7 empty] | THOR\acont | 2024-10-08 16:47 | 20191121 AC Detector with base | [Edwards, Kidde] [SLC EST MODULES SENSORS] [*] [#2 SHARED ADDR ¦ SENSORS] KI-DDOS (C), SIGA2-COS w/SIGA-AB4G BASE, SIGA2-COS w/SIGA-AB4G-LF BASE, SIGA2-COS w/SIGA-AB4GT BASE, SIGA2-COS w/SIGA-IB BASE, SIGA2-COS w/SIGA-RB BASE, SIGA2-COS w/SIGA-SB BASE, S [Edwards, Kidde] [SLC EST MODULES/SENSORS] 01 [*] [iO64] DS-HFS (C), DS-PS (C), FX-HD w/IB4U BASE, FX-HD w/RB4U BASE, FX-HD w/SB4U BASE, FX-HD w/SB4U-LF BASE, FX-HD wB4U BASE, FX-PD w/B4U BASE (C), FX-PD w/IB4U BASE (C), FX-PD w/SB4U BASE (C), FX-PD w/SB [Edwards, Kidde] [SLC EST SENSORS] [*] [#4 TYPE ADDR ¦ SENSORS] KI-DDOS (C), SIGA2-COS w/SIGA-AB4G BASE, SIGA2-COS w/SIGA-AB4G-LF BASE, SIGA2-COS w/SIGA-AB4GT BASE, SIGA2-COS w/SIGA-IB BASE, SIGA2-COS w/SIGA-RB BASE, SIGA2-COS w/SIGA-SB BASE, SIGA2-HCOS [Edwards, Kidde] [SLC EST SENSORS] 01 [*] [EST3, iO1000] DS-HFS (C), DS-PS (C), FX-HD w/IB4U BASE, FX-HD w/RB4U BASE, FX-HD w/SB4U BASE, FX-HD w/SB4U-LF BASE, FX-HD wB4U BASE, FX-PD w/B4U BASE (C), FX-PD w/IB4U BASE (C), FX-PD w/SB4U BASE (C), FX-PD w/SB
589f0b6f-f093-4247-93ff-3b3c1bf3ef75 |  |  |  | North | Potter | [5 empty] | Module | TRUE | AMS-9 Series |  | Micro-Mini Surface Mount Magnetic Contact | 1 | [6 empty] | FALSE | [5 empty] | #FFFFFFFF |  |  | FALSE | FALSE | FALSE | [14 empty] | FALSE | [7 empty] | THOR\acont | 2024-10-09 10:48
c49291da-668d-4215-8946-3b3d013c8ac1 | NFPA 170 STROBE WALL |  |  | North | Siemens |  | Strobe |  |  |  | Module | TRUE | ST-75-R-WP | 500-636106 | STROBE WEATHERPROOF RED - WALL | 1 | [12 empty] | #FF0070C0 | FA-NFPA 170 STROBE WALL | 1 | FALSE | FALSE | FALSE | 2023 | [19 empty] | DESKTOP-7SAL8M7\acont | 2019-08-13 09:04 | THOR\acont | 2024-09-08 17:27 | B,T | [Siemens] [NAC] [16 VDC] ST-75-CR-WP (C), ST-75-CW-WP (C), ST-75-R-WP, ST-75-W-WP
bbbb2475-2f7a-444e-be76-3b41138c9460 |  |  |  | North | Edwards |  | Cards & Components |  |  |  | Card | TRUE | ANSZSR |  | Relay card, supervision / zone splitter to remote mic | 1 | [6 empty] | TRUE | [5 empty] | #FFFFFFFF |  |  | FALSE | FALSE | FALSE | [14 empty] | FALSE | [7 empty] | THOR\acont | 2024-10-09 10:48
8363565a-0044-4d6d-b59f-3b501168cda7 |  |  |  | North | Hochiki |  | Cards & Components |  |  |  | Card | TRUE | FNV-MBK | + | Motherboard Relay Card | 1 | 0.003 | 0.031 |  |  |  |  | TRUE | [5 empty] | #FFFFFFFF |  |  | FALSE | FALSE | FALSE | [20 empty] | DESKTOP-7SAL8M7\acont | 2019-11-04 16:25 | THOR\acont | 2024-10-09 10:48
e63cad49-40ad-44d5-bc3f-3b55f3054503 | NFPA 170 HORN |  |  | North | Edwards |  | Horn |  |  |  | Module | TRUE | GL1WF-HD |  | Genesis Horn, 77.1 dBA, White, FIRE | 1 | [6 empty] | FALSE | [5 empty] | #FF0070C0 | FA-NFPA 170 HORN | 1 | FALSE | FALSE | FALSE | 2010 | [13 empty] | FALSE | [7 empty] | THOR\acont | 2024-09-08 17:27 |  | [Edwards, Kidde] [NAC] [16 VFWR] GL1RF-HD, GL1WF-HD, GL1WN-HD [Edwards, Kidde] [NAC] [16 VDC] GL1RF-HD, GL1WF-HD, GL1WN-HD [Edwards, Kidde] [NAC] [24 VDC] GL1RF-HD, GL1WF-HD, GL1WN-HD
3fed4cbc-9d7b-4ab4-bb79-3b569c3b1aa7 | NFPA 170 FIRE ALARM CONTROL UNIT | RISER FACP |  | North | NAPCO |  | Fire Alarm Control Unit |  |  |  | Assembly | TRUE | GEMC-FW-32KT | + | 32 Point GEM-C Firewolf™ 24V Commercial Fire System Kit | 1 | [12 empty] | #FFFF0000 | FA-NFPA 170 FIRE ALARM CONTROL UNIT | 1 | FALSE | FALSE | FALSE | 202 | [13 empty] | TRUE | [5 empty] | DESKTOP-7SAL8M7\acont | 2020-01-21 11:59 | THOR\acont | 2024-09-08 17:27
91bdadf3-589b-463d-803d-3b57d0522f08 | NFPA 170 REMOTE TEST SWITCH |  |  | North | Autocall |  | REMOTE TEST SWITCH |  |  |  | Module | TRUE | A2098-9806 | + | Test Station with keyswitch and red LED status indicator, on single-gang stainless steel plate; (turning switch to "TEST" initiates alarm for system testing) | 1 | 0.0033 | 0.0033 |  |  |  |  | TRUE | [5 empty] | #FFFF0000 | FA-NFPA 170 REMOTE TEST SWITCH | 1 | FALSE | FALSE | FALSE | 914 | [19 empty] | DESKTOP-0D6CQVA\lousc | 2019-07-05 11:25 | THOR\acont | 2024-09-08 17:27 | Cloned from AutoCall A2098-9806 | [Autocall, Simplex] [RTS] 2098-9806, A2098-9806, A2098-9808, A4098-9830
a81203ee-4902-4712-88d5-3b5d896df9a7 |  |  |  | North | Siemens | [5 empty] | Module | TRUE | SETFL-VW | 500-636050 | ET-1080 WHITE | 1 | [12 empty] | #FFFFFFFF |  |  | FALSE | FALSE | FALSE | [20 empty] | DESKTOP-7SAL8M7\acont | 2019-08-13 09:04 | THOR\acont | 2024-10-09 10:48 |  | [Siemens] [AUDIO 25v] [25V AUDIO] SETFL-VR, SETFL-VW, SETSF-VR, SETSF-VW [Siemens] [AUDIO 70.7v] [70V AUDIO] SETFL-VR, SETFL-VW, SETSF-VR, SETSF-VW
4cf2ed9d-6179-4a4c-9119-3b63b9109c15 |  |  |  | North | Notifier |  | Cards & Components |  |  |  | Card | TRUE | NFC-50W-70V | + | 70V, 50 Watt Audio Amplifier Module | 1 | 0.1 | 0.235 |  |  |  |  | TRUE | FALSE |  |  |  |  | #FFFFFFFF |  |  | FALSE | FALSE | FALSE | [14 empty] | FALSE | [5 empty] | DESKTOP-7SAL8M7\acont | 2019-10-02 17:27 | THOR\acont | 2024-10-09 10:48
1e4ef08f-1cc5-46cd-8933-3b65b4bdf802 | NFPA 170 MANUAL PULL |  |  | North | Gamewell FCI |  | Manual Station |  |  |  | Module | TRUE | MS-7SP | + | Double action station, English and Spanish instructions | 1 | 0 | 0 |  |  |  |  | TRUE | [5 empty] | #FFFF0000 | FA-NFPA 170 MANUAL PULL | 1 | FALSE | FALSE | FALSE | 957 | [19 empty] | DESKTOP-7SAL8M7\acont | 2019-03-12 12:44 | THOR\acont | 2024-09-08 17:27 | Cloned from Gamewell MS-7S | [Gamewell FCI] [IDC] 01 [*] M34-110, M34-56, MS-7, MS-7LOB, MS-7LOB, MS-7LR, MS-7LRA, MS-7S, MS-7S w/AMM-2F, MS-7SP, MS-WS w/AMM-2F
1dd5729d-c691-4dfc-a316-3b6970eea6ea |  |  |  | North | Bosch | [5 empty] | Module | TRUE | NIN-63023-A3S | * | analitics 2mp 1080p dome camera | 1 | [12 empty] | #FFFFFFFF |  |  | FALSE | FALSE | FALSE | [20 empty] | DESKTOP-7EIEB7A\acont | 2021-08-13 06:25 | THOR\acont | 2024-10-09 10:48
c4201dff-63e7-4d64-a566-3b73d600d381 | NFPA 170 SMOKE DETECTOR |  |  | North | Edwards |  | Smoke Detector |  |  |  | Module | TRUE | SIGA-PD w/SIGA-AB4G BASE | ++ | Photoelectric smoke detector | 1 | 3.2e-05 | 3.2e-05 |  |  |  |  | FALSE | TRUE |  |  |  |  | #FFFF0000 | FA-NFPA 170 SMOKE DETECTOR | 1 | FALSE | FALSE | FALSE | 1408 | [13 empty] | FALSE | [7 empty] | THOR\acont | 2024-10-08 16:47 | 20191121 AC Detector with base | [Edwards, Kidde] [SLC EST MODULES/SENSORS] 01 [*] [iO64] DS-HFS (C), DS-PS (C), FX-HD w/IB4U BASE, FX-HD w/RB4U BASE, FX-HD w/SB4U BASE, FX-HD w/SB4U-LF BASE, FX-HD wB4U BASE, FX-PD w/B4U BASE (C), FX-PD w/IB4U BASE (C), FX-PD w/SB4U BASE (C), FX-PD w/SB [Edwards, Kidde] [SLC EST SENSORS] 01 [*] [EST3, iO1000] DS-HFS (C), DS-PS (C), FX-HD w/IB4U BASE, FX-HD w/RB4U BASE, FX-HD w/SB4U BASE, FX-HD w/SB4U-LF BASE, FX-HD wB4U BASE, FX-PD w/B4U BASE (C), FX-PD w/IB4U BASE (C), FX-PD w/SB4U BASE (C), FX-PD w/SB [Edwards, Kidde] [SLC EST SENSORS] [*] [#4 TYPE ADDR ¦ SENSORS] KI-DDOS (C), SIGA2-COS w/SIGA-AB4G BASE, SIGA2-COS w/SIGA-AB4G-LF BASE, SIGA2-COS w/SIGA-AB4GT BASE, SIGA2-COS w/SIGA-IB BASE, SIGA2-COS w/SIGA-RB BASE, SIGA2-COS w/SIGA-SB BASE, SIGA2-HCOS [Edwards, Kidde] [AUX POWER] FX-HD w/SB4U BASE, FX-PD w/SB4U BASE (C), FX-PHD w/SB4U BASE (C), KI-COD w/KI-ABST BASE (C), KI-HCD w/KI-ABST BASE, KI-HRD w/KI-ABST BASE, KI-PCD w/KI-ABST BASE (C), KI-PD w/KI-ABST BASE (C), KI-PHCD w/KI-ABST BASE (C), KI-PH [Edwards, Kidde] [SLC EST MODULES SENSORS] [*] [#2 SHARED ADDR ¦ SENSORS] KI-DDOS (C), SIGA2-COS w/SIGA-AB4G BASE, SIGA2-COS w/SIGA-AB4G-LF BASE, SIGA2-COS w/SIGA-AB4GT BASE, SIGA2-COS w/SIGA-IB BASE, SIGA2-COS w/SIGA-RB BASE, SIGA2-COS w/SIGA-SB BASE, S
80f311ed-9055-4f49-831e-3b74d466b97e |  |  |  | North | Edwards |  | Hardware |  |  |  | Hardware | TRUE | MN-GVANT2 |  | HPSA Stand-Alone Directional antenna kit | 1 | [6 empty] | FALSE | [5 empty] | #FFFFFFFF |  |  | FALSE | FALSE | FALSE | [14 empty] | FALSE | [7 empty] | THOR\acont | 2024-10-09 10:48
cc2f30fd-9e15-427b-832e-3b78286c1d76 |  |  |  | North | Bosch | [5 empty] | Module | TRUE | NBN-50022-V3 | * | IP FIXED CAM 1080P BOX | 1 | [12 empty] | #FFFFFFFF |  |  | FALSE | FALSE | FALSE | [20 empty] | DESKTOP-7EIEB7A\acont | 2021-08-13 06:25 | THOR\acont | 2024-10-09 10:48
dbb612cb-4f2a-4f09-9428-3b78849955f9 |  |  |  | North | Bosch | [5 empty] | Module | TRUE | NIN-73023-A3AS-RO | * | ***(Ross) FLEXIDOME IP starlight 7000 Dome 2MP HDR 3-9mm auto IP66 surface | 1 | [12 empty] | #FFFFFFFF |  |  | FALSE | FALSE | FALSE | [20 empty] | DESKTOP-7EIEB7A\acont | 2021-08-13 06:25 | THOR\acont | 2024-10-09 10:48
3dde130c-8f8a-41e2-943d-3b78acfc2b3d | NFPA 170 SPEAKER STROBE |  |  | North | Edwards |  | Speaker/Strobe |  |  |  | Module | TRUE | WG4RN-SVMHC |  | 25/70V Speaker/Strobe, red, n/m, clear, 102, 123, 147, 161 cd | 1 | [6 empty] | FALSE | [5 empty] | #FF0070C0 | FA-NFPA 170 SPEAKER STROBE | 1 | FALSE | FALSE | FALSE | 2019 | [13 empty] | FALSE |  |  | WP |  |  |  |  | THOR\acont | 2024-09-08 17:27 |  | [Edwards, Kidde] [AUDIO 70.7v] [70V AUDIO] G4F-S7, G4F-S7V1575, G4F-S7VM, G4HFRF-S7, G4HFRF-S7VMC, G4HFRN-S7, G4HFRN-S7VMC, G4HFWA-S7, G4HFWA-S7VMA, G4HFWA-S7VMC, G4HFWF-S7, G4HFWF-S7VMC, G4HFWN-S7, G4HFWN-S7VMA, G4HFWN-S7VMB, G4HFWN-S7VMC, G4RF-S7, G4RF [Edwards] [NAC] [24 VDC] WG4RF-SVMHC, WG4RN-SVMHC, WG4WA-SVMHC, WG4WF-SVMHC, WG4WN-SVMHC [Edwards, Kidde] [AUDIO 25v] [25V AUDIO] EGCF-S2VMH (C), G4F-S2, G4F-S2V1575, G4F-S2VM, G4HFRF-S2, G4HFRF-S2VMC, G4HFRN-S2, G4HFRN-S2VMC, G4HFWA-S2, G4HFWA-S2VMA, G4HFWA-S2VMC, G4HFWF-S2, G4HFWF-S2VMC, G4HFWN-S2, G4HFWN-S2VMA, G4HFWN-S2VMC, G4RF-S2, G4RF
09e693fd-137a-42c3-9bef-3b7dd2c0e4b6 | NFPA 170 SPEAKER STROBE |  |  | North | Siemens |  | Speaker/Strobe |  |  |  | Module | TRUE | SEH-MC-W-ALERT | S54329-A18-A1 | SPK-ST,WALL,ALR,W | 1 | [12 empty] | #FF0070C0 | FA-NFPA 170 SPEAKER STROBE | 1 | FALSE | FALSE | FALSE | 2019 | [19 empty] | DESKTOP-7SAL8M7\acont | 2019-08-13 09:04 | THOR\acont | 2024-09-08 17:27 |  | [Siemens] [NAC] [VDC] SEFH-AMC-W-ALERT, SEFH-MC-R, SEFH-MC-R-ALERT, SEFH-MC-W, SEFH-MC-W-ALERT, SEFH-MC-W-BLANK, SEF-MC-R, SEF-MC-W, SEH-MC-R, SEH-MC-R-ALERT, SEH-MC-R-B, SEH-MC-W, SEH-MC-W-ALERT, SEH-MC-W-B, SEH-MC-W-BLANK [Siemens] [AUDIO 25v] [25V AUDIO] SEH-AMC-W-ALERT, SEH-HMC-R, SEH-HMC-R-B, SEH-HMC-W, SEH-HMC-W-ALERT, SEH-HMC-W-B, SEH-MC-R, SEH-MC-R-ALERT, SEH-MC-R-B, SEH-MC-W, SEH-MC-W-ALERT, SEH-MC-W-B, SEH-MC-W-BLANK, SEH-R, SEH-W, SEH-W-ALERT [Siemens] [AUDIO 70.7v] [70V AUDIO] SEH-AMC-W-ALERT, SEH-HMC-R, SEH-HMC-R-B, SEH-HMC-W, SEH-HMC-W-ALERT, SEH-HMC-W-B, SEH-MC-R, SEH-MC-R-ALERT, SEH-MC-R-B, SEH-MC-W, SEH-MC-W-ALERT, SEH-MC-W-B, SEH-MC-W-BLANK, SEH-R, SEH-W, SEH-W-ALERT
ed99f43e-22b7-4350-a66d-3b7f4e29fece | NFPA 170 HORN STROBE CEILING |  |  | North | Eaton Wheelock |  | Horn/Strobe |  |  |  | Module | TRUE | MTWP-24MCCH-FW |  | NOTIFICATION, MULTI-TONE HORNSTROBE, WHITE, CEILING, 15CD, WP | 1 | 0 | 0.168 |  |  |  |  | FALSE | TRUE |  |  |  |  | #FF0070C0 | FA-NFPA 170 HORN STROBE CEILING | 1 | FALSE | FALSE | FALSE | 2013 | [13 empty] | FALSE |  |  | C¦WP |  |  | DESKTOP-7SAL8M7\acont | 2020-11-17 11:37 | THOR\acont | 2024-09-08 17:27 | Cloned from Eaton Wheelock MTWP-2475C-FW | [Eaton Wheelock, Hochiki] [NAC] [24VDC, Code 3 Horn, HI] MT-12/24-R, MT-12/24-W, MTWP-2475C-FR (C), MTWP-2475C-FW (C), MTWP-2475W-FR, MTWP-2475W-FW, MTWP-24MCCH-FR (C), MTWP-24MCCH-FW (C) [Eaton Wheelock, Hochiki] [NAC] [24VDC, Code 3 Horn, STD] MT-12/24-R, MT-12/24-W, MTWP-2475C-FR (C), MTWP-2475C-FW (C), MTWP-2475W-FR, MTWP-2475W-FW, MTWP-24MCCH-FR (C), MTWP-24MCCH-FW (C)
25ab43aa-63be-4411-a105-3b8688d9f011 |  |  |  | North | Edwards |  | Hardware |  |  |  | Hardware | TRUE | 4X-LKS |  | Spanish Template | 1 | [6 empty] | FALSE | [5 empty] | #FFFFFFFF |  |  | FALSE | FALSE | FALSE | [14 empty] | FALSE | [7 empty] | THOR\acont | 2024-10-09 10:48
679203a3-f59c-4400-b6fc-3b8e71b2ae64 |  |  |  | North | Siemens | [5 empty] | Module | TRUE | FC924-UE | S54400-C17-A1 | 504-point system with 170W power supply and operator interface with 24 zone LEDs Consists of: One FCM2019-U3, one FP2011-U1, one FCI2017-U1 | 1 | [12 empty] | #FFFFFFFF |  |  | FALSE | FALSE | FALSE | [20 empty] | DESKTOP-7SAL8M7\acont | 2019-08-13 09:04 | THOR\acont | 2024-10-09 10:48
6a7410dc-1e3b-4abf-a02c-3b8f2563997b |  |  |  | North | Bosch | [5 empty] | Module | TRUE | MBV-MPRO | * | BVMS Software Maintenance SMA license for MBV-BPRO, 1 year | 1 | [12 empty] | #FFFFFFFF |  |  | FALSE | FALSE | FALSE | [20 empty] | DESKTOP-7EIEB7A\acont | 2021-08-13 06:25 | THOR\acont | 2024-10-09 10:48
3878e407-7f2d-46fd-a876-3b905958f88a | NFPA 170 HORN STROBE |  |  | North | Edwards |  | Horn/Strobe |  |  |  | Module | TRUE | G1F-HDV1575 |  | Horn-Strobe, running man, white, "FIRE", 15/75 cd, | 1 | 0 | 0.119 |  |  |  |  | FALSE | [5 empty] | #FF0070C0 | FA-NFPA 170 HORN STROBE | 1 | FALSE | FALSE | FALSE | 2012 | [13 empty] | FALSE | [7 empty] | THOR\acont | 2024-09-08 17:27 |  | [Edwards, Kidde] [NAC] [24 VDC, LOW DB] EG1F-HDV1575, EG1F-HDVM, G1F-HDV1575, G1F-HDVM, G1-HDVM, G1RF-HDV1575, G1RF-HDVM, G1R-HDVM, G1WA-HDVMA, G1WA-HDVMC [Edwards, Kidde] [NAC] [16 VDC, HIGH DB] EG1F-HDV1575, EG1F-HDVM, G1F-HDV1575, G1F-HDVM, G1-HDVM, G1RF-HDV1575, G1RF-HDVM, G1R-HDVM, G1WA-HDVMA, G1WA-HDVMC [Edwards, Kidde] [NAC] [16 VDC, LOW DB] EG1F-HDV1575, EG1F-HDVM, G1F-HDV1575, G1F-HDVM, G1-HDVM, G1RF-HDV1575, G1RF-HDVM, G1R-HDVM, G1WA-HDVMA, G1WA-HDVMC [Edwards, Kidde] [NAC] [24 VDC, HIGH DB] EG1F-HDV1575, EG1F-HDVM, G1F-HDV1575, G1F-HDVM, G1-HDVM, G1RF-HDV1575, G1RF-HDVM, G1R-HDVM, G1WA-HDVMA, G1WA-HDVMC
a08352d3-0edf-4226-bd73-3b96ce6be88f | NFPA 170 DUCT SMOKE DETECTOR |  |  | North | Fike |  | Duct Smoke Detector |  |  |  | Assembly | TRUE | 63-1056 |  | Duct Housing w/63-1057 sensor | 1 | [6 empty] | FALSE | TRUE |  |  |  |  | #FFFF0000 | FA-NFPA 170 DUCT SMOKE DETECTOR | 1 | FALSE | FALSE | FALSE | 1400 | [8 empty] | 7,12,18 |  |  |  |  | FALSE | [7 empty] | THOR\acont | 2024-09-08 17:27 | 20191121 AC Detector without base | [Fike] [SLC FIKE] [*] [#1 SHARED ADDR ¦ ALL] 20-1063, 20-1064, 20-1343, 55-019/020 (C), 55-021 (C), 55-023 (C), 55-041, 55-042, 55-043, 55-045, 55-046, 55-047, 55-048, 55-050, 55-052, 55-055, 55-056, 55-060, 55-061, 60-1028 (C), 60-1039 (C), 60-1040 (C), [Fike] [AUX POWER] 20-1063, 20-1064, 20-1343, 55-019/020 (C), 55-021 (C), 55-023 (C), 55-043, 55-047, 55-048, 55-050, 55-055, 55-056, 55-060, 55-061, 60-1028 (C), 60-1039 (C), 60-1040 (C), 63-028/029 (C), 63-1021 (C), 63-1052 (C), 63-1053 (C), 63-1056 (C
b08ed964-8e19-410d-b979-3b9bf458b29e |  |  |  | North | Notifier |  | Cards & Components |  |  |  | Card | TRUE | NFC-50DA Main Board (50W, 70V) | + | Main Board for ECC-50DA | 1 | 0.1 | 0.58 |  |  |  |  | TRUE | FALSE |  |  |  |  | #FFFFFFFF |  |  | FALSE | FALSE | FALSE | [14 empty] | FALSE | [5 empty] | DESKTOP-7SAL8M7\acont | 2019-10-02 17:27 | THOR\acont | 2024-10-09 10:48 | Cloned from Firelite ECC-50DA Main Board (50W, 25V) | [Federal Signal, Notifier] [DIGITAL AUDIO LOOP] BDA-70v (50W, 70V), NFC-125DA (25V) Main Board, NFC-50BDA Main Board (100W, 25V), NFC-50BDA Main Board (100W, 70V), NFC-50DA Main Board (50W, 25V), NFC-50DA Main Board (50W, 70V), NFC-BDA-25v (50W, 25 [Notifier] [VAC ] 411UDAC Main Board, AFP-100 Main Board, AFP-200 Main Board, FCPS-24S6 MAIN BOARD, FCPS-24S8 MAIN BOARD, HPFF12 Main Board, HPFF8 Main Board, NFC-125DA (25V) Main Board, NFC-50/100 Main Board (100W, 25V), NFC-50/100 Main Board (100W, 70V [Notifier] [AUX POWER] BDA-70v (50W, 70V), NFC-125DA (25V) Main Board, NFC-50BDA Main Board (100W, 25V), NFC-50BDA Main Board (100W, 70V), NFC-50DA Main Board (50W, 25V), NFC-50DA Main Board (50W, 70V), NFC-BDA-25v (50W, 25V), NFC-BDA-70v (50W, 70V [Federal Signal, Notifier] [RS-485] BDA-70v (50W, 70V), NFC-125DA (25V) Main Board, NFC-50BDA Main Board (100W, 25V), NFC-50BDA Main Board (100W, 70V), NFC-50DA Main Board (50W, 25V), NFC-50DA Main Board (50W, 70V), NFC-BDA-25v (50W, 25V), NFC-BDA- | [Notifier] NFC-50DA Main Board (50W, 70V)
f324f32b-b435-4309-a08a-3ba24a606b03 |  |  |  | North | Elmdene |  | Cards & Components |  |  |  | Card | TRUE | STX2401 Main Board | + | Fire Alarm Power Supply Main Board | 1 |  |  | 1 |  |  |  | TRUE | FALSE |  |  |  |  | #FFFFFFFF |  |  | FALSE | FALSE | FALSE | [14 empty] | FALSE | [5 empty] | DESKTOP-7EIEB7A\acont | 2023-02-13 09:50 | THOR\acont | 2024-10-09 10:48 | Cloned from Altronix AL1024ULX Main Board | [Elmdene] [NAC Trigger] STX2401 Main Board, STX2402 Main Board, STX2405 Main Board, STX2410 Main Board [Elmdene] [IDC] 01 [AC FAIL] STX2401 Main Board, STX2402 Main Board, STX2405 Main Board, STX2410 Main Board [Elmdene] [IDC] 02 [BATTERY] STX2401 Main Board, STX2402 Main Board, STX2405 Main Board, STX2410 Main Board | [Elmdene] STX2401 Main Board
ec9b4e0f-54a5-40c6-bd47-3ba519a0afe2 |  |  |  | North | Bosch | [5 empty] | Module | TRUE | D1218 | * | Battery, 12V 18Ah 0000166886 | 1 | [12 empty] | #FFFFFFFF |  |  | FALSE | FALSE | FALSE | [22 empty] | THOR\acont | 2024-10-09 10:48
4f469909-3f9a-4678-b787-3bac3ca39cf4 |  |  |  | North | Simplex |  | Hardware |  |  |  | Hardware | TRUE | 4100-2163 |  | INDICATOR ONLY 3 BAY SOLID | 1 | [12 empty] | #FFFFFFFF |  |  | FALSE | FALSE | FALSE | [20 empty] | AULAPTOP-PC\Aulaptop | 2019-07-04 04:36 | THOR\acont | 2024-10-09 10:48
3fccf7e3-2b85-4116-89f6-3bb02087671d | NFPA 170 AMPLIFIER RACK | RISER AMP |  | North | Potter |  | Amplifier |  |  |  | Assembly | TRUE | PVC-DP25/P (25V) | + | Distributed Panel, Dual Channel, 25W, Fire Phone | 1 | [6 empty] | FALSE | [5 empty] | #FFFF0000 | FA-NFPA 170 AMPLIFIER RACK | 1 | FALSE | FALSE | FALSE | 300 | [8 empty] | 7,12,18 |  |  |  | 25 | TRUE | [5 empty] | DESKTOP-7SAL8M7\acont | 2020-11-03 16:06 | THOR\acont | 2024-09-08 17:27 | Cloned from Hochiki FNVDP25/P (25V)
342333af-2993-4608-bb65-3bbcaa90e615 | NFPA 170 FIRE ALARM CONTROL UNIT | RISER FACP |  | North | Hochiki |  | Fire Alarm Control Unit |  |  |  | Assembly | TRUE | LA101K4-10 |  | FireNET L@TITUDE Analog Addressable Fire Alarm Control Panel, 4 Slot Standard Enclosure, 5.25 A 115V, 8-Loop Panel Module, Hochiki Protocol, Network Module, and Media Gateway™, Red, 48 Zone LEDs | 1 | [6 empty] | FALSE |  |  | *Refer to Install Sheet | 16.5in (W) x 23.2in (H) x 6in (D) | KM5FCRD (Optional Semi-Flush Mounting Kit) | #FFFF0000 | FA-NFPA 170 FIRE ALARM CONTROL UNIT | 1 | FALSE | FALSE | FALSE | 202 | [8 empty] | 7,12,18,28 |  |  | 5.25 |  | TRUE | [5 empty] | DESKTOP-7SAL8M7\acont | 2019-12-04 15:59 | THOR\acont | 2024-09-08 17:27 | Cloned from Hochiki LA101K1-10 CLONED
86e1e6f6-ed79-4d4a-a7e1-3bbd4938c35f |  |  |  | North | Edwards | [5 empty] | Card | TRUE | iO1000G-2-SP Mainboard |  | Mainboard for iO1000G-2-SP assembly |  | 0.227 | 0.392 |  |  |  |  | TRUE | [5 empty] | #FFFFFFFF |  |  | FALSE | FALSE | [15 empty] | FALSE | [7 empty] | DESKTOP-7EIEB7A\acont | 2023-03-31 12:04 |  | [Edwards, Kidde, Macurco] [IDC] [#3 SUPERVISORY] 2IDC, 76-600000-001 Main Board, 76-800xxx-xxx Main Board, 77-600000-901 Main Board, 84-732001-901 Main Board, DVP-120 Mainboard, EST1-2Z Mainboard, FSP1004G Mainboard, FSP1004G-2 Mainboard, FSP1004GD Mainb [Edwards, Kidde, Macurco] [IDC] [#1 ALARM] 2IDC, 76-600000-001 Main Board, 76-800xxx-xxx Main Board, 77-600000-901 Main Board, 84-732001-901 Main Board, DVP-120 Mainboard, EST1-2Z Mainboard, FSP1004G Mainboard, FSP1004G-2 Mainboard, FSP1004GD Mainboard, [Edwards, Kidde, Macurco] [IDC] [#2 TROUBLE] 2IDC, 76-600000-001 Main Board, 76-800xxx-xxx Main Board, 77-600000-901 Main Board, 84-732001-901 Main Board, DVP-120 Mainboard, EST1-2Z Mainboard, FSP1004G Mainboard, FSP1004G-2 Mainboard, FSP1004GD Mainboard | [Edwards, Kidde] FX-1000 Mainboard, FX-1000D Mainboard, FX-64RD Mainboard, iO1000G Mainboard, iO1000G-2 Mainboard, iO1000G-2-PG Mainboard, iO1000G-2-SP Mainboard, iO1000GC Mainboard, iO1000GD Mainboard, iO1000G-F Mainboard, iO1000G-PG Mainboard, iO1000G-S [Edwards, Kidde] FX-1000 Mainboard, FX-1000D Mainboard, iO1000G Mainboard, iO1000G-2 Mainboard, iO1000G-2-PG Mainboard, iO1000G-2-SP Mainboard, iO1000GC Mainboard, iO1000GD Mainboard, iO1000G-F Mainboard, iO1000G-PG Mainboard, iO1000G-SP Mainboard, iO1000 [Edwards, Kidde] FX-1000 Mainboard, FX-1000D Mainboard, FX-64RD Mainboard, iO1000G Mainboard, iO1000G-2 Mainboard, iO1000G-2-PG Mainboard, iO1000G-2-SP Mainboard, iO1000GC Mainboard, iO1000GD Mainboard, iO1000G-F Mainboard, iO1000G-PG Mainboard, iO1000G-S [Edwards] IO-SDC2
646fd4d6-50f3-4cb3-8a36-3bcf4303b6d2 | NFPA 170 HORN STROBE |  |  | North | Potter |  | Horn/Strobe |  |  |  | Module | TRUE | CHSLP-24WB-WP |  | Horn Strobe, Wall, White, Blue, Outdoor, Low Profile | 1 | 0 | 0.22 |  |  |  |  | FALSE | FALSE |  |  |  |  | #FF0070C0 | FA-NFPA 170 HORN STROBE | 1 | FALSE | FALSE | FALSE | 2012 | [13 empty] | FALSE | [7 empty] | THOR\acont | 2024-09-08 17:27 |  | [Potter] [NAC] [UL MAX, HIGH DB] CHS-24B-WP, CHS-24G-WP, CHS-24R-WP, CHS-24WB-WP, CHS-24WG-WP, CHS-24WR-WP, CHSLP-24B-WP, CHSLP-24G-WP, CHSLP-24R-WP, CHSLP-24WB-WP, CHSLP-24WG-WP, CHSLP-24WR-WP
98882359-4482-4963-ba26-3bcfbba5f6dc | NFPA 170 HEAT DETECTOR |  |  | North | Simplex |  | Heat Detector |  |  |  | Module | TRUE | 4098-9614 w/4098-9788 | + | Electronic Heat Detector 2-Wire 200° F (93° C) No options | 1 | 0.0001 | 0.024 |  |  |  |  | TRUE | TRUE |  |  |  |  | #FFFF0000 | FA-NFPA 170 HEAT DETECTOR | 1 | FALSE | FALSE | FALSE | 1403 | [16 empty] | 200 |  |  | DESKTOP-7EIEB7A\acont | 2022-02-15 10:16 | THOR\acont | 2024-09-08 17:27 | Cloned from Autocall A4098-9614 w/A4098-9788 | [Autocall, Simplex] [IDC] 01 2098-9201 (C), 2098-9202 (C), 2098-9203 (C), 2098-9208 (C), 2098-9576 (C), 2099-9101 (C), 2099-9102 (C), 2099-9103 (C), 2099-9104 (C), 2099-9105 (C), 2099-9107 (C), 2099-9108 (C), 2099-9754 (C), 2099-9755 (C), 2099-9756 (C),
c51fe5b4-25e6-46bc-baab-3bd66b21a710 |  |  |  | North | Bosch | [5 empty] | Module | TRUE | FMM-100WPBB-R | * | MAN STA WETHRPRF BACK RED 0000065800 | 1 | [12 empty] | #FFFFFFFF |  |  | FALSE | FALSE | FALSE | [20 empty] | DESKTOP-7EIEB7A\acont | 2021-08-13 06:25 | THOR\acont | 2024-10-09 10:48
74f18e57-6016-4e5d-ad05-3bd7e15afc5b |  |  |  | North | MIRCOM |  | Cards & Components |  |  |  | Card | TRUE | ALC-636 | ++ | Dual Loop Controller Module | 1 | [6 empty] | TRUE | [5 empty] | #FFFFFFFF |  |  | FALSE | FALSE | FALSE | [14 empty] | FALSE | [7 empty] | THOR\acont | 2024-10-09 10:48 |  |  | [Gamewell FCI, MIRCOM] ALC-636, FX-2000MNS Main Card, SLC-PM, SLP-E3
90ce36f2-afd9-4dde-8802-3bd807c8a2c0 | NFPA 170 STROBE WALL |  |  | North | Hochiki |  | Strobe |  |  |  | Module | TRUE | HES24-1575WW |  | 15/75 Candela, Low Profile Evacuation Strobe, White | 1 | 0 | 0.213 |  |  |  |  | FALSE |  |  | *Refer to Install Sheet |  |  | #FF0070C0 | FA-NFPA 170 STROBE WALL | 1 | FALSE | FALSE | FALSE | 2023 | [13 empty] | FALSE | [5 empty] | DESKTOP-7SAL8M7\acont | 2019-12-03 06:17 | THOR\acont | 2024-09-08 17:27 | Cloned from Hochiki HES24-177WW | [Hochiki] [NAC] [UL MAX] HES24-1575WR, HES24-1575WW [Hochiki] [NAC] [24 VDC] HES24-1575WR, HES24-1575WW
3d1897a6-0961-4f79-9c4e-3be50f853dc9 |  |  |  | North | West-Com | [5 empty] | Module | TRUE | NV-SPS2 |  | Novus® Patient Stations | 1 | [6 empty] | FALSE | [5 empty] | #FFFFFFFF |  |  | FALSE | FALSE | FALSE | [14 empty] | FALSE |  |  | NV-SPS2 |  |  |  |  | THOR\acont | 2024-10-09 10:48
76bde350-13e4-417f-9539-3be522a57673 |  |  |  | North | Edwards | [5 empty] | Card | TRUE | iO1000G-2-PG Mainboard |  | Mainboard for iO1000G-2-PG assembly |  | 0.227 | 0.392 |  |  |  |  | TRUE | [5 empty] | #FFFFFFFF |  |  | FALSE | FALSE | [15 empty] | FALSE | [7 empty] | DESKTOP-7EIEB7A\acont | 2023-03-31 12:04 |  | [Edwards, Kidde, Macurco] [IDC] [#2 TROUBLE] 2IDC, 76-600000-001 Main Board, 76-800xxx-xxx Main Board, 77-600000-901 Main Board, 84-732001-901 Main Board, DVP-120 Mainboard, EST1-2Z Mainboard, FSP1004G Mainboard, FSP1004G-2 Mainboard, FSP1004GD Mainboard [Edwards, Kidde, Macurco] [IDC] [#1 ALARM] 2IDC, 76-600000-001 Main Board, 76-800xxx-xxx Main Board, 77-600000-901 Main Board, 84-732001-901 Main Board, DVP-120 Mainboard, EST1-2Z Mainboard, FSP1004G Mainboard, FSP1004G-2 Mainboard, FSP1004GD Mainboard, [Edwards, Kidde, Macurco] [IDC] [#3 SUPERVISORY] 2IDC, 76-600000-001 Main Board, 76-800xxx-xxx Main Board, 77-600000-901 Main Board, 84-732001-901 Main Board, DVP-120 Mainboard, EST1-2Z Mainboard, FSP1004G Mainboard, FSP1004G-2 Mainboard, FSP1004GD Mainb | [Edwards, Kidde] FX-1000 Mainboard, FX-1000D Mainboard, iO1000G Mainboard, iO1000G-2 Mainboard, iO1000G-2-PG Mainboard, iO1000G-2-SP Mainboard, iO1000GC Mainboard, iO1000GD Mainboard, iO1000G-F Mainboard, iO1000G-PG Mainboard, iO1000G-SP Mainboard, iO1000 [Edwards, Kidde] FX-1000 Mainboard, FX-1000D Mainboard, FX-64RD Mainboard, iO1000G Mainboard, iO1000G-2 Mainboard, iO1000G-2-PG Mainboard, iO1000G-2-SP Mainboard, iO1000GC Mainboard, iO1000GD Mainboard, iO1000G-F Mainboard, iO1000G-PG Mainboard, iO1000G-S [Edwards, Kidde] FX-1000 Mainboard, FX-1000D Mainboard, FX-64RD Mainboard, iO1000G Mainboard, iO1000G-2 Mainboard, iO1000G-2-PG Mainboard, iO1000G-2-SP Mainboard, iO1000GC Mainboard, iO1000GD Mainboard, iO1000G-F Mainboard, iO1000G-PG Mainboard, iO1000G-S [Edwards] IO-SDC2
21e23d32-3a2e-481c-b618-3bedc25a6266 | NFPA 170 SPEAKER CEILING |  |  | North | Eaton Wheelock |  | Speaker |  |  |  | Module | TRUE | ELSPKRC | + | CEILING SPEAKER, RED, FIRE | 1 | [6 empty] | TRUE | TRUE |  |  |  |  | #FF0070C0 | FA-NFPA 170 SPEAKER CEILING | 1 | FALSE | FALSE | FALSE | 2020 | [19 empty] | DESKTOP-7EIEB7A\acont | 2021-04-29 08:03 | THOR\acont | 2024-09-08 17:27 | Cloned from Eaton Wheelock ELSPKR | [Concealite, Eaton Wheelock] [AUDIO 70.7v] [70V AUDIO] ELSPKR, ELSPKR-AL, ELSPKRC (C), ELSPKRC-AL (C), ELSPKRC-N (C), ELSPKR-N, ELSPKW, ELSPKW-AL, ELSPKWC (C), ELSPKWC-AL (C), ELSPKWC-N (C), ELSPKW-N, ELSPSTR, ELSPSTR-AL, ELSPSTRC (C), ELSPSTRC-AL (C), E [Concealite, Eaton Wheelock] [AUDIO 25v] [25V AUDIO] ELSPKR, ELSPKR-AL, ELSPKRC (C), ELSPKRC-AL (C), ELSPKRC-N (C), ELSPKR-N, ELSPKW, ELSPKW-AL, ELSPKWC (C), ELSPKWC-AL (C), ELSPKWC-N (C), ELSPKW-N, ELSPSTR, ELSPSTR-AL, ELSPSTRC (C), ELSPSTRC-AL (C), ELS
6590fa87-66bf-498f-92c7-3bf4d6393d8a | NFPA 170 ADDRESSABLE OUTPUT MODULE |  |  | North | Edwards |  | Addressable Control/Relay |  |  |  | Module | TRUE | SIGA-CR2 | ++ | Signature control relay module, dual terminals, one-gang standard mount | 2 | 0.0001 | 0.0001 |  |  |  |  | FALSE | [5 empty] | #FFFF0000 | FA-NFPA 170 ADDRESSABLE OUTPUT MODULE | 1 | FALSE | FALSE | FALSE | 1100 | [13 empty] | FALSE | [5 empty] | AULAPTOP-PC\Aulaptop | 2018-09-03 13:55 | THOR\acont | 2024-10-08 16:26 |  | [Edwards, Kidde] [SLC EST MODULES] [*] [#3 TYPE ADDR ¦ MODULES] GSA-UIO2R, GSA-UIO6, GSA-UIO6R, RZI16-2, SIGA-270, SIGA-270P, SIGA-278, SIGA-AA30, SIGA-AA50, SIGA-CC1, SIGA-CC1S, SIGA-CC2, SIGA-CC2A, SIGA-CR, SIGA-CR2, SIGA-CRH, SIGA-CRR, SIGA-CT1, SIGA- [Edwards, Kidde] [SLC EST MODULES] 01 [*] [EST3, iO1000 ] FX-2WIRE, FX-IDC1A, FX-IDC1B, FX-IDC2B, FX-IDCWS, FX-ISO, FX-NAC, GSA-CC1, GSA-CC1S, GSA-CC2, GSA-CT1, GSA-CT2, GSA-IO, GSA-MAB, GSA-MCC1, GSA-MCC1S, GSA-MCC2, GSA-MCT2, GSA-MIO, GSA-MM1, GSA-MRM1 [Edwards, Kidde] [SLC EST MODULES SENSORS] [*] [#1 SHARED ADDR ¦ MODULES] GSA-UIO2R, GSA-UIO6, GSA-UIO6R, RZI16-2, SIGA-270, SIGA-270P, SIGA-278, SIGA-AA30, SIGA-AA50, SIGA-CC1, SIGA-CC1S, SIGA-CC2, SIGA-CC2A, SIGA-CR, SIGA-CR2, SIGA-CRH, SIGA-CRR, SIGA- [Edwards, Kidde] [SLC EST MODULES/SENSORS] 05 [*] [iO64] FX-ISO, FX-RLY, GSA-CR, GSA-CRH, GSA-CRR, GSA-MCR, GSA-MCRR, SIGA-CR, SIGA-CR2, SIGA-CRH, SIGA-CRR, SIGA-MCR, SIGA-MCRR [Edwards, Kidde] [SLC EST MODULES] 04 [*] [EST3, iO1000 ] FX-RLY, GSA-CR, GSA-CRH, GSA-CRR, GSA-MCR, GSA-MCRR, SIGA-CR, SIGA-CR2, SIGA-CRH, SIGA-CRR, SIGA-MCR, SIGA-MCRR [Edwards, Kidde] [AUX POWER, RELAY] [RISER INPUT] GSA-CR, GSA-CRH, GSA-CRR, SIGA-CR, SIGA-CR2, SIGA-CRH, SIGA-CRR | [Edwards, Kidde] GSA-CR, GSA-CRH, GSA-CRR, SIGA-CR, SIGA-CR2, SIGA-CRH, SIGA-CRR
a7bb5275-cece-473a-a648-3bf826e7ad57 |  |  |  | North | Monaco Enterprises |  | Cards & Components |  |  |  | Card | TRUE | 227-811-xx |  | MAAP(+) electronics package assembly upgrade for existing MAAP-2 (legacy addressable). and M-2 Conventional (except 19" enclosures). Replaces the M CPU, power supply, display, and radio (Specify Frequency). Provides replacement AAC and one ADC. Note: Existing ADC cards may be used with the upgrade. | 1 | [6 empty] | TRUE | [5 empty] | #FFFFFFFF |  |  | FALSE | FALSE | FALSE | [20 empty] | AULAPTOP-PC\Aulaptop | 2019-04-20 02:23 | THOR\acont | 2024-10-09 10:48
01a2b606-8e41-4703-934b-3bff2ccd29ee | NFPA 170 HEAT DETECTOR |  |  | North | MIRCOM |  | Heat Detector |  |  |  | Module | TRUE | MIX-3300 w/ MIX-2001R |  | ADDRESSABLE THERMAL DETECTOR w/ MIX-2001R RELAY BASE | 1 | 0.0003 | 0.0003 |  |  |  |  | FALSE | [5 empty] | #FFFF0000 | FA-NFPA 170 HEAT DETECTOR | 1 | FALSE | FALSE | FALSE | 1403 | [13 empty] | FALSE | [7 empty] | THOR\acont | 2024-09-08 17:27 | 20191121 AC Detector with base | [MIRCOM] [SLC MODULES SENSORS] [*] [#2 SHARED ADDR ¦ SENSORS] DNR w/MIX-2251BR (C), DNR w/MIX-2351RAP (C), MIX-1251AP w/B200SR-LF-WH (C), MIX-1251AP w/B200SR-WH (C), MIX-1251AP w/B210LP (C), MIX-1251AP w/B224RB-WH (C), MIX-1251AP w/B501 (C), MIX-1251B w/ [MIRCOM] [SLC SENSORS] [*] [#4 TYPE ADDR ¦ SENSORS] DNR w/MIX-2251BR (C), DNR w/MIX-2351RAP (C), MIX-1251AP w/B200SR-LF-WH (C), MIX-1251AP w/B200SR-WH (C), MIX-1251AP w/B210LP (C), MIX-1251AP w/B224RB-WH (C), MIX-1251AP w/B501 (C), MIX-1251B w/B200SR-LF-
421666e2-4fde-4c55-8e11-3c00d9c155fa |  |  |  | North | Notifier |  | Cards & Components |  |  |  | Card | TRUE | PSE-6 MAIN BOARD | + | Fire Alarm Power Supply Main Board | 1 | 0.139 | 0.157 |  |  |  |  | TRUE | FALSE | SURFACE |  | PROVIDED | N/A | #FFFFFFFF |  |  | FALSE | FALSE | FALSE |  |  |  | 7315-0028:0225 | [10 empty] | FALSE | [5 empty] | DESKTOP-7EIEB7A\acont | 2021-01-04 10:38 | THOR\acont | 2024-10-09 10:48 | Cloned from Notifier FCPS-24S8 MAIN BOARD | [Notifier] [IDC] [#1 ALARM] Alarm/Trouble Relay, PSE-10 MAIN BOARD, PSE-6 MAIN BOARD [Notifier] [VAC ] 411UDAC Main Board, AFP-100 Main Board, AFP-200 Main Board, FCPS-24S6 MAIN BOARD, FCPS-24S8 MAIN BOARD, HPFF12 Main Board, HPFF8 Main Board, NFC-125DA (25V) Main Board, NFC-50/100 Main Board (100W, 25V), NFC-50/100 Main Board (100W, 70V [Notifier] [IDC] [#3 SUPERVISORY] Alarm/Trouble Relay, PSE-10 MAIN BOARD, PSE-6 MAIN BOARD [Notifier] [NAC Trigger] [#2] PSE-10 MAIN BOARD, PSE-6 MAIN BOARD [Notifier] [NAC Trigger] [ALL DEVICES ++] PSE-10 MAIN BOARD, PSE-6 MAIN BOARD [Notifier] [IDC] [#2 TROUBLE] Alarm/Trouble Relay, PSE-10 MAIN BOARD, PSE-6 MAIN BOARD | [Notifier] PSE-6 MAIN BOARD [Notifier] PSE-6 MAIN BOARD
5c50183e-599e-4a14-8be1-3c0228995a1b | NFPA 170 FLAME DETECTOR |  |  | North | Honeywell |  | Flame Detector |  |  |  | Module | TRUE | FSL100-UV | ++ | Flame Detector | 1 | 0.025 | 0.075 |  |  |  |  | TRUE | [5 empty] | #FFFF0000 | FA-NFPA 170 FLAME DETECTOR | 1 | FALSE | FALSE | FALSE | 1401 | [16 empty] | XP |  |  | DESKTOP-7EIEB7A\acont | 2022-05-23 10:41 | THOR\acont | 2024-09-08 17:27 | Cloned from Honeywell FSL100-UV/IR | [Honeywell] [IDC] [#1 ALARM] FSL100-IR3, FSL100-UV, FSL100-UVIR [Honeywell] [AUX POWER] [*] [AUX INPUT] FSL100-IR3, FSL100-UV, FSL100-UVIR [Honeywell] [IDC] [#2 FAULT] FSL100-IR3, FSL100-UV, FSL100-UVIR
07138dc6-c9d3-488d-a4ea-3c05b56c301b | NFPA 170 MULTI FUNCTION CABINET |  |  | North | Edwards |  | Enclosure |  |  |  | Assembly | TRUE | MFC-A (MCT2) |  | Multi-Function Cabinet w/ UIO6R and MCT2 | 1 | [6 empty] | FALSE | [5 empty] | #FFFF0000 | FA-NFPA 170 MULTI FUNCTION CABINET | 1 | FALSE | FALSE | FALSE | 400 | [13 empty] | FALSE |  |  | DM |  |  | DESKTOP-7SAL8M7\acont | 2020-11-22 10:25 | THOR\acont | 2024-09-08 17:27 | Cloned from Edwards MFC-A (ELEV RECALL)
8c147e48-dd44-4187-960f-3c071f8be6ba |  |  |  | North | GRI PRODUCTS | Security/Access Control |  |  |  |  | Module | TRUE | 4460A |  |  | 1 | [12 empty] | #FFFFFFFF |  |  | FALSE | FALSE | FALSE | [20 empty] | THOR\acont | 2024-03-12 21:43 | THOR\acont | 2024-10-09 10:48
781d48bc-1c53-49d4-aaa6-3c0c62f28eb3 | NFPA 170 SMOKE CO DETECTOR |  |  | North | Potter |  | Smoke/CO Detector |  |  |  | Module | TRUE | PAD300-PCD w/PAD300-6DB (Split) | ++ | Photoelectric Smoke/CO Detector with 6" Standard Base | 1 | 0.0003 | 0.0003 |  |  |  |  | FALSE | TRUE |  |  |  |  | #FFFF0000 | FA-NFPA 170 SMOKE CO DETECTOR | 1 | FALSE | FALSE | FALSE | 1411 | [13 empty] | FALSE |  |  | 6DB |  |  | THOR\acont | 2025-02-13 10:27 |  |  | Cloned from Potter PAD300-PCD w/PAD300-6DB | [Potter] [SLC PAD] [*] [#2 SHARED ADDR ¦ SENSORS] PAD100-CD w/PAD100-4DB, PAD100-CD w/PAD100-6DB, PAD100-CD w/PAD100-IB, PAD100-CD w/PAD100-LFSB, PAD100-CD w/PAD100-RB, PAD100-CD w/PAD100-SB, PAD100-CD w/PAD100-SPKB, PAD100-DUCT (C), PAD100-DUCTR (C), PA
7684f5a2-6f0f-48c3-90bb-3c0ebc6acd53 |  |  |  | North | Monaco Enterprises |  | Cards & Components |  |  |  | Card | TRUE | 227-968-CE MAIN BOARD |  |  | 1 | [6 empty] | TRUE | [5 empty] | #FFFFFFFF |  |  | FALSE | FALSE | FALSE | [20 empty] | AULAPTOP-PC\Aulaptop | 2019-04-20 03:50 | THOR\acont | 2024-10-09 10:48 |  |  | [Monaco Enterprises] 227-968-CE MAIN BOARD
f9117dec-a073-4144-9605-3c121d67370c |  |  |  | North | Autocall |  | Cards & Components |  |  |  | Card | TRUE | A100-1320 |  | Analog 25VRMS Back-up 100 W Amplifier | 1 | 0.085 | 0 |  |  |  |  | TRUE | [5 empty] | #FFFFFFFF |  |  | FALSE | FALSE | FALSE | [20 empty] | DESKTOP-0D6CQVA\lousc | 2019-07-07 13:36 | THOR\acont | 2024-10-09 10:48 | Cloned from AutoCall A100-1321
d4e11286-b6fe-49ed-a6a6-3c17c45370a1 | NFPA 170 GAS DETECTOR |  |  | North | Edwards |  | Gas Detection |  |  |  | Module | TRUE | SIGA2-COS w/SIGA-SB BASE | ++ | Carbon Monoxide Detector | 1 | 4.5e-05 | 4.5e-05 |  |  |  |  | FALSE | [5 empty] | #FFFF0000 | FA-NFPA 170 GAS DETECTOR | 1 | FALSE | FALSE | FALSE | 1402 | [13 empty] | FALSE | [7 empty] | THOR\acont | 2024-10-08 16:33 | 20191121 AC Detector with base | [Edwards, Kidde] [SLC EST SENSORS] 01 [*] [EST3, iO1000] DS-HFS (C), DS-PS (C), FX-HD w/IB4U BASE, FX-HD w/RB4U BASE, FX-HD w/SB4U BASE, FX-HD w/SB4U-LF BASE, FX-HD wB4U BASE, FX-PD w/B4U BASE (C), FX-PD w/IB4U BASE (C), FX-PD w/SB4U BASE (C), FX-PD w/SB [Edwards, Kidde] [SLC EST SENSORS] [*] [#4 TYPE ADDR ¦ SENSORS] KI-DDOS (C), SIGA2-COS w/SIGA-AB4G BASE, SIGA2-COS w/SIGA-AB4G-LF BASE, SIGA2-COS w/SIGA-AB4GT BASE, SIGA2-COS w/SIGA-IB BASE, SIGA2-COS w/SIGA-RB BASE, SIGA2-COS w/SIGA-SB BASE, SIGA2-HCOS [Edwards, Kidde] [SLC EST MODULES SENSORS] [*] [#2 SHARED ADDR ¦ SENSORS] KI-DDOS (C), SIGA2-COS w/SIGA-AB4G BASE, SIGA2-COS w/SIGA-AB4G-LF BASE, SIGA2-COS w/SIGA-AB4GT BASE, SIGA2-COS w/SIGA-IB BASE, SIGA2-COS w/SIGA-RB BASE, SIGA2-COS w/SIGA-SB BASE, S [Edwards, Kidde] [SLC EST MODULES/SENSORS] 01 [*] [iO64] DS-HFS (C), DS-PS (C), FX-HD w/IB4U BASE, FX-HD w/RB4U BASE, FX-HD w/SB4U BASE, FX-HD w/SB4U-LF BASE, FX-HD wB4U BASE, FX-PD w/B4U BASE (C), FX-PD w/IB4U BASE (C), FX-PD w/SB4U BASE (C), FX-PD w/SB
50fe841a-736d-4657-a526-3c19b13bcc0c | NFPA 170 REMOTE EVACUATION AMPLIFIER CABINET |  |  | North | Advanced |  | Amplifier Cabinet |  |  |  | Assembly | TRUE | AV-VB | ++ | AUDIO BOOSTER PANEL | 1 | [6 empty] | TRUE | [5 empty] | #FFFF0000 | FA-NFPA 170 REMOTE EVACUATION AMPLIFIER CABINET | 1 | FALSE | FALSE | FALSE | [13 empty] | 80 | TRUE | [5 empty] | AUGUSTXPS17-EUP\aucon | 2022-07-13 14:28 | THOR\acont | 2024-09-08 17:27 | Cloned from New Part CLONED
a7251f54-6732-4983-9818-3c19e6cc53c3 | NFPA 170 HEAT DETECTOR |  |  | North | MIRCOM |  | Heat Detector |  |  |  | Module | TRUE | MIX-5351HAP w/B224RB-WH | ++ | Intelligent High Temperature Heat Detector, Fixed Temperature, White - UL, Relay Base | 1 | 0.0002 | 0.0045 |  |  |  |  | FALSE | TRUE |  |  |  |  | #FFFF0000 | FA-NFPA 170 HEAT DETECTOR | 1 | FALSE | FALSE | FALSE | 1403 | [13 empty] | FALSE |  |  | 190° FT |  |  | DESKTOP-7EIEB7A\acont | 2023-05-25 09:37 | THOR\acont | 2024-09-08 17:27 | Cloned from MIRCOM MIX-5351RAP w/B224RB-WH | [MIRCOM] [SLC MODULES SENSORS] [*] [#2 SHARED ADDR ¦ SENSORS] DNR w/MIX-2251BR (C), DNR w/MIX-2351RAP (C), MIX-1251AP w/B200SR-LF-WH (C), MIX-1251AP w/B200SR-WH (C), MIX-1251AP w/B210LP (C), MIX-1251AP w/B224RB-WH (C), MIX-1251AP w/B501 (C), MIX-1251B w/ [MIRCOM] [SLC SENSORS] [*] [#4 TYPE ADDR ¦ SENSORS] DNR w/MIX-2251BR (C), DNR w/MIX-2351RAP (C), MIX-1251AP w/B200SR-LF-WH (C), MIX-1251AP w/B200SR-WH (C), MIX-1251AP w/B210LP (C), MIX-1251AP w/B224RB-WH (C), MIX-1251AP w/B501 (C), MIX-1251B w/B200SR-LF-
2f967031-d12c-4984-8776-3c1a4366586d |  |  |  | North | MIRCOM |  | Cards & Components |  |  |  | Card | TRUE | BPS-802 Main Board | ++ | Fire Alarm Power Supply Main Board | 1 | 0.075 | 0.15 | 8 |  |  |  | TRUE | [5 empty] | #FFFFFFFF |  |  | FALSE | FALSE | FALSE | [14 empty] | FALSE | [5 empty] | DESKTOP-7EIEB7A\acont | 2023-08-04 12:32 | THOR\acont | 2024-10-09 10:48 | Cloned from MIRCOM BPS-602 Main Board | [MIRCOM] [IDC] [#3 TROUBLE] BPS-1002 Main Board, BPS-602 Main Board, BPS-802 Main Board, FA-106 Main Board, FX-350 Main Board, FX-4000MNS Main Board, FX-4003-12N Main Board, FX-4009-12N Main Board, FX-4017-12N Main Board [MIRCOM] [IDC] [#2 SUPERVISORY] BPS-1002 Main Board, BPS-602 Main Board, BPS-802 Main Board, FX-350 Main Board, FX-4000MNS Main Board, FX-4003-12N Main Board, FX-4009-12N Main Board, FX-4017-12N Main Board [MIRCOM] [NAC Trigger] BPS-1002 Main Board, BPS-602 Main Board, BPS-802 Main Board | [MIRCOM] BPS-1002 Main Board, BPS-602 Main Board, BPS-802 Main Board
44cda772-38d8-44d7-956c-3c1b68f1f76e | NFPA 170 SPEAKER WALL |  |  | North | Siemens |  | Speaker |  |  |  | Module | TRUE | SEFH-W | S54360-F6-A2 | HIGH FIDELITY SPEAKER, SQUARE, HIFI, LOW PROFILE, WALL, WHITE | 1 | [12 empty] | #FF0070C0 | FA-NFPA 170 SPEAKER WALL | 1 | FALSE | FALSE | FALSE | 2021 | [19 empty] | DESKTOP-7SAL8M7\acont | 2019-08-13 09:04 | THOR\acont | 2024-09-08 17:27 |  | [Siemens] [AUDIO 70.7v] [70V AUDIO] SEFH-AHMC-CW-ALERT (C), SEFH-AMC-CW-ALERT (C), SEFH-AMC-W-ALERT, SEFH-CR (C), SEFH-CW (C), SEFH-HMC-CR (C), SEFH-HMC-CR-ALERT (C), SEFH-HMC-CW (C), SEFH-HMC-CW-ALERT (C), SEFH-HMC-R, SEFH-HMC-W, SEFH-MC-CR (C), SEFH-MC [Siemens] [AUDIO 25v] [25V AUDIO] SEFH-AHMC-CW-ALERT (C), SEFH-AMC-CW-ALERT (C), SEFH-AMC-W-ALERT, SEFH-CR (C), SEFH-CW (C), SEFH-HMC-CR (C), SEFH-HMC-CR-ALERT (C), SEFH-HMC-CW (C), SEFH-HMC-CW-ALERT (C), SEFH-HMC-R, SEFH-HMC-W, SEFH-MC-CR (C), SEFH-MC-C
d99bf080-b507-4ac9-8f15-3c1df2b49fff |  |  |  | North | Edwards |  | Cards & Components |  |  |  | Card | TRUE | FSP502R Mainboard |  | Mainboard for FSP502R assembly | 1 | 0.104 | 0.224 |  |  |  |  | TRUE | [5 empty] | #FFFFFFFF |  |  | FALSE | FALSE | FALSE | [14 empty] | FALSE | [7 empty] | THOR\acont | 2024-10-09 10:48 |  | [Edwards, Kidde] [VAC ] 2IDC, 76-600000-001 Main Board, 76-800xxx-xxx Main Board, 77-600000-901 Main Board, 84-732001-901 Main Board, APS10A Mainboard, APS6A Mainboard, BPS10A Mainboard, BPS10A/230 Mainboard, BPS6A Mainboard, BPS6A/230 Mainboard, EST1-2Z [Edwards, Kidde, Macurco] [IDC] [#1 ALARM] 2IDC, 76-600000-001 Main Board, 76-800xxx-xxx Main Board, 77-600000-901 Main Board, 84-732001-901 Main Board, DVP-120 Mainboard, EST1-2Z Mainboard, FSP1004G Mainboard, FSP1004G-2 Mainboard, FSP1004GD Mainboard, [Edwards, Kidde, Macurco] [IDC] [#3 SUPERVISORY] 2IDC, 76-600000-001 Main Board, 76-800xxx-xxx Main Board, 77-600000-901 Main Board, 84-732001-901 Main Board, DVP-120 Mainboard, EST1-2Z Mainboard, FSP1004G Mainboard, FSP1004G-2 Mainboard, FSP1004GD Mainb [Edwards, Kidde, Macurco] [IDC] [#2 TROUBLE] 2IDC, 76-600000-001 Main Board, 76-800xxx-xxx Main Board, 77-600000-901 Main Board, 84-732001-901 Main Board, DVP-120 Mainboard, EST1-2Z Mainboard, FSP1004G Mainboard, FSP1004G-2 Mainboard, FSP1004GD Mainboard | [Edwards] FSP302G Mainboard, FSP302G-2 Mainboard, FSP302GD Mainboard, FSP302R Mainboard, FSP302RD Mainboard, FSP502G Mainboard, FSP502G-2 Mainboard, FSP502GD Mainboard, FSP502R Mainboard, FSP502RD Mainboard [Edwards] FSP302G Mainboard, FSP302G-2 Mainboard, FSP302GD Mainboard, FSP302R Mainboard, FSP302RD Mainboard, FSP502G Mainboard, FSP502G-2 Mainboard, FSP502GD Mainboard, FSP502R Mainboard, FSP502RD Mainboard [Edwards] FSP502R Mainboard [Edwards, Kidde] FSP1004G Mainboard, FSP1004G-2 Mainboard, FSP1004GD Mainboard, FSP1004R Mainboard, FSP1004RD Mainboard, FSP302G Mainboard, FSP302G-2 Mainboard, FSP302GD Mainboard, FSP302R Mainboard, FSP302RD Mainboard, FSP502G Mainboard, FSP502G-2 Mainbo [Edwards] FSP502G Mainboard, FSP502G-2 Mainboard, FSP502GD Mainboard, FSP502R Mainboard, FSP502RD Mainboard
bc918842-ff9d-4f04-a34a-3c23b1c4a021 | NFPA 170 STROBE CEILING |  |  | North | Potter |  | Strobe |  |  |  | Module | TRUE | PE-STWC | ++ | Strobe, Ceiling, White | 1 | 0 | 0.043 |  |  |  |  | FALSE | TRUE |  |  |  |  | #FF0070C0 | FA-NFPA 170 STROBE CEILING | 1 | FALSE | FALSE | FALSE | 2023 | [13 empty] | FALSE | [5 empty] | THOR\acont | 2024-04-18 13:28 | THOR\acont | 2024-09-08 17:27 | Cloned from Potter PE-STRC | [Potter] [NAC] [VDC] PE-SPSTRC (C), PE-SPSTWC (C), PE-STRC (C), PE-STWC (C)
473104e9-717b-4555-8b5a-3c28cd183c5e | NFPA 170 SMOKE DETECTOR |  |  | North | System Sensor |  | Smoke Detector |  |  |  | Module | TRUE | 2WT-B | ++ | 2-wire Standard i3 Detector with Fixed 135° Thermal Sensor | 1 | 5e-05 | 0.13 |  |  |  |  | TRUE | TRUE |  |  |  |  | #FFFF0000 | FA-NFPA 170 SMOKE DETECTOR | 1 | FALSE | FALSE | FALSE | 1408 | [16 empty] | 135° |  |  | DESKTOP-7SAL8M7\acont | 2019-03-29 17:06 | THOR\acont | 2024-09-08 17:27 | 20191121 AC Detector without base | [Chemtronics, Firelite, MIRCOM, Notifier, System Sensor] [IDC] 01 [*] [IDC 2-WIRE ++] 1151 (C), 1151EIS (C), 1400 (C), 1451 (C), 1451DH (C), 1451DHHT (C), 2100AT (C), 2100S (C), 2100TR (C), 2100TS (C), 2151 w/B110LP (C), 2151 w/B116LP (C), 2151 w/B401 (C
2218392c-b10e-4341-bc12-3c295fea8114 | NFPA 170 MULTI DETECTOR |  |  | North | Fike |  | Multi Criteria Detector |  |  |  | Module | TRUE | FIK-2351TIR w/B200S-LF-WH | ++ | Multi‐criteria photoelectric, thermal, and infrared smoke detector, white, Low Frequency Sounder Base | 1 | 0.0002 | 0.0045 |  |  | 24 |  | FALSE | TRUE |  |  | 2.7” H x 6.875” D (69 mm x 175 mm), installed in B200S series sounder base |  | #FFFF0000 | FA-NFPA 170 MULTI DETECTOR | 1 | FALSE | FALSE | FALSE | 1408 | [13 empty] | FALSE |  |  | CO, LF |  |  | DESKTOP-7EIEB7A\acont | 2023-01-03 07:57 | THOR\acont | 2024-09-08 17:27 | Cloned from Fike FIK-FC351 w/B200S-LF-WH | [Fike] [AUX POWER] [16VDC, HIGH VOLUME ++] FIK-2351 w/B200S-LF-WH (C), FIK-2351T w/B200S-LF-WH (C), FIK-2351TIR w/B200S-LF-WH (C), FIK-5351 w/B200S-LF-WH (C), FIK-5351H w/B200S-LF-WH (C), FIK-5351R w/B200S-LF-WH (C), FIK-FC351 w/B200S-LF-WH (C), FIK-PC35 [Fike] [AUX POWER] [24VDC, HIGH VOLUME ++] FIK-2351 w/B200S-LF-WH (C), FIK-2351T w/B200S-LF-WH (C), FIK-2351TIR w/B200S-LF-WH (C), FIK-5351 w/B200S-LF-WH (C), FIK-5351H w/B200S-LF-WH (C), FIK-5351R w/B200S-LF-WH (C), FIK-FC351 w/B200S-LF-WH (C), FIK-PC35 [Fike] [SLC IDP SENSORS] [*] [#4 TYPE ADDR ¦ SENSORS] DNR w/FIK‐2351R (C), FIK-2351 w/B200S-LF-WH (C), FIK-2351 w/B200S-WH (C), FIK-2351 w/B224RB-WH (C), FIK-2351 w/B300-6 (C), FIK-2351T w/B200S-LF-WH (C), FIK-2351T w/B200S-WH (C), FIK-2351T w/B224RB-WH
5954564b-899b-46aa-821e-3c2d2a40e21a | CADGEN AUX POWER SUPPLY | CADGEN AUX POWER SUPPLY |  | North | Altronix |  | Auxilliary Power Supply |  |  |  | Assembly | TRUE | ALTV1224DC | + | Power Supply Charger, 8 Fused Outputs, 12/24VDC, 4A, 115VAC | 1 | [6 empty] | FALSE | FALSE |  |  | 13.5” x 13” x 3.25” (342.9mm x 330.2mm x 82.6mm) |  | #FFFF0000 | FA-CADGEN AUX POWER SUPPLY | 1 | FALSE | FALSE | FALSE | 212 | [8 empty] | 7,12,40,65 |  | 7 | 10 |  | TRUE | [5 empty] | THOR\acont | 2024-05-16 06:40 | THOR\acont | 2024-09-08 17:27 | Cloned from Altronix AL1024ULX
1398d5fe-d020-4d21-9d1f-3c2f27771298 | NFPA 170 HORN STROBE |  |  | North | System Sensor |  | Horn/Strobe |  |  |  | Module | TRUE | P2GWKLED-P | ++ | 2-Wire, Compact Horn Strobe, Wall, White, Plain, Outdoor | 1 | [6 empty] | FALSE | FALSE |  |  |  |  | #FF0070C0 | FA-NFPA 170 HORN STROBE | 1 | FALSE | FALSE | FALSE | 2012 |  |  | 7125-1653:0188 | [10 empty] | FALSE |  |  | WP |  |  | DESKTOP-QGO6JOK\acont | 2024-07-15 13:29 | THOR\acont | 2024-09-08 17:27 | Cloned from System Sensor P2GRKLED CLONED CLONED CLONED | [System Sensor] [NAC] [16-33VDC, TEMPORAL LOW] P2GRKLED, P2GRKLED-B, P2GRKLED-P, P2GWKLED, P2GWKLED-B, P2GWKLED-P [System Sensor] [NAC] [16-33VDC, TEMPORAL HIGH] P2GRKLED, P2GRKLED-B, P2GRKLED-P, P2GWKLED, P2GWKLED-B, P2GWKLED-P
29fd17ae-a0cd-40e3-8f6b-3c2ffa3ad8bf | CADGEN INTERFACE MODULE |  |  | North | Xtralis |  | Interface Module |  |  |  | Module | TRUE | VSR-13D01-S04 | ++ | Includes VESDA HLI board, a VESDA programmer, and a VESDAnet socket, all mounted in a 19 in. equipment rack within a mounting box | 1 | 0.07 | 0.07 |  |  | 24 |  | TRUE | [5 empty] | #FFFF0000 | FA-CADGEN INTERFACE MODULE | 1 | FALSE | FALSE | FALSE | [20 empty] | THOR\acont | 2024-02-27 10:14 | THOR\acont | 2024-09-08 17:27 | Cloned from Simplex 4100-6048 | [Xtralis] [RS-232] VSR-13D01-S04
845b7a48-dab2-458c-8108-3c31b89c8e87 |  |  |  | North | Siemens | [5 empty] | Module | TRUE | EB-33 | 310-021033 | BACKBOX FOR 24 MODULE ENCLOSURE | 1 | [12 empty] | #FFFFFFFF |  |  | FALSE | FALSE | FALSE | [20 empty] | DESKTOP-7SAL8M7\acont | 2019-08-13 09:04 | THOR\acont | 2024-10-09 10:48
4f8314ad-9787-4ca4-98aa-3c34c2e466ad | NFPA 170 STROBE WALL |  |  | North | Bosch |  | Strobe |  |  |  | Module | TRUE | SS-SRL |  | Strobe, Red | 1 | 0 | 0.043 |  |  |  |  | FALSE | [5 empty] | #FF0070C0 | FA-NFPA 170 STROBE WALL | 1 | FALSE | FALSE | FALSE | 2023 | [13 empty] | FALSE | [7 empty] | THOR\acont | 2024-09-08 17:27 |  | [Bosch] [NAC] [VFWR] SS-SRL [Bosch] [NAC] [VDC] SS-SRL
329f4058-2ba7-4e6c-8b53-3c3562c7c816 |  |  |  | North | Siemens |  | Cards & Components |  |  |  | Card | TRUE | FC2005 Main Board |  | CARD, FC2005 Main Board | 1 | [6 empty] | TRUE | [5 empty] | #FFFFFFFF |  |  | FALSE | FALSE | FALSE | [20 empty] | AULAPTOP-PC\Aulaptop | 2019-04-20 13:33 | THOR\acont | 2024-10-09 10:48
8e196c6a-3c7e-42af-a000-3c359316af6f | NFPA 170 ADDRESSABLE INPUT MONITOR MODULE |  |  | North | Honeywell |  | Addressable Module |  |  |  | Module | TRUE | 4191SN-WH |  |  | 1 | [6 empty] | FALSE | [5 empty] | #FFFF0000 | FA-NFPA 170 ADDRESSABLE INPUT MONITOR MODULE | 1 | FALSE | FALSE | FALSE | 1000 | [13 empty] | FALSE | [5 empty] | AULAPTOP-PC\Aulaptop | 2018-09-03 05:46 | THOR\acont | 2024-09-08 17:27
a46dff50-0786-446a-a46c-3c3892bf87da | NFPA 170 SMOKE DETECTOR |  |  | North | Notifier |  | Smoke Detector |  |  |  | Module | TRUE | FSL-751 w/B200SR-LF | ++ | DETECTOR, SMOKE, ADDRESSABLE PHOTO w/SOUNDER BASE | 1 | 0.00033 | 0.0065 |  |  |  |  | FALSE | TRUE |  |  |  |  | #FFFF0000 | FA-NFPA 170 SMOKE DETECTOR | 1 | FALSE | FALSE | FALSE | 1408 | [13 empty] | FALSE |  |  | LF¦SB |  |  |  |  | THOR\acont | 2024-09-08 17:27 | 20191121 AC Detector with base | [Notifier] [AUX POWER] [16VDC, HIGH VOLUME] FSD-751PL w/B200SR-LF (C), FSD-751RP w/B200SR-LF (C), FSD-751RPL w/B200SR-LF (C), FSI-851 w/B200SR-LF (C), FSL-751 w/B200SR-LF (C), FSP-851 w/B200SR-LF (C), FSP-851T w/B200SR-LF (C), FST-851 w/B200SR-LF (C), FS [Honeywell, Notifier, System Sensor] [SLC MODULES SENSORS] [*] [#2 SHARED ADDR ¦ SENSORS] 2251B (C), 2251-COPTIR (C), 2251-COPTIR w/B200S-WH (C), 2251TB (C), 2251TMB (C), 5251B (C), 5251B-WP (C), 5251H (C), 5251RB (C), 5251RB-WP (C), 7251 (C), 7251DH (C) [Honeywell, Notifier, System Sensor] [SLC SENSORS] [*] [#4 TYPE ADDR ¦ SENSORS] 2251B (C), 2251-COPTIR (C), 2251-COPTIR w/B200S-WH (C), 2251TB (C), 2251TMB (C), 5251B (C), 5251B-WP (C), 5251H (C), 5251RB (C), 5251RB-WP (C), 7251 (C), 7251DH (C), DH200LP
7da0b765-99bb-4003-a99c-3c3cdcdea38b | NFPA 170 DGP |  |  | North | Notifier |  | Hardware |  |  |  | Hardware | TRUE | SBB-C4 |  | Backbox assembly, three tiers, BLACK, 32.60 lbs. | 1 | [6 empty] | FALSE | [5 empty] | #FFFF0000 | FA-NFPA 170 DGP | 1 | FALSE | FALSE | FALSE | [9 empty] | 7,12,18 |  |  |  |  | TRUE | [7 empty] | THOR\acont | 2024-09-08 17:27
ffc8074f-53de-4de4-8bb0-3c3d1980d06b | NFPA 170 VALVE SUPERVISORY SWITCH |  |  | North | Silent Knight |  | Valve Supervisory Switch |  |  |  | Module | TRUE | TAMPER SWITCH w/SD500-MIM | ++ | Valve Supervisory Switch w/SD500-MIM | 1 | 0.00055 | 0.023 |  |  |  |  | FALSE | FALSE |  |  |  |  | #FFFF0000 | FA-NFPA 170 VALVE SUPERVISORY SWITCH | 1 | FALSE | FALSE | FALSE | [14 empty] | FALSE | [5 empty] | DESKTOP-7EIEB7A\acont | 2022-11-05 20:53 | THOR\acont | 2024-09-08 17:27 | Cloned from Silent Knight TAMPER SWITCH w/SD500-MIM | [Silent Knight] [SLC HOCHIKI] [*] [#1 SHARED ADDR ¦ ALL] Hood System w/SD500-MIM, PS-DA w/SD500-MIM, PS-SA w/SD500-MIM, SD500-AIM, SD500-ANM, SD500-ARM, SD500-LED, SD500-MIM, SD500-PS, SD500-PSDA, SD500-SDM, SD505-AHS w/SD505-6AB, SD505-APS w/SD505-6AB (
3c8108c8-c1cc-4a20-9df6-3c3e6d458e8b |  |  |  | North | Edwards |  | Hardware |  |  |  | Hardware | TRUE | 75182SPN |  | 18/2 Solid,OS Red With colored tracer FPLP (Plenum) | 1 | [6 empty] | FALSE | [5 empty] | #FFFFFFFF |  |  | FALSE | FALSE | FALSE | [14 empty] | FALSE | [7 empty] | THOR\acont | 2024-10-09 10:48
bbda1b17-dbd0-4aa8-b939-3c3eeaaac33b | NFPA 170 SMOKE DETECTOR |  |  | North | Notifier |  | Smoke Detector |  |  |  | Module | TRUE | FSD-751P w/B200SR | ++ | DETECTOR, SMOKE, ADDRESSABLE PHOTO w/SOUNDER BASE | 1 | 0.0003 | 0.0003 |  |  |  |  | FALSE | TRUE |  |  |  |  | #FFFF0000 | FA-NFPA 170 SMOKE DETECTOR | 1 | FALSE | FALSE | FALSE | 1408 | [13 empty] | FALSE |  |  | SB |  |  |  |  | THOR\acont | 2024-09-08 17:27 | 20191121 AC Detector with base | [Honeywell, Notifier, System Sensor] [SLC MODULES SENSORS] [*] [#2 SHARED ADDR ¦ SENSORS] 2251B (C), 2251-COPTIR (C), 2251-COPTIR w/B200S-WH (C), 2251TB (C), 2251TMB (C), 5251B (C), 5251B-WP (C), 5251H (C), 5251RB (C), 5251RB-WP (C), 7251 (C), 7251DH (C) [Notifier] [AUX POWER] B200SR-WH, FSD-751P w/B200SR (C), FSD-751PL w/B200SR (C), FSD-751RP w/B200SR (C), FSD-751RPL w/B200SR (C), FSI-851 w/B200SR (C), FSL-751 w/B200SR (C), FSP-851 w/B200SR (C), FSP-851T w/B200SR (C), FST-851 w/B200SR (C), FST-851H w/B2 [Honeywell, Notifier, System Sensor] [SLC SENSORS] [*] [#4 TYPE ADDR ¦ SENSORS] 2251B (C), 2251-COPTIR (C), 2251-COPTIR w/B200S-WH (C), 2251TB (C), 2251TMB (C), 5251B (C), 5251B-WP (C), 5251H (C), 5251RB (C), 5251RB-WP (C), 7251 (C), 7251DH (C), DH200LP
8578390d-2820-4d3b-86e6-3c42b90bdcf9 | NFPA 170 SMOKE DETECTOR |  |  | North | Kidde |  | Smoke Detector |  |  |  | Module | TRUE | FX-PD w/SIGA-RB BASE | ++ | Intelligent Addressable Optical Smoke Detector | 1 | 4.5e-05 | 4.5e-05 |  |  |  |  | FALSE | TRUE |  |  |  |  | #FFFF0000 | FA-NFPA 170 SMOKE DETECTOR | 1 | FALSE | FALSE | FALSE | 1408 | [13 empty] | FALSE | [5 empty] | DESKTOP-7EIEB7A\acont | 2022-03-08 14:24 | THOR\acont | 2024-09-08 17:27 | Cloned from Edwards SIGA-PD w/SIGA-RB BASE | [Kidde] [SLC EST MODULES SENSORS] [*] [#2 SHARED ADDR ¦ SENSORS] DS-HFS (C), DS-PS (C), FX-HD w/IB4U BASE, FX-HD w/RB4U BASE, FX-HD w/SB4U BASE, FX-HD w/SB4U-LF BASE, FX-HD wB4U BASE, FX-PD w/B4U BASE (C), FX-PD w/IB4U BASE (C), FX-PD w/SB4U BASE (C), FX [Edwards, Kidde] [SLC EST SENSORS] 01 [*] [EST3, iO1000] DS-HFS (C), DS-PS (C), FX-HD w/IB4U BASE, FX-HD w/RB4U BASE, FX-HD w/SB4U BASE, FX-HD w/SB4U-LF BASE, FX-HD wB4U BASE, FX-PD w/B4U BASE (C), FX-PD w/IB4U BASE (C), FX-PD w/SB4U BASE (C), FX-PD w/SB [Kidde] [SLC EST SENSORS] [*] [#4 TYPE ADDR ¦ SENSORS] DS-HFS (C), DS-PS (C), FX-HD w/IB4U BASE, FX-HD w/RB4U BASE, FX-HD w/SB4U BASE, FX-HD w/SB4U-LF BASE, FX-HD wB4U BASE, FX-PD w/B4U BASE (C), FX-PD w/IB4U BASE (C), FX-PD w/SB4U BASE (C), FX-PD w/SB4U [Edwards, Kidde] [SLC EST MODULES/SENSORS] 01 [*] [iO64] DS-HFS (C), DS-PS (C), FX-HD w/IB4U BASE, FX-HD w/RB4U BASE, FX-HD w/SB4U BASE, FX-HD w/SB4U-LF BASE, FX-HD wB4U BASE, FX-PD w/B4U BASE (C), FX-PD w/IB4U BASE (C), FX-PD w/SB4U BASE (C), FX-PD w/SB
473fbbc0-2aa7-48ed-adc8-3c42cd2621cb |  |  |  | North | Siemens | [5 empty] | Module | TRUE | ADBX-11 | 500-096181 | AUDIBLE BASE FOR FP-11 | 1 | [12 empty] | #FFFFFFFF |  |  | FALSE | FALSE | FALSE | [20 empty] | DESKTOP-7SAL8M7\acont | 2019-08-13 09:04 | THOR\acont | 2024-10-09 10:48
b19a7d16-e426-43e3-8877-3c436313e96f |  |  |  | North | Bosch | [5 empty] | Module | TRUE | APM-AEC21M-CPU1 | * | CPU1 MOTHER | 1 | [12 empty] | #FFFFFFFF |  |  | FALSE | FALSE | FALSE | [20 empty] | DESKTOP-7EIEB7A\acont | 2021-08-13 06:25 | THOR\acont | 2024-10-09 10:48
e2886a97-bf19-4e56-b347-3c47cd623009 | NFPA 170 NON ADDRESSABLE RELAY |  |  | North | Space Age Electronics |  | Non-Addressable Relay |  |  |  | Module | TRUE | SC-310 |  | SPDT Relay /w LED & Metal Enclosure, 12VDC | 1 | 0.01 | 0.06 |  |  |  |  | FALSE | [5 empty] | #FFFF0000 | FA-NFPA 170 NON ADDRESSABLE RELAY | 1 | FALSE | FALSE | FALSE | 1300 | [13 empty] | FALSE | [5 empty] | DESKTOP-7SAL8M7\acont | 2020-04-06 10:16 | THOR\acont | 2024-09-08 17:27 | Cloned from Edwards MR101/C | [Space Age Electronics] [AUX POWER] [*] SC-310
22119f63-31e9-4802-89cb-3c4a905e7f6b | NFPA 170 STROBE WALL |  |  | North | Hochiki |  | Strobe |  |  |  | Module | TRUE | HES24-177WW |  | 177 Candela, Low Profile Evacuation Strobe, White | 1 | 0 | 0.213 |  |  |  |  | FALSE |  |  | *Refer to Install Sheet |  |  | #FF0070C0 | FA-NFPA 170 STROBE WALL | 1 | FALSE | FALSE | FALSE | 2023 | [13 empty] | FALSE | [5 empty] | DESKTOP-7SAL8M7\acont | 2019-12-03 06:08 | THOR\acont | 2024-09-08 17:27 | Cloned from Gentex GES24-177WW | [Gentex, Hochiki] [NAC] [UL MAX, HIGH DB, CONTINUOUS 2400 Hz] GES24-177WR, GES24-177WW, HES24-177WR, HES24-177WW [Gentex, Hochiki] [NAC] [UL MAX, HIGH DB, WHOOP] GES24-177WR, GES24-177WW, HES24-177WR, HES24-177WW [Hochiki] [NAC] [24 VDC] HES24-177WR, HES24-177WW [Gentex, Hochiki] [NAC] [UL MAX, HIGH DB, TEMPORAL 3 2400 Hz] GES24-177WR, GES24-177WW, HES24-177WR, HES24-177WW
55a058f0-6c85-48b2-a18d-3c57c9380853 | NFPA 170 HORN STROBE |  |  | North | Simplex |  | Horn/Strobe |  |  |  | Module | TRUE | 49AV-APPLW | + | Audible/Visible Notification Appliances, Wall Mount Multi-Candela Horn/Strobe, Specify Cover | 1 | 0 | 0 |  |  |  |  | TRUE | [5 empty] | #FF0070C0 | FA-NFPA 170 HORN STROBE | 1 | FALSE | FALSE | FALSE | 2012 | [19 empty] | DESKTOP-7EIEB7A\acont | 2022-02-21 13:51 | THOR\acont | 2024-09-08 17:27 | Cloned from Autocall A49AV-APPLW | [Autocall, Simplex] [IDNac] [23VDC, STEADY HIGH] 49AV-APPLW, 49AV-APPLW-BA, A49AV-APPLW, A49AV-APPLW-BA
ba4ae1e0-dae5-4a25-8ca8-3c580f8599a3 | NFPA 170 SPEAKER WALL |  |  | North | Siemens |  | Speaker |  |  |  | Module | TRUE | SL2SPWW-N | S54329-F153-A1++ | High-Fidelity Speaker, Wall, White, No Lettering | 1 | [12 empty] | #FF0070C0 | FA-NFPA 170 SPEAKER WALL | 1 | FALSE | FALSE | FALSE | 2021 | [19 empty] | DESKTOP-7EIEB7A\acont | 2023-08-02 17:00 | THOR\acont | 2024-09-08 17:27 | Cloned from Siemens SL2SPWW-AL CLONED | [Siemens] [AUDIO 25v] [25V AUDIO] SL2SPCB-F (C), SL2SPCR-AL (C), SL2SPCR-F (C), SL2SPCR-N (C), SL2SPCW-A (C), SL2SPCW-AL (C), SL2SPCW-F (C), SL2SPCW-N (C), SL2SPWR-AL, SL2SPWR-F, SL2SPWR-N, SL2SPWW-AL, SL2SPWW-F, SL2SPWW-N [Siemens] [AUDIO 70.7v] [70V AUDIO] SL2SPCB-F (C), SL2SPCR-AL (C), SL2SPCR-F (C), SL2SPCR-N (C), SL2SPCW-A (C), SL2SPCW-AL (C), SL2SPCW-F (C), SL2SPCW-N (C), SL2SPWR-AL, SL2SPWR-F, SL2SPWR-N, SL2SPWW-AL, SL2SPWW-F, SL2SPWW-N
a19970a2-1f22-4aa5-8231-3c5e891f6a26 | NFPA 170 GAS DETECTOR |  |  | North | Monaco Enterprises |  | Gas Detection |  |  |  | Module | TRUE | 725-603-00 w/729-228-00 | ++ | Intelligent CO Detector, plug-in, low profile, AP Only, white, Type II, Standard Base | 1 | 0.0002 | 0.002 |  |  |  |  | FALSE | TRUE |  |  |  |  | #FFFF0000 | FA-NFPA 170 GAS DETECTOR | 1 | FALSE | FALSE | FALSE | 1402 | [13 empty] | FALSE | [5 empty] | THOR\acont | 2023-11-19 14:36 | THOR\acont | 2024-09-08 17:27 | Cloned from Monaco Enterprises 725-603-00 w/729-209-00 | [Monaco Enterprises] [SLC SENSORS] 01 [*] 721-121-00 w/B200SR-LF-WH (C), 721-121-00 w/B200SR-WH (C), 721-121-00 w/B210LP (C), 721-121-00 w/B224RB-WH (C), 721-121-00 w/B501 (C), 721-124-00 w/B200SR-LF-WH (C), 721-124-00 w/B200SR-WH (C), 721-124-00 w/B210L [Monaco Enterprises] [SLC MODULES SENSORS] 01 [*] 708-026-01, 708-031-00, 721-121-00 w/B200SR-LF-WH (C), 721-121-00 w/B200SR-WH (C), 721-121-00 w/B210LP (C), 721-121-00 w/B224RB-WH (C), 721-121-00 w/B501 (C), 721-124-00 w/B200SR-LF-WH (C), 721-124-00 w/B
219e59e9-2b2e-4516-b247-3c62a203ba1e |  |  |  | North | Autocall | [5 empty] | Module | TRUE | A010-6307 | ++ | ES Net NIC dual channel single-mode fiber media card | 1 | 0.135 | 0.135 | [10 empty] | #FFFFFFFF |  |  | FALSE | FALSE | FALSE | [20 empty] | THOR\acont | 2024-02-23 06:00 | THOR\acont | 2024-10-09 10:48 | Cloned from Autocall A100-6307 | [Autocall, Simplex] [Fiber Optic] [NETWORK ++] 4007-6307, 4007-6308, 4007-6309, 4010-6307, 4010-6308, 4100-6307, 4100-6308, 4190-9858, 4190-9859, A007-6307, A007-6308, A007-6309, A010-6307, A010-6308, A100-6307, A100-6308, A190-9858, A190-9859 | [Autocall, Simplex] 4007-6307, 4007-6308, 4010-6307, 4100-6307, 4190-9858, A007-6307, A007-6308, A010-6307, A100-6307, A190-9858
2f16c0d6-2eb1-429f-88de-3c67e9a46cd3 | NFPA 170 HEAT DETECTOR |  |  | North | Kidde |  | Heat Detector |  |  |  | Module | TRUE | KC2-H-CD |  | conventional low-profile, self-diagnostic, two wire detector | 1 | 0.000145 | 0.06 |  |  |  |  | TRUE | [5 empty] | #FFFF0000 | FA-NFPA 170 HEAT DETECTOR | 1 | FALSE | FALSE | [21 empty] | XPS-17-9710\August | 2024-10-14 07:18 | XPS-17-9710\August | 2024-10-14 07:27 |  | [Kidde] [IDC] 09 KC2-H-CD
44e31962-11f8-4e98-b3fa-3c6b7ceea098 | NFPA 170 HORN STROBE |  |  | North | Kidde |  | Horn/Strobe |  |  |  | Module | TRUE | WGAVRF-FR | ++ | Outdoor rated horn-strobe, red, fire feu | 1 | [6 empty] | FALSE | [5 empty] | #FF0070C0 | FA-NFPA 170 HORN STROBE | 1 | FALSE | FALSE | FALSE | 2012 | [13 empty] | FALSE |  |  | WP |  |  | THOR\acont | 2024-12-19 13:51 | THOR\acont | 2024-12-19 13:57 | Cloned from Edwards WGAVRF-FR | [Edwards, Kidde] [NAC] [VDC, TEMPORAL] WGAVRA, WGAVRF, WGAVRF-FR, WGAVRF-SP, WGAVRN, WGAVWA, WGAVWF, WGAVWF-FR, WGAVWF-SP, WGAVWN
6a6a2056-ea8c-45b0-985f-3c7ba7b0dca8 | NFPA 170 FLAME DETECTOR |  |  | North | Detectors Incorporated |  | Flame Detector |  |  |  | Module | TRUE | D383 | ++ | UV/3-IR Multi -Spectrum Ultra-Fast Flame Detector in an aluminum enclosure | 1 | 0.06 | 0.09 |  |  |  |  | FALSE | FALSE |  |  |  |  | #FFFF0000 | FA-NFPA 170 FLAME DETECTOR | 1 | FALSE | FALSE | FALSE | 1401 | [13 empty] | FALSE | [5 empty] | DESKTOP-7EIEB7A\acont | 2023-08-24 12:23 | THOR\acont | 2024-09-08 17:27 | Cloned from Detectors Incorporated D381 | [Detectors Incorporated] [AUX POWER] [*] [AUX INPUT ++] D371, D381, D383 [Detectors Incorporated] [IDC] [#3 FAULT] D371, D381, D383 [Detectors Incorporated] [IDC] [#1 ALARM] D371, D381, D383 [Detectors Incorporated] [IDC] [#2 AUXILIARY] D371, D381, D383
222ccfce-ff0c-43db-80d9-3c7f2289c9cb |  |  |  | North | MIRCOM |  | Cards & Components |  |  |  | Card | TRUE | FX-2009-12NDS CARD |  | LARGE NETWORK MAIN CHASSIS. MOUNTS IN THE BB-5000 SERIES ENCLOSURES | 1 | [6 empty] | TRUE | [5 empty] | #FFFFFFFF |  |  | FALSE | FALSE | FALSE | [14 empty] | FALSE | [7 empty] | THOR\acont | 2024-10-09 10:48
ab12cbb1-d512-46fe-ae8f-3c85ef98e69a | NFPA 170 SMOKE DETECTOR |  |  | North | Honeywell |  | Smoke Detector |  |  |  | Module | TRUE | OSE-SP-01 | + | Emitter - Alkaline battery | 1 | [12 empty] | #FFFF0000 | FA-NFPA 170 SMOKE DETECTOR | 1 | FALSE | FALSE | FALSE | [20 empty] | XPS-17-9710\August | 2024-07-26 05:32 | THOR\acont | 2024-09-08 17:27 | Cloned from Xtralis OSE-SP-01
9805861a-a66a-44c3-94f0-3c87af908fe7 |  |  |  | North | Bosch | [5 empty] | Module | TRUE | NDA-U-PMAL | * | Pole mount adapter large 0000096961 | 1 | [12 empty] | #FFFFFFFF |  |  | FALSE | FALSE | FALSE | [20 empty] | DESKTOP-7EIEB7A\acont | 2021-08-13 06:25 | THOR\acont | 2024-10-09 10:48
ca8a1d46-d8d8-41d6-b6bc-3c87eec9c7b4 |  |  |  | North | Kidde |  | Cards & Components |  |  |  | Card | TRUE | VM-SLC |  | Loop Expansion Module, 250 addressable devices total: 125 detectors, 125 modules. | 1 | [6 empty] | TRUE | [5 empty] | #FFFFFFFF |  |  | FALSE | FALSE | FALSE | [14 empty] | FALSE | [7 empty] | THOR\acont | 2024-10-09 10:48 |  |  | [Kidde] VM-SLC [Kidde] VM-SLC, VM-SLC-HC
f8a87843-58e8-4073-93c2-3c8e3de64d7b |  |  |  | North | Bosch | [5 empty] | Module | TRUE | DIP-7288-8HD-TE | * | ***(Tenneco)Divar Ip All-In-One 7000 2U | 1 | [12 empty] | #FFFFFFFF |  |  | FALSE | FALSE | FALSE | [20 empty] | DESKTOP-7EIEB7A\acont | 2021-08-13 06:25 | THOR\acont | 2024-10-09 10:48
d717a584-ec57-4cdd-9b6b-3c8e647eac55 |  |  |  | North | MIRCOM |  | Cards & Components |  |  |  | Card | TRUE | RAXN-LCD CARD | + | REMOTE LCD ANNUNCIATOR | 1 | 0.1 | 0.15 |  |  |  |  | TRUE | [5 empty] | #FFFFFFFF |  |  | FALSE | FALSE | FALSE | [14 empty] | FALSE | [7 empty] | THOR\acont | 2024-10-09 10:48 |  | [MIRCOM] [RS-485] RAX-LCD-LITE/BB-1001, RAXN-LCD CARD [MIRCOM] [AUX POWER] [*] RAX-LCD-LITE/BB-1001, RAXN-LCD CARD, RAXN-LCDG CARD
bde8f7d1-3a29-4eb9-80fa-3c9167f27a5c | NFPA 170 SMOKE DETECTOR |  |  | North | Det-Tronics |  | Smoke Detector |  |  |  | Module | TRUE | U5015 | + | SmokeWatch™ Explosion Proof Smoke Detector | 1 | 0.1458 | 0.1458 |  |  |  |  | TRUE | TRUE |  |  |  |  | #FFFF0000 | FA-NFPA 170 SMOKE DETECTOR | 1 | FALSE | FALSE | FALSE | 1408 | [16 empty] | XP |  |  |  |  | THOR\acont | 2024-09-08 17:27 | 20191121 AC Detector without base | [Det-Tronics, Dräger, Potter] [AUX POWER] [*] Flame 3000, U5015 (C), X3301, X3302, X5200 [Det-Tronics, Dräger, Potter] [IDC] 01 Flame 3000, U5015 (C), X3301, X3302, X5200
98d444e4-6d27-49f0-ad71-3c921ab330da | NFPA 170 AMPLIFIER RACK | RISER AMP |  | North | Hochiki |  | Amplifier |  |  |  | Assembly | TRUE | FNVDP50/P (25V) | + | Distributed Panel, Dual Channel, 50W, Fire Phone | 1 | [6 empty] | FALSE |  |  | *Refer to Install Sheet |  |  | #FFFF0000 | FA-NFPA 170 AMPLIFIER RACK | 1 | FALSE | FALSE | FALSE | 300 | [8 empty] | 7,12,18 |  |  |  | 50 | TRUE | [5 empty] | DESKTOP-7SAL8M7\acont | 2019-11-05 11:20 | THOR\acont | 2024-09-08 17:27 | Cloned from Evax HMX-DP50/P
689fc2a5-8d6f-4fcf-91e0-3c99a2e3b649 | NFPA 170 SYNC MODULE |  |  | North | Autocall |  | Sync Module |  |  |  | Module | TRUE | A4905-9914 |  | Synchronized Flash Module, Class B | 1 | 0 | 0.01 |  |  |  |  | TRUE | [5 empty] | #FFFF0000 | FA-NFPA 170 SYNC MODULE | 1 | FALSE | FALSE | FALSE | 1300 | [19 empty] | DESKTOP-0D6CQVA\lousc | 2019-07-05 09:44 | THOR\acont | 2024-12-06 06:53 |  | [Autocall, Simplex] [NAC] 4905-9914, 4905-9938, A4905-9914, A4905-9922, A4905-9938
adaac0c0-6c77-49fa-aaa2-3c99f0f1b78e |  |  |  | North | Siemens | [5 empty] | Module | TRUE | SNU-ASSY | S54430-A3-A1 | SNU ASSY SINGLE NODE UPLOAD ASSEMBLY | 1 | [12 empty] | #FFFFFFFF |  |  | FALSE | FALSE | FALSE | [20 empty] | DESKTOP-7SAL8M7\acont | 2019-08-13 09:04 | THOR\acont | 2024-10-09 10:48
3dacb2fa-d82c-4d2b-8c9a-3c9a6d7c0538 |  |  |  | North | Edwards |  | Cards & Components |  |  |  | Card | TRUE | SA-USB | ++ | SA-USB Interface Card provides a USB connection to a supported printer or a connection to a PC | 1 | 0.013 | 0.02 |  |  |  |  | TRUE | [5 empty] | #FFFFFFFF |  |  | FALSE | FALSE | FALSE | [14 empty] | FALSE | [5 empty] | DESKTOP-QGO6JOK\acont | 2024-07-17 08:28 | THOR\acont | 2024-10-09 10:48 | Cloned from Kidde SA-USB
df9f3829-dee1-407b-ab8d-3c9b74d515bc |  |  |  | North | Firelite |  | Hardware |  |  |  | Hardware | TRUE | DP-ES-R | ++ | Optional dress panel for the ES-50X | 1 | [6 empty] | TRUE | [5 empty] | #FFFFFFFF |  |  | FALSE | FALSE | FALSE | [20 empty] | DESKTOP-7SAL8M7\acont | 2019-03-28 05:00 | THOR\acont | 2024-10-09 10:48
21b4ce5c-2de3-4019-83f1-3c9bcd0bb586 |  |  |  | North | Potter | [5 empty] | Module | TRUE | INS-1000 |  | Nitrogen Generator with 1,000 Gallon Largest Riser Fill and 3,400 gallons of Total Sprinkler System Capacity | 1 | [6 empty] | FALSE | [5 empty] | #FFFFFFFF |  |  | FALSE | FALSE | FALSE | [14 empty] | FALSE | [7 empty] | THOR\acont | 2024-10-09 10:48
088b3ed6-291a-486d-a73a-3c9efd994fb7 |  |  |  | North | Edwards |  | Cards & Components |  |  |  | Card | TRUE | 4X-12RY |  | 12 Red-12 Yellow LED pairs Display Module | 1 | 0.002 | 0.038 |  |  |  |  | TRUE | [5 empty] | #FFFFFFFF |  |  | FALSE | FALSE | FALSE | [14 empty] | FALSE | [7 empty] | THOR\acont | 2024-10-09 10:48
885fca6b-0e4a-41bb-9c28-3ca6d9b4d555 |  |  |  | North | Edwards |  | Hardware |  |  |  | Hardware | TRUE | PDX |  | Driver Mounting Extrusion | 1 | [6 empty] | FALSE | [5 empty] | #FFFFFFFF |  |  | FALSE | FALSE | FALSE | [14 empty] | FALSE | [7 empty] | THOR\acont | 2024-10-09 10:48
070ec9dd-c529-49a3-8222-3ca822ec99a0 | NFPA 170 HORN |  |  | North | System Sensor |  | Horn |  |  |  | Module | TRUE | HGRKL | ++ | Compact Horn, Red | 1 | 0 | 0.047 |  |  |  |  | FALSE | [5 empty] | #FF0070C0 | FA-NFPA 170 HORN | 1 | FALSE | FALSE | FALSE | 2010 | [13 empty] | FALSE | [5 empty] | DESKTOP-QGO6JOK\acont | 2024-07-15 14:09 | THOR\acont | 2024-09-08 17:27 | Cloned from System Sensor HGRL | [System Sensor] [NAC] [VDC, TEMPORAL LOW] HGRKL, HGRKL-B [System Sensor] [NAC] [VDC, TEMPORAL HIGH] HGRKL, HGRKL-B
f17ded4d-d469-45e4-9920-3caec8401456 | NFPA 170 FIRE ALARM CONTROL UNIT | RISER FACP |  | North | First Alert |  | Fire Alarm Control Unit |  |  |  | Assembly | TRUE | FA1600C | + | Integrated Fire and Burglary Control, 12VDC Power 2.3A | 1 | [6 empty] | FALSE | [5 empty] | #FFFF0000 | FA-NFPA 170 FIRE ALARM CONTROL UNIT | 1 | FALSE | FALSE | FALSE | 202 | [8 empty] | 7,12,17.2 |  |  |  |  | TRUE | [5 empty] | DESKTOP-7EIEB7A\acont | 2022-02-25 09:55 | THOR\acont | 2024-09-08 17:27 | Cloned from Honeywell VISTA-250FBP
39ee4d39-922d-4044-8edc-3cb2740e9189 |  |  |  | North | Siemens |  | Cards & Components |  |  |  | Card | TRUE | FV924 MAIN BOARD |  | CARD, FV924 MAIN BOARD | 1 | [6 empty] | TRUE | [5 empty] | #FFFFFFFF |  |  | FALSE | FALSE | FALSE | [14 empty] | FALSE | [5 empty] | AULAPTOP-PC\Aulaptop | 2018-12-06 05:28 | THOR\acont | 2024-10-09 10:48 | Cloned from Siemens New Part
74443d63-3501-41be-b51a-3cb454098745 |  |  |  | North | Edwards |  | Hardware |  |  |  | Hardware | TRUE | MN-GVBT1 |  | HPSA 24v battery compliment (2 12V batteries) | 1 | [6 empty] | FALSE | [5 empty] | #FFFFFFFF |  |  | FALSE | FALSE | FALSE | [14 empty] | FALSE | [7 empty] | THOR\acont | 2024-10-09 10:48
1db62b56-1752-4975-bcb7-3cb59888ece9 | NFPA 170 HORN STROBE |  |  | North | Fike |  | Horn/Strobe |  |  |  | Module | TRUE | 20-123-50 |  | Wall Mount Horn/Strobe | 1 | [6 empty] | FALSE | [5 empty] | #FF0070C0 | FA-NFPA 170 HORN STROBE | 1 | FALSE | FALSE | FALSE | 2012 | [13 empty] | FALSE | [7 empty] | THOR\acont | 2024-09-08 17:27
efbf0efc-277a-46b8-993c-3cb7c3fafff8 | AT GATE VALVE |  |  | North | Farenhyt |  | Valve Supervisory Switch |  |  |  | Module | TRUE | TAMPER w/IDP-MINIMON | ++ | TAMPER SWITCH w/IDP-MINIMON | 1 | 0.00035 | 0.00035 |  |  |  |  | FALSE | [5 empty] | #FFFF0000 | FA-AT GATE VALVE | 1 | FALSE | FALSE | FALSE | [14 empty] | FALSE | [7 empty] | THOR\acont | 2024-09-08 17:27 |  | [Farenhyt] [SLC IDP MODULES] [*] [#3 TYPE ADDR ¦ MODULES] CO1224TR w/ IDP-MINIMON, CO1224TR w/ IDP-MONITOR, Hood System/IDP-MINIMON, IDP-CONTROL, IDP-CONTROL-6, IDP-MINIMON, IDP-MON-10, IDP-MONITOR, IDP-MONITOR-2, IDP-PULL-DA, IDP-PULL-SA, IDP-RELAY, IDP [Farenhyt, Silent Knight] [SLC MODULES SENSORS] [*] [#1 SHARED ADDR ¦ MODULES] HFS-MM, Hood System/IDP-MINIMON, IDP-CONTROL, IDP-CONTROL-6, IDP-MINIMON, IDP-MON-10, IDP-MONITOR, IDP-MONITOR-2, IDP-PULL-DA, IDP-PULL-SA, IDP-RELAY, IDP-RELAY-6, IDP-RELAYMO
4f92de2a-c36d-40e3-a992-3cb8950d7c6b | NFPA 170 HORN STROBE |  |  | North | Eaton Wheelock |  | Horn/Strobe |  |  |  | Module | TRUE | ELMTSR-N | ++ | WALL MULTI-TONE HORN STROBE, RED, NONE | 1 | [6 empty] | TRUE | [5 empty] | #FF0070C0 | FA-NFPA 170 HORN STROBE | 1 | FALSE | FALSE | FALSE | 2020 | [19 empty] | THOR\acont | 2024-07-23 16:29 | THOR\acont | 2024-09-08 17:27 | Cloned from Eaton Wheelock ELMTSW | [Eaton Wheelock] [HORN] [24VDC, STD CODE 3 - HORN ONLY] ELMTR, ELMTSR, ELMTSR-A, ELMTSRC (C), ELMTSR-N, ELMTSW, ELMTSW-A, ELMTSWC (C), ELMTSW-N, ELMTW [Eaton Wheelock] [NAC] [24VDC, STD CODE 3] ELMTSR, ELMTSR-A, ELMTSR-N, ELMTSW, ELMTSW-A, ELMTSW-N [Eaton Wheelock] [STROBE] [24VDC, STD CODE 3 - STROBE ONLY] ELMTSR, ELMTSR-A, ELMTSR-N, ELMTSW, ELMTSW-A, ELMTSW-N
77a10d51-8478-44ee-996b-3cb99fe9e0ae | NFPA 170 ASPIRATING SMOKE DETECTOR |  |  | North | Xtralis |  | Air Sampling Detection |  |  |  | Module | TRUE | VES-A10-P | ++ | VESDA-E VES with 3.5 in. display | 5 | [6 empty] | FALSE |  |  |  | 13.8 in. x 8.9 in. x 5.3 in. (350 mm x 225 mm x 135 mm) |  | #FFFF0000 | FA-NFPA 170 ASPIRATING SMOKE DETECTOR | 1 | FALSE | FALSE | FALSE | [14 empty] | FALSE | [5 empty] | DESKTOP-QGO6JOK\acont | 2024-07-17 08:43 | THOR\acont | 2024-09-08 17:27 | Cloned from Autocall A4098-VES-A10-P | [Autocall, Simplex, Xtralis] [AUX POWER] [ASPIRATOR SETTING 1, ASPIRATOR SETTING 10, ASPIRATOR SETTING 5] 4098-VES-A10-P, A4098-VES-A10-P, VES-A10-P [Autocall, Simplex, Xtralis] [IDC] [#4] 4098-VEP-A00-1P, 4098-VEP-A00-P, 4098-VEP-A10-P, 4098-VES-A00-P, 4098-VES-A10-P, A4098-VEP-A00-1P, A4098-VEP-A00-P, A4098-VEP-A10-P, A4098-VES-A00-P, A4098-VES-A10-P, VEP-A00-1P, VEP-A00-1P-NTF, VEP-A00-P, VEP-A10- [Autocall, Simplex, Xtralis] [IDC] [#1] 4098-VEP-A00-1P, 4098-VEP-A00-P, 4098-VEP-A10-P, 4098-VES-A00-P, 4098-VES-A10-P, A4098-VEP-A00-1P, A4098-VEP-A00-P, A4098-VEP-A10-P, A4098-VES-A00-P, A4098-VES-A10-P, VEP-A00-1P, VEP-A00-1P-NTF, VEP-A00-P, VEP-A10- [Autocall, Simplex, Xtralis] [IDC] [#2] 4098-VEP-A00-1P, 4098-VEP-A00-P, 4098-VEP-A10-P, 4098-VES-A00-P, 4098-VES-A10-P, A4098-VEP-A00-1P, A4098-VEP-A00-P, A4098-VEP-A10-P, A4098-VES-A00-P, A4098-VES-A10-P, VEP-A00-1P, VEP-A00-1P-NTF, VEP-A00-P, VEP-A10- [Autocall, Simplex, Xtralis] [IDC] [#3] 4098-VEP-A00-1P, 4098-VEP-A00-P, 4098-VEP-A10-P, 4098-VES-A00-P, 4098-VES-A10-P, A4098-VEP-A00-1P, A4098-VEP-A00-P, A4098-VEP-A10-P, A4098-VES-A00-P, A4098-VES-A10-P, VEP-A00-1P, VEP-A00-1P-NTF, VEP-A00-P, VEP-A10- [Autocall, Simplex, Xtralis] [IDC] [#5] 4098-VEP-A00-1P, 4098-VEP-A00-P, 4098-VEP-A10-P, 4098-VES-A00-P, 4098-VES-A10-P, A4098-VEP-A00-1P, A4098-VEP-A00-P, A4098-VEP-A10-P, A4098-VES-A00-P, A4098-VES-A10-P, VEP-A00-1P, VEP-A00-1P-NTF, VEP-A00-P, VEP-A10-
cfecb72d-c274-4fc2-9a3e-3cbe6018a37f | NFPA 170 STROBE WALL |  |  | North | Gentex |  | Strobe |  |  |  | Module | TRUE | WGES24-75WRLP |  | 24 Volt Low Profile Evacuation Outdoor Strobe, Weather Proof, Wall, Red, Low Profile | 1 | 0 | 0.17 |  |  |  |  | FALSE | [5 empty] | #FF0070C0 | FA-NFPA 170 STROBE WALL | 1 | FALSE | FALSE | FALSE | 2023 | [13 empty] | FALSE | [7 empty] | THOR\acont | 2024-09-08 17:27 |  | [Bosch, Gentex, Hochiki, VES] [NAC] [UL MAX] VF4006-X0, WGES24-75PWR, WGES24-75PWRLP, WGES24-75PWW, WGES24-75PWWLP, WGES24-75WR, WGES24-75WRLP, WGES24-75WW, WGES24-75WWLP, WHES24-75WR, WHES24-75WW
ef5eb2fd-41af-460c-98ce-3cbe62586899 |  |  |  | North | Edwards |  | Hardware |  |  |  | Hardware | TRUE | 30690 |  | Spare ASD-CM Command Module Main PCB | 1 | [6 empty] | FALSE | [5 empty] | #FFFFFFFF |  |  | FALSE | FALSE | FALSE | [14 empty] | FALSE | [7 empty] | THOR\acont | 2024-10-09 10:48
670f2f06-6756-44c0-8745-3cc24151df62 | NFPA 170 MANUAL PULL |  |  | North | Sigcom |  | Manual Station |  |  |  | Module | TRUE | SG-42SK2 | +x | Single Action Pull Station, SPST, Red | 1 | [6 empty] | TRUE | [5 empty] | #FFFF0000 | FA-NFPA 170 MANUAL PULL | 1 | FALSE | FALSE | FALSE | 957 | [19 empty] | XPS-17-9710\August | 2025-01-02 15:34 |  |  | Cloned from Sigcom SG-42SK1 | [Sigcom] [IDC] 01 SG-42CXK1-BL, SG-42CXK1E-BL, SG-42CXK1E-GR, SG-42CXK1E-RD, SG-42CXK1E-YL, SG-42CXK1-GR, SG-42CXK1-RD, SG-42CXK1-YL, SG-42CXK2-BL, SG-42CXK2-GR, SG-42CXK2-RD, SG-42CXK2-YL, SG-42SK1, SG-42SK1-SC, SG-42SK2, SG-42SK2-SC, SGX-32SK1-SC
5fc6dbeb-9942-4624-b397-3cc61cea5245 | CADGEN AUX POWER SUPPLY |  |  | North | Xtralis |  | Auxilliary Power Supply |  |  |  | Module | TRUE | VPS-220-STX | ++ | 0.5A 7-14AH PSU - STX Black | 1 | [6 empty] | FALSE |  |  |  | 300 x 350 x 135 |  | #FFFF0000 | FA-CADGEN AUX POWER SUPPLY | 1 | FALSE | FALSE | FALSE | [9 empty] | 7,12 |  | 14 |  |  | TRUE | [5 empty] | THOR\acont | 2024-02-22 14:24 | THOR\acont | 2024-09-08 17:27 | Cloned from Xtralis VPS-300US-120 | [Xtralis] [IDC] 06 [ALERT] VPS-100US-120, VPS-220-STX, VPS-220-STX-SLV, VPS-250-STX, VPS-250-STX-SLV, VPS-300US-120, VPS-VEA115UL | [Xtralis] VPS-220-STX, VPS-220-STX-SLV
67ad96ad-7786-4b78-b7b1-3cc734ad6f3c |  |  |  | North | ALARM CONTROLS CORPORATION | Security/Access Control |  |  |  |  | Module | TRUE | 600LB |  | 600LB MAGNETIC DOOR HOLDER WITH LED AND DOOR STATUS SENSOR | 1 | [12 empty] | #FFFFFFFF |  |  | FALSE | FALSE | FALSE | [20 empty] | THOR\acont | 2024-03-12 21:43 | THOR\acont | 2024-10-09 10:48
221c21a5-da17-491a-a1df-3ccf267ceeba | FA-FIRE_SHUTDOWN BUTTON |  |  | North | Space Age Electronics |  | Push Button |  |  |  | Module | TRUE | YM01095 | LOC HVAC Shutdown button Mushroom | LOC HVAC Shutdown button Mushroom | 1 | 0 | 0 |  |  |  |  | TRUE |  | Mounted inside LOC Cabinet | N/A | N/A |  | #FFFF0000 | FA-FA-FIRE_SHUTDOWN BUTTON | 1 | FALSE | FALSE | FALSE | [20 empty] | DESKTOP-0D6CQVA\lousc | 2019-07-20 14:46 | THOR\acont | 2024-09-08 17:27
3b8ef80d-e627-49bc-93b2-3ccf2e032bcc |  |  |  | North | Edwards |  | Hardware |  |  |  | Hardware | TRUE | G4VWN-CVR | ++ | Replacement Appliance Cover, Strobe, White, None | 1 | [12 empty] | #FFFFFFFF |  |  | FALSE | FALSE | FALSE | [20 empty] | THOR\acont | 2024-06-05 08:45 | THOR\acont | 2024-10-09 10:48 | Cloned from Edwards G4VRN-CVR
b37f978f-5b0c-49de-8ea8-3cd9fee87bb0 | NFPA 170 FIRE ALARM TERMINAL CABINET | RISER FATC |  | North | Block Definition Only |  | Terminal Cabinet |  |  |  | Module | TRUE | NFPA 170 FIRE ALARM TERMINAL CABINET |  | NFPA 170 FIRE ALARM TERMINAL CABINET | 1 | [12 empty] | #FFFF0000 | FA-NFPA 170 FIRE ALARM TERMINAL CABINET | 1 | FALSE | FALSE | FALSE | 205 | [19 empty] | AULAPTOP-PC\Aulaptop | 2020-03-26 07:41 | THOR\acont | 2024-09-08 17:27
b2893e1d-bece-4387-b2be-3cde0c794273 | NFPA 170 AMPLIFIER RACK | RISER AMP |  | North | Potter |  | Amplifier |  |  |  | Assembly | TRUE | PVC-DP50 (70V) | + | Distributed Panel, Dual Channel, 50W | 1 | [6 empty] | FALSE | [5 empty] | #FFFF0000 | FA-NFPA 170 AMPLIFIER RACK | 1 | FALSE | FALSE | FALSE | 300 | [8 empty] | 7,12,18 |  |  |  | 50 | TRUE | [5 empty] | DESKTOP-7SAL8M7\acont | 2020-11-03 16:06 | THOR\acont | 2024-09-08 17:27 | Cloned from Hochiki FNVDP50 (70V)
a7b5b88f-42e3-4316-99c0-3ce55ca5656d |  |  |  | North | Edwards |  | Cards & Components |  |  |  | Card | TRUE | VS1-GL |  | FACP, 1 Loop, 64pt, 2 Cl B NACs, gray, 120v, w/ 8 RY & 8YY LED, Cdn | 1 | [6 empty] | TRUE | [5 empty] | #FFFFFFFF |  |  | FALSE | FALSE | FALSE | [14 empty] | FALSE | [7 empty] | THOR\acont | 2024-10-09 10:48
db93292b-85e7-4fa2-967a-3ce98ee99996 |  |  |  | North | System Sensor |  | Hardware |  |  |  | Hardware | TRUE | SBBWL | + | Wall Surface Mount Back Box, White | 1 | [6 empty] | FALSE | [5 empty] | #FFFFFFFF |  |  | FALSE | FALSE | FALSE | [14 empty] | FALSE | [7 empty] | THOR\acont | 2024-10-09 10:48
ef28c772-ca87-4c34-866e-3cf08488a77f | NFPA 170 DOOR HOLDER |  |  | North | RSG |  | Door Holder |  |  |  | Module | TRUE | DH(1224)RPC |  | Door Holder, Recessed Mount, Chrome | 1 | 0.04 | 0.04 |  |  |  |  | TRUE | [5 empty] | #FFFF0000 | FA-NFPA 170 DOOR HOLDER | 1 | FALSE | FALSE | FALSE | 2500 | [19 empty] | DESKTOP-7SAL8M7\acont | 2019-04-02 09:20 | THOR\acont | 2024-09-08 17:27 | Cloned from RSG DH(1224)FPC | [Bosch, Hochiki, N/A, Notifier, Potter, Rixson, RSG, Silent Knight, System Sensor] [AUX POWER] [DOOR RELEASE] ADI_K7-998TRI689, D370, D370C, DH Series, DH(1224)FPC, DH(1224)GPC, DH(1224)RPC, DH(1224)SPC, DH(24120)FPC, DH(24120)GPC, DH(24120)GPC2, DH(2412 [Bosch, Generic, Hochiki, N/A, Notifier, Potter, Rixson, RSG, Silent Knight, System Sensor] [RELAY] [DOOR RELEASE] 110VAC DOOR HOLDER, ADI_K7-998TRI689, D370, D370C, DH Series, DH(1224)FPC, DH(1224)GPC, DH(1224)RPC, DH(1224)SPC, DH(24120)FPC, DH(24120)GP [ASSA ABLOY, Bosch, Hochiki, N/A, Notifier, Potter, Rixson, RSG, Silent Knight, System Sensor] [AUX POWER] [DOOR RELEASE] 7200, ADI_K7-998TRI689, D370, D370C, DH Series, DH(1224)FPC, DH(1224)GPC, DH(1224)RPC, DH(1224)SPC, DH(24120)FPC, DH(24120)GPC, DH(2 [RSG] [AUX POWER] [*] DH(1224)FPC, DH(1224)GPC, DH(1224)RPC, DH(1224)SPC, DH(24120)FPC, DH(24120)GPC, DH(24120)GPC2, DH(24120)RPC, DH(24120)SPC
3f8cae52-a981-48de-9632-3cf1b85c89a7 |  |  |  | North | Edwards |  | Hardware |  |  |  | Hardware | TRUE | BP1 |  | Blank Plate, 1 EIA Space | 1 | [6 empty] | FALSE | [5 empty] | #FFFFFFFF |  |  | FALSE | FALSE | FALSE | [14 empty] | FALSE | [7 empty] | THOR\acont | 2024-10-09 10:48
a7f0c062-fac9-4d6f-8d08-3cf49c8a71ea | NFPA 170 NOTIFICATION CIRCUIT EXTENDER PANEL | RISER NAC |  | North | Altronix |  | Notification Circuit Extender Panel |  |  |  | Assembly | TRUE | AL600ULPD4 | + | 6-Amp, 24-Volt Power Supply | 1 | [6 empty] | FALSE | [5 empty] | #FFFF0000 | FA-NFPA 170 NOTIFICATION CIRCUIT EXTENDER PANEL | 1 | FALSE | FALSE | FALSE | 212 | [8 empty] | 7,12,40 |  |  | 6 |  | TRUE | [5 empty] | DESKTOP-7EIEB7A\acont | 2021-07-01 11:29 | THOR\acont | 2024-09-08 17:27 | Cloned from Altronix AL600ULPD4R
fedf174e-f995-4f2f-9892-3cf7afb414fc | NFPA 170 SMOKE DETECTOR |  |  | North | Monaco Enterprises |  | Smoke Detector |  |  |  | Module | TRUE | 723-002-00 w/B110LP | + | DETECTOR,SYSTEM:PHOTOELECTRIC,2-WIRE,4-WIRE,1.66" HEIGHT,HEAD | 1 | 0.00012 | 0.13 |  |  |  |  | TRUE | TRUE |  |  |  |  | #FFFF0000 | FA-NFPA 170 SMOKE DETECTOR | 1 | FALSE | FALSE | FALSE | 1408 | [19 empty] | DESKTOP-7SAL8M7\acont | 2020-02-20 16:44 | THOR\acont | 2024-09-08 17:27 | Cloned from System Sensor 2151 w/B110LP | [Monaco Enterprises, System Sensor] [IDC] 02 [*] 723-002-00 w/B110LP (C), 723-002-00 w/B116LP (C), 723-002-00 w/B401 (C), 723-003-00 w/B110LP (C), 723-003-00 w/B116LP (C), 723-340-01 (C), COSMO-2W (C)
7d73210d-8cc6-4ff7-bb38-3cf936e468ee | NFPA 170 NOTIFICATION CIRCUIT EXTENDER PANEL | RISER NAC |  | North | Gamewell FCI |  | Notification Circuit Extender Panel |  |  |  | Assembly | TRUE | HPF24S6 | + | 6-Amp, 24-Volt Power Supply | 1 | [6 empty] | FALSE | [5 empty] | #FFFF0000 | FA-NFPA 170 NOTIFICATION CIRCUIT EXTENDER PANEL | 1 | FALSE | FALSE | FALSE | 212 | [8 empty] | 7,12,18 |  |  | 6 |  | TRUE | [5 empty] | DESKTOP-7EIEB7A\acont | 2021-03-08 13:06 | THOR\acont | 2024-09-08 17:27 | Cloned from Honeywell HPF24S6
b2c75ab3-7bcb-419f-be4e-3d01011f0364 | NFPA 170 SMOKE HEAT DETECTOR |  |  | North | Potter |  | Smoke/Heat Detector |  |  |  | Module | TRUE | PAD100-PHD w/PAD100-IB | + | Photoelectric Smoke/Heat Detector with Isolator Module Included | 1 | 0.00045 | 0.00045 |  |  |  |  | FALSE | TRUE |  |  |  |  | #FFFF0000 | FA-NFPA 170 SMOKE HEAT DETECTOR | 1 | FALSE | FALSE | FALSE | 1411 | [13 empty] | FALSE |  |  | IB |  |  |  |  | THOR\acont | 2024-09-08 17:27 | 20191121 AC Detector with base | [Potter] [SLC PAD] [*] [#2 SHARED ADDR ¦ SENSORS] PAD100-CD w/PAD100-4DB, PAD100-CD w/PAD100-6DB, PAD100-CD w/PAD100-IB, PAD100-CD w/PAD100-LFSB, PAD100-CD w/PAD100-RB, PAD100-CD w/PAD100-SB, PAD100-CD w/PAD100-SPKB, PAD100-DUCT (C), PAD100-DUCTR (C), PA
5363a25c-e4c1-4c65-9b8f-3d043a185e11 |  |  |  | North | Edwards |  | Hardware |  |  |  | Hardware | TRUE | FW-RS25FP |  | License set - Redundant service server . (25 Clients) Auto Added | 1 | [6 empty] | FALSE | [5 empty] | #FFFFFFFF |  |  | FALSE | FALSE | FALSE | [14 empty] | FALSE | [7 empty] | THOR\acont | 2024-10-09 10:48
b42c25be-59cd-4d10-a9b8-3d06a35272f8 |  |  |  | North | Edwards |  | Hardware |  |  |  | Hardware | TRUE | CM10913 |  | Bulkhead style detachable sampling point. | 1 | [6 empty] | FALSE | [5 empty] | #FFFFFFFF |  |  | FALSE | FALSE | FALSE | [14 empty] | FALSE | [7 empty] | THOR\acont | 2024-10-09 10:48
5ef35e6b-08ad-4351-ab6e-3d0e3b26ece2 | NFPA 170 SPEAKER STROBE |  |  | North | Eaton Wheelock |  | Speaker/Strobe |  |  |  | Module | TRUE | ET70-24MCW-FW |  | Speaker/Strobe, wall, 24 VDC, white, sel cd | 1 | 0 | 0.155 |  |  |  |  | FALSE | FALSE |  |  |  |  | #FF0070C0 | FA-NFPA 170 SPEAKER STROBE | 1 | FALSE | FALSE | FALSE | 2019 | [13 empty] | FALSE | [7 empty] | THOR\acont | 2024-09-08 17:27 |  | [Bosch, Eaton Wheelock, Hochiki] [AUDIO 70.7v] [70V AUDIO] ET-1080-R, ET-1080-W, ET70-24MCW-FR, ET70-24MCW-FR, ET70-24MCW-FW, ET70-24MCWH-FR, ET70-24MCWH-FW, ET70-24MCWH-FW, ET70-24W-FR, ET70-R, ET70-R, ET70-W, ET70-W, ET90-24MCC-FR, ET90-24MCC-FW, ET90- [Bosch, Eaton Wheelock, Hochiki] [NAC] [UL MAX FWR] E70-24MCW-FR, E70-24MCW-FW, E70-24MCW-FW, ET70-24MCW-FR, ET70-24MCW-FR, ET70-24MCW-FW [Bosch, Eaton Wheelock, Hochiki] [AUDIO 25v] [25V AUDIO] ET-1080-R, ET-1080-W, ET70-24MCW-FR, ET70-24MCW-FR, ET70-24MCW-FW, ET70-24MCWH-FR, ET70-24MCWH-FW, ET70-24MCWH-FW, ET70-24W-FR, ET70-R, ET70-R, ET70-W, ET70-W, ET90-24MCC-FR, ET90-24MCC-FW, ET90-24 [Bosch, Eaton Wheelock, Hochiki] [NAC] [UL MAX DC] E70-24MCW-FR, E70-24MCW-FW, E70-24MCW-FW, ET70-24MCW-FR, ET70-24MCW-FR, ET70-24MCW-FW
341b1a07-47f0-4518-a547-3d14b74142a7 | NFPA 170 SMOKE CO DETECTOR |  |  | North | Edwards |  | Smoke/CO Detector |  |  |  | Module | TRUE | SIGA-PCD w/SIGA-RB BASE | ++ | Photoelectric smoke and carbon monoxide life safety detector, | 1 | 5.1e-05 | 6.8e-05 |  |  |  |  | FALSE | TRUE |  |  |  |  | #FFFF0000 | FA-NFPA 170 SMOKE CO DETECTOR | 1 | FALSE | FALSE | FALSE | 1408 | [13 empty] | FALSE | [7 empty] | THOR\acont | 2024-10-08 16:47 | 20191121 AC Detector with base | [Edwards, Kidde] [SLC EST SENSORS] [*] [#4 TYPE ADDR ¦ SENSORS] KI-DDOS (C), SIGA2-COS w/SIGA-AB4G BASE, SIGA2-COS w/SIGA-AB4G-LF BASE, SIGA2-COS w/SIGA-AB4GT BASE, SIGA2-COS w/SIGA-IB BASE, SIGA2-COS w/SIGA-RB BASE, SIGA2-COS w/SIGA-SB BASE, SIGA2-HCOS [Edwards, Kidde] [SLC EST MODULES/SENSORS] 01 [*] [iO64] DS-HFS (C), DS-PS (C), FX-HD w/IB4U BASE, FX-HD w/RB4U BASE, FX-HD w/SB4U BASE, FX-HD w/SB4U-LF BASE, FX-HD wB4U BASE, FX-PD w/B4U BASE (C), FX-PD w/IB4U BASE (C), FX-PD w/SB4U BASE (C), FX-PD w/SB [Edwards, Kidde] [SLC EST MODULES SENSORS] [*] [#2 SHARED ADDR ¦ SENSORS] KI-DDOS (C), SIGA2-COS w/SIGA-AB4G BASE, SIGA2-COS w/SIGA-AB4G-LF BASE, SIGA2-COS w/SIGA-AB4GT BASE, SIGA2-COS w/SIGA-IB BASE, SIGA2-COS w/SIGA-RB BASE, SIGA2-COS w/SIGA-SB BASE, S [Edwards, Kidde] [SLC EST SENSORS] 01 [*] [EST3, iO1000] DS-HFS (C), DS-PS (C), FX-HD w/IB4U BASE, FX-HD w/RB4U BASE, FX-HD w/SB4U BASE, FX-HD w/SB4U-LF BASE, FX-HD wB4U BASE, FX-PD w/B4U BASE (C), FX-PD w/IB4U BASE (C), FX-PD w/SB4U BASE (C), FX-PD w/SB
8de2402e-7177-4fea-9fcf-3d19a8256b46 |  |  |  | North | Bosch |  | Hardware |  |  |  | Hardware | TRUE | D126 | ++ | Standby Battery (12 V, 7 Ah) | 1 | [12 empty] | #FFFFFFFF |  |  | FALSE | FALSE | FALSE | [22 empty] | THOR\acont | 2024-10-09 10:48
04299724-2ba7-4401-99ec-3d1e943bc9f1 |  |  |  | North | Autocall |  | Cards & Components |  |  |  | Card | TRUE | A100-1335 |  | Digital 70.7VRMS Back-up 100 W Amplifier | 1 | 0.085 | 0 |  |  |  |  | TRUE | [5 empty] | #FFFFFFFF |  |  | FALSE | FALSE | FALSE | [20 empty] | DESKTOP-0D6CQVA\lousc | 2019-07-07 13:49 | THOR\acont | 2024-10-09 10:48 | Cloned from AutoCall A100-1321
fbb09291-5fd2-4680-a5c5-3d1f33d91f8d | NFPA 170 HORN STROBE |  |  | North | Eaton Wheelock |  | Horn/Strobe |  |  |  | Module | TRUE | ZNH-R | F | Horn, 24 Vdc, Red with easy snap base | 1 | [6 empty] | FALSE | FALSE |  |  |  |  | #FF0070C0 | FA-NFPA 170 HORN STROBE | 1 | FALSE | FALSE | FALSE | 2012 | [13 empty] | FALSE | [7 empty] | THOR\acont | 2024-09-08 17:27
1b05bb0e-3e86-4262-989f-3d2000b314ad |  |  |  | North | Fike |  | Cards & Components |  |  |  | Card | TRUE | 10-2831-1-1-01-0-1-01 Main Board (50W, 70V) | ++ | Main Board | 1 | [6 empty] | TRUE | FALSE |  |  |  |  | #FFFFFFFF |  |  | FALSE | FALSE | FALSE | [14 empty] | FALSE | [5 empty] | THOR\acont | 2024-12-30 12:26 | THOR\acont | 2024-12-30 12:27 | Cloned from Firelite ECC-50DA Main Board (50W, 70V) | [Fike] [RS-485] [#2 AUDIO NETWORK] 10-2831-1-1-01-0-1-01 Main Board (50W, 25V), 10-2831-1-1-01-0-1-01 Main Board (50W, 70V) [Fike] [VAC ] [VAC] 10-2831-1-1-01-0-1-01 Main Board (50W, 25V), 10-2831-1-1-01-0-1-01 Main Board (50W, 70V) [Fike] [RS-485] [#1 RS-485 BUS] 10-2831-1-1-01-0-1-01 Main Board (50W, 25V), 10-2831-1-1-01-0-1-01 Main Board (50W, 70V) | [Fike] 10-2831-1-1-01-0-1-01 Main Board (50W, 70V)
45a8367b-dd18-45af-820d-3d28d1711669 | NFPA 170 HORN STROBE |  |  | North | Hochiki |  | Horn/Strobe |  |  |  | Module | TRUE | HEC3-24WR |  | Selectable Candela, Low Profile Evacuation Horn/Strobe, Red | 1 | 0 | 0.172 |  |  |  |  | FALSE |  |  | *Refer to Install Sheet |  |  | #FF0070C0 | FA-NFPA 170 HORN STROBE | 1 | FALSE | FALSE | FALSE | 2012 | [13 empty] | FALSE | [5 empty] | DESKTOP-7SAL8M7\acont | 2019-12-04 14:10 | THOR\acont | 2024-09-08 17:27 | Cloned from Gentex GEC3-24WR | [Bosch, Gentex, Hochiki, VES] [STROBE] [UL MAX, Temporal 3 2400 Hz, High] GEC3-24WR, GEC3-24WW, HEC3-24WR, HEC3-24WW, VF4002-X0 [Bosch, Gentex, Hochiki, VES] [HORN] [UL MAX, Temporal 3 2400 Hz, High] GEC3-24WR, GEC3-24WW, HEC3-24WR, HEC3-24WW, VF4002-X0 [Bosch, Gentex, Hochiki, VES] [NAC] [UL MAX, Temporal 3 2400 Hz, High] GEC3-24WR, GEC3-24WW, HEC3-24WR, HEC3-24WW, VF4002-X0
0fa76379-fdbf-495e-8593-3d2dfe833fd8 |  |  |  | North | System Sensor |  | Cards & Components |  |  |  | Card | TRUE | B401 | ++ | Detector Base, European conventional 2-wire flangeless | 1 | 0.001 | 0.015 |  |  |  |  | TRUE | FALSE |  |  |  |  | #FFFFFFFF |  |  | FALSE | FALSE | FALSE | [14 empty] | FALSE | [7 empty] | THOR\acont | 2024-10-09 10:48
91bc1456-b6cc-44fa-9eef-3d2f5a96ce08 |  |  |  | North | Altronix |  | Cards & Components |  |  |  | Card | TRUE | ALTV1224DC Main Board | + | Fire Alarm Power Supply Main Board | 1 |  |  | 4 |  |  |  | TRUE | FALSE |  |  |  |  | #FFFFFFFF |  |  | FALSE | FALSE | FALSE | [14 empty] | FALSE | [5 empty] | THOR\acont | 2024-05-16 06:40 | THOR\acont | 2024-10-09 10:48 | Cloned from Altronix AL1024ULX Main Board |  | [Altronix] ALTV1224DC Main Board
3f3a353c-7f2e-498e-935e-3d3066042bf6 | NFPA 170 AMPLIFIER RACK | RISER AMP |  | North | Monaco Enterprises |  | Amplifier |  |  |  | Assembly | TRUE | 703-164-00 (25V) | + | Audio Booster 160W, 115 VAC, 50/60 Hz, no power for strobe circuits | 1 | [6 empty] | FALSE | [5 empty] | #FFFF0000 | FA-NFPA 170 AMPLIFIER RACK | 1 | FALSE | FALSE | FALSE | 300 | [8 empty] | 7,12,18,26 |  |  | 7.5 | 50 | TRUE | [5 empty] | DESKTOP-7SAL8M7\acont | 2020-04-02 09:53 | THOR\acont | 2024-09-08 17:27 | Cloned from Monaco Enterprises 703-167-00 (25V)
4eefb860-db7a-4406-b89e-3d39bf4f88d8 |  |  |  | North | Bosch |  | Cards & Components |  |  |  | Card | TRUE | FPE-7039 | ++ | Multiplex expansion module for FPD-7024 | 1 | 0.19 | 0.19 |  |  | 24 |  | TRUE | [5 empty] | #FFFFFFFF |  |  | FALSE | FALSE | FALSE |  |  |  | 7165-1615:0227 | [10 empty] | FALSE | [5 empty] | DESKTOP-TO7LGP5\Bill Johnson | 2022-03-15 14:31 | THOR\acont | 2024-10-09 10:48 | Cloned from Bosch D7039 |  | [Bosch] FPE-7039
29c0de9b-a43a-444e-835e-3d39cf8a75b1 | NFPA 170 CELL COMM | RISER CELL COMM |  | North | DMP |  | Cellular Communicator |  |  |  | Module | TRUE | 263LTE-A | ++ | Cellular Communicator for AT&T LTE | 1 | 0.02 | 0.047 |  |  | 12 |  | FALSE | [5 empty] | #FFFF0000 | FA-NFPA 170 CELL COMM | 1 | FALSE | FALSE | FALSE | 251 | [13 empty] | FALSE | [5 empty] | DESKTOP-7EIEB7A\acont | 2023-04-13 14:10 | THOR\acont | 2024-09-08 17:27 | Cloned from DMP 263LTE-V | [DMP, DSC, NAPCO] [DACT] 01 [DACT] 263LTE, 263LTE-A, 263LTE-V, 263LTE-V5 (12V), 3G3070-CF HSPA, CDMA-FIRE, CellComSLC, CellComSLCF, CellComSLCZ, DUALCOMNF-LV (12V), DUALCOMNF-LV (24V), TL300CF [DMP, DSC, Honeywell, NAPCO] [IDC] 01 [TROUBLE] 263LTE, 263LTE-A, 263LTE-V, 263LTE-V5 (12V), 3G3070-CF HSPA, CDMA-FIRE, CellComSLC, CellComSLCF, CellComSLCZ, DUALCOMNF-LV (12V), DUALCOMNF-LV (24V), HWF2A-COM Main Board, HWF2V-COM Main Board, IPGSM-4G, TL [DMP] [AUX POWER] [*] 263LTE, 263LTE-A, 263LTE-V, 263LTE-V5 (12V), DUALCOMNF-LV (12V), DUALCOMNF-LV (24V) | [DMP] 263LTE, 263LTE-A, 263LTE-V, 263LTE-V5 (12V)
c6b4a81d-735d-463d-a098-3d4e81a0fad5 | NFPA 170 HORN STROBE |  |  | North | Edwards |  | Horn/Strobe |  |  |  | Module | TRUE | WGAVRF-SP | ++ | Outdoor rated horn-strobe, red, feugo | 1 | [6 empty] | FALSE | [5 empty] | #FF0070C0 | FA-NFPA 170 HORN STROBE | 1 | FALSE | FALSE | FALSE | 2012 | [13 empty] | FALSE |  |  | WP |  |  | THOR\acont | 2024-04-09 07:58 | THOR\acont | 2024-09-08 17:27 | Cloned from Edwards WGAVRA CLONED CLONED CLONED CLONED CLONED CLONED | [Edwards, Kidde] [NAC] [VDC, TEMPORAL] WGAVRA, WGAVRF, WGAVRF-FR, WGAVRF-SP, WGAVRN, WGAVWA, WGAVWF, WGAVWF-FR, WGAVWF-SP, WGAVWN
47202e2f-7137-44cc-b5c7-3d50c8a7efde | NFPA 170 MANUAL PULL |  |  | North | Firelite |  | Hardware |  |  |  | Hardware | TRUE | SB-10 | + | Surface-mount backbox, metal. | 1 | [6 empty] | TRUE | [5 empty] | #FFFF0000 | FA-NFPA 170 MANUAL PULL | 1 | FALSE | FALSE | FALSE | 957 | [19 empty] | DESKTOP-7SAL8M7\acont | 2019-03-29 16:25 | THOR\acont | 2024-09-08 17:27 | Cloned from Firelite BG-12L
fb13a809-1ad5-493f-afa1-3d55a7d7da9e | NFPA 170 SMOKE DETECTOR |  |  | North | Farenhyt |  | Smoke Detector |  |  |  | Module | TRUE | OSI-RI-FH | + | Intelligent Single-ended Reflective Imaging Beam Smoke Detector | 1 | 0.014 | 0.015 |  |  |  |  | FALSE | TRUE |  |  |  |  | #FFFF0000 | FA-NFPA 170 SMOKE DETECTOR | 1 | FALSE | FALSE | FALSE | 1408 | [13 empty] | FALSE | [5 empty] | DESKTOP-7SAL8M7\acont | 2020-09-14 11:52 | THOR\acont | 2024-09-08 17:27 | Cloned from Silent Knight SK-BEAM | [Farenhyt, Gamewell FCI, Notifier, Silent Knight] [AUX POWER] [HEATER PWR] FS-OSI-RI (C), OSI-RI-FH (C), OSI-RI-GW (C), OSI-RI-SK (C) [Farenhyt] [SLC IDP SENSORS] [*] [#4 TYPE ADDR ¦ SENSORS] DNR w/IDP-PHOTO-R-W (C), DNRW w/IDP-PHOTO-R-W (C), IDP-ACCLIMATE (C), IDP-BEAM (C), IDP-DUCT-W w/IDP-PHOTO-R-W (C), IDP-FIRE-CO-W w/B200S-LF-WH (C), IDP-FIRE-CO-W w/B200S-WH (C), IDP-FIRE-CO-W w/B [Farenhyt, Silent Knight] [SLC MODULES SENSORS] [*] [#2 SHARED ADDR ¦ SENSORS] CO1224TR w/ IDP-MINIMON, CO1224TR w/ IDP-MONITOR, DNR w/IDP-PHOTO-R-W (C), DNR w/SK-PHOTO-R-W (C), DNRW w/IDP-PHOTO-R-W (C), DNRW w/SK-PHOTO-R-W (C), HFS-D (C), HFS-P (C), HFS
c578dd91-0151-43f2-a8bc-3d57561ebc60 |  |  |  | North | Edwards |  | Hardware |  |  |  | Hardware | TRUE | SIGA-MP2 |  | Half Footprint Mounting Plate for 2 Double or 4 Single Modules | 1 | [6 empty] | FALSE | [5 empty] | #FFFFFFFF |  |  | FALSE | FALSE | FALSE | [14 empty] | FALSE | [7 empty] | THOR\acont | 2024-10-09 10:48 |  | [Edwards, Kidde] [SLC EST MODULES] [*] [#3 TYPE ADDR ¦ MODULES] GSA-UIO2R, GSA-UIO6, GSA-UIO6R, RZI16-2, SIGA-270, SIGA-270P, SIGA-278, SIGA-AA30, SIGA-AA50, SIGA-CC1, SIGA-CC1S, SIGA-CC2, SIGA-CC2A, SIGA-CR, SIGA-CR2, SIGA-CRH, SIGA-CRR, SIGA-CT1, SIGA- [Edwards, Kidde] [SLC EST MODULES SENSORS] [*] [#1 SHARED ADDR ¦ MODULES] GSA-UIO2R, GSA-UIO6, GSA-UIO6R, RZI16-2, SIGA-270, SIGA-270P, SIGA-278, SIGA-AA30, SIGA-AA50, SIGA-CC1, SIGA-CC1S, SIGA-CC2, SIGA-CC2A, SIGA-CR, SIGA-CR2, SIGA-CRH, SIGA-CRR, SIGA- [Edwards, Kidde] [SLC EST MODULES] 01 [*] [EST3, iO1000 ] FX-2WIRE, FX-IDC1A, FX-IDC1B, FX-IDC2B, FX-IDCWS, FX-ISO, FX-NAC, GSA-CC1, GSA-CC1S, GSA-CC2, GSA-CT1, GSA-CT2, GSA-IO, GSA-MAB, GSA-MCC1, GSA-MCC1S, GSA-MCC2, GSA-MCT2, GSA-MIO, GSA-MM1, GSA-MRM1
0f0579e1-bf10-4a2b-95ed-3d6123238c6e |  |  |  | North | Edwards |  | Hardware |  |  |  | Hardware | TRUE | CSBU-3 |  | Detector Base with Resistor | 1 | [6 empty] | FALSE | [5 empty] | #FFFFFFFF |  |  | FALSE | FALSE | FALSE | [14 empty] | FALSE | [7 empty] | THOR\acont | 2024-10-09 10:48
15160ef2-b56c-49c6-b01b-3d63d72f9fda | NFPA 170 HORN STROBE |  |  | North | System Sensor |  | Horn/Strobe |  |  |  | Module | TRUE | SPSWK | + | Outdoor Speaker Strobe, Standard cd | 1 | 0 | 0.181 |  |  |  |  | FALSE | FALSE |  |  |  |  | #FF0070C0 | FA-NFPA 170 HORN STROBE | 1 | FALSE | FALSE | FALSE | 2012 | [13 empty] | FALSE |  |  | WP |  |  |  |  | THOR\acont | 2024-09-08 17:27 |  | [BluePoint, System Sensor] [NAC] [VFWR, TEMPORAL HIGH] BP04-311P, SCRK (C), SCWK (C), SPSCWK (C), SPSCWK-CLR-ALERT (C), SPSRK, SPSRK-P, SPSWK, SPSWK-CLR-ALERT, SPSWK-P [BluePoint, System Sensor] [NAC] [VDC, TEMPORAL HIGH] BP04-311P, SCRK (C), SCWK (C), SPSCWK (C), SPSCWK-CLR-ALERT (C), SPSRK, SPSRK-P, SPSWK, SPSWK-CLR-ALERT, SPSWK-P [BluePoint, System Sensor] [AUDIO 25v] [25V AUDIO] BP04-311P, SPCR (C), SPCW (C), SPCWK (C), SPRK, SPSCWH (C), SPSCWHK (C), SPSCWHK-P (C), SPSCWK (C), SPSCWK-CLR-ALERT (C), SPSRHK, SPSRK, SPSRK-P, SPSWK, SPSWK-CLR-ALERT, SPSWK-P, SPWK [BluePoint, System Sensor] [AUDIO 70.7v] [70V AUDIO] BP04-311P, SPCR (C), SPCW (C), SPCWK (C), SPRK, SPSCWH (C), SPSCWHK (C), SPSCWHK-P (C), SPSCWK (C), SPSCWK-CLR-ALERT (C), SPSRHK, SPSRK, SPSRK-P, SPSWK, SPSWK-CLR-ALERT, SPSWK-P, SPWK
f0ac619f-3fb2-43d4-8bfa-3d65bcb6063b | NFPA 170 DUCT SMOKE DETECTOR |  |  | North | Potter |  | Duct Smoke Detector |  |  |  | Module | TRUE | DDA | + | Addressable Duct Detector | 1 | 0.000325 | 0.000325 |  |  |  |  | FALSE | TRUE |  |  |  |  | #FFFF0000 | FA-NFPA 170 DUCT SMOKE DETECTOR | 1 | FALSE | FALSE | FALSE | 1400 |  |  | 3242-0328:0218 | [10 empty] | FALSE | [7 empty] | THOR\acont | 2024-09-08 17:27 | 20191121 AC Detector without base | [Potter] [SLC NOHMI] [*] [#2 SHARED ADDR ¦ SENSORS] ARB, ASB, DDA (C), FHA, PSA (C), PSHA (C), RHA
be2e25c9-5394-475a-8dae-3d68d4ab3cac | NFPA 170 FLAME DETECTOR |  |  | North | Notifier |  | Flame Detector |  |  |  | Module | TRUE | 30-2056B | ++ | Explosion proof, IR, 24 VDC | 1 | 0.042 | 0.146 |  |  |  |  | FALSE | FALSE |  |  |  |  | #FFFF0000 | FA-NFPA 170 FLAME DETECTOR | 1 | FALSE | FALSE | FALSE | 1401 | [13 empty] | FALSE |  |  | XP |  |  |  |  | THOR\acont | 2024-09-08 17:27 | 20191121 AC Detector without base | [Firelite, Macurco, Notifier, Silent Knight, System Sensor] [AUX POWER] [*] [AUX INPUT ++] 1251B (C), 1412B (C), 1424 (C), 2112/24AT (C), 2112/24S (C), 2112/24TS (C), 2112AITR (C), 2112ATR (C), 2112R (C), 2124AITR (C), 2124ATR (C), 2124R (C), 2151 w/B110 [Firelite, Macurco, Notifier, Silent Knight, System Sensor] [IDC] 01 [IDC 4-WIRE ++] 1251B (C), 1412B (C), 1424 (C), 2112/24AT (C), 2112/24S (C), 2112/24TS (C), 2112AITR (C), 2112ATR (C), 2112R (C), 2124AITR (C), 2124ATR (C), 2124R (C), 2151 w/B110RLP (C
9a9d13a9-b459-4bf3-ab83-3d74b03ce66c |  |  |  | North | HID | Security/Access Control |  |  |  |  | Module | TRUE | 5355A |  |  | 1 | [12 empty] | #FFFFFFFF |  |  | FALSE | FALSE | FALSE | [20 empty] | THOR\acont | 2024-03-12 21:20 | THOR\acont | 2024-10-09 10:48
7b6992ab-dbf2-4b8b-94eb-3d75b389ef67 | NFPA 170 MINI HORN |  |  | North | Potter |  | Horn |  |  |  | Module | TRUE | MHT-1224R |  | Low Current Mini-Horn, Red | 1 | 0 | 0.018 |  |  |  |  | FALSE | [5 empty] | #FF0070C0 | FA-NFPA 170 MINI HORN | 1 | FALSE | FALSE | FALSE | 2014 | [13 empty] | FALSE | [7 empty] | THOR\acont | 2024-09-08 17:27 |  | [Potter] [NAC] [UL MAX] MHT-1224PR, MHT-1224PW, MHT-1224R, MHT-1224W [Potter] [NAC] [24 VDC] MHT-1224PR, MHT-1224PW, MHT-1224R, MHT-1224W [Potter] [NAC] [12 VDC, UL MAX] MHT-1224PR, MHT-1224PW, MHT-1224R, MHT-1224W
9c83f684-21e1-48b8-98b2-3d76a962222e | NFPA 170 HORN STROBE |  |  | North | System Sensor |  | Horn/Strobe |  |  |  | Module | TRUE | RTM-8F |  | Relay Transmitter Module, 8 Form-C Relays | 1 | [6 empty] | FALSE | FALSE |  |  |  |  | #FF0070C0 | FA-NFPA 170 HORN STROBE | 1 | FALSE | FALSE | FALSE | 2012 | [13 empty] | FALSE | [7 empty] | THOR\acont | 2024-09-08 17:27
fdc68e83-91ed-4c81-83d0-3d7848f153d6 | NFPA 170 SMOKE DETECTOR |  |  | North | Hochiki |  | Smoke Detector |  |  |  | Module | TRUE | SLR-24V w/HSC-224L LATCHING LED BASE | SLR-24V w/HSC-224L LATCHING LED BASE | PHOTOELECTRIC SMOKE DETECTOR w/ LATCHING LED BASE | 1 |  | 0.188 |  |  |  |  | TRUE | TRUE |  | *Refer to Install Sheet |  |  | #FFFF0000 | FA-NFPA 170 SMOKE DETECTOR | 1 | FALSE | FALSE | FALSE | 1408 | [16 empty] | L |  |  | DESKTOP-0D6CQVA\lousc | 2019-10-06 17:46 | THOR\acont | 2024-09-08 17:27 | from Hochiki SOC-24V w/HSC-224L LATCHING LED BASE | [Hochiki] [IDC] 02 [IDC] SLR-24H w/HSC-220L LATCHING LED BASE (C), SLR-24H w/HSC-220R - 2 WIRE RELAY BASE (C), SLR-24H w/HSC-221L LATCHING LED BASE (C), SLR-24H w/HSC-221R - 2 WIRE RELAY BASE (C), SLR-24H w/HSC-224L LATCHING LED BASE (C), SLR-24H w/HSC-2
b1ddfc11-7e32-4463-9d17-3d79a5d38cb4 | NFPA 170 DUCT SMOKE DETECTOR |  |  | North | Siemens |  | Duct Smoke Detector |  |  |  | Module | TRUE | AD-11P |  | Duct Smoke Detector Housing/ With FP-11 Detector | 1 | [6 empty] | FALSE | TRUE |  |  |  |  | #FFFF0000 | FA-NFPA 170 DUCT SMOKE DETECTOR | 1 | FALSE | FALSE | FALSE | 1400 | [13 empty] | FALSE | [7 empty] | THOR\acont | 2024-09-08 17:27 | 20191121 AC Detector without base | [Siemens] [SLC MODULES SENSORS] [*] [#1 SHARED ADDR ¦ MODULES] AD-11P (C), FDBZ492 w/OP921 (C), FDBZ492-HR w/FDO421 (C), FDBZ492-HR w/OP921 (C), FDBZ492-R (C), FDCIO422, HCP, HCP-Z, HFPO-11, HFPT-11, HMS-D, HMS-DE, HMS-DP, HMS-DZ, HMS-S, HMS-SA, HMS-SE,
8a19c124-7f40-4563-9b1e-3d7a8a66b93a | NFPA 170 STROBE CEILING |  |  | North | Autocall |  | Strobe |  |  |  | Module | TRUE | A4906-9114 | + | Multi-candela strobe, Ceiling Mount, Alert, Red | 1 | 0 | 0 |  |  |  |  | TRUE | TRUE |  |  |  |  | #FF0070C0 | FA-NFPA 170 STROBE CEILING | 1 | FALSE | FALSE | FALSE | 2022 | [16 empty] | C |  |  | DESKTOP-7EIEB7A\acont | 2022-03-07 06:47 | THOR\acont | 2024-09-08 17:27 | Cloned from Autocall A4906-9104 | [Autocall, Simplex] [NAC] [MAX] 4906-9102 (C), 4906-9104 (C), 4906-9110 (C), 4906-9112 (C), 4906-9114 (C), 4906-9115 (C), 4906-9116 (C), 4906-9117 (C), A4906-9102 (C), A4906-9104 (C), A4906-9110 (C), A4906-9112 (C), A4906-9114 (C), A4906-9115 (C), A4906-
5708ee6b-131f-4d30-9b75-3d7cdfddd134 | NFPA 170 SPEAKER STROBE |  |  | North | Edwards |  | Speaker/Strobe |  |  |  | Module | TRUE | WG4RN-SVMC |  | 25/70V Speaker/Strobe, red, n/m, clear, 15, 29, 70, 87 cd | 1 | [6 empty] | FALSE | [5 empty] | #FF0070C0 | FA-NFPA 170 SPEAKER STROBE | 1 | FALSE | FALSE | FALSE | 2019 | [13 empty] | FALSE |  |  | WP |  |  |  |  | THOR\acont | 2024-09-08 17:27 |  | [Edwards, Kidde] [AUDIO 25v] [25V AUDIO] EGCF-S2VMH (C), G4F-S2, G4F-S2V1575, G4F-S2VM, G4HFRF-S2, G4HFRF-S2VMC, G4HFRN-S2, G4HFRN-S2VMC, G4HFWA-S2, G4HFWA-S2VMA, G4HFWA-S2VMC, G4HFWF-S2, G4HFWF-S2VMC, G4HFWN-S2, G4HFWN-S2VMA, G4HFWN-S2VMC, G4RF-S2, G4RF [Edwards, Kidde] [AUDIO 70.7v] [70V AUDIO] G4F-S7, G4F-S7V1575, G4F-S7VM, G4HFRF-S7, G4HFRF-S7VMC, G4HFRN-S7, G4HFRN-S7VMC, G4HFWA-S7, G4HFWA-S7VMA, G4HFWA-S7VMC, G4HFWF-S7, G4HFWF-S7VMC, G4HFWN-S7, G4HFWN-S7VMA, G4HFWN-S7VMB, G4HFWN-S7VMC, G4RF-S7, G4RF [Edwards] [NAC] [24 VDC] WG4RF-SVMC, WG4RN-SVMC, WG4WA-SVMC, WG4WF-SVMC, WG4WN-SVMC
221c02fd-428c-462e-a90b-3d82474c8514 |  |  |  | North | Power Sonic |  | Hardware |  |  |  | Hardware | TRUE | PS-121000 | + | (1) 12V 100 AH BATTERY | 1 | [6 empty] | FALSE | [5 empty] | #FFFFFFFF |  |  | FALSE | FALSE | FALSE | [14 empty] | FALSE | [5 empty] | DESKTOP-7EIEB7A\acont | 2021-04-06 16:46 | THOR\acont | 2024-10-09 10:48 | Cloned from Power Sonic PS-12550
ade263a4-0894-4469-ac21-3d83ffeb0544 |  |  |  | North | Edwards |  | Cards & Components |  |  |  | Card | TRUE | RPM |  | Reverse Polarity Module (NFPA 72B & C) | 1 | 0.02 | 0.27 |  |  |  |  | TRUE | [5 empty] | #FFFFFFFF |  |  | FALSE | FALSE | FALSE | [14 empty] | FALSE | [7 empty] | THOR\acont | 2024-10-09 10:48
b052f547-4de1-441b-98bf-3d84a771f1cc |  |  |  | North | Edwards |  | Cards & Components |  |  |  | Card | TRUE | F-XTR230 |  | Expander Transformer, 230 Vac, for 10 zone panels only | 1 | [6 empty] | TRUE | [5 empty] | #FFFFFFFF |  |  | FALSE | FALSE | FALSE | [14 empty] | FALSE | [7 empty] | THOR\acont | 2024-10-09 10:48
7794cf92-9b3d-466c-a8c5-3d8737c01a8f | NFPA 170 FIRE ALARM CONTROL UNIT | RISER FACP |  | North | Monaco Enterprises |  | Fire Alarm Control Unit |  |  |  | Assembly | TRUE | 227-966-CE |  | MAAP-X point reporting, addressable, fire alarm control, mass notification, voice evacuation panel, integrated radio transceiver—single comm, Europe:  One AAC II backplane for ADCs/SOCs One ADC supporting 198 addressable devices One SOC, 25 VAC RMS, 32W audio output NEMA 1 flush-mount red enclosure43" H x 18" W x 3.6" D Two 12V/18 Ah batteries | 1 | [12 empty] | #FFFF0000 | FA-NFPA 170 FIRE ALARM CONTROL UNIT | 1 | FALSE | FALSE | FALSE | 202 | [13 empty] | TRUE | [5 empty] | AULAPTOP-PC\Aulaptop | 2019-04-20 03:50 | THOR\acont | 2024-09-08 17:27
e7efd3ed-9f42-4ca1-8bcd-3d881e14e903 |  |  |  | North | Edwards |  | Cards & Components |  |  |  | Card | TRUE | QS8-CPU-2-SP |  | OBSOLETE - CPU/Display with 2 Annunciator Option Space, Spanish | 1 | [6 empty] | TRUE | [5 empty] | #FFFFFFFF |  |  | FALSE | FALSE | FALSE | [14 empty] | FALSE | [7 empty] | THOR\acont | 2024-10-09 10:48
6868d4e0-5736-465c-82ca-3d8a1c32a41b | CADGEN ELECTRIC STRIKE |  |  | North | Von Duprin | Security/Access Control | Electric Strike |  |  |  | Module | TRUE | 6211 | ++ | 6200 Series - Strikes for mortise or cylindrical devices | 1 | 0.06 | 0.06 |  |  | 12 |  | TRUE | [5 empty] | #FFFF0000 | FA-CADGEN ELECTRIC STRIKE | 1 | FALSE | FALSE | FALSE | [17 empty] | R1 |  |  | DESKTOP-7EIEB7A\acont | 2023-01-27 07:11 | THOR\acont | 2024-09-08 17:27 | Cloned from Von Duprin 6212WF | [Alarm Controls, ALARM CONTROLS CORPORATION, ASSA ABLOY, Generic, HES, RCI, Von Duprin] [ACCESS CONTROL OUTPUT] [*] 1200L, 1200LB, 1200S, 1500, 1600, 4200, 5100, 600D, 600L, 600S, 6210, 6211, 6211AL, 6211WF, 6212, 6212WF, 6213, 6214, 6215, 6216, 6221, 62
f871a567-6db2-4d3c-9121-3d8d8bc915ac |  |  |  | North | Autocall |  | Cards & Components |  |  |  | Card | TRUE | A010-9425 CPU |  | CPU Assembly | 1 | 0.473 | 0.611 |  |  |  |  | TRUE | [5 empty] | #FFFFFFFF |  |  | FALSE | FALSE | FALSE | [20 empty] | DESKTOP-7SAL8M7\acont | 2020-03-10 08:28 | THOR\acont | 2024-10-09 10:48 | Cloned from AutoCall A010-9422 CPU |  | [Autocall] A007-9202 CPU, A010-9422 CPU, A010-9425 CPU, A010-9426 CPU, A010-9602 CPU, A010-9604 CPU [Autocall] A007-9101/9102 CPU, A007-9202 CPU, A010-9422 CPU, A010-9425 CPU, A010-9426 CPU, A010-9601 ESS, A010-9602 CPU, A010-9604 CPU, A100-0620, A100-0625, A100-1291, A100-9121 CPU, A100-9131 CPU, A100-9314 CPU, A100-9331 CPU [Autocall, Simplex] 4007-9101(BA) CPU, 4007-9102(BA) CPU, 4007-9202 CPU, A010-9422 CPU, A010-9425 CPU, A010-9426 CPU, A010-9602 CPU, A010-9604 CPU, A100-5101, A100-5111, A100-5115 [Autocall, Simplex] 4007-9101(BA) CPU, 4007-9102(BA) CPU, 4007-9202 CPU, 4100-5311, A007-9101/9102 CPU, A007-9202 CPU, A010-9422 CPU, A010-9425 CPU, A010-9426 CPU, A010-9601 ESS, A010-9602 CPU, A010-9604 CPU, A100-5101, A100-5311, A100-5325, A100-9121 CPU [Autocall] A010-9422 CPU, A010-9425 CPU, A010-9426 CPU, A010-9602 CPU, A010-9604 CPU, A100-2135
adb7decd-3d4d-4ad4-9957-3d906cae7f70 | CADGEN AUX POWER SUPPLY | CADGEN AUX POWER SUPPLY |  | North | Elmdene |  | Auxilliary Power Supply |  |  |  | Assembly | TRUE | STX2410-H | + | STX Range 24V dc EN54 Power Supply Unit, 10A. 38AH | 1 | [6 empty] | FALSE | FALSE |  |  |  |  | #FFFF0000 | FA-CADGEN AUX POWER SUPPLY | 1 | FALSE | FALSE | FALSE | 212 | [8 empty] | 38 |  | 38 |  |  | TRUE | [5 empty] | DESKTOP-7EIEB7A\acont | 2023-02-13 10:32 | THOR\acont | 2024-09-08 17:27 | Cloned from Elmdene STX2405-C
f5e956a8-2bc6-4c9d-bba8-3d9450e6ebf5 | NFPA 170 FIRE ALARM CONTROL UNIT | RISER FACP |  | North | Firelite |  | Fire Alarm Control Unit |  |  |  | Assembly | TRUE | ES-200XP | + | Intelligent Addressable FACP with pre-installed CLSS Pathway Pro communicator and PWRMOD24 | 1 | [6 empty] | FALSE | [5 empty] | #FFFF0000 | FA-NFPA 170 FIRE ALARM CONTROL UNIT | 1 | FALSE | FALSE | FALSE | 202 | [8 empty] | 7,12,18 |  |  |  |  | TRUE | [5 empty] | THOR\acont | 2024-08-09 07:37 | XPS-17-9710\August | 2025-01-28 09:50 | Cloned from Firelite ES-200X
3a37bb5f-d9ac-4837-976b-3d94bb462ccc | NFPA 170 SPEAKER CEILING |  |  | North | System Sensor |  | Speaker |  |  |  | Module | TRUE | SPCR | ++ | Speaker only | 1 | [6 empty] | FALSE | TRUE |  |  |  |  | #FF0070C0 | FA-NFPA 170 SPEAKER CEILING | 1 | FALSE | FALSE | FALSE | 2019 | [13 empty] | FALSE | [5 empty] | THOR\acont | 2024-07-29 12:34 | THOR\acont | 2024-09-08 17:27 | Cloned from System Sensor SPCW | [BluePoint, System Sensor] [AUDIO 25v] [25V AUDIO] BP04-311P, SPCR (C), SPCW (C), SPCWK (C), SPRK, SPSCWH (C), SPSCWHK (C), SPSCWHK-P (C), SPSCWK (C), SPSCWK-CLR-ALERT (C), SPSRHK, SPSRK, SPSRK-P, SPSWK, SPSWK-CLR-ALERT, SPSWK-P, SPWK [BluePoint, System Sensor] [AUDIO 70.7v] [70V AUDIO] BP04-311P, SPCR (C), SPCW (C), SPCWK (C), SPRK, SPSCWH (C), SPSCWHK (C), SPSCWHK-P (C), SPSCWK (C), SPSCWK-CLR-ALERT (C), SPSRHK, SPSRK, SPSRK-P, SPSWK, SPSWK-CLR-ALERT, SPSWK-P, SPWK
652470d5-1335-4e74-974a-3d97abfb640a | CADGEN KEYPAD |  |  | North | Honeywell |  | Keypad Interface |  |  |  | Module | TRUE | 6290W | ++ | Color Graphic Touchscreen Keypad with Voice | 1 | 0.27 | 0.27 |  |  |  |  | FALSE | [5 empty] | #FFFF0000 | FA-CADGEN KEYPAD | 1 | FALSE | FALSE | FALSE | [14 empty] | FALSE | [5 empty] | DESKTOP-7EIEB7A\acont | 2023-01-30 11:12 | THOR\acont | 2024-09-08 17:27 | Cloned from Honeywell 6460WC | [Honeywell] [KEYPAD] [*] 4208SN, 4208SNF, 4208U, 5881ENHC, 5883H, 6160, 6160CR-2, 6290W, 6460S, 6460SC, 6460W, 6460WC
fc253d7f-bf80-40b5-ae0f-3da21a616c38 | NFPA 170 SPEAKER STROBE CEILING |  |  | North | Simplex |  | Speaker/Strobe |  |  |  | Module | TRUE | 4906-9154 | + | Multi-tapped Speaker with Multi-Candela Synchronized Strobe, White, Fire | 1 | [6 empty] | TRUE | TRUE |  |  |  |  | #FF0070C0 | FA-NFPA 170 SPEAKER STROBE CEILING | 1 | FALSE | FALSE | FALSE | 2019 | [16 empty] | C |  |  | DESKTOP-7EIEB7A\acont | 2022-03-07 10:04 | THOR\acont | 2024-09-08 17:27 | Cloned from Autocall A4906-9154 | [Autocall, Simplex] [NAC] [MAX] 4906-9154 (C), 4906-9158 (C), 4906-9159 (C), 4906-9160 (C), 4906-9254 (C), A4906-9154 (C), A4906-9158 (C), A4906-9159 (C), A4906-9160 (C) [Autocall, Simplex] [AUDIO 70.7v] [70V AUDIO] 4902-9721, 4903-9148, 4903-9149, 4903-9150, 4903-9153, 4903-9193, 4906-9151, 4906-9153, 4906-9154 (C), 4906-9158 (C), 4906-9159 (C), 4906-9160 (C), A4902-9716, A4902-9717, A4902-9721, A4906-9151, A4906-9153, [Autocall, Simplex] [AUDIO 25v] [25V AUDIO] 4902-9721, 4903-9148, 4903-9149, 4903-9150, 4903-9153, 4903-9193, 4906-9151, 4906-9153, 4906-9154 (C), 4906-9158 (C), 4906-9159 (C), 4906-9160 (C), A4902-9716, A4902-9717, A4902-9721, A4906-9151, A4906-9153, A4 [Autocall, Simplex] [NAC] 4906-9154 (C), 4906-9158 (C), 4906-9159 (C), 4906-9160 (C), 4906-9254 (C), A4906-9154 (C), A4906-9158 (C), A4906-9159 (C), A4906-9160 (C)
a3fd8d9d-6e74-44fc-bacb-3da96d6320bb | NFPA 170 FIRE ALARM CONTROL UNIT | RISER FACP |  | North | Notifier |  | Fire Alarm Control Unit |  |  |  | Assembly | TRUE | AFP-100 w/XRM-24 | + | A package that includes a CPU-400, an MPS-400PCA, a transformer assembly, and a two-position CPU-400 ribbon cable. Order cabinet separately. | 1 | [6 empty] | FALSE | [5 empty] | #FFFF0000 | FA-NFPA 170 FIRE ALARM CONTROL UNIT | 1 | FALSE | FALSE | FALSE | 202 | [8 empty] | 7,12,18 |  |  | 6.6 |  | TRUE | [5 empty] | DESKTOP-7EIEB7A\acont | 2021-05-28 09:00 | THOR\acont | 2024-09-08 17:27 | Cloned from Notifier AFP-100
6bc85827-ec89-4714-ba31-3dab61e844eb | NFPA 170 ADDRESSABLE INPUT OUTPUT |  |  | North | Firelite |  | Addressable Module |  |  |  | Module | TRUE | CMF-300-6 | + | Six-circuit supervised control module. Mount one or two modules in a BB-2F cabinet (optional). Mount up to six modules on a CHS-6 chassis in a BB-6F cabinet. | 6 | 0.00225 | 0.035 |  |  |  |  | TRUE | FALSE |  |  |  |  | #FFFF0000 | FA-NFPA 170 ADDRESSABLE INPUT OUTPUT | 1 | FALSE | FALSE | FALSE | 1200 | [13 empty] | FALSE |  |  | CM, 6 |  |  |  |  | THOR\acont | 2024-09-08 17:27 |  | [Firelite] [SLC MODULES/SENSORS] [*] [#05 ++] CMF-300-6, CRF-300-6, MMF-300-10, MMF-302-6 [Firelite] [SLC MODULES/SENSORS] [*] [#03 ++] CMF-300-6, CRF-300-6, MMF-300-10, MMF-302-6, W-GATE [Firelite] [SLC MODULES] [*] [#02 ++] CDRM-300, CMF-300-6, CRF-300-6, MDF-300, MMF-300-10, MMF-302-6, W-GATE [Firelite] [SLC MODULES] [*] [#03 ++] CMF-300-6, CRF-300-6, MMF-300-10, MMF-302-6, W-GATE [Firelite] [SLC MODULES] [*] [#04 ++] CMF-300-6, CRF-300-6, MMF-300-10, MMF-302-6 [Firelite] [SLC MODULES] [*] [#3 TYPE ADDR ¦ MODULES] BG-12LX, BG-12LXSP, CDRM-300, CMF-300, CMF-300-6, CRF-300, CRF-300-6, MDF-300, MMF-300, MMF-300-10, MMF-301, MMF-302, MMF-302-6, WAV-CRL, WAV-CWL, WAV-RL, WAV-WL, W-BG12LX, W-CRF, W-GATE, W-MMF, W-SYN [Firelite] [AUX POWER] CMF-300-6 [Firelite] [SLC MODULES/SENSORS] [*] [#06 ++] CMF-300-6, CRF-300-6, MMF-300-10, MMF-302-6 [Firelite] [SLC MODULES/SENSORS] [*] [#04 ++] CMF-300-6, CRF-300-6, MMF-300-10, MMF-302-6 [Firelite] [SLC MODULES] [*] [#05 ++] CMF-300-6, CRF-300-6, MMF-300-10, MMF-302-6 [Firelite] [SLC MODULES SENSORS] [*] [#1 SHARED ADDR ¦ MODULES] BG-12LX, BG-12LXSP, CDRM-300, CMF-300, CMF-300-6, CRF-300, CRF-300-6, MDF-300, MMF-300, MMF-300-10, MMF-301, MMF-302, MMF-302-6, WAV-CRL, WAV-CWL, WAV-RL, WAV-WL, W-BG12LX, W-CRF, W-DIS-D, W [Firelite] [SLC MODULES/SENSORS] [*] [#02 ++] CDRM-300, CMF-300-6, CRF-300-6, MDF-300, MMF-300-10, MMF-302-6, W-GATE [Firelite] [SLC MODULES] [*] [#06 ++] CMF-300-6, CRF-300-6, MMF-300-10, MMF-302-6 | [Firelite] CMF-300-6
252b5d7c-50bd-498c-bdb0-3daf8b0440f5 | NFPA 170 ASPIRATING SMOKE DETECTOR |  |  | North | Simplex |  | Air Sampling Detection |  |  |  | Module | TRUE | 4098-VES-A10-P | ++ | VESDA-E VES with 3.5 in. display | 5 | [6 empty] | FALSE |  |  |  | 13.8 in. x 8.9 in. x 5.3 in. (350 mm x 225 mm x 135 mm) |  | #FFFF0000 | FA-NFPA 170 ASPIRATING SMOKE DETECTOR | 1 | FALSE | FALSE | FALSE | [14 empty] | FALSE | [5 empty] | THOR\acont | 2024-02-20 16:56 | THOR\acont | 2024-09-08 17:27 | Cloned from Simplex 4098-VES-A00-P | [Autocall, Simplex, Xtralis] [IDC] [#4] 4098-VEP-A00-1P, 4098-VEP-A00-P, 4098-VEP-A10-P, 4098-VES-A00-P, 4098-VES-A10-P, A4098-VEP-A00-1P, A4098-VEP-A00-P, A4098-VEP-A10-P, A4098-VES-A00-P, A4098-VES-A10-P, VEP-A00-1P, VEP-A00-1P-NTF, VEP-A00-P, VEP-A10- [Autocall, Simplex, Xtralis] [IDC] [#1] 4098-VEP-A00-1P, 4098-VEP-A00-P, 4098-VEP-A10-P, 4098-VES-A00-P, 4098-VES-A10-P, A4098-VEP-A00-1P, A4098-VEP-A00-P, A4098-VEP-A10-P, A4098-VES-A00-P, A4098-VES-A10-P, VEP-A00-1P, VEP-A00-1P-NTF, VEP-A00-P, VEP-A10- [Autocall, Simplex, Xtralis] [AUX POWER] [ASPIRATOR SETTING 1, ASPIRATOR SETTING 10, ASPIRATOR SETTING 5] 4098-VES-A10-P, A4098-VES-A10-P, VES-A10-P [Autocall, Simplex, Xtralis] [IDC] [#3] 4098-VEP-A00-1P, 4098-VEP-A00-P, 4098-VEP-A10-P, 4098-VES-A00-P, 4098-VES-A10-P, A4098-VEP-A00-1P, A4098-VEP-A00-P, A4098-VEP-A10-P, A4098-VES-A00-P, A4098-VES-A10-P, VEP-A00-1P, VEP-A00-1P-NTF, VEP-A00-P, VEP-A10- [Autocall, Simplex, Xtralis] [IDC] [#5] 4098-VEP-A00-1P, 4098-VEP-A00-P, 4098-VEP-A10-P, 4098-VES-A00-P, 4098-VES-A10-P, A4098-VEP-A00-1P, A4098-VEP-A00-P, A4098-VEP-A10-P, A4098-VES-A00-P, A4098-VES-A10-P, VEP-A00-1P, VEP-A00-1P-NTF, VEP-A00-P, VEP-A10- [Autocall, Simplex, Xtralis] [IDC] [#2] 4098-VEP-A00-1P, 4098-VEP-A00-P, 4098-VEP-A10-P, 4098-VES-A00-P, 4098-VES-A10-P, A4098-VEP-A00-1P, A4098-VEP-A00-P, A4098-VEP-A10-P, A4098-VES-A00-P, A4098-VES-A10-P, VEP-A00-1P, VEP-A00-1P-NTF, VEP-A00-P, VEP-A10- [Autocall, Simplex] [RS-485] 4098-VEP-A00-1P, 4098-VEP-A00-P, 4098-VEP-A10-P, 4098-VES-A00-P, 4098-VES-A10-P, A4098-VEP-A00-1P, A4098-VEP-A00-P, A4098-VEP-A10-P, A4098-VES-A00-P, A4098-VES-A10-P [Autocall, Simplex] [IDNet] [MODULES ++] 2080-9056, 2080-9057, 2080-9067, 2080-9068, 2080-9069, 2080-9070, 4009-9201 Main Board, 4009-9401 Main Board, 4010-9901, 4090-5261, 4090-9001, 4090-9002, 4090-9005, 4090-9006, 4090-9008, 4090-9116, 4098-9019 (Cont
b816c4ed-6eff-40c9-b120-3db0945511bf |  |  |  | North | Simplex |  | Hardware |  |  |  | Hardware | TRUE | 2099-9803 | + | Replacement breakglass | 1 | [6 empty] | TRUE | [5 empty] | #FFFFFFFF |  |  | FALSE | FALSE | FALSE | [20 empty] | DESKTOP-7EIEB7A\acont | 2022-02-21 12:48 | THOR\acont | 2024-10-09 10:48 | Cloned from Simplex 2099-9820
c1dcc450-d522-4c4a-9f37-3db6d9dbe2b1 | NFPA 170 HORN STROBE |  |  | North | Siemens |  | Horn/Strobe |  |  |  | Module | TRUE | SL2MTSWW-NA | S54329-F247-A1++ | Multi-Tone Strobe, Wall, Amber, White, No Lettering | 1 | [12 empty] | #FF0070C0 | FA-NFPA 170 HORN STROBE | 1 | FALSE | FALSE | FALSE | 2023 | [19 empty] | DESKTOP-7EIEB7A\acont | 2023-08-02 10:15 | THOR\acont | 2024-09-08 17:27 | Cloned from Siemens SL2MTSWR-NR | [Siemens] [NAC] [24 VDC, HORN STD] SL2MTSWR-A, SL2MTSWR-F, SL2MTSWR-FB, SL2MTSWR-N, SL2MTSWR-NR, SL2MTSWW-F, SL2MTSWW-FB, SL2MTSWW-N, SL2MTSWW-NA, SL2MTSWW-NB, SL2MTSWW-NG, SL2MTSWW-NR
cab6e24c-8de2-4f03-be3b-3dbf19e48ba3 | NFPA 170 FIRE ALARM CONTROL UNIT | RISER FACP |  | North | Autocall |  | Fire Alarm Control Unit |  |  |  | Assembly | TRUE | A010-9425 |  | Basic control unit with InfoAlarm Operator Interface and (1) Two-loop Isolated IDNet2 Communications Channel, (1) Four-loop Isolated IDNet 2+2 Communications Channel Module, Class A or Class B operation, with support for up to 500 addressable IDNet points, Red | 1 | 0 | 0 |  |  |  |  | TRUE | [5 empty] | #FFFF0000 | FA-NFPA 170 FIRE ALARM CONTROL UNIT | 1 | FALSE | FALSE | FALSE | 202 | [8 empty] | 7,12,18,33,50 |  |  |  |  | TRUE | [5 empty] | DESKTOP-7SAL8M7\acont | 2020-03-10 06:40 | THOR\acont | 2024-09-08 17:27 | Cloned from AutoCall A010-9422
5e3bf785-fc48-49f0-a668-3dc1f78dd1e1 |  |  |  | North | Simplex |  | Cards & Components |  |  |  | Card | TRUE | 4100-1270 |  | MASTER TELEPHONE, 3 NACS | 1 | [6 empty] | TRUE | [5 empty] | #FFFFFFFF |  |  | FALSE | FALSE | FALSE | [20 empty] | AULAPTOP-PC\Aulaptop | 2019-07-04 04:36 | THOR\acont | 2024-10-09 10:48
b3b23b0a-760c-471c-8b90-3dc624e02b72 | NFPA 170 STROBE WALL |  |  | North | Eaton Wheelock |  | Strobe |  |  |  | Module | TRUE | XB4ULB8D2E3E06ANRN1R |  | Strobe, Red Lens, 21 Joules, 24 VDC, Red finish | 1 | 0 | 0 |  |  |  |  | FALSE | [5 empty] | #FF0070C0 | FA-NFPA 170 STROBE WALL | 1 | FALSE | FALSE | FALSE | 2023 | [13 empty] | FALSE |  |  | XP |  |  | DESKTOP-7EIEB7A\acont | 2021-01-29 09:44 | THOR\acont | 2024-09-08 17:27 | Cloned from Eaton XB1602460ANNW | [Eaton Wheelock] [NAC] [24 VDC] XB4ULB8D2E3E06ANCN1R, XB4ULB8D2E3E06ANRN1R
baff2153-f8cf-4770-ae5e-3dc62cb4fe5c |  |  |  | North | Notifier |  | Cards & Components |  |  |  | Card | TRUE | NFC-XRM-70V | + | 70V Transformer Conversion Module | 1 | [6 empty] | TRUE | FALSE |  |  |  |  | #FFFFFFFF |  |  | FALSE | FALSE | FALSE | [14 empty] | FALSE | [5 empty] | DESKTOP-7SAL8M7\acont | 2019-10-02 17:27 | THOR\acont | 2024-10-09 10:48
79710e4a-379f-4313-ae13-3dc86d8a9e53 |  |  |  | North | Notifier |  | Hardware |  |  |  | Hardware | TRUE | BMP-1 |  | Blank Module | 1 | [6 empty] | FALSE |  | SURFACE |  | PROVIDED ("WX"HX"D) | N/A | #FFFFFFFF |  |  | FALSE | FALSE | FALSE |  |  |  | 7165-0028:0224 | [10 empty] | FALSE | [7 empty] | THOR\acont | 2024-10-09 10:48
947680dc-e0fb-45bc-953f-3dcab0ab44cf | NFPA 170 AMPLIFIER RACK | ENCOMPASS90250A RISER |  | North | Ultra Electronics |  | Amplifier |  |  |  | Assembly | TRUE | 90250A-802 | ++ | Encompass LT 600W Cabinet | 1 | [6 empty] | TRUE | [5 empty] | #FFFF0000 | FA-NFPA 170 AMPLIFIER RACK | 1 | FALSE | FALSE | FALSE | [17 empty] | 10 AMP REQ'D |  |  | DESKTOP-QMKR22O\aucon | 2020-07-31 08:44 | THOR\acont | 2024-09-08 17:27
a168aaba-1578-47d2-bcd3-3dcbf6b4218b | NFPA 170 HEAT DETECTOR |  |  | North | Thermotech |  | Heat Detector |  |  |  | Module | TRUE | 302-AW-194 | ++ | Heat Detector, 194°F (90°C) | 1 | [6 empty] | FALSE | FALSE |  |  |  |  | #FFFF0000 | FA-NFPA 170 HEAT DETECTOR | 1 | FALSE | FALSE | FALSE | 1403 |  |  | 7270-0021:0001 | [10 empty] | FALSE | [5 empty] | ALIENWIN10\AugWin7 | 2018-12-19 16:08 | THOR\acont | 2024-09-08 17:27 | 20191121 AC Detector without base | [Edwards, Potter, Thermotech] [IDC] 01 284B-PL (C), 302-135 (C), 302-194 (C), 302-AW-194, 302-EPM-135 (C), 302-EPM-194 (C), 302-ET-135 (C), 302-ET-194 (C)
9bfe656c-c020-415d-9912-3dcf1959e5b4 |  |  |  | North | Edwards |  | Hardware |  |  |  | Hardware | TRUE | FW-RCZZWP |  | UPGRADE StandAlone FW-CGSUL WORKSTATION to Redundant CLIENT upgrade | 1 | [6 empty] | FALSE | [5 empty] | #FFFFFFFF |  |  | FALSE | FALSE | FALSE | [14 empty] | FALSE | [7 empty] | THOR\acont | 2024-10-09 10:48
f5414c40-8c10-4d75-b3a6-3dd1d37077d5 | CADGEN INTERFACE MODULE |  |  | North | Fike |  | Interface Module |  |  |  | Module | TRUE | FIK-5880 | ++ | IO / LED driver module | 1 | 0.035 | 0.2 |  |  | 24 |  | FALSE |  |  |  | 7.75” x 6” x 1.9375” (19.68 x 15.24 x 4.9 cm) |  | #FFFF0000 | FA-CADGEN INTERFACE MODULE | 1 | FALSE | FALSE | FALSE | 202 | [13 empty] | FALSE | [5 empty] | DESKTOP-7EIEB7A\acont | 2023-01-04 16:52 | THOR\acont | 2024-09-08 17:27 | Cloned from Fike FIK-5824 | [Fike] [SBUS] [*] [SBUS ++] FIK-5824, FIK-5865-3, FIK-5865-4, FIK-5880, FIK-6815, FIK-RA-100, FIK-RA-1000R, FIK-RA-2000
4b29f6f6-4712-4019-bfd4-3dd798c61130 | NFPA 170 MINI HORN |  |  | North | Gentex |  | Horn |  |  |  | Module | TRUE | GX93-W |  | Low Current Mini-sounder, 24 VDC, Continuous, White | 1 | 0 | 0.018 |  |  |  |  | FALSE | FALSE |  |  |  |  | #FF0070C0 | FA-NFPA 170 MINI HORN | 1 | FALSE | FALSE | FALSE | 2014 | [13 empty] | FALSE | [7 empty] | THOR\acont | 2024-09-08 17:27 |  | [Gentex] [NAC] [UL MAX] GX93-PR, GX93-PW, GX93-R, GX93-W
59602bba-7c41-4b3f-abfc-3dd80e414dee |  |  |  | North | Potter | [5 empty] | Module | TRUE | PVX-150 Series |  | 150 Watt Voice Evacuation System | 1 | [6 empty] | FALSE | [5 empty] | #FFFFFFFF |  |  | FALSE | FALSE | FALSE | [14 empty] | FALSE | [7 empty] | THOR\acont | 2024-10-09 10:48
43bd1a4b-4d54-4f5f-9347-3de245b7fbc0 | NFPA 170 SMOKE DETECTOR |  |  | North | Gamewell FCI |  | Smoke Detector |  |  |  | Module | TRUE | ASD-PTL3-IV w/B200SR-LF-IV | + | Photoelectric smoke detector with thermal sensing, ivory, Velociti/CLIP w/ Standard low frequency sounder base, ivory | 1 | 0.0002 | 0.0045 |  |  |  |  | FALSE | TRUE | FLUSH |  | 4" SQ. DEEP | 3 "O" PLASTER RING | #FFFF0000 | FA-NFPA 170 SMOKE DETECTOR | 1 | FALSE | FALSE | FALSE | 1408 | [13 empty] | FALSE |  |  | T, LF |  |  | DESKTOP-7SAL8M7\acont | 2019-04-25 06:47 | THOR\acont | 2024-09-08 17:27 | 20191121 AC Detector with base | [Gamewell FCI] [SLC MODULES SENSORS] [*] [#2 SHARED ADDR ¦ SENSORS] ADPF (C), ASD-PL2F w/B200S-LF-WH (C), ASD-PL2F w/B210LP (C), ASD-PL2FR (C), ASD-PL3 w/B200S-LF-WH (C), ASD-PL3 w/B200SR-LF-WH (C), ASD-PL3 w/B200SR-WH (C), ASD-PL3 w/B224BI-WH (C), ASD-P [Gamewell FCI] [SLC SENSORS] [*] [#4 TYPE ADDR ¦ SENSORS] ADPF (C), ASD-PL2F w/B200S-LF-WH (C), ASD-PL2F w/B210LP (C), ASD-PL2FR (C), ASD-PL3 w/B200S-LF-WH (C), ASD-PL3 w/B200SR-LF-WH (C), ASD-PL3 w/B200SR-WH (C), ASD-PL3 w/B224BI-WH (C), ASD-PL3 w/B224R [Gamewell FCI] [AUX POWER] ASD-PL3 w/B200SR-LF-WH (C), ASD-PL3-IV w/B200SR-LF-IV (C), ASD-PTL3 w/B200SR-LF-WH (C), ASD-PTL3-IV w/B200SR-LF-IV (C), ATD-L3 w/B200SR-LF-WH (C), ATD-L3H w/B200SR-LF-WH (C), ATD-L3H-IV w/B200SR-LF-IV (C), ATD-L3-IV w/B200SR-LF
0122c7cc-cf89-401f-a188-3dead568ad26 | NFPA 170 SPEAKER STROBE CEILING |  |  | North | Siemens |  | Speaker/Strobe |  |  |  | Module | TRUE | SL2SPSCW-ALA | S54329-F161-A1++ | Speaker-Strobe, Ceiling, Amber, White, Alert | 1 | [7 empty] | TRUE |  |  |  |  | #FF0070C0 | FA-NFPA 170 SPEAKER STROBE CEILING | 1 | FALSE | FALSE | FALSE | 2023 | [16 empty] | C |  |  | DESKTOP-7EIEB7A\acont | 2023-08-03 08:10 | THOR\acont | 2024-09-08 17:27 | Cloned from Siemens SL2SPSWW-ALA | [Siemens] [NAC] [16.0 – 33.0 VDC] SL2SCR-A (C), SL2SCR-AL (C), SL2SCR-ALA (C), SL2SCR-ALB (C), SL2SCR-F (C), SL2SCR-FB (C), SL2SCR-N (C), SL2SCR-NA (C), SL2SCR-NB (C), SL2SCW-A (C), SL2SCW-AL (C), SL2SCW-ALA (C), SL2SCW-ALB (C), SL2SCW-EV (C), SL2SCW-F ( [Siemens] [AUDIO 25v] [25V AUDIO] SL2SPSCR-A (C), SL2SPSCR-AL (C), SL2SPSCR-ALA (C), SL2SPSCR-F (C), SL2SPSCR-FB (C), SL2SPSCR-N (C), SL2SPSCR-NA (C), SL2SPSCW-A (C), SL2SPSCW-AL (C), SL2SPSCW-ALA (C), SL2SPSCW-F (C), SL2SPSCW-FB (C), SL2SPSCW-N (C), SL2 [Siemens] [AUDIO 70.7v] [70V AUDIO] SL2SPSCR-A (C), SL2SPSCR-AL (C), SL2SPSCR-ALA (C), SL2SPSCR-F (C), SL2SPSCR-FB (C), SL2SPSCR-N (C), SL2SPSCR-NA (C), SL2SPSCW-A (C), SL2SPSCW-AL (C), SL2SPSCW-ALA (C), SL2SPSCW-F (C), SL2SPSCW-FB (C), SL2SPSCW-N (C), S
e22d2910-5d38-4720-b57c-3debb6eddac8 | CADGEN CARD ACCESS CONTROL PANEL |  |  | North | Edwards | Security/Access Control | Card Access Control Panel |  |  |  | Module | TRUE | CRC |  | Card Reader Controller, 8000 Cards | 1 | [6 empty] | FALSE | [5 empty] | #FFFF0000 | FA-CADGEN CARD ACCESS CONTROL PANEL | 1 | FALSE | FALSE | FALSE | 102 | [13 empty] | FALSE | [7 empty] | THOR\acont | 2024-09-08 17:27
287265b7-9d1d-4420-871e-3dedf32299e3 | NFPA 170 REMOTE ANNUNCIATOR | RISER ANNUNCIATOR |  | North | Silent Knight |  | Remote Annunciator |  |  |  | Module | TRUE | 5635W | ++ | White, 80 character LCD Annunciator | 1 | 0.04 | 0.04 |  |  |  |  | FALSE |  |  |  | 6.875" W x 5.375" H x 1.375" D (17.46 W x 13.65 H x 3.49 D cm) |  | #FFFF0000 | FA-NFPA 170 REMOTE ANNUNCIATOR | 1 | FALSE | FALSE | FALSE | 255 | [13 empty] | FALSE | [5 empty] | DESKTOP-7EIEB7A\acont | 2023-02-24 18:25 | THOR\acont | 2024-09-08 17:27 | Cloned from Silent Knight 5635R | [Silent Knight] [SBUS] [*] [SBUS ++] 5635R, 5635W, 5815XL, 5860, 5860R, 5865-3, 5865-4, 6815, 6855, 6860, EVS-LOC, EVS-RCU, RA-100, RA-1000, RA-1000R, RA-2000, SK-5210, SK-5217
7f354477-9266-4bd4-b05c-3dee4874108e | NFPA 170 SPEAKER STROBE CEILING |  |  | North | Edwards |  | Speaker/Strobe |  |  |  | Module | TRUE | GCWA-S7VMHG |  | 70V Speaker/Strobe white, ALERT, High cd, green | 1 | 0 | 0.502 |  |  |  |  | FALSE | TRUE |  |  |  |  | #FF0070C0 | FA-NFPA 170 SPEAKER STROBE CEILING | 1 | FALSE | FALSE | FALSE | 2020 | [13 empty] | FALSE |  |  | C |  |  |  |  | THOR\acont | 2024-09-08 17:27 |  | [Edwards, Kidde] [AUDIO 70.7v] [70V AUDIO] G4F-S7, G4F-S7V1575, G4F-S7VM, G4HFRF-S7, G4HFRF-S7VMC, G4HFRN-S7, G4HFRN-S7VMC, G4HFWA-S7, G4HFWA-S7VMA, G4HFWA-S7VMC, G4HFWF-S7, G4HFWF-S7VMC, G4HFWN-S7, G4HFWN-S7VMA, G4HFWN-S7VMB, G4HFWN-S7VMC, G4RF-S7, G4RF [Edwards, Kidde] [NAC] [16 VDC] EGCF-S2VMH (C), EGCF-VMH (C), GCF-S2VMH (C), GCF-S7VMH (C), GCF-VMH (C), GCHFRF-S2VMCH (C), GCHFRF-S7VMCH (C), GCHFRN-S2VMCH (C), GCHFRN-S7VMCH (C), GCHFWA-S2VMAH (C), GCHFWA-S2VMCH (C), GCHFWA-S7VMAH (C), GCHFWA-S7VMCH (C [Edwards, Kidde] [NAC] [24 VDC] EGCF-S2VMH (C), EGCF-VMH (C), GCF-S2VMH (C), GCF-S7VMH (C), GCF-VMH (C), GCHFRF-S2VMCH (C), GCHFRF-S7VMCH (C), GCHFRN-S2VMCH (C), GCHFRN-S7VMCH (C), GCHFWA-S2VMAH (C), GCHFWA-S2VMCH (C), GCHFWA-S7VMAH (C), GCHFWA-S7VMCH (C
37cd474a-6d44-4a4e-ae87-3df1fa3c7c82 |  |  |  | North | Edwards |  | Hardware |  |  |  | Hardware | TRUE | PT-1P |  | System Printer | 1 | [6 empty] | FALSE | [5 empty] | #FFFFFFFF |  |  | FALSE | FALSE | FALSE | [14 empty] | FALSE | [7 empty] | THOR\acont | 2024-10-09 10:48
bc168e17-5df5-47dd-9986-3df6ede01a7b |  |  |  | North | Bosch | [5 empty] | Module | TRUE | VJM-4016-US-RO | * | ***(ROSS) Encoder, 16ch, H.264 | 1 | [12 empty] | #FFFFFFFF |  |  | FALSE | FALSE | FALSE | [20 empty] | DESKTOP-7EIEB7A\acont | 2021-08-13 06:25 | THOR\acont | 2024-10-09 10:48
3ea28f07-9112-4894-b66e-3df81fbb414b | NFPA 170 SMOKE DETECTOR |  |  | North | Siemens |  | Smoke Detector |  |  |  | Module | TRUE | OP921 w/DB-11 |  | Smoke Detector w/6" Base | 1 | 0.00025 | 0.00041 |  |  |  |  | FALSE | TRUE |  |  |  |  | #FFFF0000 | FA-NFPA 170 SMOKE DETECTOR | 1 | FALSE | FALSE | FALSE | 1408 | [13 empty] | FALSE | [7 empty] | THOR\acont | 2024-09-08 17:27 | 20191121 AC Detector with base | [Siemens] [SLC MODULES SENSORS] [*] [#2 SHARED ADDR ¦ SENSORS] FDBZ492 w/OP921 (C), FDBZ492-HR w/FDO421 (C), FDBZ492-HR w/OP921 (C), FDO421 (C), FDO421 w/DB-11 BASE (C), FDOT421 w/DB-11 BASE (C), FDOT421 w/DB2-HR BASE (C), FDT421 w/DB-11 BASE, FP-11 w/DB
fe0d9314-d203-4050-a089-3e0071dac82f |  |  |  | North | Honeywell |  | Cards & Components |  |  |  | Card | TRUE | VISTA-21iP Main Board | + | Main Board | 1 | 0.3 | 0.47 |  |  |  |  | TRUE | [5 empty] | #FFFFFFFF |  |  | FALSE | FALSE | FALSE | [14 empty] | FALSE | [5 empty] | DESKTOP-7EIEB7A\acont | 2023-01-30 11:21 | THOR\acont | 2024-10-09 10:48 | Cloned from Honeywell VISTA-20P Main Board |  | [Fike, First Alert, Honeywell, Siemens, Silent Knight] 10-2542, 10-2622, 5110XM Main Board, FA1600C Main Board, FA1600C-24 Main Board, FA1600CA Main Board, FA1600CB Main Board, FC924-US Main Board, SK-2, SK-4, VISTA-128FBPT Main Board, VISTA-20P Main Boar [Honeywell] VISTA-128FBPT Main Board, VISTA-20P Main Board, VISTA-21iP Main Board, VISTA-250FBPT Main Board, VISTA-32FBPT Main Board
ea877019-f3f8-4159-aa30-3e0440fc369f | NFPA 170 AMPLIFIER RACK |  |  | North | Eaton Wheelock |  | Amplifier |  |  |  | Assembly | TRUE | SPB-80/4 | ++ | 80 watt supervised audio power booster with 4 amps of supervised and synchronized strobe power (two 2 amp circuits), red enclosure | 1 | [6 empty] | FALSE |  |  |  | 21” H x 16” W x 6” D (wall mount |  | #FFFF0000 | FA-NFPA 170 AMPLIFIER RACK | 1 | FALSE | FALSE | FALSE | 211 | [8 empty] | 12 |  | 12 |  |  | TRUE | [5 empty] | AULAPTOP-PC\Aulaptop | 2019-01-05 09:19 | THOR\acont | 2024-09-08 17:27 | Cloned from Cooper Notification SP40S-MAIN CARD CLONED
bfcf8a0b-4118-42d4-8d8d-3e04781c85c6 | NFPA 170 SMOKE DETECTOR |  |  | North | Hochiki |  | Smoke Detector |  |  |  | Module | TRUE | SLR-24V w/HSC-220R - 2 WIRE RELAY BASE | SLR-24V w/HSC-220R - 2 WIRE RELAY BASE | PHOTOELECTRIC SMOKE DETECTOR w/ 2 WIRE RELAY BASE | 1 |  | 0.238 |  |  |  |  | TRUE | TRUE |  | *Refer to Install Sheet |  |  | #FFFF0000 | FA-NFPA 170 SMOKE DETECTOR | 1 | FALSE | FALSE | FALSE | 1408 | [16 empty] | R |  |  | DESKTOP-0D6CQVA\lousc | 2019-10-06 17:46 | THOR\acont | 2024-09-08 17:27 | from Hochiki SOC-24V w/HSC-220R - 2 WIRE RELAY BASE | [Hochiki] [IDC] 02 [IDC] SLR-24H w/HSC-220L LATCHING LED BASE (C), SLR-24H w/HSC-220R - 2 WIRE RELAY BASE (C), SLR-24H w/HSC-221L LATCHING LED BASE (C), SLR-24H w/HSC-221R - 2 WIRE RELAY BASE (C), SLR-24H w/HSC-224L LATCHING LED BASE (C), SLR-24H w/HSC-2
65c1da22-960e-47e5-90b0-3e06fd19c6d6 |  |  |  | North | NAPCO |  | Cards & Components |  |  |  | Card | TRUE | FL-255FACP Main Board | ++ | Main Board | 1 | 0.096 | 0.096 | 7 |  | 24 |  | TRUE | [5 empty] | #FFFFFFFF |  |  | FALSE | FALSE | FALSE | [20 empty] | DESKTOP-7EIEB7A\acont | 2023-06-29 11:53 | THOR\acont | 2024-10-09 10:48 | Cloned from NAPCO FL-FACP-LTE Main Board | [NAPCO] [VAC ] FL-255FACP Main Board, FL-32FACP Main Board, FL-FACP-LTE Main Board, FL-X2-32 Main Board, GEM-ACM1D Main Board, GEMC-128MB, GEMC-12V2APS-CF Main Board, GEMC-12V2APS-R Main Board, GEMC-255MB, GEMC-32MB, GEMC-96MB, GEMC-NAC6 Main Board, GEMC [NAPCO] [IDC] [#1 AUX RELAY ++] FL-255FACP Main Board, FL-32FACP Main Board, FL-FACP-LTE Main Board, FL-X2-32 Main Board | [NAPCO] FL-255FACP Main Board
ad619fd0-295b-4a91-a2cc-3e13115a6493 | NFPA 170 REMOTE ANNUNCIATOR | RISER ANNUNCIATOR |  | North | MIRCOM |  | Remote Annunciator |  |  |  | Assembly | TRUE | RAM-208R/RAM-216R |  | Remote LED Annunciators | 1 | [6 empty] | FALSE | [5 empty] | #FFFF0000 | FA-NFPA 170 REMOTE ANNUNCIATOR | 1 | FALSE | FALSE | FALSE | 255 | [8 empty] | 7,12,18 |  |  |  |  | TRUE | [5 empty] | AULAPTOP-PC\Aulaptop | 2018-10-11 05:32 | THOR\acont | 2024-09-08 17:27
c0049dde-74b7-4389-86ad-3e1c58e805d4 | NFPA 170 HORN STROBE |  |  | North | Potter |  | Horn/Strobe |  |  |  | Module | TRUE | HS-24WR-WP | ++ | Outdoor Horn Strobe, Fixed 75 Candela, Standard Enclosure, Red | 1 | 0 | 0.226 |  |  |  |  | FALSE | [5 empty] | #FF0070C0 | FA-NFPA 170 HORN STROBE | 1 | FALSE | FALSE | FALSE | 2012 | [13 empty] | FALSE |  |  | WP |  |  |  |  | THOR\acont | 2024-09-08 17:27 |  | [Potter] [NAC] [UL MAX] HS-24PWR-WP, HS-24PWW-WP, HS-24WR-WP, HS-24WW-WP, HSLP-24PWR, HSLP-24PWW, HSLP-24WR, HSLP-24WW [Potter] [NAC] [24 VDC] HS-24PWR-WP, HS-24PWW-WP, HS-24WR-WP, HS-24WW-WP, HSLP-24PWR, HSLP-24PWW, HSLP-24WR, HSLP-24WW
3972d621-d373-41c6-a98b-3e2312ec43f6 | CADGEN PROXIMITY READER |  |  | North | Bosch | Security/Access Control | Prox Reader |  |  |  | Module | TRUE | ARD–SERK40–WI | ++ | Card reader, iCLASS, Wiegand | 1 | 0.06 | 0.22 |  |  |  |  | FALSE | [5 empty] | #FFFF0000 | FA-CADGEN PROXIMITY READER | 1 | FALSE | FALSE | FALSE | 5000 | [13 empty] | FALSE | [5 empty] | DESKTOP-7EIEB7A\acont | 2022-08-25 08:37 | THOR\acont | 2024-09-08 17:27 | Cloned from Bosch ARD–SER10–WI | [Bosch, Hirsch Electronics] [CARD READER INPUT] [*] [ALL DEVICES ++] 8330ABT, 8332AB, 8336AB, 8350ABT, 8352ABT, 8356ABT, ARD–AYK12, ARD–SER10–WI, ARD–SER40–WI, ARD–SER90–WI, ARD–SERK40–WI
b00c6ed2-6eea-478e-99f4-3e264991c981 | NFPA 170 DOOR HOLDER |  |  | North | Edwards |  | Door Holder |  |  |  | Module | TRUE | 1509-AQN5 |  | Completely Flush, Wall Mount, 24Vac/dc or 120Vac | 1 | 0.015 | [5 empty] | FALSE | [5 empty] | #FFFF0000 | FA-NFPA 170 DOOR HOLDER | 1 | FALSE | FALSE | FALSE | 2500 | [13 empty] | FALSE | [7 empty] | THOR\acont | 2024-09-08 17:27 |  | [Edwards, Kidde, LCN] [AUX POWER] 1501-AQN5, 1504-AQN5, 1505-AQN5, 1508-AQN5, 1509-AQN5, 2310ME, 3130SE, 4040SE, 4310 HSA, 4310ME, 4410 HSA, SEM7830, SEM7840, SEM7850
5c85cb61-1523-4425-8d77-3e29b431101e | NFPA 170 ISOLATION MODULE |  |  | North | Monaco Enterprises |  | Isolator Module |  |  |  | Module | TRUE | 729-140-00 | + | MODULE:ISOLATOR,INTEL | 1 | 0.00045 | 0.017 |  |  |  |  | FALSE | [5 empty] | #FFFF0000 | FA-NFPA 170 ISOLATION MODULE | 1 | FALSE | FALSE | FALSE | 1200 | [13 empty] | FALSE | [5 empty] | DESKTOP-7SAL8M7\acont | 2020-02-23 12:27 | THOR\acont | 2024-09-08 17:27 | Cloned from MIRCOM MIX-M500X | [Firelite, Monaco Enterprises, Notifier] [ISO] 01 [*] [ISO ++] 729-140-00, 729-208-00, I300, ISO-6, ISO-X, N100-ISO
4aace239-8d58-4498-a8ec-3e2cb45175af | NFPA 170 HORN |  |  | North | Eaton Wheelock |  | Horn |  |  |  | Module | TRUE | ELFHNW-AL | + | WALL SOUNDER, WHITE, ALERT, LOW FREQ | 1 | [6 empty] | TRUE | [5 empty] | #FF0070C0 | FA-NFPA 170 HORN | 1 | FALSE | FALSE | FALSE | 2020 | [16 empty] | LF |  |  | DESKTOP-7EIEB7A\acont | 2021-05-13 08:00 | THOR\acont | 2024-09-08 17:27 | Cloned from Eaton Wheelock ELFHSW-AL | [Eaton Wheelock] [NAC] [24VDC, MAX] ELFHNR, ELFHNR-AL, ELFHNRC (C), ELFHNRC-AL (C), ELFHNRC-CO (C), ELFHNRC-N (C), ELFHNR-CO, ELFHNR-N, ELFHNW, ELFHNW-AL, ELFHNWC (C), ELFHNWC-AL (C), ELFHNWC-CO (C), ELFHNWC-N (C), ELFHNW-CO, ELFHNW-N
0d679fa8-49a2-4f1f-83f3-3e33cb015525 | NFPA 170 HEAT DETECTOR |  |  | North | Kidde |  | Heat Detector |  |  |  | Module | TRUE | KIR-HD w/KI-ABLT BASE | ++ | Intelligent fixed temperature/Rate-of-rise heat detector | 1 | 5.1e-05 | 6.8e-05 |  |  |  |  | FALSE | TRUE |  |  |  |  | #FFFF0000 | FA-NFPA 170 HEAT DETECTOR | 1 | FALSE | FALSE | FALSE | 1408 | [13 empty] | FALSE | [5 empty] | DESKTOP-7EIEB7A\acont | 2023-05-24 19:21 | THOR\acont | 2024-09-08 17:27 | Cloned from Kidde KIR-PHD w/KI-ABLT BASE | [Kidde] [SLC EST SENSORS] [*] [#4 TYPE ADDR ¦ SENSORS] DS-HFS (C), DS-PS (C), FX-HD w/IB4U BASE, FX-HD w/RB4U BASE, FX-HD w/SB4U BASE, FX-HD w/SB4U-LF BASE, FX-HD wB4U BASE, FX-PD w/B4U BASE (C), FX-PD w/IB4U BASE (C), FX-PD w/SB4U BASE (C), FX-PD w/SB4U [Kidde] [SLC EST MODULES SENSORS] [*] [#2 SHARED ADDR ¦ SENSORS] DS-HFS (C), DS-PS (C), FX-HD w/IB4U BASE, FX-HD w/RB4U BASE, FX-HD w/SB4U BASE, FX-HD w/SB4U-LF BASE, FX-HD wB4U BASE, FX-PD w/B4U BASE (C), FX-PD w/IB4U BASE (C), FX-PD w/SB4U BASE (C), FX [Edwards, Kidde] [SLC EST SENSORS] 01 [*] [EST3, iO1000] DS-HFS (C), DS-PS (C), FX-HD w/IB4U BASE, FX-HD w/RB4U BASE, FX-HD w/SB4U BASE, FX-HD w/SB4U-LF BASE, FX-HD wB4U BASE, FX-PD w/B4U BASE (C), FX-PD w/IB4U BASE (C), FX-PD w/SB4U BASE (C), FX-PD w/SB [Kidde] [AUX POWER] [24VDC TC3/TC4 HIGH] KI-COD w/KI-ABLT BASE (C), KI-HCD w/KI-ABLT BASE, KI-HRD w/KI-ABLT BASE, KI-OSCD w/KI-ABLT BASE, KI-OSD w/KI-ABLT BASE, KI-PCD w/KI-ABLT BASE (C), KI-PD w/KI-ABLT BASE (C), KI-PHCD w/KI-ABLT BASE (C), KI-PHD w/KI- [Edwards, Kidde] [SLC EST MODULES/SENSORS] 01 [*] [iO64] DS-HFS (C), DS-PS (C), FX-HD w/IB4U BASE, FX-HD w/RB4U BASE, FX-HD w/SB4U BASE, FX-HD w/SB4U-LF BASE, FX-HD wB4U BASE, FX-PD w/B4U BASE (C), FX-PD w/IB4U BASE (C), FX-PD w/SB4U BASE (C), FX-PD w/SB [Kidde] [AUX POWER] [24VDC TC3/TC4 LOW] KI-COD w/KI-ABLT BASE (C), KI-HCD w/KI-ABLT BASE, KI-HRD w/KI-ABLT BASE, KI-OSCD w/KI-ABLT BASE, KI-OSD w/KI-ABLT BASE, KI-PCD w/KI-ABLT BASE (C), KI-PD w/KI-ABLT BASE (C), KI-PHCD w/KI-ABLT BASE (C), KI-PHD w/KI-A [Kidde] [AUX POWER] [24VDC STEADY HIGH] KI-COD w/KI-ABLT BASE (C), KI-HCD w/KI-ABLT BASE, KI-HRD w/KI-ABLT BASE, KI-OSCD w/KI-ABLT BASE, KI-OSD w/KI-ABLT BASE, KI-PCD w/KI-ABLT BASE (C), KI-PD w/KI-ABLT BASE (C), KI-PHCD w/KI-ABLT BASE (C), KI-PHD w/KI-A [Kidde] [AUX POWER] [24VDC STEADY LOW] KI-COD w/KI-ABLT BASE (C), KI-HCD w/KI-ABLT BASE, KI-HRD w/KI-ABLT BASE, KI-OSCD w/KI-ABLT BASE, KI-OSD w/KI-ABLT BASE, KI-PCD w/KI-ABLT BASE (C), KI-PD w/KI-ABLT BASE (C), KI-PHCD w/KI-ABLT BASE (C), KI-PHD w/KI-AB [Kidde] [AUX POWER] [24VDC TC4 HIGH] KI-COD w/KI-ABLT BASE (C), KI-HCD w/KI-ABLT BASE, KI-HRD w/KI-ABLT BASE, KI-OSCD w/KI-ABLT BASE, KI-OSD w/KI-ABLT BASE, KI-PCD w/KI-ABLT BASE (C), KI-PD w/KI-ABLT BASE (C), KI-PHCD w/KI-ABLT BASE (C), KI-PHD w/KI-ABLT [Kidde] [AUX POWER] [24VDC TC4 LOW] KI-COD w/KI-ABLT BASE (C), KI-HCD w/KI-ABLT BASE, KI-HRD w/KI-ABLT BASE, KI-OSCD w/KI-ABLT BASE, KI-OSD w/KI-ABLT BASE, KI-PCD w/KI-ABLT BASE (C), KI-PD w/KI-ABLT BASE (C), KI-PHCD w/KI-ABLT BASE (C), KI-PHD w/KI-ABLT
3c21300d-f512-41c0-99a3-3e3b7a5a5c15 | NFPA 170 SMOKE DETECTOR |  |  | North | Silent Knight |  | Smoke Detector |  |  |  | Module | TRUE | SK-PHOTO-W w/B200S-LF-WH | ++ | White, low-profile photoelectric sensor w/LF Sounder Base | 1 | 0.0002 | 0.0045 |  |  |  |  | FALSE | TRUE |  |  |  |  | #FFFF0000 | FA-NFPA 170 SMOKE DETECTOR | 1 | FALSE | FALSE | FALSE | 1408 | [13 empty] | FALSE |  |  | LF |  |  | ALIENWIN10\AugWin7 | 2019-12-03 16:46 | THOR\acont | 2024-09-08 17:27 | Cloned from Silent Knight SK-FIRE-CO w/B200S-LF | [Farenhyt, Silent Knight] [SLC MODULES SENSORS] [*] [#2 SHARED ADDR ¦ SENSORS] CO1224TR w/ IDP-MINIMON, CO1224TR w/ IDP-MONITOR, DNR w/IDP-PHOTO-R-W (C), DNR w/SK-PHOTO-R-W (C), DNRW w/IDP-PHOTO-R-W (C), DNRW w/SK-PHOTO-R-W (C), HFS-D (C), HFS-P (C), HFS [Silent Knight, System Sensor] [SLC SK SENSORS] [*] [#4 TYPE ADDR ¦ SENSORS] DNR w/SK-PHOTO-R-W (C), DNRW w/SK-PHOTO-R-W (C), HFS-D (C), HFS-P (C), HFS-PT (C), HFS-T (C), OSI-RI-SK (C), SK-ACCLIMATE (C), SK-BEAM (C), SK-DUCT-W w/SK-PHOTO-R-W (C), SK-FIRE [Farenhyt, Silent Knight] [AUX POWER] [24VDC, LOW VOLUME ++] IDP-FIRE-CO-W w/B200S-LF-WH (C), IDP-PHOTO-W w/B200S-LF-WH (C), SK-FIRE-CO-W w/B200S-LF-WH (C), SK-PHOTO-W w/B200S-LF-WH (C) [Farenhyt, Silent Knight] [AUX POWER] [24VDC, HIGH VOLUME ++] IDP-FIRE-CO-W w/B200S-LF-WH (C), IDP-PHOTO-W w/B200S-LF-WH (C), SK-FIRE-CO-W w/B200S-LF-WH (C), SK-PHOTO-W w/B200S-LF-WH (C)
22913099-9c2c-498e-899b-3e3d40773bcd | NFPA 170 SPEAKER STROBE CEILING |  |  | North | Siemens |  | Speaker/Strobe |  |  |  | Module | TRUE | SLSPSCW-N | S54329-F68-A1 | SLSPSCW-N SPK/ST,CLG,WHT,NO-TEXT,CLR | 1 | [7 empty] | TRUE |  |  |  |  | #FF0070C0 | FA-NFPA 170 SPEAKER STROBE CEILING | 1 | FALSE | FALSE | FALSE | 2020 | [16 empty] | C |  |  | DESKTOP-7SAL8M7\acont | 2019-08-13 09:04 | THOR\acont | 2024-09-08 17:27 |  | [Siemens] [NAC] [24 VDC] SL2SPSCW-F (C), SLSCR-AL (C), SLSCR-ALA (C), SLSCR-F (C), SLSCR-FB (C), SLSCR-N (C), SLSCR-NA (C), SLSCW-A (C), SLSCW-AL (C), SLSCW-ALA (C), SLSCW-F (C), SLSCW-FB (C), SLSCW-N (C), SLSCW-NA (C), SLSPSCR-A (C), SLSPSCR-AL (C), SLS [Siemens] [AUDIO 25v] [25V AUDIO] SL2SPSCW-F (C), SLSPCR-A (C), SLSPCR-AL (C), SLSPCR-F (C), SLSPCR-N (C), SLSPCW-A (C), SLSPCW-AL (C), SLSPCW-F (C), SLSPCW-N (C), SLSPSCR-A (C), SLSPSCR-AL (C), SLSPSCR-ALA (C), SLSPSCR-F (C), SLSPSCR-N (C), SLSPSCR-NA ( [Siemens] [AUDIO 70.7v] [70V AUDIO] SL2SPSCW-F (C), SLSPCR-A (C), SLSPCR-AL (C), SLSPCR-F (C), SLSPCR-N (C), SLSPCW-A (C), SLSPCW-AL (C), SLSPCW-F (C), SLSPCW-N (C), SLSPSCR-A (C), SLSPSCR-AL (C), SLSPSCR-ALA (C), SLSPSCR-F (C), SLSPSCR-N (C), SLSPSCR-NA
2bb3dc6d-aacd-4b97-859a-3e463569493c | CADGEN MOTION DETECTOR CEILING |  |  | North | Bosch |  | Motion Detector |  |  |  | Module | TRUE | DS939 | ++ | Motion detector 360° ceiling mount | 1 | 0.012 | 0.02 | [5 empty] | TRUE |  |  |  |  | #FFFF0000 | FA-CADGEN MOTION DETECTOR CEILING | 1 | FALSE | FALSE | FALSE | [20 empty] | DESKTOP-7EIEB7A\acont | 2021-08-13 06:25 | THOR\acont | 2024-09-08 17:27 |  | [Bosch, Optex] [ACCESS CONTROL INPUT] [*] [INPUT] DS1101i, DS1102i, DS1103i, DS1108i, DS936 (C), DS9360 (C), DS936B (C), DS936-CHI (C), DS936-FRA (C), DS937 (C), DS9370 (C), DS9371 (C), DS939 (C), DS939-CHI (C), FX-360 (C), ISC-BDL2-W12G, ISC-BDL2-W12GE, [BluePoint, Bosch, Honeywell] [AUX POWER] [*] [12VDC ++] BP01-302, BP01-303, D125B, D185, DS1101i, DS1102i, DS1103i, DS1108i, DS936 (C), DS9360 (C), DS936B (C), DS936-CHI (C), DS936-FRA (C), DS937 (C), DS9370 (C), DS9371 (C), DS939 (C), DS939-CHI (C), EN [Bosch, Optex] [IDC] 01 [INPUT] DS1101i, DS1102i, DS1103i, DS1108i, DS936 (C), DS9360 (C), DS936B (C), DS936-CHI (C), DS936-FRA (C), DS937 (C), DS9370 (C), DS9371 (C), DS939 (C), DS939-CHI (C), FX-360 (C), ISC-BDL2-W12G, ISC-BDL2-W12GE, ISC-BDL2-W12HE, I
cdefdf1c-a3d8-44dd-a203-3e49bedd191b | NFPA 170 HEAT DETECTOR |  |  | North | Hochiki |  | Heat Detector |  |  |  | Module | TRUE | DCD-190 w/NS6-220 STANDARD BASE | DCD-190 w/NS6-220 STANDARD BASE | HEAT DETECTOR w/ STANDARD BASE | 1 |  | 0.243 |  |  |  |  | TRUE | TRUE |  | *Refer to Install Sheet |  |  | #FFFF0000 | FA-NFPA 170 HEAT DETECTOR | 1 | FALSE | FALSE | FALSE | 1403 | [19 empty] | DESKTOP-0D6CQVA\lousc | 2019-10-12 07:53 | THOR\acont | 2024-09-08 17:27 | Cloned from Hochiki DCD-135 w/NS6-220 STANDARD BASE | [Hochiki] [IDC] 01 [IDC] DCD-135 w/HSC-220L LATCHING LED BASE (C), DCD-135 w/HSC-220R - 2 WIRE RELAY BASE (C), DCD-135 w/HSC-221L LATCHING LED BASE (C), DCD-135 w/HSC-221R - 2 WIRE RELAY BASE (C), DCD-135 w/HSC-224L LATCHING LED BASE (C), DCD-135 w
f39a4df7-672a-498c-8b44-3e4ba738bafc | NFPA 170 VOICE EVACUATION CONTROL UNIT |  |  | North | MIRCOM |  | Voice Evac Control Unit |  |  |  | Assembly | TRUE | QX-MINI (25v) | + | Master Panel: Microphone, Main Display, Main Board, 1 x 30W Amplifier, Deadfront, Red Door, Backbox, Back Plate, Transformer | 1 | [6 empty] | FALSE | [5 empty] | #FFFF0000 | FA-NFPA 170 VOICE EVACUATION CONTROL UNIT | 1 | FALSE | FALSE | FALSE | 211 | [8 empty] | 7,12,18 |  |  | 9.5 |  | TRUE | [7 empty] | THOR\acont | 2024-09-08 17:27
0c444794-0046-4f27-93fb-3e4e5be90dde | NFPA 170 WIRELESS CONTROL UNIT |  |  | North | Notifier |  | Wireless Control Unit |  |  |  | Module | TRUE | FWSG | + | Wireless System Gateway | 3 | 0.024 | 0.04 |  |  |  |  | FALSE | [5 empty] | #FFFF0000 | FA-NFPA 170 WIRELESS CONTROL UNIT | 1 | FALSE | FALSE | FALSE | [14 empty] | FALSE |  |  | W-GATE |  |  | DESKTOP-7SAL8M7\acont | 2019-06-14 10:34 | THOR\acont | 2024-09-08 17:27 | Cloned from Firelite W-GATE | [Honeywell, Notifier, System Sensor] [SLC MODULES SENSORS] [*] [#1 SHARED ADDR ¦ MODULES] 30-3013 w/FMM-101, Q3013D, ACM-8R, ACPS-610, AMPS-24, AMPS-24E, EM-1M, EM-1MI, EM-1MM, EM-1MMI, EM-1R, EM-1RI, EM-1SR, EM-1SRI, FCM-1, FCM-1-REL, FD7044 MM-101, FDM [Notifier] [SLC MODULES] [#03 ++] ACPS-610, AMPS-24, AMPS-24E, FWSG, NMM-100-10, NZM-100-6, PMB-AUX, XP10-M, XP6-C, XP6-MA, XP6-R [Honeywell, Notifier, System Sensor] [SLC MODULES] [*] [#3 TYPE ADDR ¦ MODULES] 30-3013 w/FMM-101, Q3013D, ACM-8R, ACPS-610, AMPS-24, AMPS-24E, EM-1M, EM-1MI, EM-1MM, EM-1MMI, EM-1R, EM-1RI, EM-1SR, EM-1SRI, FCM-1, FCM-1-REL, FD7044 MM-101, FDM-1, FDRM-1 [Notifier] [SLC MODULES] [#02 ++] ACPS-610, AMPS-24, AMPS-24E, FDM-1, FDRM-1, FWSG, NDM-100, NMM-100-10, NZM-100-6, PMB-AUX, XP10-M, XP6-C, XP6-MA, XP6-R [Federal Signal, Notifier] [AUX POWER] [*] FWSG, NFC-FFT, NFC-LOC, NFC-RM, NFC-RPU, UVLOC-B, W-DIS-D [Notifier] [SLC MODULES/SENSORS] [#03 ++] ACPS-610, AMPS-24, AMPS-24E, FWSG, NMM-100-10, NZM-100-6, PMB-AUX, XP10-M, XP6-C, XP6-MA, XP6-R [Notifier] [SLC MODULES/SENSORS] [#02 ++] ACPS-610, AMPS-24, AMPS-24E, FDM-1, FDRM-1, FWSG, NDM-100, NMM-100-10, NZM-100-6, PMB-AUX, XP10-M, XP6-C, XP6-MA, XP6-R | [Farenhyt, Firelite, Gamewell FCI, Notifier, Silent Knight] FWSG, VW-GATE, W-GATE, WIDP-WGI, WSK-WGI
8d08bf35-b2ae-4e21-b0e9-3e5562e413f3 | NFPA 170 GRAPHIC ANNUNCIATOR PANEL | RISER ANNUNCIATOR |  | North | Edwards |  | Graphic Annunciator |  |  |  | Module | TRUE | FSCBA48 |  | Smoke Ctrl Graphic Annunciator 17.5"w x 38"h viewing area | 1 | [6 empty] | FALSE | [5 empty] | #FFFF0000 | FA-NFPA 170 GRAPHIC ANNUNCIATOR PANEL | 1 | FALSE | FALSE | FALSE | 256 | [13 empty] | FALSE | [7 empty] | THOR\acont | 2024-09-08 17:27
bb3a93b9-b526-43e0-b691-3e55ee62200e |  |  |  | North | Siemens | [5 empty] | Module | TRUE | P3AP | S54339-A12-A1 | PAD-3 ADAPTER PLATE | 1 | [12 empty] | #FFFFFFFF |  |  | FALSE | FALSE | FALSE | [20 empty] | DESKTOP-7SAL8M7\acont | 2019-08-13 09:04 | THOR\acont | 2024-10-09 10:48
32dfde2d-9d22-45fb-9fdf-3e5a5f9f5299 |  |  |  | North | Monaco Enterprises | [5 empty] | Card | TRUE | 227-955-CE MAIN BOARD |  |  |  | 0.15 | 0.25 |  |  |  |  | TRUE | [5 empty] | #FFFFFFFF |  |  | FALSE | FALSE | [21 empty] | AULAPTOP-PC\Aulaptop | 2019-04-20 03:50 | DESKTOP-7EIEB7A\acont | 2023-03-31 12:04 |  |  | []
d4fa4ca9-cc38-492a-86ea-3e5f34b1a36e | CADGEN INPUT OUTPUT PANEL |  |  | North | ProdataKey, Inc. |  | Input/Output Panel |  |  |  | Assembly | TRUE | R2 |  | High-Security Two Door Controller | 1 | [6 empty] | TRUE | [5 empty] | #FFFF0000 | FA-CADGEN INPUT OUTPUT PANEL | 1 | FALSE | FALSE | FALSE | [17 empty] | R2 |  |  | DESKTOP-7EIEB7A\acont | 2022-02-11 10:00 | THOR\acont | 2024-09-08 17:27
cfe293fe-ec98-4b97-8705-3e72c7ed7179 |  |  |  | North | Edwards |  | Hardware |  |  |  | Hardware | TRUE | RSA4-COM/D |  | Common Switch & LED Control Module / Graphic | 1 | [6 empty] | FALSE | [5 empty] | #FFFFFFFF |  |  | FALSE | FALSE | FALSE | [14 empty] | FALSE | [7 empty] | THOR\acont | 2024-10-09 10:48
f3817a32-3208-4d4c-bf95-3e7322291f0c | NFPA 170 FIRE ALARM CONTROL UNIT | RISER FACP |  | North | Edwards |  | Fire Alarm Control Unit |  |  |  | Assembly | TRUE | iO64G-2 |  | FACP, 1 Loop, 64pt, 2 Cl B NACs, gray, 230v | 1 | [6 empty] | FALSE | [5 empty] | #FFFF0000 | FA-NFPA 170 FIRE ALARM CONTROL UNIT | 1 | FALSE | FALSE | FALSE | 202 | [8 empty] | 7,12,18,26 |  | 10 |  |  | TRUE | [7 empty] | THOR\acont | 2024-09-08 17:27
568f8411-5f37-429e-ac10-3e80ec7ed26e | NFPA 170 ADDRESSABLE INPUT OUTPUT |  |  | North | Edwards |  | Addressable Module |  |  |  | Module | TRUE | SIGA-IO | ++ | Input/Output Module | 1 | 0.00025 | 0.00043 |  |  |  |  | FALSE | [5 empty] | #FFFF0000 | FA-NFPA 170 ADDRESSABLE INPUT OUTPUT | 1 | FALSE | FALSE | FALSE | 1200 | [13 empty] | FALSE | [7 empty] | THOR\acont | 2024-10-08 16:39 |  | [Edwards, Kidde] [SLC EST MODULES/SENSORS] 03 [*] [iO64] 76-330002-101, 84-330002-001, FX-270, FX-278, GSA-M270, GSA-M270P, GSA-M278, SIGA-270, SIGA-278, SIGA-CT1, SIGA-CT1I, SIGA-IO, SIGA-MIO, SIGA-MM1, SIGI-271 [Edwards, Kidde] [SLC EST MODULES] 01 [*] [EST3, iO1000 ] FX-2WIRE, FX-IDC1A, FX-IDC1B, FX-IDC2B, FX-IDCWS, FX-ISO, FX-NAC, GSA-CC1, GSA-CC1S, GSA-CC2, GSA-CT1, GSA-CT2, GSA-IO, GSA-MAB, GSA-MCC1, GSA-MCC1S, GSA-MCC2, GSA-MCT2, GSA-MIO, GSA-MM1, GSA-MRM1 [Edwards, Kidde] [SLC EST MODULES] 03 [*] [EST3, iO1000] 76-330002-101, 84-330002-001, FX-270, FX-278, GSA-M270, GSA-M270P, GSA-M278, SIGA-270, SIGA-278, SIGA-CT1, SIGA-CT1I, SIGA-IO, SIGA-MIO, SIGA-MM1, SIGI-271 [Edwards, Kidde] [SLC EST MODULES SENSORS] [*] [#1 SHARED ADDR ¦ MODULES] GSA-UIO2R, GSA-UIO6, GSA-UIO6R, RZI16-2, SIGA-270, SIGA-270P, SIGA-278, SIGA-AA30, SIGA-AA50, SIGA-CC1, SIGA-CC1S, SIGA-CC2, SIGA-CC2A, SIGA-CR, SIGA-CR2, SIGA-CRH, SIGA-CRR, SIGA- [Edwards, Kidde] [SLC EST MODULES] [*] [#3 TYPE ADDR ¦ MODULES] GSA-UIO2R, GSA-UIO6, GSA-UIO6R, RZI16-2, SIGA-270, SIGA-270P, SIGA-278, SIGA-AA30, SIGA-AA50, SIGA-CC1, SIGA-CC1S, SIGA-CC2, SIGA-CC2A, SIGA-CR, SIGA-CR2, SIGA-CRH, SIGA-CRR, SIGA-CT1, SIGA- | [Edwards, Kidde] FX-IDC1A, FX-IDC1B, GSA-CT1, GSA-IO, SIGA-CT1, SIGA-CT1HT, SIGA-CT1I, SIGA-IO, SIGA-MM1
f7773fee-50a9-4159-8721-3e88c1c1b9b2 |  |  |  | North | Altronix |  | Cards & Components |  |  |  | Card | TRUE | AL125UL Main Board | ++ | Fire Alarm Power Supply Main Board | 1 | [6 empty] | TRUE | FALSE |  |  |  |  | #FFFFFFFF |  |  | FALSE | FALSE | FALSE | [14 empty] | FALSE | [5 empty] | DESKTOP-7EIEB7A\acont | 2022-09-15 11:51 | THOR\acont | 2024-10-09 10:48 | Cloned from Altronix AL1024ULX Main Board | [Altronix, Hochiki, LifeSafety Power] [NAC Trigger] AL1024ULM MAIN CARD, AL1024ULX Main Board, AL125UL Main Board, AL300ULX Main Board, AL400ULX Main Board, AL400ULXJ Main Board (24VDC), AL600ULACM Main Board, AL600ULXR Main Board, eFlow104N Main Board, | [Altronix] AL125UL Main Board
f9f04d4a-b82f-4bf7-8dd5-3e8b80cf5266 | NFPA 170 SMOKE CO DETECTOR |  |  | North | Gamewell FCI |  | Smoke/CO Detector |  |  |  | Module | TRUE | MCS-COP3 w/B501-IV | + | Intelligent multi-criteria photo/CO, bright white, Velociti w/ 4” Flangeless mounting base, ivory | 1 | 0.0002 | 0.0045 |  |  |  |  | FALSE | TRUE | FLUSH |  | 4" SQ. DEEP | 3 "O" PLASTER RING | #FFFF0000 | FA-NFPA 170 SMOKE CO DETECTOR | 1 | FALSE | FALSE | FALSE | 1407 | [13 empty] | FALSE | [5 empty] | DESKTOP-7SAL8M7\acont | 2020-11-19 16:14 | THOR\acont | 2024-09-08 17:27 | Cloned from Gamewell MCS-COP3 w/B501-BL | [Gamewell FCI] [SLC SENSORS] [*] [#4 TYPE ADDR ¦ SENSORS] ADPF (C), ASD-PL2F w/B200S-LF-WH (C), ASD-PL2F w/B210LP (C), ASD-PL2FR (C), ASD-PL3 w/B200S-LF-WH (C), ASD-PL3 w/B200SR-LF-WH (C), ASD-PL3 w/B200SR-WH (C), ASD-PL3 w/B224BI-WH (C), ASD-PL3 w/B224R
621a977d-1124-4863-a2d0-3e8c787bd149 | NFPA 170 STROBE CEILING |  |  | North | Potter |  | Strobe |  |  |  | Module | TRUE | CSA-24PCR |  | Strobe, 24 VDC, red, - Amber Lens | 1 | [6 empty] | FALSE | TRUE |  |  |  |  | #FF0070C0 | FA-NFPA 170 STROBE CEILING | 1 | FALSE | FALSE | FALSE | 2022 | [13 empty] | FALSE |  |  | C |  |  |  |  | THOR\acont | 2024-09-08 17:27
1db50bf5-49d6-4406-a051-3e8d97d3f283 |  |  |  | North | Siemens | [5 empty] | Module | TRUE | TM121 | S54370-S12-A1 | Test Magnet | 1 | [12 empty] | #FFFFFFFF |  |  | FALSE | FALSE | FALSE | [20 empty] | DESKTOP-7SAL8M7\acont | 2019-08-13 09:04 | THOR\acont | 2024-10-09 10:48
d9d809a5-e982-4451-a720-3e8fdd6dd5ee | NFPA 170 STROBE WALL |  |  | North | Potter |  | Strobe |  |  |  | Module | TRUE | CS-24WAW |  | Strobe, Wall, White, Amber | 1 | 0 | 0.047 |  |  |  |  | FALSE | FALSE |  |  |  |  | #FF0070C0 | FA-NFPA 170 STROBE WALL | 1 | FALSE | FALSE | FALSE | 2023 |  |  | 7135-0328:0209 | [10 empty] | FALSE | [7 empty] | THOR\acont | 2024-09-08 17:27 |  | [Potter] [NAC] [UL MAX] CS-24WAR, CS-24WAW
0d279c78-aa73-4aa0-83be-3e9164127689 | NFPA 170 SMOKE HEAT DETECTOR |  |  | North | Edwards |  | Smoke/Heat Detector |  |  |  | Module | TRUE | SIGA-PHD w/SIGA-AB4G-LF BASE | ++ | Photoelectric smoke and heat detector, 135F w/15F/min ROR | 1 | 5.1e-05 | 6.8e-05 |  |  |  |  | FALSE | TRUE |  |  |  |  | #FFFF0000 | FA-NFPA 170 SMOKE HEAT DETECTOR | 1 | FALSE | FALSE | FALSE | 1408 | [13 empty] | FALSE |  |  | LF |  |  |  |  | THOR\acont | 2024-10-08 16:47 | 20191121 AC Detector with base | [Edwards, Kidde] [AUX POWER] FX-HD w/SB4U-LF BASE, FX-PD w/SB4U-LF BASE (C), FX-PHD w/SB4U-LF BASE (C), SIGA2-COS w/SIGA-AB4G-LF BASE, SIGA2-HCOS w/SIGA-AB4G-LF BASE, SIGA2-HFS w/SIGA-AB4G-LF BASE, SIGA2-HRS w/SIGA-AB4G-LF BASE, SIGA2-PCOS w/SIGA-AB4G-LF [Edwards, Kidde] [SLC EST SENSORS] [*] [#4 TYPE ADDR ¦ SENSORS] KI-DDOS (C), SIGA2-COS w/SIGA-AB4G BASE, SIGA2-COS w/SIGA-AB4G-LF BASE, SIGA2-COS w/SIGA-AB4GT BASE, SIGA2-COS w/SIGA-IB BASE, SIGA2-COS w/SIGA-RB BASE, SIGA2-COS w/SIGA-SB BASE, SIGA2-HCOS [Edwards, Kidde] [SLC EST SENSORS] 01 [*] [EST3, iO1000] DS-HFS (C), DS-PS (C), FX-HD w/IB4U BASE, FX-HD w/RB4U BASE, FX-HD w/SB4U BASE, FX-HD w/SB4U-LF BASE, FX-HD wB4U BASE, FX-PD w/B4U BASE (C), FX-PD w/IB4U BASE (C), FX-PD w/SB4U BASE (C), FX-PD w/SB [Edwards, Kidde] [SLC EST MODULES/SENSORS] 01 [*] [iO64] DS-HFS (C), DS-PS (C), FX-HD w/IB4U BASE, FX-HD w/RB4U BASE, FX-HD w/SB4U BASE, FX-HD w/SB4U-LF BASE, FX-HD wB4U BASE, FX-PD w/B4U BASE (C), FX-PD w/IB4U BASE (C), FX-PD w/SB4U BASE (C), FX-PD w/SB [Edwards, Kidde] [SLC EST MODULES SENSORS] [*] [#2 SHARED ADDR ¦ SENSORS] KI-DDOS (C), SIGA2-COS w/SIGA-AB4G BASE, SIGA2-COS w/SIGA-AB4G-LF BASE, SIGA2-COS w/SIGA-AB4GT BASE, SIGA2-COS w/SIGA-IB BASE, SIGA2-COS w/SIGA-RB BASE, SIGA2-COS w/SIGA-SB BASE, S
787446aa-f5b7-4721-96c1-3e91fddbf997 | NFPA 170 SPEAKER STROBE |  |  | North | Eaton Wheelock |  | Speaker/Strobe |  |  |  | Module | TRUE | E50-24MCW-FW |  | Speaker/Strobe, 24 VDC, Multi-Candela, 25/70 Vrms, white | 1 | 0 | 0.253 |  |  |  |  | FALSE | FALSE |  |  |  |  | #FF0070C0 | FA-NFPA 170 SPEAKER STROBE | 1 | FALSE | FALSE | FALSE | 2019 | [13 empty] | FALSE | [7 empty] | THOR\acont | 2024-09-08 17:27 |  | [Bosch, Eaton Wheelock] [AUDIO 70.7v] [70V AUDIO] E50-24MCW-FR, E50-24MCW-FW, E50-24MCWH-FR, E50-24MCWH-FW, E50-24W-FR, E50-24W-FW [Eaton Wheelock] [NAC] E50-24MCW-FR, E50-24MCW-FW [Bosch, Eaton Wheelock] [AUDIO 25v] [25V AUDIO] E50-24MCW-FR, E50-24MCW-FW, E50-24MCWH-FR, E50-24MCWH-FW, E50-24W-FR, E50-24W-FW
82b5fdc2-1705-40e2-a789-3e976203fe8b | NFPA 170 FIRE ALARM CONTROL UNIT | RISER FACP |  | North | DMP |  | Fire Alarm Control Unit |  |  |  | Assembly | TRUE | XR550DNFC-R |  | XR550 Fire Control Panel with Network | 1 | [6 empty] | FALSE | FALSE |  |  |  |  | #FFFF0000 | FA-NFPA 170 FIRE ALARM CONTROL UNIT | 1 | FALSE | FALSE | FALSE | 202 | [8 empty] | 7,12,18 |  |  |  |  | TRUE | [5 empty] | DESKTOP-7EIEB7A\acont | 2022-03-21 13:58 | THOR\acont | 2024-09-08 17:27 | Cloned from DMP XR150DNFC-R
94559740-2174-4525-a3e8-3e9a4bb92d0c |  |  |  | North | Siemens | [5 empty] | Module | TRUE | FCM901-U2 | ++ | 50 pt system Main Board | 1 | 0.159 | 0.1864 | [10 empty] | #FFFFFFFF |  |  | FALSE | FALSE | FALSE | [20 empty] | THOR\acont | 2023-10-31 07:54 | THOR\acont | 2024-10-09 10:48 | Cloned from Siemens FCM901-U3 |  | [Siemens] FCM901-U2, FCM901-U3
a159d1a8-ff6b-4242-abc4-3e9faac463eb | CADGEN SIGN |  |  | North | TALK A PHONE | Area of Refuge | Signage |  |  |  | Module | TRUE | ETP-SIGN | ++ | Area of Rescue Self-Adhesive Sign | 1 | 0 | 0 |  |  |  |  | FALSE |  | Surface Mounted |  | 6.0 x 8.0 in. (152 x 203 mm) |  | #FFFF0000 | FA-CADGEN SIGN | 1 | FALSE | FALSE | FALSE | [20 empty] | THOR\acont | 2024-01-10 15:48 | THOR\acont | 2024-09-08 17:27 | Cloned from Space Age Electronics SSU00672
df954a10-e494-4854-91dd-3ea2362dcbf6 |  |  |  | North | Edwards |  | Hardware |  |  |  | Hardware | TRUE | MN-HSEMN24 |  | EASE modeling interior direct/reflected energy. Up to (24) interior 3D substructures overlaid on provided PDF/CAD plan view drawing. Modeling based on 125-2Khz band and provide medium resolution graphics with 3dB steps in propagation for up to (16) acoustic device/array locations onto chloropleth map. Scale limit of this offer is for 500,000 square foot venue. | 1 | [6 empty] | FALSE | [5 empty] | #FFFFFFFF |  |  | FALSE | FALSE | FALSE | [14 empty] | FALSE | [7 empty] | THOR\acont | 2024-10-09 10:48
42264849-a422-4f56-a1f3-3ea33008eb41 |  |  |  | North | Edwards |  | Cards & Components |  |  |  | Card | TRUE | 3-24G |  | 24 Grn LED Display Mod | 1 | 0.002 | 0.038 |  |  |  |  | TRUE | [5 empty] | #FFFFFFFF |  |  | FALSE | FALSE | FALSE | [14 empty] | FALSE | [7 empty] | THOR\acont | 2024-10-09 10:48
ed08759e-a17a-4234-b828-3ea39c3dd2c5 |  |  |  | North | Altronix |  | Cards & Components |  |  |  | Card | TRUE | eFlow104N Main Board | + | Fire Alarm Power Supply Main Board | 1 |  |  | 10 |  |  |  | TRUE | FALSE |  |  |  |  | #FFFFFFFF |  |  | FALSE | FALSE | FALSE | [14 empty] | FALSE | [5 empty] | THOR\acont | 2024-10-23 09:48 | THOR\acont | 2024-10-23 09:49 | Cloned from Altronix AL1024ULX Main Board | [Altronix, LifeSafety Power] [IDC] 02 [AC FAIL] AL1024ULX Main Board, AL300ULX Main Board, AL400ULX Main Board, AL400ULXJ Main Board (24VDC), AL600ULXR Main Board, eFlow104N Main Board, eFlow104N16 Main Board, eFlow104N8 Main Board, FPO150/250-2C82D8PE4M [Altronix, Hochiki, LifeSafety Power] [NAC Trigger] AL1024ULM MAIN CARD, AL1024ULX Main Board, AL125UL Main Board, AL300ULX Main Board, AL400ULX Main Board, AL400ULXJ Main Board (24VDC), AL600ULACM Main Board, AL600ULXR Main Board, eFlow104N Main Board, [Altronix, LifeSafety Power] [IDC] 01 [BATTERY] AL1024ULM MAIN CARD, AL1024ULX Main Board, AL300ULX Main Board, AL400ULX Main Board, AL400ULXJ Main Board (24VDC), AL600ULXR Main Board, eFlow104N Main Board, eFlow104N16 Main Board, eFlow104N8 Main Board, | [Altronix] eFlow104N Main Board
31547454-236b-414b-a2f8-3ea81e421a86 | NFPA 170 HORN STROBE |  |  | North | Siemens |  | Horn/Strobe |  |  |  | Module | TRUE | SL2HSWR-AL | S54329-F98-A1++ | Horn-Strobe, Wall, Clear, Red, Alert | 1 | [12 empty] | #FF0070C0 | FA-NFPA 170 HORN STROBE | 1 | FALSE | FALSE | FALSE | 2023 | [19 empty] | DESKTOP-7EIEB7A\acont | 2023-08-02 11:35 | THOR\acont | 2024-09-08 17:27 | Cloned from Siemens SL2HSWR-A | [Siemens] [NAC] [24 VDC, HORN HIGH] SL2HSWR-A, SL2HSWR-AL, SL2HSWR-F, SL2HSWR-FB, SL2HSWR-N, SL2HSWW-A, SL2HSWW-AL, SL2HSWW-EV, SL2HSWW-F, SL2HSWW-FB, SL2HSWW-N
de1fb46d-c64b-4324-8c66-3eadf8fa47a0 | NFPA 170 SMOKE DETECTOR |  |  | North | Bosch |  | Smoke Detector |  |  |  | Module | TRUE | F220-P w/F220-B6PS | + | Photoelectric smoke detector w/Addressable POPIT Master Base | 1 | 0.0025 | 0.035 |  |  |  |  | FALSE | TRUE |  |  |  |  | #FFFF0000 | FA-NFPA 170 SMOKE DETECTOR | 1 | FALSE | FALSE | FALSE | 1408 | [13 empty] | FALSE | [7 empty] | THOR\acont | 2024-09-08 17:27 | 20191121 AC Detector with base | [Bosch] [SLC POPIT BOSCH] [*] [#1 ++] D9127T, D9127U, F220-135 w/F220-B6PS, F220-P w/F220-B6PS (C), F220-PTH w/F220-B6PS (C), FCP-350-P w/FAA-350, FCP-350-PTH w/FAA-350, FMM-462, FMM-462-D [Bosch] [AUX POWER] [*] F220-135 w/F220-B6PS, F220-P w/F220-B6PS (C), F220-PTH w/F220-B6PS (C), FCP-350-P w/FAA-350, FCP-350-PTH w/FAA-350
3ed9d0bc-1e2f-484b-aeaf-3eafae825c96 | NFPA 170 SMOKE DETECTOR |  |  | North | Notifier |  | Smoke Detector |  |  |  | Module | TRUE | FSP-851T w/B200S-LF | ++ | DETECTOR, SMOKE, ADDRESSABLE PHOTO w/EUROPEAN 4" BASE | 1 | 0.0003 | 0.0065 |  |  |  |  | FALSE | TRUE | FLUSH |  | 4" SQ. DEEP | 3 "O" PLASTER RING | #FFFF0000 | FA-NFPA 170 SMOKE DETECTOR | 1 | FALSE | FALSE | FALSE | 1408 |  |  | 7272-0028:0206 | [10 empty] | FALSE |  |  | LF |  |  |  |  | THOR\acont | 2024-09-08 17:27 | 20191121 AC Detector with base | [Notifier] [AUX POWER] [16VDC, LOW VOLUME] B200S-LF-WH, FCO-851 w/B200S-LF (C), FCO-951 w/B200S-LF-WH (C), FPC-951 w/B200S-LF-IV (C), FPC-951 w/B200S-LF-WH (C), FPTI-951 w/B200S-LF-IV (C), FPTI-951 w/B200S-LF-WH (C), FSCO-951 w/B200S-LF-IV (C), FSCO-951 [Notifier] [AUX POWER] [16VDC, HIGH VOLUME] B200S-LF-WH, FCO-851 w/B200S-LF (C), FCO-951 w/B200S-LF-WH (C), FPC-951 w/B200S-LF-IV (C), FPC-951 w/B200S-LF-WH (C), FPTI-951 w/B200S-LF-IV (C), FPTI-951 w/B200S-LF-WH (C), FSCO-951 w/B200S-LF-IV (C), FSCO-951 [Honeywell, Notifier, System Sensor] [SLC MODULES SENSORS] [*] [#2 SHARED ADDR ¦ SENSORS] 2251B (C), 2251-COPTIR (C), 2251-COPTIR w/B200S-WH (C), 2251TB (C), 2251TMB (C), 5251B (C), 5251B-WP (C), 5251H (C), 5251RB (C), 5251RB-WP (C), 7251 (C), 7251DH (C) [Honeywell, Notifier, System Sensor] [SLC SENSORS] [*] [#4 TYPE ADDR ¦ SENSORS] 2251B (C), 2251-COPTIR (C), 2251-COPTIR w/B200S-WH (C), 2251TB (C), 2251TMB (C), 5251B (C), 5251B-WP (C), 5251H (C), 5251RB (C), 5251RB-WP (C), 7251 (C), 7251DH (C), DH200LP
0b5eaa0f-e8c2-4619-8e22-3eb7deb8bea6 | NFPA 170 SPEAKER STROBE |  |  | North | Kidde |  | Speaker/Strobe |  |  |  | Module | TRUE | INT-7A-RS70 |  | 15/75cd Strobe, Re-Ent Speaker, 70V 2, 4, 8, 15w | 1 | [6 empty] | FALSE | [5 empty] | #FF0070C0 | FA-NFPA 170 SPEAKER STROBE | 1 | FALSE | FALSE | FALSE | 2019 | [13 empty] | FALSE | [5 empty] | AUGUSTALIEN\aucon | 2024-05-21 15:49 | THOR\acont | 2024-10-09 10:48 | Cloned from Edwards 757-7A-RS70 | [Edwards, Kidde] [AUDIO 70.7v] [70V AUDIO] 757-1A-R70, 757-1A-R70W, 757-3A-RS70, 757-3A-RS70W, 757-7A-RS70, 757-7A-RS70W, 757-7A-RS70WA, 757-7A-SS70, 757-7A-SS70W, 757-8A-RS70, 757-8A-RS70W, 757-8A-RS70WA, INT-3A-RS70, INT-3A-RS70W, INT-7A-RS70, INT-7A-R [Edwards, Kidde] [NAC] [16 VFWR, HIGH] 757-7A-RS25, 757-7A-RS25W, 757-7A-RS70, 757-7A-RS70W, 757-7A-SS25, 757-7A-SS25W, 757-7A-SS70, 757-7A-SS70W, 757-7A-T, 757-7A-TW, INT-7A-RS25, INT-7A-RS25W, INT-7A-RS70, INT-7A-RS70W [Edwards, Kidde] [NAC] [16 VDC, HIGH] 757-7A-RS25, 757-7A-RS25W, 757-7A-RS70, 757-7A-RS70W, 757-7A-SS25, 757-7A-SS25W, 757-7A-SS70, 757-7A-SS70W, 757-7A-T, 757-7A-TW, INT-7A-RS25, INT-7A-RS25W, INT-7A-RS70, INT-7A-RS70W
fbd1e922-e216-47f7-818a-3ebce6685eb6 | NFPA 170 SMOKE HEAT DETECTOR |  |  | North | Simplex |  | Smoke/Heat Detector |  |  |  | Module | TRUE | 2098-9202 | ++ | Photoelectric Detector w/Heat | 1 | 0.04 | 0.086 |  |  |  |  | FALSE | TRUE |  |  |  |  | #FFFF0000 | FA-NFPA 170 SMOKE HEAT DETECTOR | 1 | FALSE | FALSE | FALSE | 1408 | [13 empty] | FALSE |  |  | SBP |  |  | DESKTOP-7EIEB7A\acont | 2023-03-07 06:29 | THOR\acont | 2024-09-08 17:27 | Cloned from Simplex 2098-9201 | [Autocall, Simplex] [IDC] 01 2098-9201 (C), 2098-9202 (C), 2098-9203 (C), 2098-9208 (C), 2098-9576 (C), 2099-9101 (C), 2099-9102 (C), 2099-9103 (C), 2099-9104 (C), 2099-9105 (C), 2099-9107 (C), 2099-9108 (C), 2099-9754 (C), 2099-9755 (C), 2099-9756 (C),
ee146472-6ee9-413d-aa05-3ec31ca89e71 | NFPA 170 SPEAKER WALL |  |  | North | Atlas |  | Speaker |  |  |  | Module | TRUE | AP-15TUC(R) |  | UL Listed 15 Watt Omni-Purpose® Voice Control Loudspeaker, Red Baked Epoxy | 1 | [6 empty] | FALSE | [5 empty] | #FF0070C0 | FA-NFPA 170 SPEAKER WALL | 1 | FALSE | FALSE | FALSE | 2021 | [13 empty] | FALSE | [5 empty] | DESKTOP-7EIEB7A\acont | 2022-03-05 17:45 | THOR\acont | 2024-09-08 17:27 | Cloned from Atlas AP-15TUC CLONED | [Atlas] [AUDIO 70.7v] [70V AUDIO] AP-15TU, AP-15TUC, AP-15TUC(R) [Atlas] [AUDIO 25v] [25V AUDIO] AP-15TU, AP-15TUC, AP-15TUC(R)
fdbe6388-b54d-49a4-a176-3ec50c5c784f |  |  |  | North | Notifier |  | Hardware |  |  |  | Hardware | TRUE | BAT-12180 | + | (1) 12V 18 AH BATTERY | 1 | [6 empty] | FALSE | [5 empty] | #FFFFFFFF |  |  | FALSE | FALSE | FALSE | [14 empty] | FALSE | [5 empty] | DESKTOP-7EIEB7A\acont | 2021-04-06 17:06 | THOR\acont | 2024-10-09 10:48 | Cloned from Power Sonic PS-12180
6a9d5553-51a5-4325-aee3-3ed13f1c7a00 | NFPA 170 MANUAL PULL |  |  | North | Kidde |  | Manual Station |  |  |  | Module | TRUE | 84-100000-003 | ++ | Explosion Proof B9 Station Lift and Pull Cover (FIRE SYSTEM RELEASE) | 1 | [6 empty] | FALSE | [5 empty] | #FFFF0000 | FA-NFPA 170 MANUAL PULL | 1 | FALSE | FALSE | FALSE | 957 | [13 empty] | FALSE |  |  | XP |  |  | DESKTOP-7EIEB7A\acont | 2023-07-10 09:11 | THOR\acont | 2024-09-08 17:27 | Cloned from Kidde 84-100004-001 CLONED CLONED | [Edwards, Kidde, Monaco Enterprises] [IDC] 01 1534-1, 200-GAOF, 270A-DPO, 270A-SPO, 270-DOC, 270-DOC-B, 270-DOC-F, 270-DPO, 270-GAO, 270-GAOB, 270-GAO-DOC, 270-GAO-DOCF, 270P-DPO, 270P-SPO, 270-SPO, 270-SPOW, 270-SPOWB, 270-SPOWF, 271-KR1/SR/GS, 276A-REL
ee7b92e6-1de6-4919-9604-3ed61f340245 |  |  |  | North | Edwards | [5 empty] | Assembly | TRUE | QS4-5-R-1 |  | FAP w/ 5 Option Card Space, Red | 1 | [6 empty] | FALSE | [5 empty] | #FFFFFFFF |  |  | FALSE | FALSE | FALSE | [14 empty] | FALSE | [7 empty] | THOR\acont | 2024-10-09 10:48
298b9c29-94b3-486b-be4e-3ededb597d3d |  |  |  | North | Siemens | [5 empty] | Module | TRUE | 40/40LB-112SF | S54430-F139-A1 | UV/IR FLM DET BIT WO1 75C 3/4" SS FM | 1 | [12 empty] | #FFFFFFFF |  |  | FALSE | FALSE | FALSE | [20 empty] | DESKTOP-7SAL8M7\acont | 2019-08-13 09:04 | THOR\acont | 2024-10-09 10:48
58934ef2-8f3d-4796-a707-3edf8fae909c |  |  |  | North | GRI PRODUCTS | Security/Access Control |  |  |  |  | Module | TRUE | 4461 |  |  | 1 | [12 empty] | #FFFFFFFF |  |  | FALSE | FALSE | FALSE | [20 empty] | THOR\acont | 2024-03-12 21:43 | THOR\acont | 2024-10-09 10:48
d932dc8b-de6b-4cc9-9d01-3eedb7a41853 |  |  |  | North | Siemens |  | Hardware |  |  |  | Hardware | TRUE | FHA2041-R1 | S54400-B93-A1 | Enclosure cover Top plate for an FHB2005 3 HU enclosure. This optional plate is used to meet requirements in jusidictions where ventilation holes in the top of a fire alarm system enclosure are not permitted. | 1 | [6 empty] | TRUE | [5 empty] | #FFFFFFFF |  |  | FALSE | FALSE | FALSE | [14 empty] | FALSE | [7 empty] | THOR\acont | 2024-10-09 10:48
6e5c575b-2a4e-4041-b493-3eedd63760e2 |  |  |  | North | Bosch | [5 empty] | Module | TRUE | UMM-LIC-10 | * | Rps-User Management Module License (1-10 Panels) | 1 | [12 empty] | #FFFFFFFF |  |  | FALSE | FALSE | FALSE | [20 empty] | DESKTOP-7EIEB7A\acont | 2021-08-13 06:25 | THOR\acont | 2024-10-09 10:48
77e1637f-3038-44e6-a3af-3ef0f0f5e57b | NFPA 170 STROBE WALL |  |  | North | Autocall |  | Strobe |  |  |  | Module | TRUE | A59VO-APPLWR |  | Visible Notification Appliances, Wall Mount Multi-Candela Strobe, Red | 1 | 0 | 0 |  |  |  |  | TRUE | [5 empty] | #FF0070C0 | FA-NFPA 170 STROBE WALL | 1 | FALSE | FALSE | FALSE | 2023 | [19 empty] | DESKTOP-7SAL8M7\acont | 2020-05-26 10:13 | THOR\acont | 2024-09-08 17:27 | Cloned from AutoCall A49VOC-WRS | [Autocall] [IDNac] [23 VDC RMS] A59VO-APPLWR, A59VO-APPLWW
cb39840a-948d-40dd-a538-3ef68543c1e1 | NFPA 170 STROBE CEILING |  |  | North | Simplex |  | Strobe |  |  |  | Module | TRUE | 4906-9202 | + | Multi-Candela Addressable Strobe; Ceiling Mount, Red | 1 | 0 | 0 |  |  |  |  | TRUE | TRUE |  |  |  |  | #FF0070C0 | FA-NFPA 170 STROBE CEILING | 1 | FALSE | FALSE | FALSE | 2022 | [16 empty] | C |  |  | DESKTOP-7EIEB7A\acont | 2022-03-07 09:59 | THOR\acont | 2024-09-08 17:27 | Cloned from Autocall A4906-9202 | [Autocall, Simplex] [IDNac] [23 VDC RMS] 4906-9202 (C), 4906-9204 (C), A4906-9202 (C), A4906-9204 (C)
903fba03-32c2-4a83-8773-3eff8fe7d80f | NFPA 170 SMOKE HEAT DETECTOR |  |  | North | Potter |  | Smoke/Heat Detector |  |  |  | Module | TRUE | PAD100-PHD w/PAD100-6DB (Split) | + | Photoelectric Smoke/Heat Detector with 6" Standard Base | 1 | 0.0003 | 0.0003 |  |  |  |  | FALSE | TRUE |  |  |  |  | #FFFF0000 | FA-NFPA 170 SMOKE HEAT DETECTOR | 1 | FALSE | FALSE | FALSE | 1411 | [13 empty] | FALSE |  |  | 6DB |  |  | THOR\acont | 2025-02-13 08:09 |  |  | Cloned from Potter PAD100-PHD w/PAD100-6DB | [Potter] [SLC PAD] [*] [#2 SHARED ADDR ¦ SENSORS] PAD100-CD w/PAD100-4DB, PAD100-CD w/PAD100-6DB, PAD100-CD w/PAD100-IB, PAD100-CD w/PAD100-LFSB, PAD100-CD w/PAD100-RB, PAD100-CD w/PAD100-SB, PAD100-CD w/PAD100-SPKB, PAD100-DUCT (C), PAD100-DUCTR (C), PA
45a7d362-b375-417e-8b5d-3f03bb4cdb6d | NFPA 170 STROBE WALL |  |  | North | Gentex |  | Strobe |  |  |  | Module | TRUE | GES3-24WR |  | Selectable Candela, Low Profile Evacuation Strobe, Red | 1 | 0 | 0.116 |  |  |  |  | FALSE | [5 empty] | #FF0070C0 | FA-NFPA 170 STROBE WALL | 1 | FALSE | FALSE | FALSE | 2023 | [13 empty] | FALSE | [7 empty] | THOR\acont | 2024-09-08 17:27 |  | [Gentex, Hochiki, VES] [NAC] [UL MAX] GES3-24WR, GES3-24WW, HES3-24WR, HES3-24WW, VF4001-X0
d816a876-b739-4bc2-8438-3f03c06f3924 | NFPA 170 SPEAKER STROBE CEILING |  |  | North | Edwards |  | Speaker/Strobe |  |  |  | Module | TRUE | GCHFRN-S2VMCH |  | 25V Speaker/Strobe, red, 95, 115, 150, 177 cd | 1 | 0 | 0.342 |  |  |  |  | FALSE | TRUE |  |  |  |  | #FF0070C0 | FA-NFPA 170 SPEAKER STROBE CEILING | 1 | FALSE | FALSE | FALSE | 2020 | [13 empty] | FALSE |  |  | C |  |  |  |  | THOR\acont | 2024-09-08 17:27 |  | [Edwards, Kidde] [NAC] [24 VDC] EGCF-S2VMH (C), EGCF-VMH (C), GCF-S2VMH (C), GCF-S7VMH (C), GCF-VMH (C), GCHFRF-S2VMCH (C), GCHFRF-S7VMCH (C), GCHFRN-S2VMCH (C), GCHFRN-S7VMCH (C), GCHFWA-S2VMAH (C), GCHFWA-S2VMCH (C), GCHFWA-S7VMAH (C), GCHFWA-S7VMCH (C [Edwards, Kidde] [AUDIO 25v] [25V AUDIO] EGCF-S2VMH (C), G4F-S2, G4F-S2V1575, G4F-S2VM, G4HFRF-S2, G4HFRF-S2VMC, G4HFRN-S2, G4HFRN-S2VMC, G4HFWA-S2, G4HFWA-S2VMA, G4HFWA-S2VMC, G4HFWF-S2, G4HFWF-S2VMC, G4HFWN-S2, G4HFWN-S2VMA, G4HFWN-S2VMC, G4RF-S2, G4RF [Edwards, Kidde] [NAC] [16 VDC] EGCF-S2VMH (C), EGCF-VMH (C), GCF-S2VMH (C), GCF-S7VMH (C), GCF-VMH (C), GCHFRF-S2VMCH (C), GCHFRF-S7VMCH (C), GCHFRN-S2VMCH (C), GCHFRN-S7VMCH (C), GCHFWA-S2VMAH (C), GCHFWA-S2VMCH (C), GCHFWA-S7VMAH (C), GCHFWA-S7VMCH (C
7a0fa2d5-5f43-4f5d-8da8-3f04311b3a73 |  |  |  | North | Siemens | [5 empty] | Module | TRUE | 777163 | S54430-F308-A1 | WEATHER COVER (STAINLESS) | 1 | [12 empty] | #FFFFFFFF |  |  | FALSE | FALSE | FALSE | [20 empty] | DESKTOP-7SAL8M7\acont | 2019-08-13 09:04 | THOR\acont | 2024-10-09 10:48
cf6f3505-d32b-4af1-aadf-3f06ac117b50 |  |  |  | North | Bosch | [5 empty] | Module | TRUE | ZX776Z | * | motion with popit | 1 | [12 empty] | #FFFFFFFF |  |  | FALSE | FALSE | FALSE | [20 empty] | DESKTOP-7EIEB7A\acont | 2021-08-13 06:25 | THOR\acont | 2024-10-09 10:48
147ba1f9-6dd2-4105-9fda-3f07486b0f2c |  |  |  | North | Monaco Enterprises |  | Hardware |  |  |  | Hardware | TRUE | 709-046-00 |  | Plastic breakrod (package of 12) | 1 | [12 empty] | #FFFFFFFF |  |  | FALSE | FALSE | FALSE | [20 empty] | AULAPTOP-PC\Aulaptop | 2019-04-20 04:32 | THOR\acont | 2024-10-09 10:48
4ce56ab2-8b61-4286-9daf-3f088078988e | NFPA 170 HEAT DETECTOR |  |  | North | Firelite |  | Heat Detector |  |  |  | Module | TRUE | H355R w/B200SR-LF | + | White, Low-profile rate-of-rise thermal sensor, Low Frequency Sounder Base | 1 | 0.0003 | 0.0065 |  |  |  |  | FALSE | TRUE |  |  |  |  | #FFFF0000 | FA-NFPA 170 HEAT DETECTOR | 1 | FALSE | FALSE | FALSE | 1403 | [13 empty] | FALSE |  |  | LF¦R |  |  | DESKTOP-7SAL8M7\acont | 2019-03-28 06:30 | THOR\acont | 2024-09-08 17:27 | 20191121 AC Detector with base | [Firelite, System Sensor] [SLC MODULES SENSORS] [*] [#2 SHARED ADDR ¦ SENSORS] AD355 w/B200SR-LF-WH (C), AD355 w/B200SR-WH (C), AD355 w/B210LP (C), AD355 w/B224BI-WH (C), AD355 w/B224RB-WH (C), AD355 w/B501 (C), BEAM355 (C), BEAM355S (C), CP355 w/B200SR- [Firelite, System Sensor] [AUX POWER] [*] [16VDC, HIGH VOLUME] AD355 w/B200SR-LF-WH (C), H355 w/B200SR-LF (C), H355HT w/B200SR-LF (C), H355R w/B200SR-LF (C), H365 w/B200S-LF-WH (C), H365HT w/B200S-LF-WH (C), H365R w/B200S-LF-WH (C), SD355 w/B200SR-LF (C) [Firelite, System Sensor] [AUX POWER] [24VDC, HIGH VOLUME] AD355 w/B200SR-LF-WH (C), H355 w/B200SR-LF (C), H355HT w/B200SR-LF (C), H355R w/B200SR-LF (C), H365 w/B200S-LF-WH (C), H365HT w/B200S-LF-WH (C), H365R w/B200S-LF-WH (C), SD355 w/B200SR-LF (C), SD [Firelite, System Sensor] [SLC SENSORS] [*] [#4 TYPE ADDR ¦ SENSORS] AD355 w/B200SR-LF-WH (C), AD355 w/B200SR-WH (C), AD355 w/B210LP (C), AD355 w/B224BI-WH (C), AD355 w/B224RB-WH (C), AD355 w/B501 (C), BEAM355 (C), BEAM355S (C), CP355 w/B200SR-WH (C), CP
ca9a82df-ba39-46cc-bd3d-3f088f1da714 |  |  |  | North | Bosch | [5 empty] | Module | TRUE | RFUN-A | * | RADION UNIVERSAL WIRELESS TRAN SMITTER | 1 | [12 empty] | #FFFFFFFF |  |  | FALSE | FALSE | FALSE | [20 empty] | DESKTOP-7EIEB7A\acont | 2021-08-13 06:25 | THOR\acont | 2024-10-09 10:48
28cd51a0-a680-495c-8240-3f154a9a814d |  |  |  | North | MIRCOM | [5 empty] | Module | TRUE | BB-1001D/DR/DS/DB | ++ | Remote Annunciator Enclosure Houses one module. “D” White “DR” Red "DS" Stainless Steel or "DB" for Black Door. | 1 | [12 empty] | #FFFFFFFF |  |  | FALSE | FALSE | FALSE | [20 empty] | THOR\acont | 2024-02-24 16:13 | THOR\acont | 2024-10-09 10:48
bd07edc1-b848-44ac-9541-3f2ebef69523 |  |  |  | North | Edwards |  | Cards & Components |  |  |  | Card | TRUE | QS8-CPU-1-DT |  | OBSOLETE - CPU/Display with 1 Annunciator Option Space, Belgian Dutch | 1 | [6 empty] | TRUE | [5 empty] | #FFFFFFFF |  |  | FALSE | FALSE | FALSE | [14 empty] | FALSE | [7 empty] | THOR\acont | 2024-10-09 10:48
cc0b768c-96a3-4ef1-8e1c-3f2fff74677d | NFPA 170 AMPLIFIER RACK |  |  | North | Edwards |  | Amplifier |  |  |  | Assembly | TRUE | 90272A-801 | ++ | Encompass LT 300W Cabinet w/IP | 1 | [6 empty] | TRUE | [5 empty] | #FFFF0000 | FA-NFPA 170 AMPLIFIER RACK | 1 | FALSE | FALSE | FALSE | [17 empty] | 5 AMP REQ'D |  |  | DESKTOP-QMKR22O\aucon | 2020-07-31 08:44 | THOR\acont | 2024-09-08 17:27
d9795d7d-cf2d-467d-ae77-3f3120a0312b | FIRE ALARM PANEL |  |  | North | Consilium |  | Fire Alarm Panel |  |  |  | Module | TRUE | 5100195-30A | ++ | Control/Repeater M 4.3 Ro/Pax | 1 | 0.1 | 0.27 |  |  | 24 |  | FALSE | [5 empty] | #FFFF0000 | FA-FIRE ALARM PANEL | 1 | FALSE | FALSE | FALSE | 257 | [13 empty] | FALSE | [5 empty] | THOR\acont | 2023-09-19 06:31 | THOR\acont | 2024-09-08 17:27 | Cloned from Consilium 5100195-20A | [Consilium] [AUX POWER] [*] [ALL DEVICES ++] 5100096-20A, 5100195-20A, 5100195-30A, 5100195-40A, 5100195-50A, 5100195-80A [Consilium] [IDC] [#2 RELAY] 5100096-20A, 5100195-20A, 5100195-30A, 5100195-40A, 5100195-50A, 5100195-80A [Consilium] [RS-485] [ALL DEVICES ++] 5100096-20A, 5100195-20A, 5100195-30A, 5100195-40A, 5100195-50A, 5100195-80A [Consilium] [IDC] [#1 RELAY] 5100096-20A, 5100195-20A, 5100195-30A, 5100195-40A, 5100195-50A, 5100195-80A | [Consilium] 5100096-20A, 5100195-20A, 5100195-30A, 5100195-40A, 5100195-50A, 5100195-80A
de6a4d4d-2caa-4c11-9264-3f3d4a3fe5e1 |  |  |  | North | Bosch | [5 empty] | Module | TRUE | PC DESKTOP-12 | * | Freestanding Gooseneck Multi-Pattern Condenser Mic. Mic On/Off Switch, Mic Status Led. 12-Inch Goose | 1 | [12 empty] | #FFFFFFFF |  |  | FALSE | FALSE | FALSE | [20 empty] | DESKTOP-7EIEB7A\acont | 2021-08-13 06:25 | THOR\acont | 2024-10-09 10:48
ff580fb0-b8cf-4cae-81f9-3f3e3aace089 | NFPA 170 BATTERY CABINET |  |  | North | Firelite |  | Enclosure |  |  |  | Assembly | TRUE | BB-55F w/CHG-75 | ++ | Battery box, charger and two 55 AH batteries | 1 | [6 empty] | TRUE | [5 empty] | #FFFF0000 | FA-NFPA 170 BATTERY CABINET | 1 | FALSE | FALSE | FALSE | [20 empty] | DESKTOP-7EIEB7A\acont | 2023-05-30 12:40 | THOR\acont | 2024-09-08 17:27 | Cloned from Firelite BB-55F
e78a8458-be4c-4a8b-9810-3f43bd2489e5 | NFPA 170 MANUAL PULL |  |  | North | Silent Knight |  | Manual Station |  |  |  | Module | TRUE | WSK-PULL-DA | + | Wireless Manual Pull Station | 1 | [6 empty] | FALSE | [5 empty] | #FFFF0000 | FA-NFPA 170 MANUAL PULL | 1 | FALSE | FALSE | FALSE | 957 | [13 empty] | FALSE |  |  | W |  |  | DESKTOP-7SAL8M7\acont | 2019-07-13 08:52 | THOR\acont | 2024-09-08 17:27 | Cloned from Firelite W-BG12LX | [Farenhyt, Silent Knight] [SLC MODULES SENSORS] [*] [#1 SHARED ADDR ¦ MODULES] HFS-MM, Hood System/IDP-MINIMON, IDP-CONTROL, IDP-CONTROL-6, IDP-MINIMON, IDP-MON-10, IDP-MONITOR, IDP-MONITOR-2, IDP-PULL-DA, IDP-PULL-SA, IDP-RELAY, IDP-RELAY-6, IDP-RELAYMO [Silent Knight] [SLC SK MODULES] [*] [#3 TYPE ADDR ¦ MODULES] HFS-MM, SK-CONTROL, SK-CONTROL-6, SK-MINIMON, SK-MON-10, SK-MONITOR, SK-MONITOR-2, SK-PULL-DA, SK-PULL-SA, SK-RELAY, SK-RELAY-6, SK-RELAYMON-2, SK-ZONE, SK-ZONE-6, WAV-CRL, WAV-CWL, WAV-RL, WA [Farenhyt, Firelite, Gamewell FCI, Notifier, Silent Knight] [SWIFT MESH DEVICES] 01 FWH-200FIX135, FWH-200ROR135, FW-MM, FW-RM, NBG-12WL, WAM-MM, WAM-RC, W-BG12LX, W-CRF, W-H355, W-H355R, WIDP-HEAT w/B210W, WIDP-HEAT-ROR w/B210W, WIDP-MONITOR, WIDP-PULL-
d359edd0-8420-4cdd-96b9-3f498b15dbc8 |  |  |  | North | Edwards |  | Hardware |  |  |  | Hardware | TRUE | EVDRILL |  | Drill Switch | 1 | [6 empty] | FALSE | [5 empty] | #FFFFFFFF |  |  | FALSE | FALSE | FALSE | [14 empty] | FALSE | [7 empty] | THOR\acont | 2024-10-09 10:48
50dc18e1-17fd-4b0a-9efc-3f4b151d9cc4 |  |  |  | North | Siemens | [5 empty] | Module | TRUE | BE-35 | 500-884859 | BATTERY EXTENDER MODULE (1) SPACE | 1 | [12 empty] | #FFFFFFFF |  |  | FALSE | FALSE | FALSE | [20 empty] | DESKTOP-7SAL8M7\acont | 2019-08-13 09:04 | THOR\acont | 2024-10-09 10:48
b8d0c743-8efb-4554-a9b0-3f51a8823051 | NFPA 170 FIRE ALARM CONTROL UNIT | RISER FACP |  | North | Hochiki |  | Fire Alarm Control Unit |  |  |  | Assembly | TRUE | LA803K1-60 |  | FireNET L@TITUDE Analog Addressable Fire Alarm Control Panel, 8 Slot Standard Plex-Door Enclosure, 10.25 A Auto Voltage, 2-Loop Panel Module, Hochiki Protocol, Network Module, and Media Gateway™, Black, 48 Zone LEDs | 1 | [6 empty] | FALSE |  |  | *Refer to Install Sheet | 16.5in (W) x 23.2in (H) x 6in (D) | KM5FCRD (Optional Semi-Flush Mounting Kit) | #FFFF0000 | FA-NFPA 170 FIRE ALARM CONTROL UNIT | 1 | FALSE | FALSE | FALSE | 202 | [8 empty] | 7,12,18,28,33,40 |  |  | 10.25 |  | TRUE | [5 empty] | DESKTOP-GHR3H5U\Anthony | 2019-11-27 08:00 | THOR\acont | 2024-09-08 17:27
2cdca2a0-dc2e-4a9b-b2b1-3f5733fbe6d5 |  |  |  | North | Edwards |  | Hardware |  |  |  | Hardware | TRUE | QS-SCS |  | OBSOLETE - PC Based Site Configuration Software EN-54 | 1 | [6 empty] | FALSE | [5 empty] | #FFFFFFFF |  |  | FALSE | FALSE | FALSE | [14 empty] | FALSE | [7 empty] | THOR\acont | 2024-10-09 10:48
73df6d85-f31d-4c4b-be9a-3f5cd02845db |  |  |  | North | Edwards |  | Cards & Components |  |  |  | Card | TRUE | 3-BPS/M-230 | n | Booster Power Supply 230V | 1 | 0.05 | 0.05 |  |  |  |  | TRUE | [5 empty] | #FFFFFFFF |  |  | FALSE | FALSE | FALSE | [22 empty] | THOR\acont | 2024-10-09 10:48
253326a4-82c1-409b-a463-3f5ce8550b0d | NFPA 170 REMOTE ANNUNCIATOR | RISER ANNUNCIATOR |  | North | Autocall |  | Remote Annunciator |  |  |  | Module | TRUE | A4606-9102 | ++ | Remote LCD Annunciator with beige trim for use with 4010ES fire alarm control panels | 1 | 0.065 | 0.14 |  |  |  |  | TRUE | [5 empty] | #FFFF0000 | FA-NFPA 170 REMOTE ANNUNCIATOR | 1 | FALSE | FALSE | FALSE | 255 | [19 empty] | DESKTOP-7EIEB7A\acont | 2023-09-06 06:56 | THOR\acont | 2024-09-08 17:27 | Cloned from Simplex 4606-9101 | [Autocall, Simplex, Space Age Electronics] [AUX POWER] [*] [AUX INPUT] 4603-9101, 4606-9101, 4606-9102, A4603-9101, A4606-9102, A4606-9111, A4606-9205, YM0164 [Autocall, Simplex, Space Age Electronics] [RUI] [DATA] 4603-9101, 4606-9101, 4606-9102, A4603-9101, A4606-9102, A4606-9111, A4606-9205, YM0164
041cbee4-da01-4812-89aa-3f6e0f237eab |  |  |  | North | Edwards |  | Hardware |  |  |  | Hardware | TRUE | WG4GSKT |  | Replacement mounting gasket for Genesis WG4 (wpf) | 1 | [6 empty] | FALSE | [5 empty] | #FFFFFFFF |  |  | FALSE | FALSE | FALSE | [14 empty] | FALSE |  |  | WP |  |  |  |  | THOR\acont | 2024-10-09 10:48
a74bc49c-a0ce-4765-b3a4-3f6f38c19760 | NFPA 170 SPEAKER WALL |  |  | North | Eaton Wheelock |  | Speaker |  |  |  | Module | TRUE | ELSPKR-N | + | WALL SPEAKER, RED, NONE | 1 | [6 empty] | TRUE | [5 empty] | #FF0070C0 | FA-NFPA 170 SPEAKER WALL | 1 | FALSE | FALSE | FALSE | 2020 | [19 empty] | DESKTOP-7EIEB7A\acont | 2021-04-29 08:02 | THOR\acont | 2024-09-08 17:27 | Cloned from Eaton Wheelock ELSPKR | [Concealite, Eaton Wheelock] [AUDIO 70.7v] [70V AUDIO] ELSPKR, ELSPKR-AL, ELSPKRC (C), ELSPKRC-AL (C), ELSPKRC-N (C), ELSPKR-N, ELSPKW, ELSPKW-AL, ELSPKWC (C), ELSPKWC-AL (C), ELSPKWC-N (C), ELSPKW-N, ELSPSTR, ELSPSTR-AL, ELSPSTRC (C), ELSPSTRC-AL (C), E [Concealite, Eaton Wheelock] [AUDIO 25v] [25V AUDIO] ELSPKR, ELSPKR-AL, ELSPKRC (C), ELSPKRC-AL (C), ELSPKRC-N (C), ELSPKR-N, ELSPKW, ELSPKW-AL, ELSPKWC (C), ELSPKWC-AL (C), ELSPKWC-N (C), ELSPKW-N, ELSPSTR, ELSPSTR-AL, ELSPSTRC (C), ELSPSTRC-AL (C), ELS
b457a0b2-36f2-4dd0-9089-3f730f79a7f2 | NFPA 170 SPEAKER WALL |  |  | North | MIRCOM |  | Speaker |  |  |  | Module | TRUE | SPP-204-70 | ++ | Wall mounted speaker 70V white | 1 | [6 empty] | FALSE | [5 empty] | #FF0070C0 | FA-NFPA 170 SPEAKER WALL | 1 | FALSE | FALSE | FALSE | 2021 | [13 empty] | FALSE | [5 empty] | THOR\acont | 2023-11-28 13:41 | THOR\acont | 2024-09-08 17:27 | Cloned from MIRCOM SPP-204-25R CLONED | [MIRCOM] [AUDIO 70.7v] [70V AUDIO] SPP-204-70, SPP-204-70R, SPPS-204-70, SPPS-204-70R
e08b5c82-ba3c-4329-8863-3f79624959d5 | NFPA 170 HORN STROBE CEILING |  |  | North | Edwards |  | Horn/Strobe |  |  |  | Module | TRUE | GCWN-HDVMHB |  | MNEC Horn-Strobe, white, no markings, 95-177 cd, blue | 1 | 0 | 0.341 |  |  |  |  | FALSE | TRUE |  |  |  |  | #FF0070C0 | FA-NFPA 170 HORN STROBE CEILING | 1 | FALSE | FALSE | FALSE | 2013 | [13 empty] | FALSE |  |  | C |  |  |  |  | THOR\acont | 2024-09-08 17:27 |  | [Edwards, Kidde] [NAC] [24 VDC, HIGH DB] EGCF-HDVMH (C), GCF-HDVMH (C), GC-HDVMH (C), GCWA-HDVMHA (C), GCWA-HDVMHB (C), GCWA-HDVMHC (C), GCWA-HDVMHG (C), GCWA-HDVMHR (C), GCWN-HDVMHA (C), GCWN-HDVMHB (C), GCWN-HDVMHC (C), GCWN-HDVMHG (C), GCWN-HDVMHR (C) [Edwards, Kidde] [NAC] [16 VDC, LOW DB] EGCF-HDVMH (C), GCF-HDVMH (C), GC-HDVMH (C), GCWA-HDVMHA (C), GCWA-HDVMHB (C), GCWA-HDVMHC (C), GCWA-HDVMHG (C), GCWA-HDVMHR (C), GCWN-HDVMHA (C), GCWN-HDVMHB (C), GCWN-HDVMHC (C), GCWN-HDVMHG (C), GCWN-HDVMHR (C) [Edwards, Kidde] [NAC] [24 VDC, LOW DB] EGCF-HDVMH (C), GCF-HDVMH (C), GC-HDVMH (C), GCWA-HDVMHA (C), GCWA-HDVMHB (C), GCWA-HDVMHC (C), GCWA-HDVMHG (C), GCWA-HDVMHR (C), GCWN-HDVMHA (C), GCWN-HDVMHB (C), GCWN-HDVMHC (C), GCWN-HDVMHG (C), GCWN-HDVMHR (C) [Edwards, Kidde] [NAC] [16 VDC, HIGH DB] EGCF-HDVMH (C), GCF-HDVMH (C), GC-HDVMH (C), GCWA-HDVMHA (C), GCWA-HDVMHB (C), GCWA-HDVMHC (C), GCWA-HDVMHG (C), GCWA-HDVMHR (C), GCWN-HDVMHA (C), GCWN-HDVMHB (C), GCWN-HDVMHC (C), GCWN-HDVMHG (C), GCWN-HDVMHR (C)
4c3895c2-ff5f-4ec0-9604-3f7e718ad971 | NFPA 170 CHIME |  |  | North | Edwards |  | Chime |  |  |  | Module | TRUE | G1-C |  | Chime, running man, white | 1 | 0 | 0.019 |  |  |  |  | FALSE | [5 empty] | #FFFF0000 | FA-NFPA 170 CHIME | 1 | FALSE | FALSE | FALSE | 2003 | [13 empty] | FALSE | [7 empty] | THOR\acont | 2024-09-08 17:27 |  | [Edwards, Kidde] [NAC] [16 VDC, LOW DB] EG1F-C, G1-C, G1F-C, G1R-C, G1RF-C [Edwards, Kidde] [NAC] [24 VDC, HIGH DB] EG1F-C, G1-C, G1F-C, G1R-C, G1RF-C [Edwards, Kidde] [NAC] [16 VDC, HIGH DB] EG1F-C, G1-C, G1F-C, G1R-C, G1RF-C [Edwards, Kidde] [NAC] [24 VDC, LOW DB] EG1F-C, G1-C, G1F-C, G1R-C, G1RF-C
bfa6e548-6031-4ccd-9cc8-3f805021ff64 | NFPA 170 FIRE FIGHTER INTERFACE |  |  | North | Firelite |  | Fire Fighter Interface |  |  |  | Module | TRUE | ECC-FFT | + | Fire Fighter Telephone System | 1 | 0.12 | 0.23 |  |  |  |  | TRUE | [5 empty] | #FFFF0000 | FA-NFPA 170 FIRE FIGHTER INTERFACE | 1 | FALSE | FALSE | FALSE | 207 | [13 empty] | FALSE | [7 empty] | THOR\acont | 2024-09-08 17:27 |  | [ADT Unimode, Eaton Wheelock, Farenhyt, Firelite, Gamewell FCI, Monaco Enterprises, Notifier, Potter, Secutron, Silent Knight] [AUX POWER] [*] 790-012-00, ACM-16ATF, ACM-30, ACM-32AF, ACM-48A, ACM-8RF, ADT-LCD-80, AEM-16ATF, AEM-32AF, AFM-16AF, AFM-16ATF | [Farenhyt, Firelite] ECC-FFT, ECS-FFT
377545b8-1202-4133-9dc6-3f8412dca638 | CADGEN DOOR CONTACT |  |  | North | GRI |  | Door Contact |  |  |  | Module | TRUE | 4402 | ++ | Aluminum Industrial Wide Gap Switch Set | 1 |  |  |  |  | 1.5 | [7 empty] | #FFFF0000 | FA-CADGEN DOOR CONTACT | 1 | FALSE | FALSE | FALSE | [17 empty] | REX |  |  | DESKTOP-7EIEB7A\acont | 2023-01-30 10:58 | THOR\acont | 2024-09-08 17:27 | Cloned from GRI 4400-A | [GRI] [ACCESS CONTROL INPUT] [*] [INPUT] 4400, 4400-A, 4402, 4402-A, 4405-A [GRI] [IDC] 01 [INPUT] 4400, 4400-A, 4402, 4402-A, 4405-A
a438d860-61b7-4109-aa13-3f8c9472838d |  |  |  | North | Siemens | [5 empty] | Module | TRUE | FXA901-U1 | S54433-K108-A1 | 50 pt system Configuration Cable | 1 | [12 empty] | #FFFFFFFF |  |  | FALSE | FALSE | FALSE | [20 empty] | DESKTOP-7SAL8M7\acont | 2019-08-13 09:04 | THOR\acont | 2024-10-09 10:48
bf3ce026-3857-49c6-b5ba-3f8e91930581 | NFPA 170 DUCT SMOKE DETECTOR |  |  | North | Autocall |  | Duct Smoke Detector |  |  |  | Module | TRUE | A4098-9751 w/A4098-9714 | + | In-Duct Sensor Housing with beige mounting box, (requires 4098-9714 sensor) w relay | 1 | 0.0008 | 0.001 |  |  |  |  | TRUE | TRUE |  |  |  |  | #FFFF0000 | FA-NFPA 170 DUCT SMOKE DETECTOR | 1 | FALSE | FALSE | FALSE | 1400 | [19 empty] | THOR\acont | 2025-02-04 10:10 |  |  | Cloned from Autocall A4098-9750 | [Autocall, Simplex] [IDNet] [SENSORS ++] 4098-9714 (C), 4098-9714 w/4098-9770 (C), 4098-9714 w/4098-9771 (C), 4098-9714 w/4098-9772 (C), 4098-9714 w/4098-9773 (C), 4098-9714 w/4098-9780 (C), 4098-9714 w/4098-9789 (C), 4098-9714 w/4098-9791 (C), 4098-9714 | [Autocall, Generic, N/A, Simplex] 4098-9750, 4098-9755 w/4098-9714, A4098-9750 w/A4098-9714, A4098-9751 w/A4098-9714, A4098-9755 w/A4098-9714, DUCT DETECTOR, FURNISHED BY OTHERS
a23d4908-290f-4e5a-ab4f-3f93a4e681ac | NFPA 170 FIRE ALARM CONTROL UNIT | RISER FACP |  | North | Hochiki |  | Fire Alarm Control Unit |  |  |  | Assembly | TRUE | LA203K1-14 |  | FireNET L@TITUDE Analog Addressable Fire Alarm Control Panel, 4 Slot Standard Plex-Door Enclosure, 10.25 A Auto Voltage, 2-Loop Panel Module, Hochiki Protocol, Network Module, and Media Gateway™, Red, Printer / 48 Zone LEDs | 1 | [6 empty] | FALSE |  |  | *Refer to Install Sheet | 16.5in (W) x 23.2in (H) x 6in (D) | KM5FCRD (Optional Semi-Flush Mounting Kit) | #FFFF0000 | FA-NFPA 170 FIRE ALARM CONTROL UNIT | 1 | FALSE | FALSE | FALSE | 202 | [8 empty] | 7,12,18,28 |  |  | 10.25 |  | TRUE | [5 empty] | DESKTOP-GHR3H5U\Anthony | 2019-11-27 07:05 | THOR\acont | 2024-09-08 17:27
51239410-82c0-4cd9-b8d8-3f9434c612d3 |  |  |  | North | Notifier |  | Cards & Components |  |  |  | Card | TRUE | EBI | ++ | Detector Base Flangeless mouting 4" | 1 | [6 empty] | TRUE | FALSE |  |  |  |  | #FFFFFFFF |  |  | FALSE | FALSE | FALSE | [14 empty] | FALSE | [7 empty] | THOR\acont | 2024-10-09 10:48
87104157-d0e1-4754-b0db-3f9a6bee109e | NFPA 170 ASPIRATING SMOKE DETECTOR |  |  | North | Xtralis |  | Air Sampling Detection |  |  |  | Module | TRUE | VLI-880 | ++ | VESDA VLI | 1 | 0.415 | 0.44 |  |  |  |  | TRUE | TRUE |  |  |  |  | #FFFF0000 | FA-NFPA 170 ASPIRATING SMOKE DETECTOR | 1 | FALSE | FALSE | FALSE | 1408 | [19 empty] | DESKTOP-7EIEB7A\acont | 2022-08-29 16:25 | THOR\acont | 2024-09-08 17:27 | Cloned from Xtralis VLF-500 | [Gamewell FCI, Xtralis] [IDC] 03 [FIRE1] 7100X (C), 8100 (C), 9400X (C), AAD-7100X (C), AAD-8100 (C), VEP-A00-1P, VEP-A00-1P-NTF, VEP-A00-P, VEP-A00-P-NTF, VEP-A10-P, VEP-A10-P-NTF, VLF-250 (C), VLF-500 (C), VLI-880 (C), VLI-885 (C), XAS-1-US (C), XAS-2- [Xtralis] [AUX POWER] [10] VEP-A00-1P, VEP-A00-1P-NTF, VEP-A00-P, VEP-A00-P-NTF, VEP-A10-P, VEP-A10-P-NTF, VEU-A00, VLF-250 (C), VLF-500 (C), VLI-880 (C), VLI-885 (C), XAS-1-US (C), XAS-2-US (C) [Xtralis] [AUX POWER] [5] VEP-A00-1P, VEP-A00-1P-NTF, VEP-A00-P, VEP-A00-P-NTF, VEP-A10-P, VEP-A10-P-NTF, VEU-A00, VLF-250 (C), VLF-500 (C), VLI-880 (C), VLI-885 (C), XAS-1-US (C), XAS-2-US (C) [Gamewell FCI, Xtralis] [IDC] 01 [FAULT 1] 7100X (C), 8100 (C), 9400X (C), AAD-7100X (C), AAD-8100 (C), VEP-A00-1P, VEP-A00-1P-NTF, VEP-A00-P, VEP-A00-P-NTF, VEP-A10-P, VEP-A10-P-NTF, VLF-250 (C), VLF-500 (C), VLI-880 (C), VLI-885 (C), XAS-1-US (C), XAS- [Xtralis] [AUX POWER] [5] VEP-A00-1P, VEP-A00-1P-NTF, VEP-A00-P, VEP-A00-P-NTF, VEP-A10-P, VEP-A10-P-NTF, VEU-A10, VLF-250 (C), VLF-500 (C), VLI-880 (C), VLI-885 (C), XAS-1-US (C), XAS-2-US (C) [Xtralis] [AUX POWER] [10] VEP-A00-1P, VEP-A00-1P-NTF, VEP-A00-P, VEP-A00-P-NTF, VEP-A10-P, VEP-A10-P-NTF, VEU-A10, VLF-250 (C), VLF-500 (C), VLI-880 (C), VLI-885 (C), XAS-1-US (C), XAS-2-US (C) [Xtralis] [AUX POWER] [1] VEP-A00-1P, VEP-A00-1P-NTF, VEP-A00-P, VEP-A00-P-NTF, VEP-A10-P, VEP-A10-P-NTF, VEU-A10, VLF-250 (C), VLF-500 (C), VLI-880 (C), VLI-885 (C), XAS-1-US (C), XAS-2-US (C) [Xtralis] [AUX POWER] [*] VEP-A00-1P, VEP-A00-1P-NTF, VEP-A00-P, VEP-A00-P-NTF, VEP-A10-P, VEP-A10-P-NTF, VLF-250 (C), VLF-500 (C), VLI-880 (C), VLI-885 (C), XAS-1-US (C), XAS-2-US (C) [Xtralis] [AUX POWER] [1] VEP-A00-1P, VEP-A00-1P-NTF, VEP-A00-P, VEP-A00-P-NTF, VEP-A10-P, VEP-A10-P-NTF, VEU-A00, VLF-250 (C), VLF-500 (C), VLI-880 (C), VLI-885 (C), XAS-1-US (C), XAS-2-US (C) [Gamewell FCI, Xtralis] [IDC] 02 [ACTION] 7100X (C), 8100 (C), 9400X (C), AAD-7100X (C), AAD-8100 (C), VEP-A00-1P, VEP-A00-1P-NTF, VEP-A00-P, VEP-A00-P-NTF, VEP-A10-P, VEP-A10-P-NTF, VLF-250 (C), VLF-500 (C), VLI-880 (C), VLI-885 (C), XAS-1-US (C), XAS-2
6854773f-ea8f-464b-8680-3f9b5dd9460e | NFPA 170 SPEAKER STROBE |  |  | North | Simplex |  | Speaker/Strobe |  |  |  | Module | TRUE | 4906-9151 | + | Multi-tapped Speaker with Multi-Candela Synchronized Strobe, Red | 1 | [6 empty] | TRUE | [5 empty] | #FF0070C0 | FA-NFPA 170 SPEAKER STROBE | 1 | FALSE | FALSE | FALSE | 2019 | [19 empty] | DESKTOP-7EIEB7A\acont | 2022-03-07 10:04 | THOR\acont | 2024-09-08 17:27 | Cloned from Autocall A4906-9151 | [Autocall, Simplex] [NAC] [MAX (WALL)] 4906-9151, 4906-9153, A4906-9151, A4906-9153 [Autocall, Simplex] [AUDIO 25v] [25V AUDIO] 4902-9721, 4903-9148, 4903-9149, 4903-9150, 4903-9153, 4903-9193, 4906-9151, 4906-9153, 4906-9154 (C), 4906-9158 (C), 4906-9159 (C), 4906-9160 (C), A4902-9716, A4902-9717, A4902-9721, A4906-9151, A4906-9153, A4 [Autocall, Simplex] [AUDIO 70.7v] [70V AUDIO] 4902-9721, 4903-9148, 4903-9149, 4903-9150, 4903-9153, 4903-9193, 4906-9151, 4906-9153, 4906-9154 (C), 4906-9158 (C), 4906-9159 (C), 4906-9160 (C), A4902-9716, A4902-9717, A4902-9721, A4906-9151, A4906-9153, [Autocall, Simplex] [NAC] [MAX (CEILING)] 4906-9151, 4906-9153, A4906-9151, A4906-9153
554f82a9-7da3-4ee1-8201-3f9f112e1339 | NFPA 170 FIRE ALARM CONTROL UNIT | RISER FACP |  | North | DMP |  | Fire Alarm Control Unit |  |  |  | Assembly | TRUE | XR550DFC-R |  | XR550 Fire Control Panel | 1 | [6 empty] | FALSE | FALSE |  |  |  |  | #FFFF0000 | FA-NFPA 170 FIRE ALARM CONTROL UNIT | 1 | FALSE | FALSE | FALSE | 202 | [8 empty] | 7,12,18 |  |  |  |  | TRUE | [5 empty] | DESKTOP-7EIEB7A\acont | 2022-03-21 13:58 | THOR\acont | 2024-09-08 17:27 | Cloned from DMP XR150DFC-R
e3795a5e-e422-4019-bd1a-3fa4dceff5e8 | NFPA 170 HORN STROBE |  |  | North | Eaton Wheelock |  | Horn/Strobe |  |  |  | Module | TRUE | ELMTSR | ++ | WALL MULTI-TONE HORN STROBE, RED, FIRE | 1 | [6 empty] | TRUE | [5 empty] | #FF0070C0 | FA-NFPA 170 HORN STROBE | 1 | FALSE | FALSE | FALSE | 2020 | [19 empty] | THOR\acont | 2024-07-23 16:27 | THOR\acont | 2024-09-08 17:27 | Cloned from Eaton Wheelock ELHSR | [Eaton Wheelock] [STROBE] [24VDC, STD CODE 3 - STROBE ONLY] ELMTSR, ELMTSR-A, ELMTSR-N, ELMTSW, ELMTSW-A, ELMTSW-N [Eaton Wheelock] [HORN] [24VDC, STD CODE 3 - HORN ONLY] ELMTR, ELMTSR, ELMTSR-A, ELMTSRC (C), ELMTSR-N, ELMTSW, ELMTSW-A, ELMTSWC (C), ELMTSW-N, ELMTW [Eaton Wheelock] [NAC] [24VDC, STD CODE 3] ELMTSR, ELMTSR-A, ELMTSR-N, ELMTSW, ELMTSW-A, ELMTSW-N
cb1ad958-0f10-411c-8a16-3fa85e02fef5 |  |  |  | North | Bosch | [5 empty] | Module | TRUE | B5512K-C-920 | * | KIT B5512 B10 CX4010 B920 | 1 | [12 empty] | #FFFFFFFF |  |  | FALSE | FALSE | FALSE | [20 empty] | DESKTOP-7EIEB7A\acont | 2021-08-13 06:25 | THOR\acont | 2024-10-09 10:48
5aec4455-063f-4392-a09c-3fa8b4360ea8 |  |  |  | North | Siemens | [5 empty] | Module | TRUE | ED-32 | 305-021152 | HINGED DOOR FOR 16 MODULE ENCLOSURE | 1 | [12 empty] | #FFFFFFFF |  |  | FALSE | FALSE | FALSE | [20 empty] | DESKTOP-7SAL8M7\acont | 2019-08-13 09:04 | THOR\acont | 2024-10-09 10:48
296a5a7b-f0a3-4a99-ad59-3fb36b75d095 |  |  |  | North | Edwards |  | Hardware |  |  |  | Hardware | TRUE | EVKE |  | Enable Key Switch | 1 | [6 empty] | FALSE | [5 empty] | #FFFFFFFF |  |  | FALSE | FALSE | FALSE | [14 empty] | FALSE | [7 empty] | THOR\acont | 2024-10-09 10:48
a63ced23-18d2-480c-8ea9-3fb4a4990add | NFPA 170 HEAT DETECTOR |  |  | North | Monaco Enterprises |  | Heat Detector |  |  |  | Module | TRUE | 721-124-00 w/B501 | + | DETECTOR,HEAT:135 F,RATE-OF-RISE & FIXED,INTELLIGENT,LOW PROFILE,HEAD | 1 | 0.0003 | 0.0065 |  |  |  |  | FALSE | TRUE |  |  |  |  | #FFFF0000 | FA-NFPA 170 HEAT DETECTOR | 1 | FALSE | FALSE | FALSE | 1403 | [13 empty] | FALSE |  |  | R |  |  | DESKTOP-7SAL8M7\acont | 2020-02-23 09:27 | THOR\acont | 2024-09-08 17:27 | Cloned from MIRCOM MIX-5251RB w/B501 | [Monaco Enterprises] [SLC MODULES/SENSORS] 01 [*] 721-121-00 w/B200SR-LF-WH (C), 721-121-00 w/B200SR-WH (C), 721-121-00 w/B210LP (C), 721-121-00 w/B224RB-WH (C), 721-121-00 w/B501 (C), 721-124-00 w/B200SR-LF-WH (C), 721-124-00 w/B200SR-WH (C), 721-124-00 [Monaco Enterprises] [SLC SENSORS] 01 [*] 721-121-00 w/B200SR-LF-WH (C), 721-121-00 w/B200SR-WH (C), 721-121-00 w/B210LP (C), 721-121-00 w/B224RB-WH (C), 721-121-00 w/B501 (C), 721-124-00 w/B200SR-LF-WH (C), 721-124-00 w/B200SR-WH (C), 721-124-00 w/B210L [Monaco Enterprises] [SLC MODULES SENSORS] 01 [*] 708-026-01, 708-031-00, 721-121-00 w/B200SR-LF-WH (C), 721-121-00 w/B200SR-WH (C), 721-121-00 w/B210LP (C), 721-121-00 w/B224RB-WH (C), 721-121-00 w/B501 (C), 721-124-00 w/B200SR-LF-WH (C), 721-124-00 w/B [Monaco Enterprises] [SLC SENSORS] 01 [*] 721-121-00 w/B200SR-LF-WH (C), 721-121-00 w/B200SR-WH (C), 721-121-00 w/B210LP (C), 721-121-00 w/B224RB-WH (C), 721-121-00 w/B501 (C), 721-124-00 w/B200SR-LF-WH (C), 721-124-00 w/B200SR-WH (C), 721-124-00 w/B210L
e1c19de6-12b0-4037-a38a-3fb59896c04b |  |  |  | North | Siemens | [5 empty] | Module | TRUE | MPI-2 | 500-896446 | MPI-2 MOUNTING PLATE | 1 | [12 empty] | #FFFFFFFF |  |  | FALSE | FALSE | FALSE | [20 empty] | DESKTOP-7SAL8M7\acont | 2019-08-13 09:04 | THOR\acont | 2024-10-09 10:48
68278c59-a9bd-4106-8fc7-3fb7a8637b50 | NFPA 170 CELL COMM | RISER CELL COMM |  | North | NAPCO |  | Cellular Communicator |  |  |  | Module | TRUE | SLE-CDMA-CFB | + | Wireless Commercial Fire Alarm Communicator | 1 | 0.071 | 0.2 |  |  |  |  | FALSE | [5 empty] | #FFFF0000 | FA-NFPA 170 CELL COMM | 1 | FALSE | FALSE | FALSE | 250 | [9 empty] | 1 |  |  |  | FALSE | [5 empty] | AULAPTOP-PC\Aulaptop | 2018-12-23 13:51 | THOR\acont | 2024-09-08 17:27 | Cloned from NAPCO SLE-CDMA-CFB-PS | [NAPCO, Potter] [DACT] [#1 DACT] IntelliCom-5GA, IntelliCom-5GV, SLE/4G-CDMA-CFB, SLE/4G-CDMA-CFB-PS, SLE/4G-CDMA-FIRE, SLE/4G-CDMAI-FIRE, SLE-CDMA-CFB, SLE-CDMA-CFB-PS, SLE-CDMA-FIRE, SLE-CDMAI-FIRE, SLE-LTEA-CFB-PS Main Card, SLE-LTEAI-CFB-PS Main Card [NAPCO, Potter] [IDC] [#1 LINE TRBL] IntelliCom-5GA, IntelliCom-5GV, SLE/4G-CDMA-CFB, SLE/4G-CDMA-CFB-PS, SLE/4G-CDMA-FIRE, SLE/4G-CDMAI-FIRE, SLE-CDMA-CFB, SLE-CDMA-CFB-PS, SLE-CDMA-FIRE, SLE-CDMAI-FIRE, SLE-LTEA-CFB-PS Main Card, SLE-LTEAI-CFB-PS Main [NAPCO, Potter] [IDC] [#2 PS TRBL] IntelliCom-5GA, IntelliCom-5GV, SLE/4G-CDMA-CFB, SLE/4G-CDMA-CFB-PS, SLE/4G-CDMA-FIRE, SLE/4G-CDMAI-FIRE, SLE-CDMA-CFB, SLE-CDMA-CFB-PS, SLE-CDMA-FIRE, SLE-CDMAI-FIRE, SLE-LTEA-CFB-PS Main Card, SLE-LTEAI-CFB-PS Main Ca [NAPCO, Potter] [DACT] [#2 DACT] IntelliCom-5GA, IntelliCom-5GV, SLE/4G-CDMA-CFB, SLE/4G-CDMA-CFB-PS, SLE/4G-CDMA-FIRE, SLE/4G-CDMAI-FIRE, SLE-CDMA-CFB, SLE-CDMA-CFB-PS, SLE-CDMA-FIRE, SLE-CDMAI-FIRE, SLE-LTEA-CFB-PS Main Card, SLE-LTEAI-CFB-PS Main Card [NAPCO, Potter] [AUX POWER] [*] CDMA-FIRE, IntelliCom-5GA, IntelliCom-5GV, SLE/4G-CDMA-CFB, SLE/4G-CDMA-CFB-PS, SLE/4G-CDMA-FIRE, SLE/4G-CDMAI-FIRE, SLE-CDMA-CFB, SLE-CDMA-CFB-PS, SLE-CDMA-FIRE, SLE-CDMAI-FIRE, SLE-LTEV-CB, SLE-LTEV-CB-TF, SLE-LTEV-CFB,
52634722-7513-4ed9-927a-3fba10be8518 | NFPA 170 REMOTE TEST SWITCH |  |  | North | System Sensor |  | REMOTE TEST SWITCH |  |  |  | Module | TRUE | RTS2 | + | Multi-signaling Accessory | 1 | 0.003 | 0.03 |  |  |  |  | FALSE | [5 empty] | #FFFF0000 | FA-NFPA 170 REMOTE TEST SWITCH | 1 | FALSE | FALSE | FALSE | 914 | [13 empty] | FALSE | [5 empty] | DESKTOP-7EIEB7A\acont | 2021-10-28 13:14 | THOR\acont | 2024-09-08 17:27 | Cloned from System Sensor RTS151 | [System Sensor] [RTS] [*] APA451, RTS151, RTS151KEY, RTS2, RTS2 w/STROBE
f48844be-2b17-4543-9445-3fc592ef02af | NFPA 170 LOCAL OPERATOR CONSOLE | RISER LOC |  | North | Edwards |  | Local Operator Console |  |  |  | Module | TRUE | 4-6ANN LOC | 2207082 | LOC Assembly - Configuration 2207082 | 1 | 0.303 | 0.386 |  |  |  |  | FALSE | [5 empty] | #FFFF0000 | FA-NFPA 170 LOCAL OPERATOR CONSOLE | 1 | FALSE | FALSE | FALSE | 255 | [13 empty] | FALSE | [5 empty] | DESKTOP-7EIEB7A\acont | 2022-07-08 11:37 | DESKTOP-QGO6JOK\acont | 2025-03-03 17:15 | Cloned from Edwards EST4 Network Annunciator | [Edwards] [AUX POWER] 4-2ANN, 4-6ANN LOC [Edwards] [AUX POWER] [*] 4-16ANN, 4-2ANN, 4-2ANN AUX POWER, 4-4ANN (BASE) AUX POWER, 4-4ANN (PAGING) AUX POWER, 4-6ANN (PAGING) AUX POWER, 4-6ANN LOC, 4ANN AUX POWER [Edwards] [AUX POWER] 4-2ANN, 4-6ANN LOC
7714b605-6b86-46c8-acdd-3fca5958fd30 | NFPA 170 HEAT DETECTOR |  |  | North | MIRCOM |  | Heat Detector |  |  |  | Module | TRUE | MIX-5251RB w/B224RB | + | White, Low-profile rate-of-rise thermal sensor, Relay Base | 1 | 0.0003 | 0.0065 |  |  |  |  | FALSE | TRUE |  |  |  |  | #FFFF0000 | FA-NFPA 170 HEAT DETECTOR | 1 | FALSE | FALSE | FALSE | 1403 | [13 empty] | FALSE |  |  | R |  |  | DESKTOP-7SAL8M7\acont | 2019-04-12 13:12 | THOR\acont | 2024-09-08 17:27 | 20191121 AC Detector with base | [MIRCOM] [SLC SENSORS] [*] [#4 TYPE ADDR ¦ SENSORS] DNR w/MIX-2251BR (C), DNR w/MIX-2351RAP (C), MIX-1251AP w/B200SR-LF-WH (C), MIX-1251AP w/B200SR-WH (C), MIX-1251AP w/B210LP (C), MIX-1251AP w/B224RB-WH (C), MIX-1251AP w/B501 (C), MIX-1251B w/B200SR-LF- [MIRCOM] [SLC MODULES SENSORS] [*] [#2 SHARED ADDR ¦ SENSORS] DNR w/MIX-2251BR (C), DNR w/MIX-2351RAP (C), MIX-1251AP w/B200SR-LF-WH (C), MIX-1251AP w/B200SR-WH (C), MIX-1251AP w/B210LP (C), MIX-1251AP w/B224RB-WH (C), MIX-1251AP w/B501 (C), MIX-1251B w/
aafc697d-680b-469a-8075-3fd35e208e59 | NFPA 170 MANUAL PULL |  |  | North | VES |  | Manual Station |  |  |  | Module | TRUE | VF3002-10 |  | Manual Pull Dual action with Key lock | 1 | 0 | 0 |  |  |  |  | TRUE | [5 empty] | #FFFF0000 | FA-NFPA 170 MANUAL PULL | 1 | FALSE | FALSE | FALSE | 957 | [19 empty] | XPS-17-9710\August | 2024-05-16 05:43 | THOR\acont | 2024-10-09 10:48 | Cloned from Hochiki HPS-DAK - dual action with Key lock | [Hochiki, VES] [IDC] 01 [IDC] HPS-DAH - dual action with Hex lock, HPS-DAH/S - dual action with Hex lock (Spanish), HPS-DAK - dual action with Key lock, HPS-DAK - SR, HPS-DAK - WP, HPS-DAK/S - dual action with Key lock (Spanish), HPS-SA-EX/WP, HPS-SAH si
87994416-87ce-432d-a639-3ff99cca5d40 | NFPA 170 MANUAL PULL |  |  | North | Edwards |  | Manual Station |  |  |  | Module | TRUE | SIGA-278 | ++ | Double Action Fire Alarm Station | 1 | 0.00025 | 0.0004 |  |  |  |  | FALSE | [5 empty] | #FFFF0000 | FA-NFPA 170 MANUAL PULL | 1 | FALSE | FALSE | FALSE | 957 | [13 empty] | FALSE |  |  | 278 |  |  |  |  | THOR\acont | 2024-10-08 16:26 |  | [Edwards, Kidde] [SLC EST MODULES SENSORS] [*] [#1 SHARED ADDR ¦ MODULES] GSA-UIO2R, GSA-UIO6, GSA-UIO6R, RZI16-2, SIGA-270, SIGA-270P, SIGA-278, SIGA-AA30, SIGA-AA50, SIGA-CC1, SIGA-CC1S, SIGA-CC2, SIGA-CC2A, SIGA-CR, SIGA-CR2, SIGA-CRH, SIGA-CRR, SIGA- [Edwards, Kidde] [SLC EST MODULES/SENSORS] 03 [*] [iO64] 76-330002-101, 84-330002-001, FX-270, FX-278, GSA-M270, GSA-M270P, GSA-M278, SIGA-270, SIGA-278, SIGA-CT1, SIGA-CT1I, SIGA-IO, SIGA-MIO, SIGA-MM1, SIGI-271 [Edwards, Kidde] [SLC EST MODULES] 03 [*] [EST3, iO1000] 76-330002-101, 84-330002-001, FX-270, FX-278, GSA-M270, GSA-M270P, GSA-M278, SIGA-270, SIGA-278, SIGA-CT1, SIGA-CT1I, SIGA-IO, SIGA-MIO, SIGA-MM1, SIGI-271 [Edwards, Kidde] [SLC EST MODULES] [*] [#3 TYPE ADDR ¦ MODULES] GSA-UIO2R, GSA-UIO6, GSA-UIO6R, RZI16-2, SIGA-270, SIGA-270P, SIGA-278, SIGA-AA30, SIGA-AA50, SIGA-CC1, SIGA-CC1S, SIGA-CC2, SIGA-CC2A, SIGA-CR, SIGA-CR2, SIGA-CRH, SIGA-CRR, SIGA-CT1, SIGA-
de693215-d0ee-462f-a2c8-3ffc8e7b3082 | NFPA 170 SMOKE CO DETECTOR |  |  | North | Simplex |  | Smoke/CO Detector |  |  |  | Module | TRUE | 4098-9714 w/4098-9773 | + | TrueAlarm Analog Sensors, Photoelectric smoke sensor, White, CO Sensor base with 520 Hz Sounder | 1 | 0.0008 | 0.001 |  |  |  |  | FALSE | TRUE |  |  |  |  | #FFFF0000 | FA-NFPA 170 SMOKE CO DETECTOR | 1 | FALSE | FALSE | FALSE | 1408 | [13 empty] | FALSE |  |  | CO, SB |  |  | DESKTOP-7EIEB7A\acont | 2022-02-15 07:10 | THOR\acont | 2024-09-08 17:27 | Cloned from Simplex 4098-9714 w/4098-9794 | [Autocall, Simplex] [AUX POWER] [16VDC, 520 HZ SIGNAL] 4098-9714 w/4098-9773 (C), 4098-9733 w/4098-9773 (C), 4098-9754 w/4098-9773 (C), A4098-9714 w/A4098-9773 (C), A4098-9733 w/A4098-9773 (C), A4098-9754 w/A4098-9773 (C) [Autocall, Simplex] [IDNet] [SENSORS ++] 4098-9714 (C), 4098-9714 w/4098-9770 (C), 4098-9714 w/4098-9771 (C), 4098-9714 w/4098-9772 (C), 4098-9714 w/4098-9773 (C), 4098-9714 w/4098-9780 (C), 4098-9714 w/4098-9789 (C), 4098-9714 w/4098-9791 (C), 4098-9714
b41c573b-d084-476d-9d61-400bcf680324 |  |  |  | North | Edwards |  | Cards & Components |  |  |  | Card | TRUE | RLED24 Mainboard |  | Mainboard for RLED24 assembly | 1 | 0.006 | 0.034 |  |  |  |  | TRUE | [5 empty] | #FFFFFFFF |  |  | FALSE | FALSE | FALSE | [14 empty] | FALSE | [7 empty] | THOR\acont | 2024-10-09 10:48 |  | [Edwards, Kidde] [RS-485] GCI (C), GCIX (C), K-RLCD-C, K-RLCD-CR, K-RLCD-R, RLCD, RLCD-C, RLCD-CF, RLCD-C-PG, RLCD-CR, RLCD-C-SP, RLCD-F, RLCD-PG, RLCD-SP, RLED24 Mainboard, RLED24R Mainboard, RLED-C Mainboard, RLED-CF Mainboard, RLED-CR Mainboard [Edwards] [AUX POWER] RLED24 Mainboard, RLED24R Mainboard
6a73fd6f-28de-4aa7-9b82-400c8a8726cd | NFPA 170 MANUAL PULL |  |  | North | MIRCOM |  | Manual Station |  |  |  | Module | TRUE | MPS-810MPU | ++ | MP 1 Stage Addressable Double Action Pull Station, UL | 1 | 0.002 | 0.0033 |  |  | 30 | 15 | FALSE |  |  |  | 5 ½” H x 4 1/8” W x 1 3/8” D |  | #FFFF0000 | FA-NFPA 170 MANUAL PULL | 1 | FALSE | FALSE | FALSE | 957 | [13 empty] | FALSE | [5 empty] | DESKTOP-7EIEB7A\acont | 2022-08-30 11:31 | THOR\acont | 2024-09-08 17:27 | Cloned from MIRCOM MPS-810MP | [MIRCOM] [SLC MODULES SENSORS] [*] [#1 SHARED ADDR ¦ MODULES] CR-6, CZ-6, IM-10, MIX-100P, MIX-100R, MIX-100S, MIX-100X, MIX-101P, MIX-4040, MIX-4040M, MIX-4041, MIX-4045, MIX-4045-M, MIX-4046, MIX-M500DM, MIX-M500DMAP, MIX-M500FP, MIX-M500M, MIX-M500MAP
aa28de19-1938-4f49-b3eb-401087f289ec |  |  |  | North | Silent Knight |  | Cards & Components |  |  |  | Card | TRUE | 5495 Main Board | ++ | Main Board | 1 | 0.075 | 0.205 | 6 |  |  |  | TRUE | [5 empty] | #FFFFFFFF |  |  | FALSE | FALSE | FALSE | [14 empty] | FALSE | [7 empty] | THOR\acont | 2024-10-09 10:48 |  | [Silent Knight] [NAC Trigger] [ALL DEVICES ++] 5495 Main Board, 5499 Main Board [Silent Knight] [IDC] [#2 TROUBLE] 5104B Main Board, 5204 Main Board, 5207 Main Board, 5208 Main Board, 5495 Main Board, 5600 Main Board, 5700 Main Board, 5808 Main Board, 5820XL Main Board, 5895XL Main Board, 6700 Main Board, 6808 Main Board, 6820 Main [Silent Knight] [NAC Trigger] [#2] 5495 Main Board, 5499 Main Board [Farenhyt, Silent Knight, Stanley Security Solutions] [VAC ] 5104B Main Board, 5204 Main Board, 5207 Main Board, 5208 Main Board, 5495 Main Board, 5496 Main Board, 5499 Main Board, 5600 Main Board, 5700 Main Board, 5808 Main Board, 5820XL Main Board, 588 | [Silent Knight] 5495 Main Board, 5499 Main Board
f83fa072-5df5-4548-a0f1-40130b550481 |  |  |  | North | Potter |  | Cards & Components |  |  |  | Card | TRUE | PVX-ZM |  | Supervised Zone Module | 1 | 0.051 | 0.13 |  |  |  |  | TRUE | [5 empty] | #FFFFFFFF |  |  | FALSE | FALSE | FALSE | [14 empty] | FALSE | [7 empty] | THOR\acont | 2024-10-09 10:48 |  |  | [Potter] PVX-ZM [Potter] PVX-ZM [Potter] PVX-ZM [Potter] PVX-ZM
0bce2f65-154c-4466-8ec9-40145d4796f4 | NFPA 170 HORN STROBE CEILING |  |  | North | Eaton Wheelock |  | Horn/Strobe |  |  |  | Module | TRUE | ELMTSRC | ++ | CEILING MULTI-TONE HORN STROBE, RED, FIRE | 1 | [6 empty] | TRUE | TRUE |  |  |  |  | #FF0070C0 | FA-NFPA 170 HORN STROBE CEILING | 1 | FALSE | FALSE | FALSE | 2020 | [16 empty] | C |  |  | THOR\acont | 2024-07-23 16:31 | THOR\acont | 2024-09-08 17:27 | Cloned from Eaton Wheelock ELHSRC | [Eaton Wheelock] [NAC] [24VDC, STD CODE 3] ELMTSRC (C), ELMTSWC (C) [Eaton Wheelock] [HORN] [24VDC, STD CODE 3 - HORN ONLY] ELMTR, ELMTSR, ELMTSR-A, ELMTSRC (C), ELMTSR-N, ELMTSW, ELMTSW-A, ELMTSWC (C), ELMTSW-N, ELMTW [Eaton Wheelock] [STROBE] [24VDC, STD CODE 3 - STROBE ONLY] ELMTSRC (C), ELMTSWC (C)
2e73d445-8b08-4392-9990-401694bd840d | NFPA 170 SMOKE DETECTOR |  |  | North | Potter |  | Smoke Detector |  |  |  | Module | TRUE | PAD300-PD w/PAD300-6DB | ++ | Photoelectric Smoke Detector with 6" Standard Base | 1 | 0.0003 | 0.0003 |  |  |  |  | FALSE | TRUE |  |  |  |  | #FFFF0000 | FA-NFPA 170 SMOKE DETECTOR | 1 | FALSE | FALSE | FALSE | 1408 | [13 empty] | FALSE |  |  | 6DB |  |  | DESKTOP-7EIEB7A\acont | 2023-01-20 06:48 | THOR\acont | 2024-09-08 17:27 | Cloned from Potter PAD200-PD w/PAD100-6DB | [Potter] [SLC PAD] [*] [#2 SHARED ADDR ¦ SENSORS] PAD100-CD w/PAD100-4DB, PAD100-CD w/PAD100-6DB, PAD100-CD w/PAD100-IB, PAD100-CD w/PAD100-LFSB, PAD100-CD w/PAD100-RB, PAD100-CD w/PAD100-SB, PAD100-CD w/PAD100-SPKB, PAD100-DUCT (C), PAD100-DUCTR (C), PA
8d931043-3abc-4bd6-80b1-401a8ca4232e | NFPA 170 FIRE ALARM CONTROL UNIT | RISER FACP |  | North | MIRCOM |  | Fire Alarm Control Unit |  |  |  | Assembly | TRUE | FX-2017-12NDS | + | Network Main Control Unit with 12 Amp power supply. Mounts in the BBX-1072ADS/BBX-1072ARDS enclosure. | 1 | [6 empty] | FALSE | [5 empty] | #FFFF0000 | FA-NFPA 170 FIRE ALARM CONTROL UNIT | 1 | FALSE | FALSE | FALSE | 202 | [8 empty] | 7,12,18,26,33,55,65 |  |  |  |  | TRUE | [5 empty] | THOR\acont | 2025-01-14 14:33 | THOR\acont | 2025-01-14 14:40 | Cloned from MIRCOM FX-2003-12NDS
e5e22952-a745-4507-bb44-401fa5c9a1b8 |  |  |  | North | Farenhyt |  | Cards & Components |  |  |  | Card | TRUE | IFP/RPS-2100 Main Board | ++ | Main Board | 1 | 0.23 | 0.415 | 9 |  |  |  | TRUE | [5 empty] | #FFFFFFFF |  |  | TRUE | FALSE | FALSE | [14 empty] | FALSE | [5 empty] | DESKTOP-7EIEB7A\acont | 2023-02-27 17:17 | THOR\acont | 2024-10-09 10:48 | Cloned from Farenhyt IFP/RPS-2000 Main Board | [Farenhyt] [IDC] [#2 TROUBLE] IFP/RPS-2000 Main Board, IFP/RPS-2100 Main Board, IFP-100 Main Board, IFP-1000 Main Board, IFP-300 Main Board, IFP-300ECS Main Board, IFP-50 Main Board, IFP-75 Main Board, RPS-1000 Main Board [Farenhyt] [IDC] [#1 ALARM] IFP/RPS-2000 Main Board, IFP/RPS-2100 Main Board, IFP-100 Main Board, IFP-1000 Main Board, IFP-300 Main Board, IFP-300ECS Main Board, IFP-50 Main Board, IFP-75 Main Board, RPS-1000 Main Board [Farenhyt, Silent Knight, Stanley Security Solutions] [VAC ] 5104B Main Board, 5204 Main Board, 5207 Main Board, 5208 Main Board, 5495 Main Board, 5496 Main Board, 5499 Main Board, 5600 Main Board, 5700 Main Board, 5808 Main Board, 5820XL Main Board, 588 [Farenhyt] [IDC] [#3 SUPERVISORY] IFP/RPS-2000 Main Board, IFP/RPS-2100 Main Board, IFP-100 Main Board, IFP-1000 Main Board, IFP-300 Main Board, IFP-300ECS Main Board, IFP-50 Main Board, IFP-75 Main Board [Farenhyt] [RS-485] IFP/RPS-2000 Main Board, IFP/RPS-2100 Main Board, IFP-1000 Main Board | [Farenhyt] IFP/RPS-2100 Main Board
c007fce7-39a0-46ce-aca1-402090aa88fc |  |  |  | North | Siemens | [5 empty] | Module | TRUE | DF-SX | 500-695889 | DF-SX Dead Front Kit (Black) | 1 | [12 empty] | #FFFFFFFF |  |  | FALSE | FALSE | FALSE | [20 empty] | DESKTOP-7SAL8M7\acont | 2019-08-13 09:04 | THOR\acont | 2024-10-09 10:48
4f9cb014-a758-4746-a440-402b69a9da07 |  |  |  | North | Simplex |  | Cards & Components |  |  |  | Card | TRUE | 4250-9800 |  | CSG with IP Communicator | 1 | 0.125 | 0.125 |  |  |  |  | TRUE | [5 empty] | #FFFFFFFF |  |  | FALSE | FALSE | FALSE | [20 empty] | THOR\acont | 2025-02-04 12:18 | THOR\acont | 2025-02-04 12:20 | Cloned from Simplex 4100-CSG-PNP
233fda81-9b52-4459-a9d4-40307d0d4907 | NFPA 170 STROBE WALL |  |  | North | Eaton Wheelock |  | Strobe |  |  |  | Module | TRUE | ELSTW | + | WALL STROBE, WHITE, FIRE | 1 | [6 empty] | TRUE | [5 empty] | #FF0070C0 | FA-NFPA 170 STROBE WALL | 1 | FALSE | FALSE | FALSE | 2020 | [19 empty] | DESKTOP-7EIEB7A\acont | 2021-04-29 09:37 | THOR\acont | 2024-09-08 17:27 | Cloned from Eaton Wheelock ELSTR | [Eaton Wheelock] [NAC] [24VDC] ELSTR, ELSTR-A, ELSTR-AL, ELSTR-ALA, ELSTR-N, ELSTR-NA, ELSTW, ELSTW-A, ELSTW-AL, ELSTW-ALA, ELSTW-EV, ELSTW-N, ELSTW-NA, STR, STW
198373d9-c478-496b-8f8b-4030e9426773 | NFPA 170 SMOKE DETECTOR |  |  | North | Apollo |  | Smoke Detector |  |  |  | Module | TRUE | SA5050-250 w/SA5300-805 | XXX | XP95A Smoke Detector W/ SA5300-805 Soteria UL CO Sounder Base LF - 6” | 2 | 0.00034 | 0.004 |  |  |  |  | TRUE | [5 empty] | #FFFF0000 | FA-NFPA 170 SMOKE DETECTOR | 1 | FALSE | FALSE | [18 empty] | CO/LF |  |  | XPS-17-9710\August | 2024-12-14 09:47 | AUGUSTALIEN\aucon | 2024-12-18 14:29 | Cloned from Apollo SA5050-250 w/SA5300-802 | [Apollo] [NAC] [HIGH DB] 45681-805 (C), 55000-650 w/45681-805 (C), 55000-650 w/SA5300-805 (C), 55000-650 w/SA5300-806 (C), SA5050-250 w/SA5300-805 , SA5050-250 w/SA5300-806 , SA5050-350 w/SA5300-805 , SA5050-350 w/SA5300-806 [Apollo] [SLC APOLLO MODULES SENSORS] [#1 SHARED ADDR ¦ ALL] SA5150-650ADV w/SA5000-230ADV (C), SA5150-750ADV w/SA5000-210ADV (C), SA5050- 350 w/SA5300-802 , SA5050-250 w/SA5000-210, SA5050-250 w/SA5000-230 , SA5050-250 w/SA5300-800 , SA5050-250 w/ [Apollo] [AUX POWER] [HIGH DB] 45681-805 (C), 55000-650 w/45681-805 (C), 55000-650 w/SA5300-805 (C), 55000-650 w/SA5300-806 (C), SA5050-250 w/SA5300-805 , SA5050-250 w/SA5300-806 , SA5050-350 w/SA5300-805 , SA5050-350 w/SA5300-806 [Apollo] [NAC] [LOW DB] 45681-805 (C), 55000-650 w/45681-805 (C), 55000-650 w/SA5300-805 (C), 55000-650 w/SA5300-806 (C), SA5050-250 w/SA5300-805 , SA5050-250 w/SA5300-806 , SA5050-350 w/SA5300-805 , SA5050-350 w/SA5300-806 [Apollo] [NAC] [LOW DB] 45681-805 (C), 55000-650 w/45681-805 (C), 55000-650 w/SA5300-805 (C), 55000-650 w/SA5300-806 (C), SA5050-250 w/SA5300-805 , SA5050-250 w/SA5300-806 , SA5050-350 w/SA5300-805 , SA5050-350 w/SA5300-806 [Apollo] [AUX POWER] [LOW DB] 45681-805 (C), 55000-650 w/45681-805 (C), 55000-650 w/SA5300-805 (C), 55000-650 w/SA5300-806 (C), SA5050-250 w/SA5300-805 , SA5050-250 w/SA5300-806 , SA5050-350 w/SA5300-805 , SA5050-350 w/SA5300-806
aa1352b1-cf32-447c-81a4-4036a070265b | NFPA 170 MANUAL PULL |  |  | North | Kidde |  | Manual Station |  |  |  | Module | TRUE | 84-100000-001 | ++ | Explosion Proof B9 Station Lift and Pull Cover (CO2 RELEASE) | 1 | [6 empty] | FALSE | [5 empty] | #FFFF0000 | FA-NFPA 170 MANUAL PULL | 1 | FALSE | FALSE | FALSE | 957 | [13 empty] | FALSE |  |  | XP |  |  | DESKTOP-7EIEB7A\acont | 2023-07-10 09:11 | THOR\acont | 2024-09-08 17:27 | Cloned from Kidde 84-100004-001 | [Edwards, Kidde, Monaco Enterprises] [IDC] 01 1534-1, 200-GAOF, 270A-DPO, 270A-SPO, 270-DOC, 270-DOC-B, 270-DOC-F, 270-DPO, 270-GAO, 270-GAOB, 270-GAO-DOC, 270-GAO-DOCF, 270P-DPO, 270P-SPO, 270-SPO, 270-SPOW, 270-SPOWB, 270-SPOWF, 271-KR1/SR/GS, 276A-REL
692a7479-d0c9-489d-8682-4039dc87f668 | NFPA 170 NOTIFICATION CIRCUIT EXTENDER PANEL | RISER NAC |  | North | Autocall |  | Notification Circuit Extender Panel |  |  |  | Assembly | TRUE | A009-9702 | ++ | 4009 Extender Plus with cabinet; includes four 4x5 PDI block space for select option cards, up to 2 A auxiliary power/simple NAC, and battery charger. 120/240VAC 50/60 Hz input, and auto select. Platinum | 1 | [6 empty] | FALSE | [5 empty] | #FFFF0000 | FA-NFPA 170 NOTIFICATION CIRCUIT EXTENDER PANEL | 1 | FALSE | FALSE | FALSE | 212 | [8 empty] | 6.2,10,12.7,18,25,33,50,110 |  | 18 |  |  | TRUE | [5 empty] | DESKTOP-QGO6JOK\acont | 2024-07-16 08:52 | THOR\acont | 2024-09-08 17:27 | Cloned from Autocall A009-9701
85195dc1-0e98-48d2-abec-403bc1dc9cae | NFPA 170 FIRE ALARM CONTROL UNIT | RISER FACP |  | North | Edwards |  | Fire Alarm Control Unit |  |  |  | Assembly | TRUE | iO1000G |  | FACP, 1-4 Loop, 1000pt max, 4 Cl B NACs, gray, 120v | 1 | [6 empty] | FALSE | [5 empty] | #FFFF0000 | FA-NFPA 170 FIRE ALARM CONTROL UNIT | 1 | FALSE | FALSE | FALSE | 202 | [8 empty] | 7,12,18 |  |  |  |  | TRUE | [7 empty] | THOR\acont | 2024-09-08 17:27
b431067c-ba1a-4e56-88d8-403fd392c402 | NFPA 170 SMOKE DETECTOR |  |  | North | Notifier |  | Smoke Detector |  |  |  | Module | TRUE | FSD-751RPL w/B501 |  | DETECTOR, SMOKE, ADDRESSABLE PHOTO w/EUROPEAN 4" BASE | 1 | 0.001 | 0.035 |  |  |  |  | FALSE | TRUE |  |  |  |  | #FFFF0000 | FA-NFPA 170 SMOKE DETECTOR | 1 | FALSE | FALSE | FALSE | 1408 | [13 empty] | FALSE | [7 empty] | THOR\acont | 2024-09-08 17:27 | 20191121 AC Detector with base | [Honeywell, Notifier, System Sensor] [SLC MODULES SENSORS] [*] [#2 SHARED ADDR ¦ SENSORS] 2251B (C), 2251-COPTIR (C), 2251-COPTIR w/B200S-WH (C), 2251TB (C), 2251TMB (C), 5251B (C), 5251B-WP (C), 5251H (C), 5251RB (C), 5251RB-WP (C), 7251 (C), 7251DH (C) [Honeywell, Notifier, System Sensor] [SLC SENSORS] [*] [#4 TYPE ADDR ¦ SENSORS] 2251B (C), 2251-COPTIR (C), 2251-COPTIR w/B200S-WH (C), 2251TB (C), 2251TMB (C), 5251B (C), 5251B-WP (C), 5251H (C), 5251RB (C), 5251RB-WP (C), 7251 (C), 7251DH (C), DH200LP
52bf2fd7-f84d-48d1-9359-40408e86c4a9 |  |  |  | North | Bosch | [5 empty] | Module | TRUE | NUC-52051-F0E | * | Flexidome IP Panoramic 5 Mp Sensor, 360 Lens, Outdoor | 1 | [12 empty] | #FFFFFFFF |  |  | FALSE | FALSE | FALSE | [20 empty] | DESKTOP-7EIEB7A\acont | 2021-08-13 06:25 | THOR\acont | 2024-10-09 10:48
05c52620-90c6-416b-af48-404285921bd5 | NFPA 170 FIRE ALARM CONTROL UNIT | RISER FACP |  | North | Notifier |  | Fire Alarm Control Unit |  |  |  | Assembly | TRUE | NFW-50 | + | FIREWARDEN-50 FIRE ALARM CONTROL PANEL, ADDRESSABLE | 1 | [6 empty] | FALSE | FALSE |  |  |  |  | #FFFF0000 | FA-NFPA 170 FIRE ALARM CONTROL UNIT | 1 | FALSE | FALSE | FALSE | 202 | [8 empty] | 7,12,18 |  |  | 2.7 |  | TRUE | [7 empty] | THOR\acont | 2024-09-08 17:27
b8ca7a8d-be86-4238-b25e-404304d40a4d |  |  |  | North | Siemens | [5 empty] | Module | TRUE | SEF-CR | 500-636045 | E SPEAKER FLUSH CEILING RED | 1 | [7 empty] | TRUE |  |  |  |  | #FFFFFFFF |  |  | FALSE | FALSE | FALSE | [20 empty] | DESKTOP-7SAL8M7\acont | 2019-08-13 09:04 | THOR\acont | 2024-10-09 10:48
ae88c799-ffc7-4ded-ad2c-40474a2808d0 |  |  |  | North | Kidde |  | Hardware |  |  |  | Hardware | TRUE | VM-MFKEQ |  | Master Firefighter Telephone Seismic Kit | 1 | [6 empty] | FALSE | [5 empty] | #FFFFFFFF |  |  | FALSE | FALSE | FALSE | [14 empty] | FALSE | [7 empty] | THOR\acont | 2024-10-09 10:48
02c974ba-0005-4e17-9669-404f9d9d9966 |  |  |  | North | Edwards |  | Hardware |  |  |  | Hardware | TRUE | MN-GVANT1 |  | HPSA Stand-Alone Omni-directional antenna kit | 1 | [6 empty] | FALSE | [5 empty] | #FFFFFFFF |  |  | FALSE | FALSE | FALSE | [14 empty] | FALSE | [7 empty] | THOR\acont | 2024-10-09 10:48
6643a56c-0dac-4429-b06b-405310d006d0 | NFPA 170 MULTI DETECTOR CO |  |  | North | Fike |  | Multi Criteria Detector |  |  |  | Module | TRUE | FIK-FC351 w/B200S-LF-WH | ++ | Advanced multi‐criteria fire/CO detector, bright white color, Low Frequency Sounder Base | 1 | 0.0002 | 0.0045 |  |  | 24 |  | FALSE | TRUE |  |  | 2.7” H x 6.875” D (69 mm x 175 mm), installed in B200S series sounder base |  | #FFFF0000 | FA-NFPA 170 MULTI DETECTOR CO | 1 | FALSE | FALSE | FALSE | 1408 | [13 empty] | FALSE |  |  | CO, LF |  |  | DESKTOP-7EIEB7A\acont | 2023-01-03 07:49 | THOR\acont | 2024-09-08 17:27 | Cloned from Notifier FCO-951 w/B200S-LF-WH | [Fike] [SLC IDP SENSORS] [*] [#4 TYPE ADDR ¦ SENSORS] DNR w/FIK‐2351R (C), FIK-2351 w/B200S-LF-WH (C), FIK-2351 w/B200S-WH (C), FIK-2351 w/B224RB-WH (C), FIK-2351 w/B300-6 (C), FIK-2351T w/B200S-LF-WH (C), FIK-2351T w/B200S-WH (C), FIK-2351T w/B224RB-WH [Fike] [AUX POWER] [16VDC, HIGH VOLUME ++] FIK-2351 w/B200S-LF-WH (C), FIK-2351T w/B200S-LF-WH (C), FIK-2351TIR w/B200S-LF-WH (C), FIK-5351 w/B200S-LF-WH (C), FIK-5351H w/B200S-LF-WH (C), FIK-5351R w/B200S-LF-WH (C), FIK-FC351 w/B200S-LF-WH (C), FIK-PC35 [Fike] [AUX POWER] [24VDC, HIGH VOLUME ++] FIK-2351 w/B200S-LF-WH (C), FIK-2351T w/B200S-LF-WH (C), FIK-2351TIR w/B200S-LF-WH (C), FIK-5351 w/B200S-LF-WH (C), FIK-5351H w/B200S-LF-WH (C), FIK-5351R w/B200S-LF-WH (C), FIK-FC351 w/B200S-LF-WH (C), FIK-PC35
2d3b008c-0b6c-4bf3-93ce-4053a4dba4e0 | NFPA 170 DGP |  |  | North | Notifier |  | Hardware |  |  |  | Hardware | TRUE | ADDR-B4R |  | Two-tier-sized door designed for use with a CA-2 chassis mounted in the top rows. RED. | 1 | [6 empty] | FALSE | [5 empty] | #FFFF0000 | FA-NFPA 170 DGP | 1 | FALSE | FALSE | FALSE | [9 empty] | 7,12,18 |  |  |  |  | TRUE | [5 empty] | DESKTOP-7EIEB7A\acont | 2021-04-01 14:53 | THOR\acont | 2024-09-08 17:27 | Cloned from Notifier ADDR-B4
644f62e2-cac3-4977-a6f9-4059153292d4 | NFPA 170 AMPLIFIER RACK | RISER AMP |  | North | Edwards |  | Amplifier |  |  |  | Assembly | TRUE | ANS50XG |  | 50W Audio Expander Panel, Gray | 1 | [6 empty] | FALSE | [5 empty] | #FFFF0000 | FA-NFPA 170 AMPLIFIER RACK | 1 | FALSE | FALSE | FALSE | 300 | [8 empty] | 7,12,18 |  |  |  |  | TRUE | [7 empty] | THOR\acont | 2024-09-08 17:27
1b5e6294-bbd7-4409-8d8c-405966c933bc | NFPA 170 HEAT DETECTOR |  |  | North | Hochiki |  | Heat Detector |  |  |  | Module | TRUE | DFE-135 w/NS6-220 STANDARD BASE | DFE-135 w/NS6-220 STANDARD BASE | HEAT DETECTOR w/ STANDARD BASE | 1 |  | 0.243 |  |  |  |  | TRUE | TRUE |  | *Refer to Install Sheet |  |  | #FFFF0000 | FA-NFPA 170 HEAT DETECTOR | 1 | FALSE | FALSE | FALSE | 1403 | [19 empty] | DESKTOP-0D6CQVA\lousc | 2019-10-12 07:53 | THOR\acont | 2024-09-08 17:27 | Cloned from Hochiki DCD-135 w/NS6-220 STANDARD BASE | [Hochiki] [IDC] 01 [IDC] DCD-135 w/HSC-220L LATCHING LED BASE (C), DCD-135 w/HSC-220R - 2 WIRE RELAY BASE (C), DCD-135 w/HSC-221L LATCHING LED BASE (C), DCD-135 w/HSC-221R - 2 WIRE RELAY BASE (C), DCD-135 w/HSC-224L LATCHING LED BASE (C), DCD-135 w
9bda854e-520f-46df-9f04-405a7630a98b | NFPA 170 SPEAKER STROBE CEILING |  |  | North | Siemens |  | Speaker/Strobe |  |  |  | Module | TRUE | SEFH-MC-CW-ALERT | S54329-A31-A1 | SPK-ST,CLG,ALR,W | 1 | [7 empty] | TRUE |  |  |  |  | #FF0070C0 | FA-NFPA 170 SPEAKER STROBE CEILING | 1 | FALSE | FALSE | FALSE | 2020 | [16 empty] | C |  |  | DESKTOP-7SAL8M7\acont | 2019-08-13 09:04 | THOR\acont | 2024-09-08 17:27 |  | [Siemens] [AUDIO 70.7v] [70V AUDIO] SEFH-AHMC-CW-ALERT (C), SEFH-AMC-CW-ALERT (C), SEFH-AMC-W-ALERT, SEFH-CR (C), SEFH-CW (C), SEFH-HMC-CR (C), SEFH-HMC-CR-ALERT (C), SEFH-HMC-CW (C), SEFH-HMC-CW-ALERT (C), SEFH-HMC-R, SEFH-HMC-W, SEFH-MC-CR (C), SEFH-MC [Siemens] [NAC] [VDC] SEFH-AMC-CW-ALERT (C), SEFH-MC-CR (C), SEFH-MC-CR-ALERT (C), SEFH-MC-CW (C), SEFH-MC-CW-ALERT (C), SEFH-MC-CW-BLANK (C), SEH-MC-CR (C), SEH-MC-CR-B (C), SEH-MC-CW (C), SEH-MC-CW-ALERT (C), SEH-MC-CW-B (C), SEH-MC-CW-BLANK (C) [Siemens] [AUDIO 25v] [25V AUDIO] SEFH-AHMC-CW-ALERT (C), SEFH-AMC-CW-ALERT (C), SEFH-AMC-W-ALERT, SEFH-CR (C), SEFH-CW (C), SEFH-HMC-CR (C), SEFH-HMC-CR-ALERT (C), SEFH-HMC-CW (C), SEFH-HMC-CW-ALERT (C), SEFH-HMC-R, SEFH-HMC-W, SEFH-MC-CR (C), SEFH-MC-C
ec4aa536-cf5c-41f7-9cd5-40608be71839 |  |  |  | North | Edwards |  | Hardware |  |  |  | Hardware | TRUE | CM10943 |  | Sampling Point Assembly, detachable remote sampling point | 1 | [6 empty] | FALSE | [5 empty] | #FFFFFFFF |  |  | FALSE | FALSE | FALSE | [14 empty] | FALSE | [7 empty] | THOR\acont | 2024-10-09 10:48
e9c0ddcd-5f69-4368-a518-4065afbe6325 | NFPA 170 SMOKE DETECTOR |  |  | North | Potter |  | Smoke Detector |  |  |  | Module | TRUE | 1430185 (Prism) | ++ | Fireray Hub Systems Beam Detector Prism | 1 | [6 empty] | FALSE | TRUE |  |  |  |  | #FFFF0000 | FA-NFPA 170 SMOKE DETECTOR | 1 | FALSE | FALSE | FALSE | 1408 | [13 empty] | FALSE |  |  | SBP |  |  | THOR\acont | 2025-02-20 08:00 | THOR\acont | 2025-02-20 08:00 | Cloned from FFE 6030-300 (Prism)
22af1d1a-72a2-45b4-b782-4067f22fe1fd | NFPA 170 HEAT DETECTOR |  |  | North | Hochiki |  | Heat Detector |  |  |  | Module | TRUE | DCD-135 w/HSC-221R - 2 WIRE RELAY BASE | DCD-135 w/HSC-221R - 2 WIRE RELAY BASE | HEAT DETECTOR w/ 2 WIRE RELAY BASE | 1 |  | 0.199 |  |  |  |  | TRUE | TRUE |  | *Refer to Install Sheet |  |  | #FFFF0000 | FA-NFPA 170 HEAT DETECTOR | 1 | FALSE | FALSE | FALSE | 1403 | [16 empty] | R |  |  | DESKTOP-0D6CQVA\lousc | 2019-10-12 07:39 | THOR\acont | 2024-09-08 17:27 | from Hochiki DCD-135 w/HSC-221R - 2 WIRE RELAY BASE | [Hochiki] [IDC] 01 [IDC] DCD-135 w/HSC-220L LATCHING LED BASE (C), DCD-135 w/HSC-220R - 2 WIRE RELAY BASE (C), DCD-135 w/HSC-221L LATCHING LED BASE (C), DCD-135 w/HSC-221R - 2 WIRE RELAY BASE (C), DCD-135 w/HSC-224L LATCHING LED BASE (C), DCD-135 w
3daf572d-9f3f-41eb-bc8c-406f5ae2a99a |  |  |  | North | Edwards |  | Hardware |  |  |  | Hardware | TRUE | 2250004 |  | EMI Filter/Ferrite Cable Clamp (CPU to SL cable) | 1 | [6 empty] | FALSE | [5 empty] | #FFFFFFFF |  |  | FALSE | FALSE | FALSE | [14 empty] | FALSE | [7 empty] | THOR\acont | 2024-10-09 10:48
81026997-4155-481f-8da4-4071bf111a6e | NFPA 170 PRESSURE SWITCH |  |  | East | Kidde |  | Pressure Switch |  |  |  | Module | TRUE | 06-118262-001 | ++ | Supervisory Pressure Switch | 1 | [6 empty] | FALSE | FALSE | PROVIDED BY SPRINKLER CONTRACTOR |  | PROVIDED BY OTHERS |  | #FFFF0000 | FA-NFPA 170 PRESSURE SWITCH | 1 | FALSE | FALSE | FALSE | 913 | [13 empty] | FALSE | [5 empty] | DESKTOP-7EIEB7A\acont | 2022-10-12 14:13 | THOR\acont | 2024-09-08 17:27 | Cloned from Kidde 85-111540-001 CLONED | [Edwards, Kidde] [IDC] 01 06-118262-001, 06-118537-001 (ATEX), 30-3013, 45-118500-001, 45-500537-001 (ATEX), 70985018 (10611105), 70985020 (70985075), 70985021 (70985076), 70985022 (70985077), 70985023 (70985078), 70985024 (70985079), 70985025 (70985080)
5fa32eda-1f41-44b0-9c12-4073034c7d2b | NFPA 170 HEAT DETECTOR |  |  | North | Edwards |  | Heat Detector |  |  |  | Module | TRUE | SIGA2-HRS w/SIGA-IB BASE | ++ | Heat Detector, 15F ROR, 135F Fixed Temperature | 1 | 4.5e-05 | 4.5e-05 |  |  |  |  | FALSE | [5 empty] | #FFFF0000 | FA-NFPA 170 HEAT DETECTOR | 1 | FALSE | FALSE | FALSE | 1403 | [13 empty] | FALSE | [7 empty] | THOR\acont | 2024-10-08 16:33 | 20191121 AC Detector with base | [Edwards, Kidde] [SLC EST MODULES SENSORS] [*] [#2 SHARED ADDR ¦ SENSORS] KI-DDOS (C), SIGA2-COS w/SIGA-AB4G BASE, SIGA2-COS w/SIGA-AB4G-LF BASE, SIGA2-COS w/SIGA-AB4GT BASE, SIGA2-COS w/SIGA-IB BASE, SIGA2-COS w/SIGA-RB BASE, SIGA2-COS w/SIGA-SB BASE, S [Edwards, Kidde] [SLC EST SENSORS] [*] [#4 TYPE ADDR ¦ SENSORS] KI-DDOS (C), SIGA2-COS w/SIGA-AB4G BASE, SIGA2-COS w/SIGA-AB4G-LF BASE, SIGA2-COS w/SIGA-AB4GT BASE, SIGA2-COS w/SIGA-IB BASE, SIGA2-COS w/SIGA-RB BASE, SIGA2-COS w/SIGA-SB BASE, SIGA2-HCOS [Edwards, Kidde] [SLC EST SENSORS] 01 [*] [EST3, iO1000] DS-HFS (C), DS-PS (C), FX-HD w/IB4U BASE, FX-HD w/RB4U BASE, FX-HD w/SB4U BASE, FX-HD w/SB4U-LF BASE, FX-HD wB4U BASE, FX-PD w/B4U BASE (C), FX-PD w/IB4U BASE (C), FX-PD w/SB4U BASE (C), FX-PD w/SB [Edwards, Kidde] [SLC EST MODULES/SENSORS] 01 [*] [iO64] DS-HFS (C), DS-PS (C), FX-HD w/IB4U BASE, FX-HD w/RB4U BASE, FX-HD w/SB4U BASE, FX-HD w/SB4U-LF BASE, FX-HD wB4U BASE, FX-PD w/B4U BASE (C), FX-PD w/IB4U BASE (C), FX-PD w/SB4U BASE (C), FX-PD w/SB
2881c3b3-67e3-4185-8d35-40836287c1f4 | NFPA 170 HEAT DETECTOR |  |  | North | Gamewell FCI |  | Heat Detector |  |  |  | Module | TRUE | ATD-L3R w/B200SR-WH | + | Thermal heat detector, 135°F rate of rise, bright white, Velociti w/ Standard sounder base, bright white | 1 | 0.0002 | 0.0045 |  |  |  |  | FALSE | TRUE | FLUSH |  | 4" SQ. DEEP | 3 "O" PLASTER RING | #FFFF0000 | FA-NFPA 170 HEAT DETECTOR | 1 | FALSE | FALSE | FALSE | 1403 | [13 empty] | FALSE |  |  | 135°, SB |  |  | DESKTOP-7SAL8M7\acont | 2019-05-06 10:45 | THOR\acont | 2024-09-08 17:27 | 20191121 AC Detector with base | [Gamewell FCI] [SLC MODULES SENSORS] [*] [#2 SHARED ADDR ¦ SENSORS] ADPF (C), ASD-PL2F w/B200S-LF-WH (C), ASD-PL2F w/B210LP (C), ASD-PL2FR (C), ASD-PL3 w/B200S-LF-WH (C), ASD-PL3 w/B200SR-LF-WH (C), ASD-PL3 w/B200SR-WH (C), ASD-PL3 w/B224BI-WH (C), ASD-P [Gamewell FCI] [SLC SENSORS] [*] [#4 TYPE ADDR ¦ SENSORS] ADPF (C), ASD-PL2F w/B200S-LF-WH (C), ASD-PL2F w/B210LP (C), ASD-PL2FR (C), ASD-PL3 w/B200S-LF-WH (C), ASD-PL3 w/B200SR-LF-WH (C), ASD-PL3 w/B200SR-WH (C), ASD-PL3 w/B224BI-WH (C), ASD-PL3 w/B224R
05db2a02-50ea-419b-b42a-408b1a1036d3 | NFPA 170 HORN STROBE |  |  | North | Eaton Wheelock |  | Horn/Strobe |  |  |  | Module | TRUE | EL3RHS-FR | ++ | WALL HORN STROBE, RED | 1 | [6 empty] | TRUE | [5 empty] | #FF0070C0 | FA-NFPA 170 HORN STROBE | 1 | FALSE | FALSE | FALSE | 2020 | [19 empty] | THOR\acont | 2024-08-15 09:25 | THOR\acont | 2024-09-11 19:28 | Cloned from Eaton Wheelock EL4XHS-FR | [Eaton Wheelock] [NAC] [24VDC, LOW CONT.] EL3RHS-FR, EL3RHS-FW, EL4XHS-FR, EL4XHS-FW [Eaton Wheelock] [NAC] [24VDC, HIGH CONT.] EL3RHS-FR, EL3RHS-FW, EL4XHS-FR, EL4XHS-FW
125fd2f4-a67a-4ca9-b38d-4090551d96d3 |  |  |  | North | Farenhyt |  | Cards & Components |  |  |  | Card | TRUE | ECS-50W Main Board (50W, 25V) | + | Main Board for ECS | 1 | 0.035 | 1.2 |  |  |  |  | TRUE | FALSE |  |  |  |  | #FFFFFFFF |  |  | FALSE | FALSE | FALSE | [14 empty] | FALSE | [5 empty] | DESKTOP-7EIEB7A\acont | 2021-12-08 14:03 | THOR\acont | 2024-10-09 10:48 | Cloned from Firelite ECC-50DA Main Board (50W, 25V) | [Farenhyt] [SBUS] ECS-125DA (25V) Main Board, ECS-125DA (70V) Main Board, ECS-125W (25V), ECS-125W (70V), ECS-50BDA Main Board (100W, 25V), ECS-50BDA Main Board (100W, 70V), ECS-50W Main Board (50W, 25V), ECS-50W Main Board (50W, 70V), ECS-50W-25V, E [Farenhyt, Firelite] [RS-485] ECC-125DA (25V) Main Board, ECC-50BDA Main Board (100W, 25V), ECC-50BDA Main Board (100W, 70V), ECC-50DA Main Board (50W, 25V), ECC-50DA Main Board (50W, 70V), ECC-LOC, ECC-RM, ECC-RPU, ECS-125DA (25V) Main Board, ECS-12 [Eaton Wheelock, Farenhyt, Firelite] [DIGITAL AUDIO LOOP] ECC-125DA (25V) Main Board, ECC-50BDA Main Board (100W, 25V), ECC-50BDA Main Board (100W, 70V), ECC-50DA Main Board (50W, 25V), ECC-50DA Main Board (50W, 70V), ECC-LOC, ECC-RM, ECC-RPU, ECS-12 [Farenhyt] [VBUS] ECS-125DA (25V) Main Board, ECS-125DA (70V) Main Board, ECS-125W (25V), ECS-125W (70V), ECS-50BDA Main Board (100W, 25V), ECS-50BDA Main Board (100W, 70V), ECS-50W Main Board (50W, 25V), ECS-50W Main Board (50W, 70V), ECS-50W-25V, E [Farenhyt, Silent Knight, Stanley Security Solutions] [VAC ] 5104B Main Board, 5204 Main Board, 5207 Main Board, 5208 Main Board, 5495 Main Board, 5496 Main Board, 5499 Main Board, 5600 Main Board, 5700 Main Board, 5808 Main Board, 5820XL Main Board, 588 [Farenhyt, Firelite] [AUX POWER] ECC-125DA (25V) Main Board, ECC-50BDA Main Board (100W, 25V), ECC-50BDA Main Board (100W, 70V), ECC-50DA Main Board (50W, 25V), ECC-50DA Main Board (50W, 70V), ECS-125DA (25V) Main Board, ECS-125DA (70V) Main Board, E [Farenhyt, Firelite] [RS-485] ECC-125DA (25V) Main Board, ECC-50BDA Main Board (100W, 25V), ECC-50BDA Main Board (100W, 70V), ECC-50DA Main Board (50W, 25V), ECC-50DA Main Board (50W, 70V), ECC-LOC, ECC-RM, ECC-RPU, ECS-125DA (25V) Main Board, ECS-12 | [Farenhyt, Firelite] ECC-50DA Main Board (50W, 25V), ECS-50W Main Board (50W, 25V)
9cff46d2-a1a6-4c78-b7d3-4096d0f0e699 | NFPA 170 SMOKE DETECTOR |  |  | North | Gamewell FCI |  | Smoke Detector |  |  |  | Module | TRUE | ASD-PL3 w/B200S-LF-WH | + | Photoelectric smoke detector, bright white, Velociti w/ Intelligent addressable low frequency sounder base, bright white | 1 | 0.0002 | 0.0045 |  |  |  |  | FALSE | TRUE | FLUSH |  | 4" SQ. DEEP | 3 "O" PLASTER RING | #FFFF0000 | FA-NFPA 170 SMOKE DETECTOR | 1 | FALSE | FALSE | FALSE | 1408 | [13 empty] | FALSE |  |  | LF |  |  | DESKTOP-7SAL8M7\acont | 2019-04-25 06:51 | THOR\acont | 2024-09-08 17:27 | 20191121 AC Detector with base | [Gamewell FCI] [SLC SENSORS] [*] [#4 TYPE ADDR ¦ SENSORS] ADPF (C), ASD-PL2F w/B200S-LF-WH (C), ASD-PL2F w/B210LP (C), ASD-PL2FR (C), ASD-PL3 w/B200S-LF-WH (C), ASD-PL3 w/B200SR-LF-WH (C), ASD-PL3 w/B200SR-WH (C), ASD-PL3 w/B224BI-WH (C), ASD-PL3 w/B224R [Gamewell FCI] [AUX POWER] [16VDC, HIGH VOLUME, 16VDC, LOW VOLUME] ASD-PL2F w/B200S-LF-WH (C), ASD-PL3 w/B200S-LF-WH (C), ASD-PL3F w/B200S-LF-WH (C), ASD-PL3-IV w/B200S-LF-IV (C), ASD-PTL3 w/B200S-LF-WH (C), ASD-PTL3-IV w/B200S-LF-IV (C), ATD-L3 w/B200S- [Gamewell FCI] [SLC MODULES SENSORS] [*] [#2 SHARED ADDR ¦ SENSORS] ADPF (C), ASD-PL2F w/B200S-LF-WH (C), ASD-PL2F w/B210LP (C), ASD-PL2FR (C), ASD-PL3 w/B200S-LF-WH (C), ASD-PL3 w/B200SR-LF-WH (C), ASD-PL3 w/B200SR-WH (C), ASD-PL3 w/B224BI-WH (C), ASD-P
dc78a465-8481-4519-8ed7-40973380d5fd |  |  |  | North | Bosch | [5 empty] | Module | TRUE | PVA-4R24 | * | Router | 1 | [12 empty] | #FFFFFFFF |  |  | FALSE | FALSE | FALSE | [20 empty] | DESKTOP-7EIEB7A\acont | 2021-08-13 06:25 | THOR\acont | 2024-10-09 10:48
be5b1f70-68f7-463b-803b-4098a529c1d0 | NFPA 170 SMOKE DETECTOR |  |  | North | Firelite |  | Smoke Detector |  |  |  | Module | TRUE | SD365R-IV w/B300-6-IV | + | Ivory, low-profile intelligent photoelectric sensor, remote test capable, for use with DNR/DNRW, LiteSpeed only, Standard Base | 1 | 0.0002 | 0.0045 |  |  |  |  | FALSE | TRUE |  |  |  |  | #FFFF0000 | FA-NFPA 170 SMOKE DETECTOR | 1 | FALSE | FALSE | FALSE | 1408 | [13 empty] | FALSE | [5 empty] | THOR\acont | 2023-12-06 13:57 | THOR\acont | 2024-09-08 17:27 | Cloned from Firelite SD365R w/B300-6 | [Firelite, System Sensor] [SLC SENSORS] [*] [#4 TYPE ADDR ¦ SENSORS] AD355 w/B200SR-LF-WH (C), AD355 w/B200SR-WH (C), AD355 w/B210LP (C), AD355 w/B224BI-WH (C), AD355 w/B224RB-WH (C), AD355 w/B501 (C), BEAM355 (C), BEAM355S (C), CP355 w/B200SR-WH (C), CP [Firelite, System Sensor] [SLC MODULES SENSORS] [*] [#2 SHARED ADDR ¦ SENSORS] AD355 w/B200SR-LF-WH (C), AD355 w/B200SR-WH (C), AD355 w/B210LP (C), AD355 w/B224BI-WH (C), AD355 w/B224RB-WH (C), AD355 w/B501 (C), BEAM355 (C), BEAM355S (C), CP355 w/B200SR-
aeb5253e-0e68-4e70-87d2-4099f5328f0c | NFPA 170 SPEAKER CEILING |  |  | North | Siemens |  | Speaker |  |  |  | Module | TRUE | SET-CR | 500-636066 | ET SPKR RED CEILING | 1 | [7 empty] | TRUE |  |  |  |  | #FF0070C0 | FA-NFPA 170 SPEAKER CEILING | 1 | FALSE | FALSE | FALSE | 2019 | [16 empty] | C |  |  | DESKTOP-7SAL8M7\acont | 2019-08-13 09:04 | THOR\acont | 2024-09-08 17:27 |  | [Siemens] [AUDIO 25v] [25V AUDIO] SET-AMC-CR-MNS-ALERT (C), SET-AMC-CW-MNS-ALERT (C), SET-AMC-R-MNS-ALERT, SET-AMC-W-MNS-ALERT, SET-CMC-CR-MNS-ALERT (C), SET-CMC-CW-MNS-ALERT (C), SET-CMC-R-MNS-ALERT, SET-CMC-W-MNS-ALERT, SET-CR (C), SET-CW (C), SET-HMC- [Siemens] [AUDIO 70.7v] [70V AUDIO] SET-AMC-CR-MNS-ALERT (C), SET-AMC-CW-MNS-ALERT (C), SET-AMC-R-MNS-ALERT, SET-AMC-W-MNS-ALERT, SET-CMC-CR-MNS-ALERT (C), SET-CMC-CW-MNS-ALERT (C), SET-CMC-R-MNS-ALERT, SET-CMC-W-MNS-ALERT, SET-CR (C), SET-CW (C), SET-HM
8870b8cc-f9f4-4b93-b8ee-409d0a3818d3 |  |  |  | North | Bosch |  | Hardware |  |  |  | Hardware | TRUE | B56 | ++ | Keypad surface mount box | 1 | [12 empty] | #FFFFFFFF |  |  | FALSE | FALSE | FALSE | [20 empty] | DESKTOP-7EIEB7A\acont | 2022-07-23 11:23 | THOR\acont | 2024-10-09 10:48 | Cloned from Bosch D138
bf19870a-e918-4d16-9b51-40a4897e1b8c | NFPA 170 FIRE ALARM CONTROL UNIT | RISER FACP |  | North | Hochiki |  | Fire Alarm Control Unit |  |  |  | Assembly | TRUE | LA801K1-10 |  | FireNET L@TITUDE Analog Addressable Fire Alarm Control Panel, 8 Slot Standard Plex-Door Enclosure, 5.25 A 115V, 2-Loop Panel Module, Hochiki Protocol, Network Module, and Media Gateway™, Red, 48 Zone LEDs | 1 | [6 empty] | FALSE |  |  | *Refer to Install Sheet | 16.5in (W) x 23.2in (H) x 6in (D) | KM5FCRD (Optional Semi-Flush Mounting Kit) | #FFFF0000 | FA-NFPA 170 FIRE ALARM CONTROL UNIT | 1 | FALSE | FALSE | FALSE | 202 | [8 empty] | 7,12,18,28,33,40 |  |  | 5.25 |  | TRUE | [5 empty] | DESKTOP-GHR3H5U\Anthony | 2019-11-27 08:00 | THOR\acont | 2024-09-08 17:27
d4987677-596b-427c-b751-40a6c10bb11d | NFPA 170 DUCT SMOKE DETECTOR |  |  | North | Autocall |  | Duct Smoke Detector |  |  |  | Module | TRUE | A4098-9756 w/A4098-9714 | + | Duct Sensor Housing with supervised multiple relay output, requires separate 24 VDC fire alarm power and A4081-9008 end-of-line resistor harness; includes one 4098-9843 relay | 1 | 0.0008 | 0.001 |  |  |  |  | TRUE | TRUE |  |  | 4 ⅛" H x 4" W x 1 ⅜" D (105 mm x 102 mm x 35 mm) |  | #FFFF0000 | FA-NFPA 170 DUCT SMOKE DETECTOR | 1 | FALSE | FALSE | FALSE | 1400 | [16 empty] | R |  |  |  |  | THOR\acont | 2024-09-08 17:27 | 20191121 AC Detector without base | [Autocall, Simplex] [AUX POWER] 4098-9756 w/4098-9714 (C), A4098-9756 w/A4098-9714 (C) [Autocall, Simplex] [IDNet] [SENSORS ++] 4098-9714 (C), 4098-9714 w/4098-9770 (C), 4098-9714 w/4098-9771 (C), 4098-9714 w/4098-9772 (C), 4098-9714 w/4098-9773 (C), 4098-9714 w/4098-9780 (C), 4098-9714 w/4098-9789 (C), 4098-9714 w/4098-9791 (C), 4098-9714 | [Autocall, Simplex] 4098-9756 w/4098-9714, A4098-9756 w/A4098-9714
d0b5976f-59d2-4451-88e2-40af444812ec | CADGEN GLASS BREAK |  |  | North | Bosch |  | Glass Break Detector |  |  |  | Module | TRUE | DS1103i | ++ | Glass Break Detector | 1 | 0.023 | 0.023 |  |  | 12 | [7 empty] | #FFFF0000 | FA-CADGEN GLASS BREAK | 1 | FALSE | FALSE | FALSE | [17 empty] | RPT |  |  | DESKTOP-7EIEB7A\acont | 2022-08-25 08:56 | THOR\acont | 2024-09-08 17:27 | Cloned from Bosch DS1101i | [BluePoint, Bosch, Honeywell] [AUX POWER] [*] [12VDC ++] BP01-302, BP01-303, D125B, D185, DS1101i, DS1102i, DS1103i, DS1108i, DS936 (C), DS9360 (C), DS936B (C), DS936-CHI (C), DS936-FRA (C), DS937 (C), DS9370 (C), DS9371 (C), DS939 (C), DS939-CHI (C), EN [Bosch, Optex] [IDC] 01 [INPUT] DS1101i, DS1102i, DS1103i, DS1108i, DS936 (C), DS9360 (C), DS936B (C), DS936-CHI (C), DS936-FRA (C), DS937 (C), DS9370 (C), DS9371 (C), DS939 (C), DS939-CHI (C), FX-360 (C), ISC-BDL2-W12G, ISC-BDL2-W12GE, ISC-BDL2-W12HE, I [Bosch, Optex] [ACCESS CONTROL INPUT] [*] [INPUT] DS1101i, DS1102i, DS1103i, DS1108i, DS936 (C), DS9360 (C), DS936B (C), DS936-CHI (C), DS936-FRA (C), DS937 (C), DS9370 (C), DS9371 (C), DS939 (C), DS939-CHI (C), FX-360 (C), ISC-BDL2-W12G, ISC-BDL2-W12GE,
3b0ba509-83ef-452c-be52-40bff9e7651c |  |  |  | North | Potter |  | Cards & Components |  |  |  | Card | TRUE | PFC-5008 MAIN BOARD | + | Main Board for PFC-5008 Conventional Fire Alarm Control Panel | 1 | 0.11 | 0.22 |  |  |  |  | TRUE | [5 empty] | #FFFFFFFF |  |  | FALSE | FALSE | FALSE | [12 empty] | 5 |  | FALSE | [7 empty] | THOR\acont | 2024-10-09 10:48 |  | [Potter] [IDC] [#3 SUPERVISORY] AFC-100 Main Board, AFC-1000 Main Board, AFC-50 Main Board, ARC-100 Main Board, IPA-100 MAIN BOARD, IPA-4000 MAIN BOARD, IPA-4000V MAIN BOARD, IPA-60 MAIN BOARD, P200 MAIN BOARD, PFC-4064 MAIN BOARD, PFC-4410G3 MAIN BOARD, [Advanced, Potter] [VAC ] [120VAC] AFC-100 Main Board, AFC-1000 Main Board, AFC-50 Main Board, ARC-100 Main Board, AX-PSN104 Main Board, AX-PSN106 Main Board, AX-PSN108 Main Board, AX-PSN-64 Main Board, DCA-10025 (25V) Main Board, DCA-10025 (70V) Main Bo [Potter] [IDC] [#1 ALARM] AFC-100 Main Board, AFC-1000 Main Board, AFC-50 Main Board, ARC-100 Main Board, IPA-100 MAIN BOARD, IPA-4000 MAIN BOARD, IPA-4000V MAIN BOARD, IPA-60 MAIN BOARD, P200 MAIN BOARD, PFC-4064 MAIN BOARD, PFC-4410G3 MAIN BOARD, PFC-4 [Potter] [IDC] [#2 TROUBLE] AFC-100 Main Board, AFC-1000 Main Board, AFC-50 Main Board, ARC-100 Main Board, IPA-100 MAIN BOARD, IPA-4000 MAIN BOARD, IPA-4000V MAIN BOARD, IPA-60 MAIN BOARD, P200 MAIN BOARD, PFC-4064 MAIN BOARD, PFC-4410G3 MAIN BOARD, PFC | [Potter] PFC-5008 MAIN BOARD
7ab4c821-185b-4c5e-ac90-40c09a23df03 |  |  |  | North | Siemens |  | Cards & Components |  |  |  | Card | TRUE | DB-11 | 500-094151 | 6" DETECTOR BASE ASSY | 1 | [6 empty] | TRUE | [5 empty] | #FFFFFFFF |  |  | FALSE | FALSE | FALSE | [14 empty] | FALSE | [7 empty] | THOR\acont | 2024-10-09 10:48
42f089b4-d361-4c29-9106-40c1d32f5201 | NFPA 170 HORN |  |  | North | Siemens |  | Horn |  |  |  | Module | TRUE | U-MHU-1G | 500-699591 | ELC Sync/Non-Sync Horn 24 VDC | 1 | [12 empty] | #FF0070C0 | FA-NFPA 170 HORN | 1 | FALSE | FALSE | FALSE | 2010 | [19 empty] | THOR\acont | 2024-05-06 15:56 | THOR\acont | 2024-09-08 17:27 | Cloned from Siemens HS-R | [Siemens] [NAC] [LOW VOLUME] U-MHU, U-MHU-1G, U-MHU-1G-W, U-MHU-W, U-MHU-WP [Siemens] [NAC] [HIGH VOLUME] U-MHU, U-MHU-1G, U-MHU-1G-W, U-MHU-W, U-MHU-WP
d06645b8-c72a-4f54-9599-40c23dc46109 | NFPA 170 HORN STROBE |  |  | North | Potter |  | Horn/Strobe |  |  |  | Module | TRUE | CHS-24BR |  | Horn Strobe, Wall, Red, Blue | 1 | 0 | 0.366 |  |  |  |  | FALSE | FALSE |  |  |  |  | #FF0070C0 | FA-NFPA 170 HORN STROBE | 1 | FALSE | FALSE | FALSE | 2012 |  |  | 7135-0328:0210 | [10 empty] | FALSE | [7 empty] | THOR\acont | 2024-09-08 17:27 |  | [Potter] [NAC] [UL MAX, HIGH DB] CHS-24BR, CHS-24BW, CHS-24GR, CHS-24GW, CHS-24RR, CHS-24RW
e7980bd3-9d1b-454f-95c3-40cc602d623e | NFPA 170 FIRE ALARM CONTROL UNIT | RISER FACP |  | North | Edwards |  | Fire Alarm Control Unit |  |  |  | Assembly | TRUE | iO500RD | ++ | FACP, 1 Loop, 500pt max, 4 Cl B NACs, red, w/dialer, 120v | 1 | [6 empty] | FALSE | [5 empty] | #FFFF0000 | FA-NFPA 170 FIRE ALARM CONTROL UNIT | 1 | FALSE | FALSE | FALSE | 202 | [8 empty] | 7,12,18,26 |  | 18 |  |  | TRUE | [5 empty] | DESKTOP-7EIEB7A\acont | 2022-10-24 10:08 | THOR\acont | 2024-09-08 17:27 | Cloned from Edwards iO1000RD
5e34903f-b990-4c56-8d96-40cdbd30b3ec | NFPA 170 HEAT DETECTOR |  |  | North | Notifier |  | Heat Detector |  |  |  | Module | TRUE | FST-851H w/B300-6 | ++ | Intelligent Addressable 195°F (88°C) Thermal Heat Detector W/ Flashscan | 1 | 0.0003 | 0.0065 |  |  |  |  | FALSE | TRUE | FLUSH |  | 4" SQ. DEEP | 3 "O" PLASTER RING | #FFFF0000 | FA-NFPA 170 HEAT DETECTOR | 1 | FALSE | FALSE | FALSE | 1403 |  |  | 7270-0028:0196 | [10 empty] | FALSE | [7 empty] | THOR\acont | 2024-09-08 17:27 | 20191121 AC Detector without base | [Honeywell, Notifier, System Sensor] [SLC MODULES SENSORS] [*] [#2 SHARED ADDR ¦ SENSORS] 2251B (C), 2251-COPTIR (C), 2251-COPTIR w/B200S-WH (C), 2251TB (C), 2251TMB (C), 5251B (C), 5251B-WP (C), 5251H (C), 5251RB (C), 5251RB-WP (C), 7251 (C), 7251DH (C) [Honeywell, Notifier, System Sensor] [SLC SENSORS] [*] [#4 TYPE ADDR ¦ SENSORS] 2251B (C), 2251-COPTIR (C), 2251-COPTIR w/B200S-WH (C), 2251TB (C), 2251TMB (C), 5251B (C), 5251B-WP (C), 5251H (C), 5251RB (C), 5251RB-WP (C), 7251 (C), 7251DH (C), DH200LP
623ffa76-04a8-4248-ad0a-40cf622ec7d6 | NFPA 170 ADDRESSABLE INPUT MONITOR MODULE |  |  | North | Potter |  | Addressable Module |  |  |  | Module | TRUE | PAD100-ZM CL-A | + | Dual Input Module | 1 | 0.00024 | 0.00024 |  |  |  |  | FALSE | [5 empty] | #FFFF0000 | FA-NFPA 170 ADDRESSABLE INPUT MONITOR MODULE | 1 | FALSE | FALSE | FALSE | 1000 | [13 empty] | FALSE |  |  | 2 |  |  | THOR\acont | 2025-02-13 07:27 |  |  | Cloned from Potter PAD100-DIM CL-A | [Potter] [SLC PAD] [*] [#1 SHARED ADDR ¦ MODULES] PAD100-DIM, PAD100-DIM CL-A, PAD100-LED, PAD100-LEDK, PAD100-MIM, PAD100-NAC, PAD100-OROI, PAD100-PSDA, PAD100-PSSA, PAD100-RM, PAD100-SIM, PAD100-SM, PAD100-TRTI, PAD100-TRTI CL-A, PAD100-ZM, PAD100-ZM C | [Potter] PAD100-DIM, PAD100-DIM CL-A, PAD100-TRTI, PAD100-TRTI CL-A, PAD100-ZM CL-A
9415b99a-045a-40e9-8739-40cfc719a9b0 |  |  |  | North | Advanced |  | Cards & Components |  |  |  | Card | TRUE | AX-LPD | ++ | 2 SLC, 2 NAC EXPANDER CARD | 1 | 0.04 | 0.08 |  |  |  |  | TRUE | [5 empty] | #FFFFFFFF |  |  | FALSE | FALSE | FALSE | [20 empty] | AUGUSTXPS17-EUP\aucon | 2022-07-13 14:27 | THOR\acont | 2024-10-09 10:48 |  |  | [Advanced] AX-LPD
772dc6e5-185e-4dc4-b28c-40cfcab74b86 | NFPA 170 SPEAKER STROBE CEILING |  |  | North | Edwards |  | Speaker/Strobe |  |  |  | Module | TRUE | 965-3A-4RW |  | 30cd Strobe, 4" Round Cone, 70V .25 .5, 1, 2w | 1 | [6 empty] | FALSE | TRUE |  |  |  |  | #FF0070C0 | FA-NFPA 170 SPEAKER STROBE CEILING | 1 | FALSE | FALSE | FALSE | 2020 | [13 empty] | FALSE |  |  | C |  |  |  |  | THOR\acont | 2024-09-08 17:27
fef71d62-827a-4d01-9b28-40d284492e8e | NFPA 170 STROBE CEILING |  |  | North | Siemens |  | Strobe |  |  |  | Module | TRUE | ZR-MC-CR | 500-636173 | Z STROBE MULTI-CANDELA CEILING RED | 1 | [7 empty] | TRUE |  |  |  |  | #FF0070C0 | FA-NFPA 170 STROBE CEILING | 1 | FALSE | FALSE | FALSE | 2022 | [16 empty] | C |  |  | DESKTOP-7SAL8M7\acont | 2019-08-13 09:04 | THOR\acont | 2024-09-08 17:27 | B,T | [Siemens] [NAC] [DC] ZR-MC-CR (C), ZR-MC-CW (C)
2ad988c3-619f-4ed5-b8c7-40d4efc35f36 |  |  |  | North | Edwards |  | Cards & Components |  |  |  | Card | TRUE | 4-24L12S | + | 24 Indicator 12 Control Display Module | 1 | 0.00852 | 0.00852 |  |  |  |  | TRUE | [5 empty] | #FFFFFFFF |  |  | FALSE | FALSE | FALSE | [20 empty] | DESKTOP-7SAL8M7\acont | 2019-12-13 12:52 | THOR\acont | 2024-10-09 10:48
1871cf8e-6ba3-43c0-988f-40d71143bb55 | BP EVAC PANEL |  |  | North | BluePoint |  | Evacuation Panel |  |  |  | Assembly | TRUE | BP-MCQXM-BP (25v) | + | Booster Panel: Outer Red Door, Main Board (acting in slave mode), 1 x 30W Amplifier, Backbox, Back Plate, Transformer | 1 | [6 empty] | FALSE | [5 empty] | #FFFF0000 | FA-BP EVAC PANEL | 1 | FALSE | FALSE | FALSE | 301 | [8 empty] | 7,12,18 |  |  |  |  | TRUE | [5 empty] | THOR\acont | 2024-04-12 14:01 | THOR\acont | 2024-09-08 17:27 | Cloned from MIRCOM QX-MINI-BP (25v)
2756852a-3d7e-4f4a-8ec3-40db89d8b047 |  |  |  | North | Siemens |  | Hardware |  |  |  | Hardware | TRUE | FHD2002-R3 | S54400-C53-A1 | Outer door (2HU, 1 win, red) | 1 | [6 empty] | FALSE | [5 empty] | #FFFFFFFF |  |  | FALSE | FALSE | FALSE | [20 empty] | AULAPTOP-PC\Aulaptop | 2019-04-08 04:31 | THOR\acont | 2024-10-09 10:48 | Cloned from Siemens New Part CLONED
feb57810-207d-4b2c-8ace-40e63de44764 | NFPA 170 FIRE ALARM CONTROL UNIT | RISER FACP |  | North | Hochiki |  | Fire Alarm Control Unit |  |  |  | Assembly | TRUE | FN-4127US1ERS-220 |  | FireNET® FACP, 4 Loop, W/Network Card, Red, 220V | 1 | [6 empty] | FALSE |  |  | *Refer to Install Sheet | 14.5" W x 24" H x 5" D |  | #FFFF0000 | FA-NFPA 170 FIRE ALARM CONTROL UNIT | 1 | FALSE | FALSE | FALSE | 202 | [8 empty] | 7,12,18,28,55,60 |  |  |  |  | TRUE | [5 empty] | DESKTOP-0D6CQVA\lousc | 2019-09-24 07:26 | THOR\acont | 2024-09-08 17:27 | from Hochiki FN4127US1ERS120 | [AutoPulse, Hochiki, VES] [RS-485] [Network] 542R (433607), FN2127US0ERS120, FN-2127US0ERS-220, FN2127US1ERS120, FN-2127US1ERS-220, FN4127US0ERS120, FN-4127US0ERS-220, FN4127US1ERS120, FN-4127US1ERS-220, FN-LCD-N, FN-LCD-S, FNP-1127, FNP-1127ES0EGS-120, | [Hochiki] FN2127US0ERS120, FN-2127US0ERS-220, FN2127US1ERS120, FN-2127US1ERS-220, FN4127US0ERS120, FN-4127US0ERS-220, FN4127US1ERS120, FN-4127US1ERS-220 [Hochiki] FN2127US0ERS120, FN-2127US0ERS-220, FN2127US1ERS120, FN-2127US1ERS-220, FN4127US0ERS120, FN-4127US0ERS-220, FN4127US1ERS120, FN-4127US1ERS-220 [Hochiki] FN2127US0ERS120, FN-2127US0ERS-220, FN2127US1ERS120, FN-2127US1ERS-220, FN4127US0ERS120, FN-4127US0ERS-220, FN4127US1ERS120, FN-4127US1ERS-220 [Hochiki] FN2127US0ERS120, FN-2127US0ERS-220, FN2127US1ERS120, FN-2127US1ERS-220, FN4127US0ERS120, FN-4127US0ERS-220, FN4127US1ERS120, FN-4127US1ERS-220 [Hochiki] FN4127US0ERS120, FN-4127US0ERS-220, FN4127US1ERS120, FN-4127US1ERS-220 [Hochiki] FN2127US0ERS120, FN-2127US0ERS-220, FN2127US1ERS120, FN-2127US1ERS-220, FN4127US0ERS120, FN-4127US0ERS-220, FN4127US1ERS120, FN-4127US1ERS-220
7bfcb83d-3e53-461d-b4f5-40e7c5b255c2 | NFPA 170 SPEAKER WALL |  |  | North | Ultra Electronics |  | Speaker |  |  |  | Module | TRUE | 90219A-802-05-L | HyperSpike | HYPERSPIKE TCPA-10 UL1480 C1D2 4OHM-RED | 1 | [10 empty] | 10.1” H X 10.1” W X 11.3” L |  | #FF0070C0 | FA-NFPA 170 SPEAKER WALL | 1 | FALSE | FALSE | FALSE | 2021 | [19 empty] | DESKTOP-7EIEB7A\acont | 2023-03-10 07:47 | THOR\acont | 2024-09-08 17:27 | Cloned from Ultra Electronics 90215A-801-01-L CLONED CLONED CLONED CLONED CLONED CLONED CLONED | [Ultra Electronics] [AUDIO 25v] [25V AUDIO] 90215A-801-01-L, 90215A-801-04-L, 90215A-801-05-L, 90215A-801-06-L, 90219A-801-01-L, 90219A-801-04-L, 90219A-801-05-L, 90219A-801-06-L, 90219A-802-01-L, 90219A-802-04-L, 90219A-802-05-L, 90219A-802-06-L [Ultra Electronics] [AUDIO 70.7v] [70V AUDIO] 90215A-801-01-L, 90215A-801-04-L, 90215A-801-05-L, 90215A-801-06-L, 90219A-801-01-L, 90219A-801-04-L, 90219A-801-05-L, 90219A-801-06-L, 90219A-802-01-L, 90219A-802-04-L, 90219A-802-05-L, 90219A-802-06-L
9ff9ef91-9210-4e96-9f0b-40e7c8200b62 | NFPA 170 HORN STROBE |  |  | North | Eaton Wheelock |  | Horn/Strobe |  |  |  | Module | TRUE | HS4-24MCWH-FR | + | Horn Strobe, 24 VDC, , red | 1 | 0 | 0.549 |  |  |  |  | FALSE | FALSE |  |  |  |  | #FF0070C0 | FA-NFPA 170 HORN STROBE | 1 | FALSE | FALSE | FALSE | 2012 | [13 empty] | FALSE | [7 empty] | THOR\acont | 2024-09-08 17:27 |  | [Eaton Wheelock] [NAC] [VDC, CODE 3 MEDIUM DB] HS4-24MCWH-FR, HS4-24MCWH-FW
6863d87a-02d8-4f4d-b5cb-40ead3c0aade |  |  |  | North | Edwards |  | Cards & Components |  |  |  | Card | TRUE | 4-ANNCPU | ++ | Annunciator Central Processor Unit (CPU) | 1 | 0.125 | 0.125 |  |  |  |  | TRUE | [5 empty] | #FFFFFFFF |  |  | FALSE | FALSE | FALSE | [20 empty] | DESKTOP-7SAL8M7\acont | 2019-12-13 12:52 | THOR\acont | 2024-10-09 10:48 |  | [Edwards] [RS-485] 3-ANNCPU3, 4-16ANN, 4-2ANN, 4-ANNCPU
b40c8dcf-07c9-4e36-90b3-40eea7d3e484 | NFPA 170 SPEAKER STROBE CEILING |  |  | North | System Sensor |  | Speaker/Strobe |  |  |  | Module | TRUE | SPSCRL | + | Speaker/Strobe Ceiling Mount, Red | 1 | 0 | 0.132 |  |  |  |  | FALSE | TRUE |  |  |  |  | #FF0070C0 | FA-NFPA 170 SPEAKER STROBE CEILING | 1 | FALSE | FALSE | FALSE | 2020 | [13 empty] | FALSE |  |  | C |  |  |  |  | THOR\acont | 2024-09-08 17:27 |  | [BluePoint, System Sensor] [NAC] [VDC] BP04-511P (C), BP04-A511P (C), SPSCRL (C), SPSCWL (C), SPSCWL-CLR-ALERT (C), SPSCWL-P (C), SPSCWL-SP (C), SPSCWL-TILE (C) [BluePoint, System Sensor] [AUDIO 25v] [25V AUDIO] BP04-511P (C), BP04-A511P (C), SPCRL (C), SPCWL (C), SPCWL-TILE (C), SPSCR (C), SPSCRH (C), SPSCRL (C), SPSCW (C), SPSCWL (C), SPSCWL-CLR-ALERT (C), SPSCWL-P (C), SPSCWL-SP (C), SPSCWL-TILE (C) [BluePoint, System Sensor] [NAC] [VFWR] BP04-511P (C), BP04-A511P (C), SPSCRL (C), SPSCWL (C), SPSCWL-CLR-ALERT (C), SPSCWL-P (C), SPSCWL-SP (C), SPSCWL-TILE (C) [BluePoint, System Sensor] [AUDIO 70.7v] [70V AUDIO] BP04-511P (C), BP04-A511P (C), SPCRL (C), SPCWL (C), SPCWL-TILE (C), SPSCR (C), SPSCRH (C), SPSCRL (C), SPSCW (C), SPSCWL (C), SPSCWL-CLR-ALERT (C), SPSCWL-P (C), SPSCWL-SP (C), SPSCWL-TILE (C)
1e747330-7c84-465a-890c-40ef2191a9eb | NFPA 170 DGP |  |  | North | Notifier |  | Hardware |  |  |  | Hardware | TRUE | SBB-C4R |  | Backbox assembly, three tiers, RED, 32.60 lbs. | 1 | [6 empty] | FALSE | [5 empty] | #FFFF0000 | FA-NFPA 170 DGP | 1 | FALSE | FALSE | FALSE | [9 empty] | 7,12,18 |  |  |  |  | TRUE | [5 empty] | DESKTOP-7EIEB7A\acont | 2021-04-01 14:57 | THOR\acont | 2024-09-08 17:27 | Cloned from Notifier SBB-C4
c5b3aba1-131c-47ef-91c7-40ef56131d5c | NFPA 170 SMOKE HEAT DETECTOR |  |  | North | Silent Knight |  | Smoke/Heat Detector |  |  |  | Module | TRUE | SK-PHOTO-T-W w/B300-6 | ++ | White, low-profile photoelectric sensor and built-in 135°F (57°C) fixed-temperature thermal device w/Base | 1 | 0.0002 | 0.0045 |  |  |  |  | FALSE | TRUE |  |  |  |  | #FFFF0000 | FA-NFPA 170 SMOKE HEAT DETECTOR | 1 | FALSE | FALSE | FALSE | 1408 | [13 empty] | FALSE | [5 empty] | DESKTOP-7EIEB7A\acont | 2023-02-17 06:48 | THOR\acont | 2024-09-08 17:27 | Cloned from Silent Knight SK-PHOTO-W w/B300-6 | [Silent Knight, System Sensor] [SLC SK SENSORS] [*] [#4 TYPE ADDR ¦ SENSORS] DNR w/SK-PHOTO-R-W (C), DNRW w/SK-PHOTO-R-W (C), HFS-D (C), HFS-P (C), HFS-PT (C), HFS-T (C), OSI-RI-SK (C), SK-ACCLIMATE (C), SK-BEAM (C), SK-DUCT-W w/SK-PHOTO-R-W (C), SK-FIRE [Farenhyt, Silent Knight] [SLC MODULES SENSORS] [*] [#2 SHARED ADDR ¦ SENSORS] CO1224TR w/ IDP-MINIMON, CO1224TR w/ IDP-MONITOR, DNR w/IDP-PHOTO-R-W (C), DNR w/SK-PHOTO-R-W (C), DNRW w/IDP-PHOTO-R-W (C), DNRW w/SK-PHOTO-R-W (C), HFS-D (C), HFS-P (C), HFS
e25ce71f-7a4d-4376-998b-40f39525691f |  |  |  | North | Siemens |  | Hardware |  |  |  | Hardware | TRUE | CAB3-RD | 500-633757 | LARGE ENCLOSURE INNER & OUTER DOORS - RED MOUNTS TO CAB3-RB | 1 | [12 empty] | #FFFFFFFF |  |  | FALSE | FALSE | FALSE | [20 empty] | DESKTOP-7SAL8M7\acont | 2019-08-13 09:04 | THOR\acont | 2024-10-09 10:48
52602e12-6968-4c48-93e4-40f7e05d0da0 | NFPA 170 FIRE ALARM CONTROL UNIT | RISER FACP |  | North | Fike |  | Fire Alarm Control Unit |  |  |  | Assembly | TRUE | 10-066 | + | Cybercat 254 Addressable Fire Alarm Control Panel | 1 | [6 empty] | FALSE | [5 empty] | #FFFF0000 | FA-NFPA 170 FIRE ALARM CONTROL UNIT | 1 | FALSE | FALSE | FALSE | 202 | [8 empty] | 7,18,33,40,75 |  |  | 6 |  | TRUE | [7 empty] | THOR\acont | 2024-09-08 17:27 | 20180820 Added By AuC
379b5752-46ef-408b-94ae-40f8119710a2 | NFPA 170 HORN STROBE |  |  | North | Gentex |  | Horn/Strobe |  |  |  | Module | TRUE | GHSLF15W |  | Low Frequency Horn Strobe, White, Wall | 1 | 0 | 0.291 |  |  |  |  | FALSE | [5 empty] | #FF0070C0 | FA-NFPA 170 HORN STROBE | 1 | FALSE | FALSE | FALSE | 2012 | [13 empty] | FALSE |  |  | LF |  |  |  |  | THOR\acont | 2024-09-08 17:27 |  | [Gentex, Hochiki] [NAC] [UL MAX, HIGH DB, TEMPORAL 4] GHSLF15R, GHSLF15W, HHSLF15R, HHSLF15W [Gentex, Hochiki] [NAC] [UL MAX, HIGH DB, TEMPORAL 3] GHSLF15R, GHSLF15W, HHSLF15R, HHSLF15W
8c669693-7a9a-434d-9725-4104ec52879d | NFPA 170 FIRE ALARM CONTROL UNIT | RISER FACP |  | North | Hochiki |  | Fire Alarm Control Unit |  |  |  | Assembly | TRUE | LA903K1-40 |  | FireNET L@TITUDE Analog Addressable Fire Alarm Control Panel, 8 Slot Deep Enclosure, 10.25 A Auto Voltage, 2-Loop Panel Module, Hochiki Protocol, Network Module, and Media Gateway™, Gray, 48 Zone LEDs | 1 | [6 empty] | FALSE |  |  | *Refer to Install Sheet | 16.5in (W) x 23.2in (H) x 8in (D) | KM5FCRD (Optional Semi-Flush Mounting Kit) | #FFFF0000 | FA-NFPA 170 FIRE ALARM CONTROL UNIT | 1 | FALSE | FALSE | FALSE | 202 | [8 empty] | 7,12,18,28,33,40 |  |  | 10.25 |  | TRUE | [5 empty] | DESKTOP-GHR3H5U\Anthony | 2019-11-27 08:00 | THOR\acont | 2024-09-08 17:27
080f9936-e74a-4cda-ac68-4106ac1fb945 | NFPA 170 DUCT SMOKE DETECTOR |  |  | North | Gamewell FCI |  | Duct Smoke Detector |  |  |  | Module | TRUE | DNR w/ASD-PL3R | + | Intelligent duct detector housing, non-relay w/ASD-PL3R | 1 | 0.0002 | 0.0045 |  |  |  |  | FALSE | TRUE | FLUSH |  | N/A | N/A | #FFFF0000 | FA-NFPA 170 DUCT SMOKE DETECTOR | 1 | FALSE | FALSE | FALSE | 1400 |  |  | 3242-1653:0209 | [10 empty] | FALSE | [5 empty] | DESKTOP-7SAL8M7\acont | 2019-04-25 07:03 | THOR\acont | 2024-09-08 17:27 | 20191121 AC Detector with base | [Gamewell FCI] [SLC MODULES SENSORS] [*] [#2 SHARED ADDR ¦ SENSORS] ADPF (C), ASD-PL2F w/B200S-LF-WH (C), ASD-PL2F w/B210LP (C), ASD-PL2FR (C), ASD-PL3 w/B200S-LF-WH (C), ASD-PL3 w/B200SR-LF-WH (C), ASD-PL3 w/B200SR-WH (C), ASD-PL3 w/B224BI-WH (C), ASD-P [Gamewell FCI] [SLC SENSORS] [*] [#4 TYPE ADDR ¦ SENSORS] ADPF (C), ASD-PL2F w/B200S-LF-WH (C), ASD-PL2F w/B210LP (C), ASD-PL2FR (C), ASD-PL3 w/B200S-LF-WH (C), ASD-PL3 w/B200SR-LF-WH (C), ASD-PL3 w/B200SR-WH (C), ASD-PL3 w/B224BI-WH (C), ASD-PL3 w/B224R | [Gamewell FCI] ASD-PL2FR, ASD-PL3R, ASD-PL3R-IV, DNR w/ASD-PL2FR, DNR w/ASD-PL3R, DNRW w/ASD-PL2FR, DNRW w/ASD-PL3, DNRW w/ASD-PL3R
941075e0-8ec0-4cf7-9333-4108110de146 |  |  |  | North | Notifier |  | Cards & Components |  |  |  | Card | TRUE | NFW2-100 Main Board | + | FireWarden-100-2 Rev 3 198-point addressable Fire Alarm Control Panel, one SLC loop. Includes 80-character LCD display, single printed circuit board mounted on chassis, and cabinet. 120 VAC operation. Main Board | 1 | 0.145 | 0.275 |  |  |  |  | TRUE | FALSE |  |  |  |  | #FFFFFFFF |  |  | FALSE | FALSE | FALSE | [9 empty] | 7,12,18 |  |  | 3 |  | FALSE | [7 empty] | THOR\acont | 2024-10-09 10:48 |  | [Notifier] [VAC ] 411UDAC Main Board, AFP-100 Main Board, AFP-200 Main Board, FCPS-24S6 MAIN BOARD, FCPS-24S8 MAIN BOARD, HPFF12 Main Board, HPFF8 Main Board, NFC-125DA (25V) Main Board, NFC-50/100 Main Board (100W, 25V), NFC-50/100 Main Board (100W, 70V [Honeywell, Notifier] [IDC] [#2 TROUBLE] AA-30, AFP-100 Main Board, AFP-200 Main Board, BE-500 CPU, CPU-2020, CPU2-3030, CPU2-3030D, CPU2-640, CPU-320, CPU-320SYS, CPU-N16LD, CPU-N16LND, NCA-2, NCD, NFW-100X Main Board with PWRMOD24, NFW2-100 Main Board, [Honeywell, Notifier] [IDC] [#3 SUPERVISORY] AFP-100 Main Board, AFP-200 Main Board, CPU-2020, CPU2-3030, CPU2-3030D, CPU2-640, CPU-320, CPU-320SYS, CPU-N16LD, CPU-N16LND, NCA-2, NCD, NFW-100X Main Board with PWRMOD24, NFW2-100 Main Board, NFW-50 Main Bo [Honeywell, Notifier] [IDC] [#1 ALARM] AFP-100 Main Board, AFP-200 Main Board, BE-500 CPU, CPU-2020, CPU2-3030, CPU2-3030D, CPU2-640, CPU-320, CPU-320SYS, CPU-N16LD, CPU-N16LND, NCA-2, NCD, NFW-100X Main Board with PWRMOD24, NFW2-100 Main Board, NFW-50 M | [Notifier] NFW2-100 Main Board
89f8006c-f691-4bf5-9ed7-410bba88917f | CADGEN UPS MONITOR |  |  | North | Rath Area of Refuge |  | Accessories |  |  |  | Module | TRUE | 1000 | ++ | SmartCommand System Uninterruptible Power Supply | 1 |  |  |  |  | 24 |  | TRUE |  |  |  | 9.22” H x 15.6” W x 8.58” D |  | #FFFF0000 | FA-CADGEN UPS MONITOR | 1 | FALSE | FALSE | FALSE | 5000 | [16 empty] | R |  |  | DESKTOP-7EIEB7A\acont | 2022-12-22 08:53 | THOR\acont | 2024-09-08 17:27 | Cloned from Rath Area of Refuge 2500-UPSMONITOR |  | [Rath Area of Refuge] 1000
2937ac3b-c5a0-4f74-9cf3-410e8823c2b9 |  |  |  | North | Edwards |  | Hardware |  |  |  | Hardware | TRUE | QSC-5-G-1-FR |  | OBSOLETE - FAP w/ 5 Option Card Spaces, Gray, French | 1 | [6 empty] | FALSE | [5 empty] | #FFFFFFFF |  |  | FALSE | FALSE | FALSE | [14 empty] | FALSE | [7 empty] | THOR\acont | 2024-10-09 10:48
c66d122c-90b4-48b8-a031-410f530b639e | NFPA 170 HEAT DETECTOR |  |  | North | Edwards |  | Heat Detector |  |  |  | Module | TRUE | SIGA-HRD w/SIGA-AB4G-LF BASE | ++ | Intelligent fixed temperature/Rate-of-rise heat detector, Audible Sounder Base | 1 | 5.1e-05 | 6.8e-05 |  |  |  |  | FALSE | [5 empty] | #FFFF0000 | FA-NFPA 170 HEAT DETECTOR | 1 | FALSE | FALSE | FALSE | 1403 | [13 empty] | FALSE |  |  | LF |  |  |  |  | THOR\acont | 2024-10-08 16:26 | 20191121 AC Detector with base | [Edwards, Kidde] [SLC EST MODULES/SENSORS] 01 [*] [iO64] DS-HFS (C), DS-PS (C), FX-HD w/IB4U BASE, FX-HD w/RB4U BASE, FX-HD w/SB4U BASE, FX-HD w/SB4U-LF BASE, FX-HD wB4U BASE, FX-PD w/B4U BASE (C), FX-PD w/IB4U BASE (C), FX-PD w/SB4U BASE (C), FX-PD w/SB [Edwards, Kidde] [SLC EST SENSORS] [*] [#4 TYPE ADDR ¦ SENSORS] KI-DDOS (C), SIGA2-COS w/SIGA-AB4G BASE, SIGA2-COS w/SIGA-AB4G-LF BASE, SIGA2-COS w/SIGA-AB4GT BASE, SIGA2-COS w/SIGA-IB BASE, SIGA2-COS w/SIGA-RB BASE, SIGA2-COS w/SIGA-SB BASE, SIGA2-HCOS [Edwards, Kidde] [AUX POWER] FX-HD w/SB4U-LF BASE, FX-PD w/SB4U-LF BASE (C), FX-PHD w/SB4U-LF BASE (C), SIGA2-COS w/SIGA-AB4G-LF BASE, SIGA2-HCOS w/SIGA-AB4G-LF BASE, SIGA2-HFS w/SIGA-AB4G-LF BASE, SIGA2-HRS w/SIGA-AB4G-LF BASE, SIGA2-PCOS w/SIGA-AB4G-LF [Edwards, Kidde] [SLC EST SENSORS] 01 [*] [EST3, iO1000] DS-HFS (C), DS-PS (C), FX-HD w/IB4U BASE, FX-HD w/RB4U BASE, FX-HD w/SB4U BASE, FX-HD w/SB4U-LF BASE, FX-HD wB4U BASE, FX-PD w/B4U BASE (C), FX-PD w/IB4U BASE (C), FX-PD w/SB4U BASE (C), FX-PD w/SB [Edwards, Kidde] [SLC EST MODULES SENSORS] [*] [#2 SHARED ADDR ¦ SENSORS] KI-DDOS (C), SIGA2-COS w/SIGA-AB4G BASE, SIGA2-COS w/SIGA-AB4G-LF BASE, SIGA2-COS w/SIGA-AB4GT BASE, SIGA2-COS w/SIGA-IB BASE, SIGA2-COS w/SIGA-RB BASE, SIGA2-COS w/SIGA-SB BASE, S
efd86150-12f8-4b0c-b9dd-4119da972893 |  |  |  | North | Edwards |  | Hardware |  |  |  | Hardware | TRUE | LKC-6 |  | CO2 - Ceiling Orientation | 1 | [6 empty] | FALSE | [5 empty] | #FFFFFFFF |  |  | FALSE | FALSE | FALSE | [14 empty] | FALSE | [7 empty] | THOR\acont | 2024-10-09 10:48
4589eb10-dd52-451e-aca0-41212b8c91a4 |  |  |  | North | Edwards |  | Hardware |  |  |  | Hardware | TRUE | 12V24A |  | 26 AH Battery | 1 | [12 empty] | #FFFFFFFF |  |  | FALSE | FALSE | FALSE | [22 empty] | THOR\acont | 2024-10-09 10:48
5fc40749-bb61-4726-b787-41214b48db45 | NFPA 170 HORN STROBE |  |  | North | Simplex |  | Horn/Strobe |  |  |  | Module | TRUE | 49AV-WRFO |  | AV, WALL RED FIRE WP | 1 | [6 empty] | FALSE | [5 empty] | #FF0070C0 | FA-NFPA 170 HORN STROBE | 1 | FALSE | FALSE | FALSE | 2012 | [13 empty] | FALSE | [5 empty] | AULAPTOP-PC\Aulaptop | 2019-01-09 11:10 | THOR\acont | 2024-09-08 17:27 | Cloned from Simplex NEW | [Simplex] [NAC] 49AV-WRFO
43bfd0b0-3954-4f16-8bef-4125ff15528e | NFPA 170 STROBE WALL |  |  | North | Kidde |  | Strobe |  |  |  | Module | TRUE | EG4VRF-SP |  | Wall strobe, red, FUEGO | 1 | [6 empty] | FALSE |  | GRSW-10 |  |  |  | #FF0070C0 | FA-NFPA 170 STROBE WALL | 1 | FALSE | FALSE | FALSE | 2023 | [13 empty] | FALSE | [5 empty] | DESKTOP-7SAL8M7\acont | 2020-08-19 11:55 | THOR\acont | 2024-09-08 17:27 | Cloned from Edwards G4VRF-SP | [Edwards, Kidde] [NAC] [VDC] EG4VRF, EG4VRF-FR, EG4VRF-SP, EG4VRN, EG4VWF, EG4VWF-FR, EG4VWF-SP, EG4VWN, G4VRF, G4VRF-FR, G4VRF-SP, G4VRN, G4VWF, G4VWF-FR, G4VWF-SP, G4VWN [Edwards, Kidde] [NAC] [VFWR] EG4VRF, EG4VRF-FR, EG4VRF-SP, EG4VRN, EG4VWF, EG4VWF-FR, EG4VWF-SP, EG4VWN, G4VRF, G4VRF-FR, G4VRF-SP, G4VRN, G4VWF, G4VWF-FR, G4VWF-SP, G4VWN
99f3cd3d-4cdb-471a-a786-413033d259c1 |  |  |  | North | Edwards |  | Cards & Components |  |  |  | Card | TRUE | QSC-CPU-2-PG |  | OBSOLETE - CPU/Display with 2 Annunciator Option Space, Portuguese | 1 | [6 empty] | TRUE | [5 empty] | #FFFFFFFF |  |  | FALSE | FALSE | FALSE | [14 empty] | FALSE | [7 empty] | THOR\acont | 2024-10-09 10:48
dafce234-78bc-49b5-ad12-4130f720b6a6 |  |  |  | North | Potter | [5 empty] | Module | TRUE | INS-2000 |  | Nitrogen Generator with 2,400 Gallon Largest Riser Fill and 12,000 gallons of Total Sprinkler System Capacity | 1 | [6 empty] | FALSE | [5 empty] | #FFFFFFFF |  |  | FALSE | FALSE | FALSE | [14 empty] | FALSE | [7 empty] | THOR\acont | 2024-10-09 10:48
79153fed-531f-4a93-9476-4138c937fcaf |  |  |  | North | Potter | [5 empty] | Module | TRUE | PVX-50 Series |  | 50 Watt Voice Evacuation System | 1 | [6 empty] | FALSE | [5 empty] | #FFFFFFFF |  |  | FALSE | FALSE | FALSE | [14 empty] | FALSE | [7 empty] | THOR\acont | 2024-10-09 10:48
695d8600-d629-46ff-a1d9-413a982adb5b |  |  |  | North | Gamewell FCI |  | Hardware |  |  |  | Hardware | TRUE | E3BB-BA2 | ++ | Remote Enclosure, Black, w/Inner Door, 1 Slot, (LCD-E3 or LCD-SLP) | 1 | [6 empty] | TRUE |  |  |  | 13 1/4” W x 10” H x 3 1/2” D (40 W x 25 H x 9 D cm) |  | #FFFFFFFF |  |  | FALSE | FALSE | FALSE | [20 empty] | DESKTOP-7EIEB7A\acont | 2022-08-29 12:12 | THOR\acont | 2024-10-09 10:48 | Cloned from Gamewell FCI E3BB-BAA1
086e237c-780a-430d-8e71-4140524bdc9e |  |  |  | North | Edwards |  | Hardware |  |  |  | Hardware | TRUE | 702U |  | 6" Universal Base, 700 Series /w 6 terminals for all heads | 1 | [6 empty] | FALSE | [5 empty] | #FFFFFFFF |  |  | FALSE | FALSE | FALSE | [14 empty] | FALSE | [7 empty] | THOR\acont | 2024-10-09 10:48
7b3e54ed-c8dc-4464-82cf-4145010fbcb6 | NFPA 170 HORN STROBE |  |  | North | Edwards |  | Horn/Strobe |  |  |  | Module | TRUE | WG4WN-HVMC |  | Outdoor rated horn-strobe, white without marking, clear lens | 1 | 0 | 0.393 |  |  |  |  | FALSE | [5 empty] | #FF0070C0 | FA-NFPA 170 HORN STROBE | 1 | FALSE | FALSE | FALSE | 2012 | [13 empty] | FALSE |  |  | WP |  |  |  |  | THOR\acont | 2024-09-08 17:27 |  | [Edwards, Kidde] [NAC] [16 VFWR, CONTINUOUS] WG4RF-HVMC, WG4RF-HVMC (C) (C), WG4RN-HVMC, WG4RN-HVMC (C) (C), WG4WF-HVMC, WG4WF-HVMC (C) (C), WG4WN-HVMC, WG4WN-HVMC (C) (C) [Edwards, Kidde] [NAC] [24 VDC, CONTINUOUS] WG4RF-HVMC, WG4RF-HVMC (C) (C), WG4RN-HVMC, WG4RN-HVMC (C) (C), WG4WF-HVMC, WG4WF-HVMC (C) (C), WG4WN-HVMC, WG4WN-HVMC (C) (C) [Edwards, Kidde] [NAC] [16 VDC, CONTINUOUS] WG4RF-HVMC, WG4RF-HVMC (C) (C), WG4RN-HVMC, WG4RN-HVMC (C) (C), WG4WF-HVMC, WG4WF-HVMC (C) (C), WG4WN-HVMC, WG4WN-HVMC (C) (C)
9d78aff3-04ed-4ab0-8c22-414b83751f3b |  |  |  | North | Brivo | Security/Access Control |  |  |  |  | Module | TRUE | ACS5000 |  |  | 1 | [12 empty] | #FFFFFFFF |  |  | FALSE | FALSE | FALSE | [20 empty] | THOR\acont | 2024-03-12 21:20 | THOR\acont | 2024-10-09 10:48
5ba2c40b-9bc2-45ae-a75c-414e0dd592f0 |  |  |  | North | Potter | [5 empty] | Assembly | TRUE | P300 |  | Fire Alarm Control Panel | 1 | [6 empty] | FALSE | [5 empty] | #FFFFFFFF |  |  | FALSE | FALSE | FALSE | [9 empty] | 7,12,18 |  |  |  |  | TRUE | [7 empty] | THOR\acont | 2024-10-09 10:48
d8d6151e-8a41-46f9-b93c-414ee3bb9339 | NFPA 170 SPEAKER WALL |  |  | North | Hochiki |  | Speaker |  |  |  | Module | TRUE | E60-R |  | Speaker, 25 or 70 Vrms, 1/8 to 2 watts | 1 | [6 empty] | FALSE | FALSE |  | *Refer to Install Sheet |  |  | #FF0070C0 | FA-NFPA 170 SPEAKER WALL | 1 | FALSE | FALSE | FALSE | 2021 | [13 empty] | FALSE | [7 empty] | THOR\acont | 2024-09-08 17:27 |  | [Eaton Wheelock, Hochiki] [AUDIO 25v] [25V AUDIO] E60-24MCC-FR (C), E60-24MCC-FW (C), E60-24MCCH-FR (C), E60-24MCCH-FW (C), E60-24MCW-FR, E60-24MCW-FW, E60-24MCWH-FR, E60-24MCWH-FW, E60-R, E60-W [Eaton Wheelock, Hochiki] [AUDIO 70.7v] [70V AUDIO] E60-24MCC-FR (C), E60-24MCC-FW (C), E60-24MCCH-FR (C), E60-24MCCH-FW (C), E60-24MCW-FR, E60-24MCW-FW, E60-24MCWH-FR, E60-24MCWH-FW, E60-R, E60-W
6fcf092f-b810-4628-815b-415383d461b2 |  |  |  | North | Edwards |  | Hardware |  |  |  | Hardware | TRUE | 757A-WBW |  | Weatherproof Box - WHITE. | 1 | [6 empty] | FALSE | [5 empty] | #FFFFFFFF |  |  | FALSE | FALSE | FALSE | [14 empty] | FALSE | [7 empty] | THOR\acont | 2024-10-09 10:48
e46d7919-e1ff-453f-a3d8-41549f633682 | NFPA 170 SPEAKER WALL |  |  | North | Edwards |  | Speaker |  |  |  | Module | TRUE | MN-GVD12 |  | Exterior directional HPSA /w ctrl & battery cabinet, 1200W, 270° | 1 | [6 empty] | FALSE | [5 empty] | #FF0070C0 | FA-NFPA 170 SPEAKER WALL | 1 | FALSE | FALSE | FALSE | 2021 | [13 empty] | FALSE | [7 empty] | THOR\acont | 2024-09-08 17:27
6c06123c-8ce6-4516-9f04-41561f21a7ae |  |  |  | North | Potter | [5 empty] | Module | TRUE | SMD10-3A |  | Daisy Chain Sync Module | 1 | [6 empty] | FALSE | [5 empty] | #FFFFFFFF |  |  | FALSE | FALSE | FALSE | [14 empty] | FALSE | [7 empty] | THOR\acont | 2024-10-09 10:48
150bf862-75f6-4df4-bc3e-415a254953e2 |  |  |  | North | Firelite |  | Cards & Components |  |  |  | Card | TRUE | ECC-125DA (25V) Main Board | + | Main Board for ECC-125DA | 1 | 0.375 | 0.7 |  |  |  |  | TRUE | FALSE |  |  |  |  | #FFFFFFFF |  |  | FALSE | FALSE | FALSE | [14 empty] | FALSE | [7 empty] | THOR\acont | 2024-10-09 10:48 |  | [Eaton Wheelock, Farenhyt, Firelite] [DIGITAL AUDIO LOOP] ECC-125DA (25V) Main Board, ECC-50BDA Main Board (100W, 25V), ECC-50BDA Main Board (100W, 70V), ECC-50DA Main Board (50W, 25V), ECC-50DA Main Board (50W, 70V), ECC-LOC, ECC-RM, ECC-RPU, ECS-12 [ADT Unimode, AES, Firelite, NAPCO, Notifier] [VAC ] [VAC] 1640, 200UDLS Main Board, 411UDAC Main Board, ACC-25/50 Main Board, BE-500 CPU, CPU-N16LD, CPU-N16LND, ECC-125DA (25V) Main Board, ECC-50/100 Main Board (100W, 25V), ECC-50/100 Main Board (100W, [Ditek, Monaco Enterprises, Spectronix, WBOX] [VAC ] [VAC] 0E-SPROACHW, 210-524-00, DTK-120HW, DTK-120HWLOK, DTK-120HW-SS, DTK-1F, DTK-1FF, SA400 Main Board [Farenhyt, Firelite] [AUX POWER] ECC-125DA (25V) Main Board, ECC-50BDA Main Board (100W, 25V), ECC-50BDA Main Board (100W, 70V), ECC-50DA Main Board (50W, 25V), ECC-50DA Main Board (50W, 70V), ECS-125DA (25V) Main Board, ECS-125DA (70V) Main Board, E [Farenhyt, Firelite] [RS-485] ECC-125DA (25V) Main Board, ECC-50BDA Main Board (100W, 25V), ECC-50BDA Main Board (100W, 70V), ECC-50DA Main Board (50W, 25V), ECC-50DA Main Board (50W, 70V), ECC-LOC, ECC-RM, ECC-RPU, ECS-125DA (25V) Main Board, ECS-12 [Farenhyt, Firelite] [RS-485] ECC-125DA (25V) Main Board, ECC-50BDA Main Board (100W, 25V), ECC-50BDA Main Board (100W, 70V), ECC-50DA Main Board (50W, 25V), ECC-50DA Main Board (50W, 70V), ECC-LOC, ECC-RM, ECC-RPU, ECS-125DA (25V) Main Board, ECS-12 | [Farenhyt, Firelite] ECC-125DA (25V) Main Board, ECS-125DA (25V) Main Board
d849df3a-82dc-4edc-86eb-415ca8b8da17 |  |  |  | North | HID | Security/Access Control |  |  |  |  | Module | TRUE | 5398C |  |  | 1 | [12 empty] | #FFFFFFFF |  |  | FALSE | FALSE | FALSE | [20 empty] | THOR\acont | 2024-03-12 21:20 | THOR\acont | 2024-10-09 10:48
c15ced51-7c24-422e-bf79-415ff199d5f9 |  |  |  | North | Siemens |  | Hardware |  |  |  | Hardware | TRUE | FHA2056-U1 | S54400-B18-A1 | FS250/MPC600 Mechanical Migration Kit-Black (does not include panel electronics or power supply) | 1 | [12 empty] | #FFFFFFFF |  |  | FALSE | FALSE | FALSE | [20 empty] | AULAPTOP-PC\Aulaptop | 2019-04-20 11:42 | THOR\acont | 2024-10-09 10:48
ae595214-d6a5-4910-9075-4163d00b9ec6 |  |  |  | North | WINLAND | Environmental |  |  |  |  | Module | TRUE | W-UC-S |  |  | 1 | [12 empty] | #FFFFFFFF |  |  | FALSE | FALSE | FALSE | [20 empty] | THOR\acont | 2024-03-12 21:43 | THOR\acont | 2024-10-09 10:48
509f4446-4ffa-4868-83ec-416f7885f809 | NFPA 170 DUCT SMOKE DETECTOR |  |  | North | Block Definition Only |  | Duct Smoke Detector |  |  |  | Module | TRUE | NFPA 170 DUCT SMOKE DETECTOR |  | NFPA 170 DUCT SMOKE DETECTOR | 1 | [7 empty] | TRUE |  |  |  |  | #FFFF0000 | FA-NFPA 170 DUCT SMOKE DETECTOR | 1 | FALSE | FALSE | FALSE | 1400 | [19 empty] | AULAPTOP-PC\Aulaptop | 2020-03-26 07:41 | THOR\acont | 2024-09-08 17:27
9db44fc4-5121-44c2-88b3-4170b049d90b | NFPA 170 STROBE WALL |  |  | North | System Sensor |  | Strobe |  |  |  | Module | TRUE | SGWL | + | Compact Strobe, White | 1 | 0 | 0.043 |  |  |  |  | FALSE | [5 empty] | #FF0070C0 | FA-NFPA 170 STROBE WALL | 1 | FALSE | FALSE | FALSE | 2023 | [13 empty] | FALSE | [7 empty] | THOR\acont | 2024-09-08 17:27 |  | [BluePoint, System Sensor] [NAC] [VFWR] BP04-101LP, BP04-111LP, BP04-A101LP, BP04-A111LP, SGRL, SGWL, SPSRL, SPSRL-P, SPSRL-SP, SPSWL, SPSWL-ALERT, SPSWL-CLR-ALERT, SPSWL-P, SRL, SRL w/ WAV-RL, SRL-P, SRL-SP, SWL, SWL w/ WAV-WL, SWL-ALERT, SWL-CLR-ALERT, [BluePoint, System Sensor] [NAC] [VDC] BP04-101LP, BP04-111LP, BP04-A101LP, BP04-A111LP, SGRL, SGWL, SPSRL, SPSRL-P, SPSRL-SP, SPSWL, SPSWL-ALERT, SPSWL-CLR-ALERT, SPSWL-P, SRL, SRL w/ WAV-RL, SRL-P, SRL-SP, SWL, SWL w/ WAV-WL, SWL-ALERT, SWL-CLR-ALERT,
c7b73b59-97a1-4abe-9c71-418d86275ab2 |  |  |  | North | Autocall |  | Hardware |  |  |  | Hardware | TRUE | A010-9928 |  | For 1-Bay Control Units Only: Dual Vertical Block Card Mounting Kit, allows selecting two, dual Vertical Block (flat)modules from the list below; mounts at right angle to chassis (note block usage details) | 1 | [6 empty] | TRUE | [5 empty] | #FFFFFFFF |  |  | FALSE | FALSE | FALSE | [20 empty] | DESKTOP-7SAL8M7\acont | 2019-10-21 12:43 | THOR\acont | 2024-10-09 10:48
19a57a84-b751-4112-ba96-4197e581b904 | NFPA 170 AMPLIFIER RACK | RISER AMP |  | North | Kidde |  | Amplifier |  |  |  | Assembly | TRUE | ANS100XG |  | 100W Audio Expander Panel, Gray | 1 | [6 empty] | FALSE | [5 empty] | #FFFF0000 | FA-NFPA 170 AMPLIFIER RACK | 1 | FALSE | FALSE | FALSE | 300 | [8 empty] | 7,12,18 |  |  |  |  | TRUE | [5 empty] | DESKTOP-7SAL8M7\acont | 2020-01-02 07:13 | THOR\acont | 2024-09-08 17:27 | Cloned from Edwards ANS100XG
a9b17ff2-927b-42a4-89b9-41abfb273937 | NFPA 170 AMPLIFIER RACK | RISER AMP |  | North | Potter |  | Amplifier |  |  |  | Assembly | TRUE | PVC-DPS100/P (70V) | + | Distributed Panel, Single Channel, 25W, Fire Phone | 1 | [6 empty] | FALSE | [5 empty] | #FFFF0000 | FA-NFPA 170 AMPLIFIER RACK | 1 | FALSE | FALSE | FALSE | 300 | [8 empty] | 7,12,18 |  |  |  | 25 | TRUE | [5 empty] | DESKTOP-7SAL8M7\acont | 2020-11-03 16:06 | THOR\acont | 2024-09-08 17:27 | Cloned from Hochiki FNVDPS100/P (70V)
2de0694a-93a6-49d9-a364-41b1e8c3644e | NFPA 170 AMPLIFIER RACK | RISER AMP |  | North | Farenhyt |  | Amplifier |  |  |  | Assembly | TRUE | ECS-DUAL50W (50W, 25V) | + | Distributed (Remote) Dual Audio Amplifier, 50 watts a | 1 | [6 empty] | FALSE | [5 empty] | #FFFF0000 | FA-NFPA 170 AMPLIFIER RACK | 1 | FALSE | FALSE | FALSE | 300 | [8 empty] | 7,12,18,26,33 |  |  |  | 50 | TRUE | [5 empty] | DESKTOP-7EIEB7A\acont | 2021-12-08 14:03 | THOR\acont | 2024-09-08 17:27 | Cloned from Firelite ECC-50BDA (100W, 25V)
909f15c6-e2c3-4f82-a92a-41bc601113d9 |  |  |  | North | Edwards |  | Hardware |  |  |  | Hardware | TRUE | 403-7A-R |  | Bell/Strobe Plate, 24Vdc, 15/75cdWC | 1 | [6 empty] | FALSE | [5 empty] | #FFFFFFFF |  |  | FALSE | FALSE | FALSE | [14 empty] | FALSE | [7 empty] | THOR\acont | 2024-10-09 10:48
1692bbd2-7075-4a77-9643-41c54daec5a2 | NFPA 170 REMOTE INDICATOR |  |  | North | Potter |  | Remote Indicator |  |  |  | Module | TRUE | PAD100-LED | + | Addressable LED Module | 1 | 0.00024 | 0.00024 |  |  |  |  | FALSE | [5 empty] | #FFFF0000 | FA-NFPA 170 REMOTE INDICATOR | 1 | FALSE | FALSE | FALSE | 2016 | [13 empty] | FALSE | [7 empty] | THOR\acont | 2024-09-08 17:27 |  | [Potter] [SLC PAD] [*] [#1 SHARED ADDR ¦ MODULES] PAD100-DIM, PAD100-DIM CL-A, PAD100-LED, PAD100-LEDK, PAD100-MIM, PAD100-NAC, PAD100-OROI, PAD100-PSDA, PAD100-PSSA, PAD100-RM, PAD100-SIM, PAD100-SM, PAD100-TRTI, PAD100-TRTI CL-A, PAD100-ZM, PAD100-ZM C
d45dc875-2baa-4e64-a8df-41ccf4a5ff3c | NFPA 170 AMPLIFIER RACK | RISER AMP |  | North | Potter |  | Amplifier |  |  |  | Assembly | TRUE | DCA-5025 (25V) | + | DUAL CHANNEL 50W, 25V AMPLIFIER | 1 | [6 empty] | FALSE | [5 empty] | #FFFF0000 | FA-NFPA 170 AMPLIFIER RACK | 1 | FALSE | FALSE | FALSE | 300 | [8 empty] | 12 |  |  |  | 50 | TRUE | [5 empty] | DESKTOP-7EIEB7A\acont | 2021-12-13 22:25 | THOR\acont | 2024-09-08 17:27 | Cloned from Potter SCA-2525
daa1dbcc-e61f-45a8-9b31-41d098c2d479 |  |  |  | North | Siemens |  | Cards & Components |  |  |  | Card | TRUE | ZIC-8B | 500-648670 | (8) NAC ZONES CODED OR NON CODED ONE CARD SLOT CC-5/CC-2 | 1 | 0.105 | 0.105 |  |  |  |  | TRUE | [5 empty] | #FFFFFFFF |  |  | FALSE | FALSE | FALSE | [22 empty] | THOR\acont | 2024-10-09 10:48 |  |  | [Siemens] ZIC-8B [Siemens] ZIC-8B [Siemens] ZIC-8B
b45327a9-1e54-45b8-8bbe-41d35726f7c7 | NFPA 170 SMOKE DETECTOR |  |  | North | Hochiki |  | Smoke Detector |  |  |  | Module | TRUE | SLR-24H w/NS6-221 STANDARD BASE | SLR-24H w/NS6-221 STANDARD BASE | PHOTOELECTRIC SMOKE DETECTOR w/ STANDARD BASE | 1 |  | 0.196 |  |  |  |  | TRUE | TRUE |  | *Refer to Install Sheet |  |  | #FFFF0000 | FA-NFPA 170 SMOKE DETECTOR | 1 | FALSE | FALSE | FALSE | 1408 | [19 empty] | DESKTOP-0D6CQVA\lousc | 2019-10-12 06:54 | THOR\acont | 2024-09-08 17:27 | from Hochiki SLR-24V w/NS6-221 STANDARD BASE | [Hochiki] [IDC] 02 [IDC] SLR-24H w/HSC-220L LATCHING LED BASE (C), SLR-24H w/HSC-220R - 2 WIRE RELAY BASE (C), SLR-24H w/HSC-221L LATCHING LED BASE (C), SLR-24H w/HSC-221R - 2 WIRE RELAY BASE (C), SLR-24H w/HSC-224L LATCHING LED BASE (C), SLR-24H w/HSC-2
459963cf-851c-4d49-9375-41d35c3dbb1a | NFPA 170 EMERGENCY COMMUNICATIONS CONTROL UNIT |  |  | North | Monaco Enterprises |  | Cards & Components |  |  |  | Card | TRUE | 710-059-10 Main Board | ++ | Main Board | 1 | 0 | 0 | 10 |  |  |  | TRUE | [5 empty] | #FFFF0000 | FA-NFPA 170 EMERGENCY COMMUNICATIONS CONTROL UNIT | 1 | FALSE | FALSE | FALSE | 107 | [19 empty] | DESKTOP-7EIEB7A\acont | 2023-04-19 11:31 | THOR\acont | 2024-09-08 17:27 | Cloned from Monaco Enterprises 176-286-03
f099b3dc-9f66-4e1b-897b-41dab79374eb | NFPA 170 SPEAKER CEILING |  |  | North | Eaton Wheelock |  | Speaker |  |  |  | Module | TRUE | LSPKC |  | CEILING SPEAKER | 1 | [6 empty] | TRUE | TRUE |  |  |  |  | #FF0070C0 | FA-NFPA 170 SPEAKER CEILING | 1 | FALSE | FALSE | FALSE | 2019 | [16 empty] | C |  |  | DESKTOP-QMKR22O\aucon | 2020-07-31 11:11 | THOR\acont | 2024-09-08 17:27 |  | [Eaton Wheelock] [AUDIO 25v] [25V AUDIO] LSPKC (C), LSPKRC (C), LSPKRC-AL (C), LSPKRC-N (C), LSPKWC (C), LSPKWC-AL (C), LSPKWC-N (C), LSPSTC3 (C), LSPSTR3, LSPSTR3-AL, LSPSTR3-ALA, LSPSTR3-N, LSPSTR3-NA, LSPSTRC3 (C), LSPSTRC3-AL (C), LSPSTW3, LSPSTW3-AL [Eaton Wheelock] [AUDIO 70.7v] [70V AUDIO] LSPKC (C), LSPKRC (C), LSPKRC-AL (C), LSPKRC-N (C), LSPKWC (C), LSPKWC-AL (C), LSPKWC-N (C), LSPSTC3 (C), LSPSTR3, LSPSTR3-AL, LSPSTR3-ALA, LSPSTR3-N, LSPSTR3-NA, LSPSTRC3 (C), LSPSTRC3-AL (C), LSPSTW3, LSPSTW3-
981f6db7-49dd-411a-8c59-41ded34126b8 | NFPA 170 END OF LINE DEVICE |  |  | North | Edwards |  | End-of-Line Device |  |  |  | Module | TRUE | EOL-47 |  | 47K EOL Assembly, UL Approved | 1 | [6 empty] | FALSE | [5 empty] | #FFFF0000 | FA-NFPA 170 END OF LINE DEVICE | 1 | FALSE | FALSE | FALSE | 5050 | [13 empty] | FALSE | [7 empty] | THOR\acont | 2024-09-08 17:27
67b80c9f-06cd-4d3e-b6c3-41e0136e8ed5 |  |  |  | North | Bosch | [5 empty] | Module | TRUE | NDA-U-WMT | * | Pendant Wall Mount | 1 | [12 empty] | #FFFFFFFF |  |  | FALSE | FALSE | FALSE | [20 empty] | DESKTOP-7EIEB7A\acont | 2021-08-13 06:25 | THOR\acont | 2024-10-09 10:48
fe3e8dd0-d492-4eff-901b-41e81ff1a005 |  |  |  | North | Edwards |  | Hardware |  |  |  | Hardware | TRUE | 6261-003 |  | Air Sampling Tube - 42" long | 1 | [6 empty] | FALSE | [5 empty] | #FFFFFFFF |  |  | FALSE | FALSE | FALSE | [14 empty] | FALSE | [7 empty] | THOR\acont | 2024-10-09 10:48
406c299d-cee8-4738-a248-41ead356bb94 |  |  |  | North | Silent Knight |  | Cards & Components |  |  |  | Card | TRUE | 6700 Main Board | ++ | Main Board | 1 | 0.165 | 0.31 |  |  |  |  | TRUE | [5 empty] | #FFFFFFFF |  |  | FALSE | FALSE | FALSE | [14 empty] | FALSE | [5 empty] | DESKTOP-7EIEB7A\acont | 2022-11-06 08:14 | THOR\acont | 2024-10-09 10:48 | Cloned from Silent Knight 6700 MAIN BOARD (SK) | [Silent Knight] [IDC] [#3 SUPERVISORY] 5104B Main Board, 5204 Main Board, 5207 Main Board, 5208 Main Board, 5600 Main Board, 5700 Main Board, 5808 Main Board, 5820XL Main Board, 6700 Main Board, 6808 Main Board, 6820 Main Board, 6820EVS Main Board, SK-2 [Silent Knight] [IDC] [#2 TROUBLE] 5104B Main Board, 5204 Main Board, 5207 Main Board, 5208 Main Board, 5495 Main Board, 5600 Main Board, 5700 Main Board, 5808 Main Board, 5820XL Main Board, 5895XL Main Board, 6700 Main Board, 6808 Main Board, 6820 Main [Farenhyt, Silent Knight, Stanley Security Solutions] [VAC ] 5104B Main Board, 5204 Main Board, 5207 Main Board, 5208 Main Board, 5495 Main Board, 5496 Main Board, 5499 Main Board, 5600 Main Board, 5700 Main Board, 5808 Main Board, 5820XL Main Board, 588 [Silent Knight] [IDC] [#1 ALARM] 5104B Main Board, 5204 Main Board, 5207 Main Board, 5208 Main Board, 5600 Main Board, 5700 Main Board, 5808 Main Board, 5820XL Main Board, 5895XL Main Board, 6700 Main Board, 6808 Main Board, 6820 Main Board, 6820EVS Main | [Silent Knight] 6700 Main Board
5c4a5ab5-5e5b-408e-bc3a-41eaec3b7417 | NFPA 170 FIRE ALARM CONTROL UNIT | RISER FACP |  | North | Monaco Enterprises |  | Fire Alarm Control Unit |  |  |  | Assembly | TRUE | 227-551 |  | M-2 Integrated Radio Transceiver and Fire Alarm Control Panel, narrowband, two Class A or four Class B zones, two 12 V/18 Ah batteries, in a 28 inch × 18 inch × 3.6 inch NEMA 1 Enclosure, capacity for one Expansion Backplane with up to seven Zone Expansion Cards, Auxiliary Output Cards, or Universal Input Cards | 1 | [6 empty] | FALSE | [5 empty] | #FFFF0000 | FA-NFPA 170 FIRE ALARM CONTROL UNIT | 1 | FALSE | FALSE | FALSE | 202 | [8 empty] | 7,12,18 |  |  |  |  | TRUE | [5 empty] | DESKTOP-7SAL8M7\acont | 2018-10-23 10:52 | THOR\acont | 2024-09-08 17:27
c5ee689d-e769-4382-892f-41eb3ae76697 | NFPA 170 SMOKE DETECTOR |  |  | North | Autocall |  | Smoke Detector |  |  |  | Module | TRUE | A4098-5601 | ++ | Photo detector listed to UL. | 1 | 7e-05 | 0.033 |  |  | 33 | 10.5 | FALSE | TRUE |  |  |  |  | #FFFF0000 | FA-NFPA 170 SMOKE DETECTOR | 1 | FALSE | FALSE | FALSE | 1408 | [13 empty] | FALSE | [5 empty] | THOR\acont | 2023-11-22 13:40 | THOR\acont | 2024-09-08 17:27 | Cloned from Autocall 4098-5602 | [Autocall] [IDC] [*] [#1 ALARM] A4098-5601 (C), A4098-5602 (C), A4098-5610 (C), A4098-5611 (C), A4098-5612 (C), A4098-5613 (C)
fe1760fd-3656-4000-9358-41ed926f7f96 | NFPA 170 NOTIFICATION CIRCUIT EXTENDER PANEL | RISER NAC |  | North | Kidde |  | Notification Circuit Extender Panel |  |  |  | Assembly | TRUE | MIRBPS6A |  | Remote Booster Power Supply, 6.5A, 120Vac, red | 1 | [6 empty] | FALSE | [5 empty] | #FFFF0000 | FA-NFPA 170 NOTIFICATION CIRCUIT EXTENDER PANEL | 1 | FALSE | FALSE | FALSE | 212 | [8 empty] | 7,12,18,65 |  |  |  |  | TRUE | [5 empty] | DESKTOP-7SAL8M7\acont | 2020-01-02 08:46 | THOR\acont | 2024-09-08 17:27 | Cloned from Edwards BPS6A
5e6b186d-b4eb-4f50-9fa7-41f3dcaf3d8d |  |  |  | North | Autocall |  | Cards & Components |  |  |  | Card | TRUE | A100-9701 |  | ES-PS Master Controller with 2x40 Display - English | 1 | 0.277 | 0.321 |  |  |  |  | TRUE | [5 empty] | #FFFFFFFF |  |  | FALSE | FALSE | FALSE | [20 empty] | DESKTOP-EUPOT3B\aucon | 2021-12-09 04:22 | THOR\acont | 2024-10-09 10:48 |  |  | [Autocall] A100-9701, A100-9706, A100-9709
8e85df58-41f0-43cc-b8fb-4200f85c787f | NFPA 170 MAINTENANCE DISCONNECT SWITCH |  |  | North | Ansul |  | Switch |  |  |  | Module | TRUE | 433936 | + | Maintenance Disconnect, Flush mount | 1 |  | 0.083 | [10 empty] | #FFFF0000 | FA-NFPA 170 MAINTENANCE DISCONNECT SWITCH | 1 | FALSE | FALSE | FALSE | 910 | [19 empty] | DESKTOP-7EIEB7A\acont | 2021-06-17 07:18 | THOR\acont | 2024-09-08 17:27 | Cloned from Block Definition Only NFPA 170 MAINTENANCE DISCONNECT SWITCH | [Ansul, Autocall, Simplex] [AUX POWER] [*] [LED] 2081-9046, 430687, 433936, 433937, A2081-9046 [Ansul, Autocall, Simplex] [IDC] 01 [ACTIVATION] 2081-9046, 430687, 433936, 433937, 433940, 433941, A2081-9046 [Ansul, Autocall, Simplex] [AUX POWER, RELEASING] [LED] 2081-9046, 430687, 433936, 433937, A2081-9046
08475f6d-c13b-4623-aa29-4202a5e85321 | NFPA 170 ADDRESSABLE OUTPUT MODULE |  |  | North | MIRCOM |  | Addressable Control/Relay |  |  |  | Module | TRUE | MIX-4046 | ++ | Supervised Output Module | 1 | 0.0018 | 0.0025 |  |  |  |  | FALSE |  | 4” square by 2 1/8” deep box |  | 4 5/8”H x 4 1/4” W x 1 1/8” D |  | #FFFF0000 | FA-NFPA 170 ADDRESSABLE OUTPUT MODULE | 1 | FALSE | FALSE | FALSE | 1100 | [13 empty] | FALSE |  |  | CM |  |  | DESKTOP-7EIEB7A\acont | 2023-08-28 12:48 | THOR\acont | 2024-09-08 17:27 | Cloned from MIRCOM MIX-M500RAP | [MIRCOM] [AUDIO 25v, AUDIO 70.7v, FFT, NAC] [RISER INPUT] MIX-100S, MIX-4046 [MIRCOM] [SLC MODULES SENSORS] [*] [#1 SHARED ADDR ¦ MODULES] CR-6, CZ-6, IM-10, MIX-100P, MIX-100R, MIX-100S, MIX-100X, MIX-101P, MIX-4040, MIX-4040M, MIX-4041, MIX-4045, MIX-4045-M, MIX-4046, MIX-M500DM, MIX-M500DMAP, MIX-M500FP, MIX-M500M, MIX-M500MAP [MIRCOM] [SLC MODULES] [*] [#3 TYPE ADDR ¦ MODULES] CR-6, CZ-6, IM-10, MIX-100P, MIX-100R, MIX-100S, MIX-101P, MIX-4040, MIX-4040M, MIX-4041, MIX-4045, MIX-4045-M, MIX-4046, MIX-M500DM, MIX-M500DMAP, MIX-M500FP, MIX-M500M, MIX-M500MAP, MIX-M500R, MIX-M50 | [MIRCOM] MIX-4046
63757868-3ae6-4899-b108-42068dbc3ca8 |  |  |  | North | Autocall | [5 empty] | Module | TRUE | A007-6307 | ++ | ES Net NIC dual channel single-mode fiber media card | 1 | 0.135 | 0.135 | [10 empty] | #FFFFFFFF |  |  | FALSE | FALSE | FALSE | [20 empty] | THOR\acont | 2024-02-23 06:06 | THOR\acont | 2024-10-09 10:48 | Cloned from Autocall A100-6307 | [Autocall, Simplex] [Fiber Optic] [NETWORK ++] 4007-6307, 4007-6308, 4007-6309, 4010-6307, 4010-6308, 4100-6307, 4100-6308, 4190-9858, 4190-9859, A007-6307, A007-6308, A007-6309, A010-6307, A010-6308, A100-6307, A100-6308, A190-9858, A190-9859 | [Autocall, Simplex] 4007-6307, 4007-6308, 4010-6307, 4100-6307, 4190-9858, A007-6307, A007-6308, A010-6307, A100-6307, A190-9858
17e3d1ce-a212-4759-88d3-420c4a889eba |  |  |  | North | HID | Security/Access Control |  |  |  |  | Module | TRUE | 1391 |  |  | 1 | [12 empty] | #FFFFFFFF |  |  | FALSE | FALSE | FALSE | [20 empty] | THOR\acont | 2024-03-12 21:20 | THOR\acont | 2024-10-09 10:48
42325cad-59b0-4264-b3fc-420ff6dfb955 | NFPA 170 HORN STROBE |  |  | North | System Sensor |  | Horn/Strobe |  |  |  | Module | TRUE | P2WL-LF w/ WAV-WL | + | 2-Wire, Horn Strobe, White | 2 | 0 | 0.119 |  |  |  |  | FALSE | [5 empty] | #FF0070C0 | FA-NFPA 170 HORN STROBE | 1 | FALSE | FALSE | FALSE | 2012 | [13 empty] | FALSE |  |  | LF |  |  | DESKTOP-7SAL8M7\acont | 2020-09-14 15:55 | THOR\acont | 2024-09-08 17:27 | Cloned from System Sensor P2WL-LF | [Notifier, System Sensor] [NAC] [24VDC, TEMPORAL HIGH] P2RL-LF, P2RL-LF w/ WAV-RL, P2WL-LF, P2WL-LF w/ WAV-WL [Farenhyt, Firelite, Gamewell FCI, Notifier, Silent Knight, System Sensor] [SWIFT MESH DEVICES] 01 HRL-LF w/ WAV-RL, HWL-LF w/ WAV-WL, P2RL w/WAV-RL, P2RLED w/WAV-RL, P2RL-LF w/ WAV-RL, P2WL w/ WAV-WL, P2WLED w/ WAV-WL, P2WL-LF w/ WAV-WL, SRL w/ WAV-RL, [Notifier, System Sensor] [NAC] [24VFWR, TEMPORAL HIGH] P2RL-LF, P2RL-LF w/ WAV-RL, P2WL-LF, P2WL-LF w/ WAV-WL
0d97cdf6-05b2-4c7f-9f7f-4212bad993f9 | NFPA 170 STROBE CEILING |  |  | North | Gentex |  | Strobe |  |  |  | Module | TRUE | GXS-120CR |  | Strobe, 120 Vac, 177 candela, ceiling, red | 1 | [6 empty] | FALSE | TRUE |  |  |  |  | #FF0070C0 | FA-NFPA 170 STROBE CEILING | 1 | FALSE | FALSE | FALSE | 2022 | [13 empty] | FALSE |  |  | C |  |  |  |  | THOR\acont | 2024-09-08 17:27
5e62cbe8-d73b-4d74-8825-42239b2dbf33 | NFPA 170 HORN STROBE |  |  | North | Siemens |  | Horn/Strobe |  |  |  | Module | TRUE | SL2MTSWR-A | S54329-F239-A1++ | Multi-Tone Strobe, Wall, Clear, Red, Agent | 1 | [12 empty] | #FF0070C0 | FA-NFPA 170 HORN STROBE | 1 | FALSE | FALSE | FALSE | 2023 | [19 empty] | DESKTOP-7EIEB7A\acont | 2023-08-02 08:20 | THOR\acont | 2024-09-08 17:27 | Cloned from Siemens SL2MTSWR-F | [Siemens] [NAC] [24 VDC, HORN STD] SL2MTSWR-A, SL2MTSWR-F, SL2MTSWR-FB, SL2MTSWR-N, SL2MTSWR-NR, SL2MTSWW-F, SL2MTSWW-FB, SL2MTSWW-N, SL2MTSWW-NA, SL2MTSWW-NB, SL2MTSWW-NG, SL2MTSWW-NR
d7f3cf37-453b-476d-a172-42249ce929a6 |  |  |  | North | Siemens | [5 empty] | Module | TRUE | ZAC-40 | 500-035400++ | ZONE AMP CARD-40 WATTS (25V,70V OR 100V) ONE CARD SLOT CC-5/CC-2 | 1 | 0.15 | 2.3 |  | 40 | [8 empty] | #FFFFFFFF |  |  | FALSE | FALSE | FALSE | [20 empty] | DESKTOP-7SAL8M7\acont | 2019-08-13 09:04 | THOR\acont | 2024-10-09 10:48 |  |  | [Siemens] ZAC-40
3c601b8f-bdb6-4db8-8e29-42287b9d1f8a |  |  |  | North | Potter |  | Cards & Components |  |  |  | Card | TRUE | PVC-MMC | + |  | 1 | 0.046 | 0.046 |  |  |  |  | TRUE | [5 empty] | #FFFFFFFF |  |  | FALSE | FALSE | FALSE | [20 empty] | DESKTOP-7SAL8M7\acont | 2020-11-03 16:06 | THOR\acont | 2024-10-09 10:48 | Cloned from Hochiki FNV-MMC
ae79ceb5-3008-4b84-9def-422b0d62f823 | NFPA 170 MANUAL PULL |  |  | North | Kidde |  | Manual Station |  |  |  | Module | TRUE | 84-100000-002 | ++ | Explosion Proof B9 Station Lift and Pull Cover (FIRE ALARM) | 1 | [6 empty] | FALSE | [5 empty] | #FFFF0000 | FA-NFPA 170 MANUAL PULL | 1 | FALSE | FALSE | FALSE | 957 | [13 empty] | FALSE |  |  | XP |  |  | DESKTOP-7EIEB7A\acont | 2023-07-10 09:11 | THOR\acont | 2024-09-08 17:27 | Cloned from Kidde 84-100004-001 CLONED | [Edwards, Kidde, Monaco Enterprises] [IDC] 01 1534-1, 200-GAOF, 270A-DPO, 270A-SPO, 270-DOC, 270-DOC-B, 270-DOC-F, 270-DPO, 270-GAO, 270-GAOB, 270-GAO-DOC, 270-GAO-DOCF, 270P-DPO, 270P-SPO, 270-SPO, 270-SPOW, 270-SPOWB, 270-SPOWF, 271-KR1/SR/GS, 276A-REL
0b992338-f1c1-4dd1-af20-422b99e1414d | NFPA 170 HORN STROBE |  |  | North | Eaton Wheelock |  | Horn/Strobe |  |  |  | Module | TRUE | ELFHSR-CO | + | WALL SOUNDER STROBE, RED, CO, LOW FREQ | 1 | [6 empty] | TRUE | [5 empty] | #FF0070C0 | FA-NFPA 170 HORN STROBE | 1 | FALSE | FALSE | FALSE | 2020 | [16 empty] | LF |  |  | DESKTOP-7EIEB7A\acont | 2021-05-13 07:52 | THOR\acont | 2024-09-08 17:27 | Cloned from Eaton Wheelock ELFHSR-AL | [Eaton Wheelock] [NAC] [24VDC, MAX] ELFHSR, ELFHSR-AL, ELFHSRC (C), ELFHSRC-AL (C), ELFHSRC-CO (C), ELFHSRC-N (C), ELFHSR-CO, ELFHSR-N, ELFHSW, ELFHSW-AL, ELFHSWC (C), ELFHSWC-AL (C), ELFHSWC-CO (C), ELFHSWC-N (C), ELFHSW-CO, ELFHSW-N
b3978ddd-51f7-456f-97a4-422e3e311d85 | NFPA 170 HEAT DETECTOR |  |  | North | Siemens |  | Heat Detector |  |  |  | Module | TRUE | DT-325EP | 500-688982 | 325 DEG EXP PROOF THERMAL | 1 | [12 empty] | #FFFF0000 | FA-NFPA 170 HEAT DETECTOR | 1 | FALSE | FALSE | FALSE | [17 empty] | 325° FT, XP |  |  | DESKTOP-7SAL8M7\acont | 2019-08-13 09:04 | THOR\acont | 2024-09-08 17:27 |  | [Siemens] [IDC] [#1 ALARM] DT-135F, DT-135R, DT-135WP, DT-140EP, DT-160EP, DT-190EP, DT-200F, DT-200R, DT-200WP, DT-225EP, DT-275EP, DT-325EP, DT-360EP, DT-450EP, DT-600EP, DT-725EP
2fc96d93-7c2a-46bc-8f31-4239b8111f46 | NFPA 170 SMOKE DETECTOR |  |  | North | Notifier |  | Smoke Detector |  |  |  | Module | TRUE | HFS-P | ++ | Photoelectric smoke detector, includes base | 1 | 0.0003 | 0.0065 |  |  |  |  | FALSE | TRUE |  |  |  |  | #FFFF0000 | FA-NFPA 170 SMOKE DETECTOR | 1 | FALSE | FALSE | FALSE | 1408 | [13 empty] | FALSE | [7 empty] | THOR\acont | 2024-09-08 17:27 | 20191121 AC Detector without base | [Honeywell, Notifier, System Sensor] [SLC SENSORS] [*] [#4 TYPE ADDR ¦ SENSORS] 2251B (C), 2251-COPTIR (C), 2251-COPTIR w/B200S-WH (C), 2251TB (C), 2251TMB (C), 5251B (C), 5251B-WP (C), 5251H (C), 5251RB (C), 5251RB-WP (C), 7251 (C), 7251DH (C), DH200LP [Honeywell, Notifier, System Sensor] [SLC MODULES SENSORS] [*] [#2 SHARED ADDR ¦ SENSORS] 2251B (C), 2251-COPTIR (C), 2251-COPTIR w/B200S-WH (C), 2251TB (C), 2251TMB (C), 5251B (C), 5251B-WP (C), 5251H (C), 5251RB (C), 5251RB-WP (C), 7251 (C), 7251DH (C)
9efd09f5-7234-4e4e-a5d6-42489993c1d4 |  |  |  | North | Siemens | [5 empty] | Module | TRUE | FS-1100 | S54430-F301-A1 | LONG RANGE SIMULATOR - IR3 | 1 | [12 empty] | #FFFFFFFF |  |  | FALSE | FALSE | FALSE | [20 empty] | DESKTOP-7SAL8M7\acont | 2019-08-13 09:04 | THOR\acont | 2024-10-09 10:48
a98b541e-2b37-40eb-a895-4257e4d8666f | NFPA 170 VOICE EVACUATION CONTROL UNIT |  |  | North | Hochiki |  | Voice Evac Control Unit |  |  |  | Assembly | TRUE | EVAX-50E-H | + | 50W Voice Evacuation Panel | 1 | [6 empty] | FALSE |  |  | *Refer to Install Sheet |  |  | #FFFF0000 | FA-NFPA 170 VOICE EVACUATION CONTROL UNIT | 1 | FALSE | FALSE | FALSE | 211 | [8 empty] | 7,12,18 |  |  |  | 50 | TRUE | [5 empty] | DESKTOP-7SAL8M7\acont | 2019-11-05 06:01 | THOR\acont | 2024-09-08 17:27
5d51a178-4c76-4c4e-b5fe-425832f70d94 |  |  |  | North | Edwards |  | Cards & Components |  |  |  | Card | TRUE | MN-HSMP300DF170 |  | 300 Watt Indoor-only Omni-directional loudspeaker w/int70.7 VRMS transformer | 1 | [6 empty] | TRUE | [5 empty] | #FFFFFFFF |  |  | FALSE | FALSE | FALSE | [14 empty] | FALSE | [7 empty] | THOR\acont | 2024-10-09 10:48
4e75c67f-fe5a-456a-a5f9-42645a4c1826 | NFPA 170 HORN STROBE |  |  | North | Siemens |  | Horn/Strobe |  |  |  | Module | TRUE | AS-HMC-R | 500-636012 | AS HORN HI MULTI CANDELA RED | 1 | [12 empty] | #FF0070C0 | FA-NFPA 170 HORN STROBE | 1 | FALSE | FALSE | FALSE | 2012 | [19 empty] | DESKTOP-7SAL8M7\acont | 2019-08-13 09:04 | THOR\acont | 2024-09-08 17:27 | B,T | [Siemens] [NAC] [DC, HIGH DB] AS-HMC-CR (C), AS-HMC-CW (C), AS-HMC-R, AS-HMC-W
3537fd43-9e86-4ef1-a519-426582d76d17 | NFPA 170 GAS DETECTOR |  |  | North | Potter |  | Gas Detection |  |  |  | Module | TRUE | PAD100-CD w/PAD100-6DB | + | Carbon-Monoxide Detector with 6" Standard Base | 1 | 0.0003 | 0.0003 |  |  |  |  | FALSE | [5 empty] | #FFFF0000 | FA-NFPA 170 GAS DETECTOR | 1 | FALSE | FALSE | FALSE | 1402 | [13 empty] | FALSE |  |  | 6DB |  |  |  |  | THOR\acont | 2024-09-08 17:27 | 20191121 AC Detector with base | [Potter] [SLC PAD] [*] [#2 SHARED ADDR ¦ SENSORS] PAD100-CD w/PAD100-4DB, PAD100-CD w/PAD100-6DB, PAD100-CD w/PAD100-IB, PAD100-CD w/PAD100-LFSB, PAD100-CD w/PAD100-RB, PAD100-CD w/PAD100-SB, PAD100-CD w/PAD100-SPKB, PAD100-DUCT (C), PAD100-DUCTR (C), PA
f585806a-4b64-40a8-ad9b-42659bb93a11 |  |  |  | North | Potter | [5 empty] | Module | TRUE | EWP-202C |  | Wireless Traffic Counter and Announcer | 1 | [6 empty] | FALSE | [5 empty] | #FFFFFFFF |  |  | FALSE | FALSE | FALSE | [14 empty] | FALSE | [7 empty] | THOR\acont | 2024-10-09 10:48
63a92a88-3d7a-4226-9781-42699517593a | NFPA 170 STROBE CEILING |  |  | North | Autocall |  | Strobe |  |  |  | Module | TRUE | A4906-9110 | + | Multi-candela strobe, Ceiling Mount, Fire, Red, High Cd | 1 | 0 | 0 |  |  |  |  | TRUE | TRUE |  |  |  |  | #FF0070C0 | FA-NFPA 170 STROBE CEILING | 1 | FALSE | FALSE | FALSE | 2022 | [16 empty] | C |  |  | DESKTOP-7EIEB7A\acont | 2022-03-07 07:20 | THOR\acont | 2024-09-08 17:27 | Cloned from Autocall A4906-9110 CLONED | [Autocall, Simplex] [NAC] [MAX] 4906-9110 (C), 4906-9112 (C), A4906-9110 (C), A4906-9112 (C) [Autocall, Simplex] [NAC] [MAX] 4906-9102 (C), 4906-9104 (C), 4906-9110 (C), 4906-9112 (C), 4906-9114 (C), 4906-9115 (C), 4906-9116 (C), 4906-9117 (C), A4906-9102 (C), A4906-9104 (C), A4906-9110 (C), A4906-9112 (C), A4906-9114 (C), A4906-9115 (C), A4906-
bb3d3523-a8b2-45a7-aeef-4269a985148b | NFPA 170 SMOKE CO DETECTOR |  |  | North | Potter |  | Smoke/CO Detector |  |  |  | Module | TRUE | PAD300-PCD w/PAD300-4DB | ++ | Photoelectric Smoke/CO Detector with 4" Standard Base | 1 | 0.0003 | 0.0003 |  |  |  |  | FALSE | TRUE |  |  |  |  | #FFFF0000 | FA-NFPA 170 SMOKE CO DETECTOR | 1 | FALSE | FALSE | FALSE | 1411 | [13 empty] | FALSE |  |  | 4DB |  |  | DESKTOP-7EIEB7A\acont | 2023-01-20 06:58 | THOR\acont | 2024-09-08 17:27 | Cloned from Potter PAD200-PCD w/PAD100-4DB | [Potter] [SLC PAD] [*] [#2 SHARED ADDR ¦ SENSORS] PAD100-CD w/PAD100-4DB, PAD100-CD w/PAD100-6DB, PAD100-CD w/PAD100-IB, PAD100-CD w/PAD100-LFSB, PAD100-CD w/PAD100-RB, PAD100-CD w/PAD100-SB, PAD100-CD w/PAD100-SPKB, PAD100-DUCT (C), PAD100-DUCTR (C), PA
baf06be8-9a0c-45d2-9486-42813b0b98d7 | NFPA 170 SMOKE DETECTOR |  |  | North | Gamewell FCI |  | Smoke Detector |  |  |  | Module | TRUE | ASD-PL3-IV w/B501-IV | + | Photoelectric smoke detector, ivory, Velociti/CLIP w/ 4” Flangeless mounting base, ivory | 1 | 0.0002 | 0.0045 |  |  |  |  | FALSE | TRUE | FLUSH |  | 4" SQ. DEEP | 3 "O" PLASTER RING | #FFFF0000 | FA-NFPA 170 SMOKE DETECTOR | 1 | FALSE | FALSE | FALSE | 1408 | [13 empty] | FALSE | [5 empty] | DESKTOP-7SAL8M7\acont | 2019-04-25 06:34 | THOR\acont | 2024-09-08 17:27 | 20191121 AC Detector with base | [Gamewell FCI] [SLC SENSORS] [*] [#4 TYPE ADDR ¦ SENSORS] ADPF (C), ASD-PL2F w/B200S-LF-WH (C), ASD-PL2F w/B210LP (C), ASD-PL2FR (C), ASD-PL3 w/B200S-LF-WH (C), ASD-PL3 w/B200SR-LF-WH (C), ASD-PL3 w/B200SR-WH (C), ASD-PL3 w/B224BI-WH (C), ASD-PL3 w/B224R [Gamewell FCI] [SLC MODULES SENSORS] [*] [#2 SHARED ADDR ¦ SENSORS] ADPF (C), ASD-PL2F w/B200S-LF-WH (C), ASD-PL2F w/B210LP (C), ASD-PL2FR (C), ASD-PL3 w/B200S-LF-WH (C), ASD-PL3 w/B200SR-LF-WH (C), ASD-PL3 w/B200SR-WH (C), ASD-PL3 w/B224BI-WH (C), ASD-P
79b53621-9445-40b8-b774-42819ac6498f |  |  |  | North | Notifier |  | Cards & Components |  |  |  | Card | TRUE | IPSPLT |  | Y-adapter option allow connection of both panel dialer outputs to one IPDACT-2/2UD cable input | 1 | [6 empty] | TRUE | FALSE |  |  |  |  | #FFFFFFFF |  |  | FALSE | FALSE | FALSE | [14 empty] | FALSE | [7 empty] | THOR\acont | 2024-10-09 10:48
677a80d3-3dc1-4258-afee-428b313d0dfc | NFPA 170 MANUAL PULL |  |  | North | Farenhyt |  | Manual Station |  |  |  | Module | TRUE | IDP-PULL-SA | ++ | Single Action Pull Station | 1 | 0.00035 | 0.00035 |  |  |  |  | FALSE |  |  |  | 5.5” H x 4" W x 1.45" D (14 x 10.2 x 3.7cm) |  | #FFFF0000 | FA-NFPA 170 MANUAL PULL | 1 | FALSE | FALSE | FALSE | 957 | [13 empty] | FALSE | [5 empty] | DESKTOP-7EIEB7A\acont | 2023-02-27 07:10 | THOR\acont | 2024-09-08 17:27 | Cloned from Silent Knight SK-PULL-SA | [Farenhyt] [SLC IDP MODULES] [*] [#3 TYPE ADDR ¦ MODULES] CO1224TR w/ IDP-MINIMON, CO1224TR w/ IDP-MONITOR, Hood System/IDP-MINIMON, IDP-CONTROL, IDP-CONTROL-6, IDP-MINIMON, IDP-MON-10, IDP-MONITOR, IDP-MONITOR-2, IDP-PULL-DA, IDP-PULL-SA, IDP-RELAY, IDP [Farenhyt, Silent Knight] [SLC MODULES SENSORS] [*] [#1 SHARED ADDR ¦ MODULES] HFS-MM, Hood System/IDP-MINIMON, IDP-CONTROL, IDP-CONTROL-6, IDP-MINIMON, IDP-MON-10, IDP-MONITOR, IDP-MONITOR-2, IDP-PULL-DA, IDP-PULL-SA, IDP-RELAY, IDP-RELAY-6, IDP-RELAYMO
8d876f80-be21-487c-8436-428d8b03d9ce | NFPA 170 BATTERY CABINET |  |  | North | Space Age Electronics |  | Hardware |  |  |  | Hardware | TRUE | 2MB | Accessories | 2MB Multi-Module Mounting Bracket | 1 | 0 | 0 |  |  |  |  | TRUE | [5 empty] | #FFFF0000 | FA-NFPA 170 BATTERY CABINET | 1 | FALSE | FALSE | FALSE | 3000 | [19 empty] | DESKTOP-7SAL8M7\acont | 2020-09-14 15:38 | THOR\acont | 2024-09-08 17:27 | Cloned from Space Age Electronics SSU00500
42a9b76a-39d8-4a0c-948f-42982942d4e4 | NFPA 170 DRILL KEY MANUAL PULL |  |  | North | Block Definition Only |  | Manual Station |  |  |  | Module | TRUE | NFPA 170 DRILL KEY MANUAL PULL |  | NFPA 170 DRILL KEY MANUAL PULL | 1 | [12 empty] | #FFFF0000 | FA-NFPA 170 DRILL KEY MANUAL PULL | 1 | FALSE | FALSE | FALSE | 953 | [19 empty] | AULAPTOP-PC\Aulaptop | 2020-03-26 07:41 | THOR\acont | 2024-09-08 17:27
2f6dd676-b53f-440c-9e2a-42985cb3b0eb | NFPA 170 REMOTE ANNUNCIATOR | RISER ANNUNCIATOR |  | North | Firelite |  | Remote Annunciator |  |  |  | Module | TRUE | ANN-RLED | + | Annunciator module with alarm (red) indicators for up to 30 input zones or addressable points, includes red enclosure | 1 | 0.028 | 0.068 |  |  |  |  | TRUE | FALSE |  |  |  |  | #FFFF0000 | FA-NFPA 170 REMOTE ANNUNCIATOR | 1 | FALSE | FALSE | FALSE | 255 | [13 empty] | FALSE | [5 empty] | DESKTOP-7SAL8M7\acont | 2019-02-18 16:15 | THOR\acont | 2024-09-08 17:27 | Cloned from Firelite ACM-16ATF | [Farenhyt, Firelite, Gamewell FCI] [RS-485] ANN-100, ANN-80, ANN-80-W, ANN-I/O, ANN-I/O LED, ANN-LC, ANN-LED, ANN-RLED, ANN-RLY, ANN-S/PG, GFANN-80, GFANN-80-W, VW-DIS-D, W-DIS-D [ADT Unimode, Eaton Wheelock, Farenhyt, Firelite, Gamewell FCI, Monaco Enterprises, Notifier, Potter, Secutron, Silent Knight] [AUX POWER] [*] 790-012-00, ACM-16ATF, ACM-30, ACM-32AF, ACM-48A, ACM-8RF, ADT-LCD-80, AEM-16ATF, AEM-32AF, AFM-16AF, AFM-16ATF
46fe1bc4-279e-4f3e-8abc-429ca812145f | NFPA 170 SMOKE DETECTOR |  |  | North | Potter |  | Smoke Detector |  |  |  | Module | TRUE | PAD200-PD w/PAD100-SB | + | Photoelectric Smoke Detector with 6" Base with Sounder Module Included | 1 | 0.0005 | 0.0005 |  |  |  |  | FALSE | TRUE |  |  |  |  | #FFFF0000 | FA-NFPA 170 SMOKE DETECTOR | 1 | FALSE | FALSE | FALSE | 1408 | [13 empty] | FALSE |  |  | SB |  |  | DESKTOP-7EIEB7A\acont | 2021-09-01 13:28 | THOR\acont | 2024-09-08 17:27 | Cloned from Potter PAD100-PD w/PAD100-SB | [Potter] [SLC PAD] [*] [#2 SHARED ADDR ¦ SENSORS] PAD100-CD w/PAD100-4DB, PAD100-CD w/PAD100-6DB, PAD100-CD w/PAD100-IB, PAD100-CD w/PAD100-LFSB, PAD100-CD w/PAD100-RB, PAD100-CD w/PAD100-SB, PAD100-CD w/PAD100-SPKB, PAD100-DUCT (C), PAD100-DUCTR (C), PA [Potter] [AUX POWER] PAD100-CD w/PAD100-SB, PAD100-HD w/PAD100-SB, PAD100-PD w/PAD100-SB (C), PAD100-PHD w/PAD100-SB (C), PAD100-PHD w/PAD100-SB (Split) (C), PAD200-PCD (C), PAD200-PCD (Split) (C), PAD200-PCD w/PAD100-SB (C), PAD200-PCD w/PAD100-SB (Spli
6406d940-e945-47d3-85c2-42a212e13c44 | NFPA 170 BELL |  |  | North | Edwards |  | Bell |  |  |  | Module | TRUE | 439D-8AW |  | Bell, 8" 24Vdc, Gray | 1 | [6 empty] | FALSE | [5 empty] | #FFFF0000 | FA-NFPA 170 BELL | 1 | FALSE | FALSE | FALSE | 2000 | [13 empty] | FALSE | [7 empty] | THOR\acont | 2024-09-08 17:27 |  | [Edwards, Kidde] [NAC] [VDC] 439D-10AW, 439D-10AWC, 439D-10AW-R, 439D-6AW, 439D-6AWC, 439D-6AW-R, 439D-8AW, 439D-8AW-R, 439DEX-10AW, 439DEX-6AW, 439DEX-8AW
ab091ea7-ecbd-472a-8d19-42a3e882ad17 | CADGEN SIGN |  |  | North | TALK A PHONE | Area of Refuge | Signage |  |  |  | Module | TRUE | ETP-SIGN-R | ++ | Area of Refuge Self-Adhesive Sign | 1 | 0 | 0 |  |  |  |  | FALSE |  | Surface Mounted |  | 6.0 x 8.0 in. (152 x 203 mm) |  | #FFFF0000 | FA-CADGEN SIGN | 1 | FALSE | FALSE | FALSE | [20 empty] | THOR\acont | 2024-01-10 15:49 | THOR\acont | 2024-09-08 17:27 | Cloned from TALK A PHONE ETP-SIGN
27a3280a-c8e2-4a0d-b035-42a41dab39d2 | NFPA 170 ADDRESSABLE INPUT MONITOR MODULE |  |  | North | Bosch |  | Addressable Module |  |  |  | Module | TRUE | D7042 | ++ | Remote module, 8-input class B | 1 | 0.018 | 0.018 |  |  | 12 | [7 empty] | #FFFF0000 | FA-NFPA 170 ADDRESSABLE INPUT MONITOR MODULE | 1 | FALSE | FALSE | FALSE | [17 empty] | 8 |  |  | DESKTOP-7EIEB7A\acont | 2021-08-13 06:25 | THOR\acont | 2024-09-08 17:27 |  | [Bosch] [OPTION BUS] [*] [BUS ++] D7030X, D7030X-S2, D7030X-S8, D7032, D7035, D7035B, D7042, D7042B, D7048, D7048B, FMR-1000-RA, FMR-1000-RCMD, FMR-7033, FMR-7036 | [Bosch] D7042, D7042B
2ab1dc3f-0c88-42d3-a40b-42a50dda7a5f |  |  |  | North | Edwards |  | Hardware |  |  |  | Hardware | TRUE | QS8-12-G-2E-BR |  | OBSOLETE - FAP w/ 12 Option Card Space, Gray, EN-54, British, 230V | 1 | [6 empty] | FALSE | [5 empty] | #FFFFFFFF |  |  | FALSE | FALSE | FALSE | [14 empty] | FALSE | [7 empty] | THOR\acont | 2024-10-09 10:48
e63f0fdd-63d4-412d-be97-42b42914141e | NFPA 170 FIRE ALARM CONTROL UNIT | RISER FACP |  | North | Edwards |  | Fire Alarm Control Unit |  |  |  | Assembly | TRUE | iO64R |  | FACP, 1 Loop, 64pt, 2 Cl B NACs, red, 120v | 1 | [6 empty] | FALSE | [5 empty] | #FFFF0000 | FA-NFPA 170 FIRE ALARM CONTROL UNIT | 1 | FALSE | FALSE | FALSE | 202 | [8 empty] | 7,12,18,26 |  | 10 |  |  | TRUE | [7 empty] | THOR\acont | 2024-09-08 17:27
68e50ae1-afde-443b-ad05-42b609a4b9f5 | NFPA 170 FIRE ALARM CONTROL UNIT | RISER FACP |  | North | Hochiki |  | Fire Alarm Control Unit |  |  |  | Assembly | TRUE | LA103K1-44 |  | FireNET L@TITUDE Analog Addressable Fire Alarm Control Panel, 4 Slot Standard Enclosure, 10.25 A Auto Voltage, 2-Loop Panel Module, Hochiki Protocol, Network Module, and Media Gateway™, Gray, Printer / 48 Zone LEDs | 1 | [6 empty] | FALSE |  |  | *Refer to Install Sheet | 16.5in (W) x 23.2in (H) x 6in (D) | KM5FCRD (Optional Semi-Flush Mounting Kit) | #FFFF0000 | FA-NFPA 170 FIRE ALARM CONTROL UNIT | 1 | FALSE | FALSE | FALSE | 202 | [8 empty] | 7,12,18,28 |  |  | 10.25 |  | TRUE | [5 empty] | DESKTOP-GHR3H5U\Anthony | 2019-11-27 07:23 | THOR\acont | 2024-09-08 17:27
5ff68c71-3666-42eb-b369-42b94cc95173 |  |  |  | North | Siemens |  | Cards & Components |  |  |  | Card | TRUE | FCI2016-U1 | S54400-A55-A1++ | Periphery board (252 pts) | 1 | 0.11 | 0.136 |  |  |  |  | TRUE | [5 empty] | #FFFFFFFF |  |  | FALSE | FALSE | FALSE | [20 empty] | DESKTOP-7SAL8M7\acont | 2018-09-07 12:14 | THOR\acont | 2024-10-09 10:48 | 109 mA (standby), 140 mA (alarm) | [Siemens] [IDC] [#3 SUPERVISORY] FCI2016-U1 [Siemens] [IDC] [#1 ALARM] FCI2016-U1 [Siemens] [IDC] [#2 TROUBLE] FCI2016-U1 [Siemens] [IDC] [#4 PROG] FCI2016-U1 | [Siemens] FCI2016-U1
82941857-feb8-41a6-9d58-42bba680761e | NFPA 170 HORN STROBE |  |  | North | Eaton Wheelock |  | Horn/Strobe |  |  |  | Module | TRUE | EL3RHS-FW | ++ | WALL HORN STROBE, WHITE | 1 | [6 empty] | TRUE | [5 empty] | #FF0070C0 | FA-NFPA 170 HORN STROBE | 1 | FALSE | FALSE | FALSE | 2020 | [19 empty] | THOR\acont | 2024-08-15 09:25 | THOR\acont | 2024-09-11 19:28 | Cloned from Eaton Wheelock EL4XHS-FW | [Eaton Wheelock] [NAC] [24VDC, LOW CONT.] EL3RHS-FR, EL3RHS-FW, EL4XHS-FR, EL4XHS-FW [Eaton Wheelock] [NAC] [24VDC, HIGH CONT.] EL3RHS-FR, EL3RHS-FW, EL4XHS-FR, EL4XHS-FW
d5fb44f0-2f56-4afa-a697-42bffec72483 | NFPA 170 NOTIFICATION CIRCUIT EXTENDER PANEL |  |  | North | Xtralis |  | Notification Circuit Extender Panel |  |  |  | Assembly | TRUE | VPS-VEA-115UL |  | POWER SUPPLY FOR VEA-040-A10 & VER-A40-40-STX | 1 | [6 empty] | TRUE | [5 empty] | #FFFF0000 | FA-NFPA 170 NOTIFICATION CIRCUIT EXTENDER PANEL | 1 | FALSE | FALSE | FALSE | [9 empty] | 7, 12, 18, 35, 36 |  |  |  |  | TRUE | [5 empty] | TJ-PC12\TJ | 2021-04-01 14:37 | THOR\acont | 2024-09-08 17:27 | Cloned from Xtralis VPS-100US-120
67e4d982-4b18-411d-8df3-42c150a003ed | NFPA 170 STROBE WALL |  |  | North | Federal Signal |  | Strobe |  |  |  | Module | TRUE | FB2PST-012-024B |  | Fireball Supervised Strobe Light, Blue | 1 | [6 empty] | FALSE |  | 1/2" NPT Pipe/Surface |  |  |  | #FF0070C0 | FA-NFPA 170 STROBE WALL | 1 | FALSE | FALSE | FALSE | 2023 | [13 empty] | FALSE |  |  | WP |  |  | THOR\acont | 2024-11-01 08:59 |  |  | Cloned from Federal Signal FB24ST-024B | [Federal Signal] [AUX POWER, NAC] [24 VDC] FB24ST-024A, FB24ST-024B, FB24ST-024C, FB24ST-024G, FB24ST-024R, FB2PST-012-024A, FB2PST-012-024B, FB2PST-012-024C, FB2PST-012-024G, FB2PST-012-024R, FB2PST-I-024A, FB2PST-I-024B, FB2PST-I-024C, FB2PST-I-024G, F
4f74c7bb-2953-4cab-ae43-42d0435b0f9f | NFPA 170 STROBE WALL |  |  | North | Gentex |  | Strobe |  |  |  | Module | TRUE | WGESR24-75PWLP |  | WGES Colored Lens Low Profile Outdoor Strobe (GOELP Enclosure), Red Lens | 1 | 0 | 0.164 |  |  |  |  | FALSE | [5 empty] | #FF0070C0 | FA-NFPA 170 STROBE WALL | 1 | FALSE | FALSE | FALSE | 2023 | [13 empty] | FALSE | [7 empty] | THOR\acont | 2024-09-08 17:27 |  | [Gentex] [NAC] [UL MAX] WGESB24-75PW, WGESB24-75PWLP, WGESG24-75PW, WGESG24-75PWLP, WGESR24-75PW, WGESR24-75PWLP
fa9b1ae7-a16d-48f1-a307-42d1a8a9bcfa | NFPA 170 SMOKE DETECTOR |  |  | North | Apollo |  | Smoke Detector |  |  |  | Module | FALSE | SA5150-750ADV w/SA5000-210ADV |  | Axis AX UL Multicriteria Detector W/ 4" Base | 1 | 0.0005 | 0.4 |  |  |  |  | FALSE | TRUE |  |  |  |  | #FFFF0000 | FA-NFPA 170 SMOKE DETECTOR | 1 | FALSE | FALSE | FALSE | 1408 | [13 empty] | FALSE |  |  | 4 |  |  | AUGUSTALIEN\aucon | 2024-12-10 18:30 |  |  | Cloned from Apollo SA5150-650ADV w/SA5000-210ADV | [Advanced, Apollo] [SLC APOLLO MODULES SENSORS] [*] [#2 SHARED ADDR ¦ SENSORS] SA5150-650ADV w/SA5000-230ADV (C), SA5150-750ADV w/SA5000-210ADV (C), 45681-800 (C), 45681-805 (C), 55000-450 w/45681-210UL (C), 55000-450 w/45681-225APO (C), 55000-450 w/ [Apollo] [SLC APOLLO MODULES SENSORS] [#1 SHARED ADDR ¦ ALL] SA5150-650ADV w/SA5000-230ADV (C), SA5150-750ADV w/SA5000-210ADV (C), SA5050- 350 w/SA5300-802 , SA5050-250 w/SA5000-210, SA5050-250 w/SA5000-230 , SA5050-250 w/SA5300-800 , SA5050-250 w/
de425d6b-6670-4963-af4c-42d59ee240e8 |  |  |  | North | Simplex | [5 empty] | Module | TRUE | 4010-6306 | ++ | ES Net NIC dual channel Ethernet media card | 1 | 0.02 | 0.02 | [10 empty] | #FFFFFFFF |  |  | FALSE | FALSE | FALSE | [20 empty] | THOR\acont | 2024-02-23 06:00 | THOR\acont | 2024-10-09 10:48 | Cloned from Simplex 4100-6306 | [Autocall, Simplex] [ETHERNET] 4007-6306, 4007-9817, 4010-6306, 4100-6306, 4190-9856, A007-6306, A007-9817, A010-6306, A100-6306, A190-9856 | [Autocall, Simplex] 4007-6306, 4007-9817, 4010-6306, 4100-6306, 4190-9856, A007-6306, A007-9817, A010-6306, A100-6306, A190-9856
5d256e4c-3992-4c26-8ec0-42d736f86d19 | NFPA 170 SMOKE HEAT DETECTOR |  |  | North | Notifier |  | Smoke/Heat Detector |  |  |  | Module | TRUE | FPTI-951 w/B224RB-IV | + | Intelligent addressable multi-criteria photoelectric, thermal and infrared smoke detector, white w/ Intelligent relay base, ivory, UL listed | 1 | 0.0002 | 0.0045 |  |  |  |  | FALSE | TRUE | FLUSH |  | 4" SQ. DEEP | 3 "O" PLASTER RING | #FFFF0000 | FA-NFPA 170 SMOKE HEAT DETECTOR | 1 | FALSE | FALSE | FALSE | 1402 | [13 empty] | FALSE |  |  | R |  |  | DESKTOP-7EIEB7A\acont | 2021-01-13 08:04 | THOR\acont | 2024-09-08 17:27 | Cloned from Notifier FSCO-951 w/B224RB-IV | [Honeywell, Notifier, System Sensor] [SLC SENSORS] [*] [#4 TYPE ADDR ¦ SENSORS] 2251B (C), 2251-COPTIR (C), 2251-COPTIR w/B200S-WH (C), 2251TB (C), 2251TMB (C), 5251B (C), 5251B-WP (C), 5251H (C), 5251RB (C), 5251RB-WP (C), 7251 (C), 7251DH (C), DH200LP [Honeywell, Notifier, System Sensor] [SLC MODULES SENSORS] [*] [#2 SHARED ADDR ¦ SENSORS] 2251B (C), 2251-COPTIR (C), 2251-COPTIR w/B200S-WH (C), 2251TB (C), 2251TMB (C), 5251B (C), 5251B-WP (C), 5251H (C), 5251RB (C), 5251RB-WP (C), 7251 (C), 7251DH (C)
7fbc88af-61b7-4c3e-a986-42dc13dfa3b6 |  |  |  | North | Edwards |  | Cards & Components |  |  |  | Card | TRUE | 2-PPS |  | OBSOLETE - 4.5A Primary Power Supply | 1 | [6 empty] | TRUE | [5 empty] | #FFFFFFFF |  |  | FALSE | FALSE | FALSE | [14 empty] | FALSE | [7 empty] | THOR\acont | 2024-10-09 10:48
cdb60c68-c606-452f-8d05-42e03dcc0a60 | EQUIPMENT ENCLOSURE |  |  | North | Farenhyt |  | Enclosure |  |  |  | Assembly | TRUE | 6815 w/RMK5815 | ++ | SLC Loop Expander in Enclosure | 1 | 0.078 | 0.078 |  |  |  |  | TRUE | [5 empty] | #FFFF0000 | FA-EQUIPMENT ENCLOSURE | 1 | FALSE | FALSE | FALSE | [14 empty] | FALSE | [5 empty] | THOR\acont | 2024-03-01 07:53 | THOR\acont | 2024-09-08 17:27 | Cloned from Silent Knight 6815 CLONED |  | [Farenhyt, Silent Knight] 5815XL, 5815XL w/RMK5815, 6815, 6815 w/RMK5815
5cd3902d-8a18-42be-9194-42e2ff450c53 | NFPA 170 SPEAKER STROBE |  |  | North | Siemens |  | Speaker/Strobe |  |  |  | Module | TRUE | SEFH-MC-W-BLANK | S54329-A29-A1 | SPK-ST,WALL,BLNK,W | 1 | [12 empty] | #FF0070C0 | FA-NFPA 170 SPEAKER STROBE | 1 | FALSE | FALSE | FALSE | 2019 | [19 empty] | DESKTOP-7SAL8M7\acont | 2019-08-13 09:04 | THOR\acont | 2024-09-08 17:27 |  | [Siemens] [NAC] [VDC] SEFH-AMC-W-ALERT, SEFH-MC-R, SEFH-MC-R-ALERT, SEFH-MC-W, SEFH-MC-W-ALERT, SEFH-MC-W-BLANK, SEF-MC-R, SEF-MC-W, SEH-MC-R, SEH-MC-R-ALERT, SEH-MC-R-B, SEH-MC-W, SEH-MC-W-ALERT, SEH-MC-W-B, SEH-MC-W-BLANK [Siemens] [AUDIO 25v] [25V AUDIO] SEFH-AHMC-CW-ALERT (C), SEFH-AMC-CW-ALERT (C), SEFH-AMC-W-ALERT, SEFH-CR (C), SEFH-CW (C), SEFH-HMC-CR (C), SEFH-HMC-CR-ALERT (C), SEFH-HMC-CW (C), SEFH-HMC-CW-ALERT (C), SEFH-HMC-R, SEFH-HMC-W, SEFH-MC-CR (C), SEFH-MC-C [Siemens] [AUDIO 70.7v] [70V AUDIO] SEFH-AHMC-CW-ALERT (C), SEFH-AMC-CW-ALERT (C), SEFH-AMC-W-ALERT, SEFH-CR (C), SEFH-CW (C), SEFH-HMC-CR (C), SEFH-HMC-CR-ALERT (C), SEFH-HMC-CW (C), SEFH-HMC-CW-ALERT (C), SEFH-HMC-R, SEFH-HMC-W, SEFH-MC-CR (C), SEFH-MC
6447fc8f-b62e-4402-85fb-42e63f3febfa | NFPA 170 HORN STROBE CEILING |  |  | North | Edwards |  | Horn/Strobe |  |  |  | Module | TRUE | GCWA-HDVMHG |  | MNEC Horn-Strobe, white, ALERT, 95-177 cd, green | 1 | 0 | 0.341 |  |  |  |  | FALSE | TRUE |  |  |  |  | #FF0070C0 | FA-NFPA 170 HORN STROBE CEILING | 1 | FALSE | FALSE | FALSE | 2013 | [13 empty] | FALSE |  |  | C |  |  |  |  | THOR\acont | 2024-09-08 17:27 |  | [Edwards, Kidde] [NAC] [16 VDC, HIGH DB] EGCF-HDVMH (C), GCF-HDVMH (C), GC-HDVMH (C), GCWA-HDVMHA (C), GCWA-HDVMHB (C), GCWA-HDVMHC (C), GCWA-HDVMHG (C), GCWA-HDVMHR (C), GCWN-HDVMHA (C), GCWN-HDVMHB (C), GCWN-HDVMHC (C), GCWN-HDVMHG (C), GCWN-HDVMHR (C) [Edwards, Kidde] [NAC] [16 VDC, LOW DB] EGCF-HDVMH (C), GCF-HDVMH (C), GC-HDVMH (C), GCWA-HDVMHA (C), GCWA-HDVMHB (C), GCWA-HDVMHC (C), GCWA-HDVMHG (C), GCWA-HDVMHR (C), GCWN-HDVMHA (C), GCWN-HDVMHB (C), GCWN-HDVMHC (C), GCWN-HDVMHG (C), GCWN-HDVMHR (C) [Edwards, Kidde] [NAC] [24 VDC, HIGH DB] EGCF-HDVMH (C), GCF-HDVMH (C), GC-HDVMH (C), GCWA-HDVMHA (C), GCWA-HDVMHB (C), GCWA-HDVMHC (C), GCWA-HDVMHG (C), GCWA-HDVMHR (C), GCWN-HDVMHA (C), GCWN-HDVMHB (C), GCWN-HDVMHC (C), GCWN-HDVMHG (C), GCWN-HDVMHR (C) [Edwards, Kidde] [NAC] [24 VDC, LOW DB] EGCF-HDVMH (C), GCF-HDVMH (C), GC-HDVMH (C), GCWA-HDVMHA (C), GCWA-HDVMHB (C), GCWA-HDVMHC (C), GCWA-HDVMHG (C), GCWA-HDVMHR (C), GCWN-HDVMHA (C), GCWN-HDVMHB (C), GCWN-HDVMHC (C), GCWN-HDVMHG (C), GCWN-HDVMHR (C)
a2506b8a-56e0-4c9e-bd88-42e8ed5722cf |  |  |  | North | Notifier |  | Hardware |  |  |  | Hardware | TRUE | ABS-2DR | + | Annunciator Surface Box, Door & Lock, 2 Position, Red | 1 | [6 empty] | TRUE | [5 empty] | #FFFFFFFF |  |  | FALSE | FALSE | FALSE | [20 empty] | DESKTOP-7EIEB7A\acont | 2022-04-15 17:57 | THOR\acont | 2024-10-09 10:48
c97e8295-a782-4e06-8792-42ec95b4d09d |  |  |  | North | Eaton Wheelock |  | Cards & Components |  |  |  | Card | TRUE | SPB-160 Main Board | ++ | Main Board | 1 | 0.12 | 9 |  |  |  |  | TRUE | [5 empty] | #FFFFFFFF |  |  | FALSE | FALSE | FALSE | [14 empty] | FALSE | [5 empty] | AULAPTOP-PC\Aulaptop | 2019-01-05 09:19 | THOR\acont | 2024-10-09 10:48 | Cloned from Cooper Notification SP40S-MAIN CARD CLONED | [Eaton Wheelock] [IDC] 02 [TROUBLE] SPB-160 Main Board, SPB-320 Main Board, SPB-80/4 Main Board [Eaton Wheelock] [AUDIO LOW] [RISER INPUT] SPB-160 Main Board, SPB-80/4 Main Board [Eaton Wheelock] [AUX POWER] [AUX INPUT] SPB-160 Main Board, SPB-320 Main Board, SPB-80/4 Main Board | [Eaton Wheelock] SPB-160 Main Board [Eaton Wheelock] SPB-160 Main Board
3c2d2d77-de93-4e53-8db1-42ee92d8489e | NFPA 170 EM STROBE WALL |  |  | North | Siemens |  | Strobe |  |  |  | Module | TRUE | ST-AMC-R-MNS-ALERT | S54301-Z83-A1+ | MNS Amber Strobe, multi Candela − Wall Mount, Red − ‘ALERT’ | 1 | [12 empty] | #FF0070C0 | FA-NFPA 170 EM STROBE WALL | 1 | FALSE | FALSE | FALSE | 2008 | [19 empty] | DESKTOP-7SAL8M7\acont | 2019-08-13 09:04 | THOR\acont | 2024-09-08 17:27 | B,T | [Siemens] [NAC] [VFWR CEILING] SET-AMC-CR-MNS-ALERT (C), SET-AMC-CW-MNS-ALERT (C), SET-AMC-R-MNS-ALERT, SET-AMC-W-MNS-ALERT, ST-AMC-CR-MNS-ALRT (C), ST-AMC-CW-MNS-ALRT (C), ST-AMC-RETRO-R-MNS, ST-AMC-RETRO-W-MNS, ST-AMC-R-MNS-ALERT, ST-AMC-W-MNS-ALERT [Siemens] [NAC] [VFWR WALL] SET-AMC-CR-MNS-ALERT (C), SET-AMC-CW-MNS-ALERT (C), SET-AMC-R-MNS-ALERT, SET-AMC-W-MNS-ALERT, ST-AMC-CR-MNS-ALRT (C), ST-AMC-CW-MNS-ALRT (C), ST-AMC-RETRO-R-MNS, ST-AMC-RETRO-W-MNS, ST-AMC-R-MNS-ALERT, ST-AMC-W-MNS-ALERT [Siemens] [NAC] [VDC WALL] SET-AMC-CR-MNS-ALERT (C), SET-AMC-CW-MNS-ALERT (C), SET-AMC-R-MNS-ALERT, SET-AMC-W-MNS-ALERT, ST-AMC-CR-MNS-ALRT (C), ST-AMC-CW-MNS-ALRT (C), ST-AMC-RETRO-R-MNS, ST-AMC-RETRO-W-MNS, ST-AMC-R-MNS-ALERT, ST-AMC-W-MNS-ALERT [Siemens] [NAC] [VDC CEILING] SET-AMC-CR-MNS-ALERT (C), SET-AMC-CW-MNS-ALERT (C), SET-AMC-R-MNS-ALERT, SET-AMC-W-MNS-ALERT, ST-AMC-CR-MNS-ALRT (C), ST-AMC-CW-MNS-ALRT (C), ST-AMC-RETRO-R-MNS, ST-AMC-RETRO-W-MNS, ST-AMC-R-MNS-ALERT, ST-AMC-W-MNS-ALERT
ce92ba63-1970-4d53-9c0c-42f6a26a5589 | NFPA 170 SPEAKER STROBE CEILING |  |  | North | Simplex |  | Speaker/Strobe |  |  |  | Module | TRUE | 49HFVH-APPLC | + | Ceiling mount Addressable Clear lens high fidelity high candela S/V appliance only. | 1 | 0 | 0 |  |  |  |  | TRUE | TRUE |  |  |  |  | #FF0070C0 | FA-NFPA 170 SPEAKER STROBE CEILING | 1 | FALSE | FALSE | FALSE | 2019 | [16 empty] | C |  |  | DESKTOP-7EIEB7A\acont | 2022-02-21 15:02 | THOR\acont | 2024-09-08 17:27 | Cloned from Autocall A49HFVH-APPLC | [Autocall, Simplex] [AUDIO 70.7v] [70V AUDIO] 49HF-APPLC (C), 49HF-APPLC-BA (C), 49HFV-APPLC (C), 49HFV-APPLC-BA (C), 49HFVH-APPLC (C), 49HFVH-APPLC-BA (C), 49SO-APPLC (C), 49SO-APPLC-BA (C), 49SO-APPLC-O (C), 49SO-APPLC-O-BA (C), 49SV-APPLC (C), 49SV-AP [Autocall, Simplex] [IDNac] [23VDC] 49HFVH-APPLC (C), 49HFVH-APPLC-BA (C), 49SVH-APPLC (C), 49SVH-APPLC-BA (C), 49VOH-APPLC (C), 49VOH-APPLC-BA (C), A49HFVH-APPLC (C), A49HFVH-APPLC-BA (C), A49SVH-APPLC (C), A49SVH-APPLC-BA (C), A49VOH-APPLC (C), A49VOH- [Autocall, Simplex] [AUDIO 25v] [25V AUDIO] 49HF-APPLC (C), 49HF-APPLC-BA (C), 49HFV-APPLC (C), 49HFV-APPLC-BA (C), 49HFVH-APPLC (C), 49HFVH-APPLC-BA (C), 49SO-APPLC (C), 49SO-APPLC-BA (C), 49SO-APPLC-O (C), 49SO-APPLC-O-BA (C), 49SV-APPLC (C), 49SV-APPL
dd59a49a-0158-4a2e-b066-42f7c43bc236 |  |  |  | North | MIRCOM |  | Hardware |  |  |  | Hardware | TRUE | DOX-5008MR |  | RED METAL DOOR FOR BB-5008 | 1 | [6 empty] | FALSE | [5 empty] | #FFFFFFFF |  |  | FALSE | FALSE | FALSE | [14 empty] | FALSE | [7 empty] | THOR\acont | 2024-10-09 10:48
97277e19-03ce-4bbf-9c75-42f81040bcbe | NFPA 170 AMPLIFIER RACK | RISER AMP |  | North | Kidde |  | Amplifier |  |  |  | Assembly | TRUE | APS10A w/SIGA-AA30 |  | AA-30 Amplifier with Remote Auxiliary/Booster Power Supply, 10A, 120Vac, Red | 1 | [6 empty] | FALSE | [5 empty] | #FFFF0000 | FA-NFPA 170 AMPLIFIER RACK | 1 | FALSE | FALSE | FALSE | 300 | [8 empty] | 7,12,18,65 |  |  | 10 | 30 | TRUE |  |  | AA30 |  |  | DESKTOP-7SAL8M7\acont | 2020-01-02 07:57 | THOR\acont | 2024-09-08 17:27 | Cloned from Edwards APS10A w/AA30
b86388f8-957d-47fd-bfa4-42fab23dab92 | NFPA 170 VOICE EVACUATION CONTROL UNIT |  |  | North | Evax |  | Voice Evac Control Unit |  |  |  | Assembly | TRUE | EVAX-50 | + | EVAX 50 Watt Voice Evacuation System | 1 | [6 empty] | FALSE | [5 empty] | #FFFF0000 | FA-NFPA 170 VOICE EVACUATION CONTROL UNIT | 1 | FALSE | FALSE | FALSE | 211 | [8 empty] | 7,12,18 |  |  |  | 50 | TRUE | [7 empty] | THOR\acont | 2024-09-08 17:27 |  |  | [Evax] EVAX-100, EVAX-100/4Z, EVAX-100/8Z, EVAX-100E, EVAX-150, EVAX-200, EVAX-25, EVAX-25/4Z, EVAX-50, EVAX-50/4Z
c406c904-1e75-4834-9ed3-43034cbf506b | NFPA 170 SPEAKER STROBE |  |  | North | Siemens |  | Speaker/Strobe |  |  |  | Module | TRUE | SLSPSWW-NA | S54329-F44-A2 | SLSPSWW-NA SPK/ST,WALL,WHT,NO-TXT,AMBER | 1 | [12 empty] | #FF0070C0 | FA-NFPA 170 SPEAKER STROBE | 1 | FALSE | FALSE | FALSE | 2019 | [19 empty] | DESKTOP-7SAL8M7\acont | 2019-08-13 09:04 | THOR\acont | 2024-09-08 17:27 |  | [Siemens] [NAC] [24 VDC] SLSPSWR-AL, SLSPSWR-ALA, SLSPSWR-F, SLSPSWR-M, SLSPSWR-N, SLSPSWR-NA, SLSPSWW-AL, SLSPSWW-ALA, SLSPSWW-F, SLSPSWW-M, SLSPSWW-N, SLSPSWW-NA, SLSWR-A, SLSWR-AL, SLSWR-ALA, SLSWR-F, SLSWR-FB, SLSWR-N, SLSWR-NA, SLSWW-AL, SLSWW-ALA, [Siemens] [AUDIO 25v] [25V AUDIO] SL2SPSCW-F (C), SLSPCR-A (C), SLSPCR-AL (C), SLSPCR-F (C), SLSPCR-N (C), SLSPCW-A (C), SLSPCW-AL (C), SLSPCW-F (C), SLSPCW-N (C), SLSPSCR-A (C), SLSPSCR-AL (C), SLSPSCR-ALA (C), SLSPSCR-F (C), SLSPSCR-N (C), SLSPSCR-NA ( [Siemens] [NAC] [16 VDC] SLSPSWR-AL, SLSPSWR-ALA, SLSPSWR-F, SLSPSWR-M, SLSPSWR-N, SLSPSWR-NA, SLSPSWW-AL, SLSPSWW-ALA, SLSPSWW-F, SLSPSWW-M, SLSPSWW-N, SLSPSWW-NA, SLSWR-A, SLSWR-AL, SLSWR-ALA, SLSWR-F, SLSWR-FB, SLSWR-N, SLSWR-NA, SLSWW-AL, SLSWW-ALA, [Siemens] [AUDIO 70.7v] [70V AUDIO] SL2SPSCW-F (C), SLSPCR-A (C), SLSPCR-AL (C), SLSPCR-F (C), SLSPCR-N (C), SLSPCW-A (C), SLSPCW-AL (C), SLSPCW-F (C), SLSPCW-N (C), SLSPSCR-A (C), SLSPSCR-AL (C), SLSPSCR-ALA (C), SLSPSCR-F (C), SLSPSCR-N (C), SLSPSCR-NA
6b1254f5-4815-4cc9-8a3d-4310e9993297 |  |  |  | North | Notifier |  | Cards & Components |  |  |  | Card | TRUE | DS-XFM70V |  | Transformer | 1 | [6 empty] | TRUE |  | SURFACE |  | PROVIDED ("WX"HX"D) | N/A | #FFFFFFFF |  |  | FALSE | FALSE | FALSE |  |  |  | 7165-0028:0224 | [10 empty] | FALSE | [7 empty] | THOR\acont | 2024-10-09 10:48
4405c1d6-87f2-424c-9c9c-431484283d0b |  |  |  | North | Notifier | [5 empty] | Module | TRUE | N-ANN-I/O | ++ | LED Driver Module | 1 | 0.035 | 0.2 |  |  |  |  | FALSE | [5 empty] | #FFFFFFFF |  |  | FALSE | FALSE | FALSE | [9 empty] | 7,12,18 |  |  |  |  | TRUE | [7 empty] | THOR\acont | 2024-10-09 10:48 |  | [Firelite, Notifier] [AUX POWER] [*] ADM-24, LDM, LDM-32, LDM-32F, N-ANN-100, N-ANN-80, N-ANN-80C, N-ANN-80-W, N-ANN-I/O, N-ANN-LED, N-ANN-LED-R, N-ANN-RLED, N-ANN-RLED-R, N-ANN-RLY, N-ANN-S/PG, RLD, RZA-5F [Firelite, Notifier] [RS-485] [DATA] ADM-24, ANN-SEC CARD, FDU-80 CARD, LCD2-80 MAIN CARD, LDM, LDM-32, LDM-32F, N-ANN-100, N-ANN-80, N-ANN-80C, N-ANN-80-W, N-ANN-I/O, N-ANN-LED, N-ANN-LED-R, N-ANN-RLED, N-ANN-RLED-R, N-ANN-RLY, N-ANN-S/PG, RLD
5bc6c1b9-2e83-4ff5-960b-43182a68b6ae |  |  |  | North | Edwards |  | Cards & Components |  |  |  | Card | TRUE | SAN-CPU |  | Annunciator CPU and Power Card, EST2 | 1 | 0.054 | 0.054 |  |  |  |  | TRUE | [5 empty] | #FFFFFFFF |  |  | FALSE | FALSE | FALSE | [14 empty] | FALSE | [7 empty] | THOR\acont | 2024-10-09 10:48
19d563dc-6836-43a9-9e67-431aaa512dda | NFPA 170 SMOKE HEAT DETECTOR |  |  | North | Edwards |  | Smoke/Heat Detector |  |  |  | Module | TRUE | EC2-OSH w/EC2-SB BASE | + | Smoke & Heat detector, photoelectric, two-wire w/integral 135 heat | 1 | 8.8e-05 | 0.06 |  |  |  |  | FALSE | TRUE |  |  |  |  | #FFFF0000 | FA-NFPA 170 SMOKE HEAT DETECTOR | 1 | FALSE | FALSE | FALSE | 1408 | [13 empty] | FALSE | [5 empty] | DESKTOP-7EIEB7A\acont | 2022-07-19 07:30 | THOR\acont | 2024-10-08 14:46 | Cloned from Edwards SIGA-PHD w/SIGA-SB BASE | [Edwards] [IDC] 01 [*] EC2-H w/EC2-RB BASE (C), EC2-H w/EC2-RB4 BASE (C), EC2-H w/EC2-SB BASE (C), EC2-H w/EC2-SB4 BASE (C), EC2-OS w/EC2-RB BASE (C), EC2-OS w/EC2-RB4 BASE (C), EC2-OS w/EC2-SB BASE (C), EC2-OS w/EC2-SB4 BASE (C), EC2-OSH w/EC2-RB BASE (
1a3e2cd6-60c0-4943-b8eb-431ab9ba2cd0 | 170 BASIC SHAPE |  |  | North | Fike |  | Miscellaneous |  |  |  | Assembly | TRUE | 10-2936 |  | Enclosure Kit 6” (152mm) X 6”(152mm) X 6”(152mm) (Houses 2 converters) | 1 | [6 empty] | FALSE | [5 empty] | #FFFF0000 | FA-170 BASIC SHAPE | 1 | FALSE | FALSE | FALSE | 5000 | [13 empty] | FALSE | [5 empty] | AULAPTOP-PC\Aulaptop | 2019-07-06 06:59 | THOR\acont | 2024-09-08 17:27 | Cloned from Fike XXXX CLONED CLONED CLONED
1cb50dc1-b075-42ee-b109-431ca68e178e |  |  |  | North | Notifier |  | Cards & Components |  |  |  | Card | TRUE | NFC-50DA Main Board (50W, 25V) | + | Main Board for ECC-50DA | 1 | 0.085 | 0.525 |  |  |  |  | TRUE | FALSE |  |  |  |  | #FFFFFFFF |  |  | FALSE | FALSE | FALSE | [14 empty] | FALSE | [5 empty] | DESKTOP-7SAL8M7\acont | 2019-10-02 17:27 | THOR\acont | 2024-10-09 10:48 |  | [Federal Signal, Notifier] [DIGITAL AUDIO LOOP] BDA-70v (50W, 70V), NFC-125DA (25V) Main Board, NFC-50BDA Main Board (100W, 25V), NFC-50BDA Main Board (100W, 70V), NFC-50DA Main Board (50W, 25V), NFC-50DA Main Board (50W, 70V), NFC-BDA-25v (50W, 25 [Notifier] [VAC ] 411UDAC Main Board, AFP-100 Main Board, AFP-200 Main Board, FCPS-24S6 MAIN BOARD, FCPS-24S8 MAIN BOARD, HPFF12 Main Board, HPFF8 Main Board, NFC-125DA (25V) Main Board, NFC-50/100 Main Board (100W, 25V), NFC-50/100 Main Board (100W, 70V [Notifier] [AUX POWER] BDA-70v (50W, 70V), NFC-125DA (25V) Main Board, NFC-50BDA Main Board (100W, 25V), NFC-50BDA Main Board (100W, 70V), NFC-50DA Main Board (50W, 25V), NFC-50DA Main Board (50W, 70V), NFC-BDA-25v (50W, 25V), NFC-BDA-70v (50W, 70V [Federal Signal, Notifier] [RS-485] BDA-70v (50W, 70V), NFC-125DA (25V) Main Board, NFC-50BDA Main Board (100W, 25V), NFC-50BDA Main Board (100W, 70V), NFC-50DA Main Board (50W, 25V), NFC-50DA Main Board (50W, 70V), NFC-BDA-25v (50W, 25V), NFC-BDA- | [Notifier] NFC-50DA Main Board (50W, 25V)
09237b62-b423-43d9-8d49-43247a9d0f73 | NFPA 170 SPEAKER STROBE |  |  | North | Eaton Wheelock |  | Speaker/Strobe |  |  |  | Module | TRUE | LSPSTR3-ALA |  | WALL SPEAKER STROBE, RED, ALERT, AMBER | 1 | [6 empty] | TRUE | [5 empty] | #FF0070C0 | FA-NFPA 170 SPEAKER STROBE | 1 | FALSE | FALSE | FALSE | 2020 | [19 empty] | DESKTOP-7EIEB7A\acont | 2021-04-12 12:12 | THOR\acont | 2024-09-08 17:27 | Cloned from Eaton Wheelock LSPSTRC3 | [Eaton Wheelock] [AUDIO 70.7v] [70V AUDIO] LSPKC (C), LSPKRC (C), LSPKRC-AL (C), LSPKRC-N (C), LSPKWC (C), LSPKWC-AL (C), LSPKWC-N (C), LSPSTC3 (C), LSPSTR3, LSPSTR3-AL, LSPSTR3-ALA, LSPSTR3-N, LSPSTR3-NA, LSPSTRC3 (C), LSPSTRC3-AL (C), LSPSTW3, LSPSTW3- [Eaton Wheelock] [AUDIO 25v] [25V AUDIO] LSPKC (C), LSPKRC (C), LSPKRC-AL (C), LSPKRC-N (C), LSPKWC (C), LSPKWC-AL (C), LSPKWC-N (C), LSPSTC3 (C), LSPSTR3, LSPSTR3-AL, LSPSTR3-ALA, LSPSTR3-N, LSPSTR3-NA, LSPSTRC3 (C), LSPSTRC3-AL (C), LSPSTW3, LSPSTW3-AL [Eaton Wheelock] [NAC] LSPSTR3, LSPSTR3-AL, LSPSTR3-ALA, LSPSTR3-N, LSPSTR3-NA, LSPSTW3, LSPSTW3-AL, LSPSTW3-ALA, LSPSTW3-N, LSPSTW3-NA
89beeb50-0b34-4ad9-a03c-4324e3a9720e | NFPA 170 HORN STROBE |  |  | North | BluePoint |  | Horn/Strobe |  |  |  | Module | TRUE | BP04-311P | + | Exterior Speaker Strobe (w/ Back Box) | 1 | 0 | 0.181 |  |  |  |  | FALSE | FALSE |  |  |  |  | #FF0070C0 | FA-NFPA 170 HORN STROBE | 1 | FALSE | FALSE | FALSE | 2012 | [13 empty] | FALSE |  |  | WP |  |  | THOR\acont | 2024-04-12 13:52 | THOR\acont | 2024-09-08 17:27 | Cloned from System Sensor SPSWK | [BluePoint, System Sensor] [AUDIO 25v] [25V AUDIO] BP04-311P, SPCR (C), SPCW (C), SPCWK (C), SPRK, SPSCWH (C), SPSCWHK (C), SPSCWHK-P (C), SPSCWK (C), SPSCWK-CLR-ALERT (C), SPSRHK, SPSRK, SPSRK-P, SPSWK, SPSWK-CLR-ALERT, SPSWK-P, SPWK [BluePoint, System Sensor] [NAC] [VDC, TEMPORAL HIGH] BP04-311P, SCRK (C), SCWK (C), SPSCWK (C), SPSCWK-CLR-ALERT (C), SPSRK, SPSRK-P, SPSWK, SPSWK-CLR-ALERT, SPSWK-P [BluePoint, System Sensor] [AUDIO 70.7v] [70V AUDIO] BP04-311P, SPCR (C), SPCW (C), SPCWK (C), SPRK, SPSCWH (C), SPSCWHK (C), SPSCWHK-P (C), SPSCWK (C), SPSCWK-CLR-ALERT (C), SPSRHK, SPSRK, SPSRK-P, SPSWK, SPSWK-CLR-ALERT, SPSWK-P, SPWK [BluePoint, System Sensor] [NAC] [VFWR, TEMPORAL HIGH] BP04-311P, SCRK (C), SCWK (C), SPSCWK (C), SPSCWK-CLR-ALERT (C), SPSRK, SPSRK-P, SPSWK, SPSWK-CLR-ALERT, SPSWK-P
39a03bdc-47a7-48f2-a6bc-432808e1409e | CADGEN DOOR CONTACT |  |  | North | NASCOM |  | Door Contact |  |  |  | Module | TRUE | N707AU/STR3xxR4xx | ++ |  | 1 |  |  |  |  | 1.5 | [7 empty] | #FFFF0000 | FA-CADGEN DOOR CONTACT | 1 | FALSE | FALSE | FALSE | [17 empty] | REX |  |  | THOR\acont | 2023-11-10 12:48 | THOR\acont | 2024-09-08 17:27 | Cloned from NASCOM N707AU/ST CLONED CLONED CLONED CLONED CLONED CLONED CLONED CLONED CLONED CLONED CLONED CLONED | [NASCOM] [ACCESS CONTROL INPUT] [*] [INPUT] C CONTACT, D CONTACT, MET-200, MET-200 AR, MET-201B, MET-201B AR, MET-202C, MET-202C AR, MET-202C AR-WP18, MET-204C, MET-204C AR, N1178CGSHK/STO36W1, N200AU/ST036, N200AU/ST036 x 2, N505AUTMC, N707AU/M, N707AU/ [NASCOM] [IDC] 01 [INPUT] C CONTACT, D CONTACT, MET-200, MET-200 AR, MET-201B, MET-201B AR, MET-202C, MET-202C AR, MET-202C AR-WP18, MET-204C, MET-204C AR, N1178CGSHK/STO36W1, N200AU/ST036, N200AU/ST036 x 2, N505AUTMC, N707AU/M, N707AU/ST, N707AU/STATS,
096deddb-f2b9-47cb-969e-432e6a2fa70a |  |  |  | North | Bosch | [5 empty] | Module | TRUE | D341P | * | Duct detector kit, 4-wire 24/120V 0000166944 | 1 | [12 empty] | #FFFFFFFF |  |  | FALSE | FALSE | FALSE | [20 empty] | DESKTOP-7EIEB7A\acont | 2021-08-13 06:25 | THOR\acont | 2024-10-09 10:48 |  | [Bosch] [AUX POWER] [AUX] D341, D341/D7044M, D341P
054683af-d9e3-4452-9d5d-433191a41432 | NFPA 170 HEAT CO DETECTOR |  |  | North | Autocall |  | Heat/CO Detector |  |  |  | Module | TRUE | A4098-9733 w/A4098-9771 | + | Heat Sensor w/CO Base with Sounder | 1 | 0.0008 | 0.001 |  |  |  |  | TRUE | TRUE |  |  |  |  | #FFFF0000 | FA-NFPA 170 HEAT CO DETECTOR | 1 | FALSE | FALSE | FALSE | 1408 | [16 empty] | CO, SB |  |  | DESKTOP-7EIEB7A\acont | 2022-04-16 07:51 | THOR\acont | 2024-09-08 17:27 | Cloned from Autocall A4098-9733 w/A4098-9770 | [Autocall, Simplex] [AUX POWER] [24VDC AUX] 4098-9714 w/4098-9771 (C), 4098-9733 w/4098-9771 (C), 4098-9754 w/4098-9771 (C), A4098-9714 w/A4098-9771 (C), A4098-9733 w/A4098-9771 (C), A4098-9754 w/A4098-9771 (C) [Autocall, Simplex] [NAC] [24VDC NAC] 4098-9714 w/4098-9771 (C), 4098-9733 w/4098-9771 (C), 4098-9754 w/4098-9771 (C), A4098-9714 w/A4098-9771 (C), A4098-9733 w/A4098-9771 (C), A4098-9754 w/A4098-9771 (C) [Autocall, Simplex] [IDNet] [SENSORS ++] 4098-9714 (C), 4098-9714 w/4098-9770 (C), 4098-9714 w/4098-9771 (C), 4098-9714 w/4098-9772 (C), 4098-9714 w/4098-9773 (C), 4098-9714 w/4098-9780 (C), 4098-9714 w/4098-9789 (C), 4098-9714 w/4098-9791 (C), 4098-9714
2d5d6487-6fe4-4dc7-8c57-4332f19f8610 | NFPA 170 MANUAL PULL |  |  | North | Kidde |  | Manual Station |  |  |  | Module | TRUE | 76-330002-101 | ++ | Addressable, Double Action Manual Pull Station | 1 | 0.00058 | 0.00058 |  |  |  |  | FALSE | [5 empty] | #FFFF0000 | FA-NFPA 170 MANUAL PULL | 1 | FALSE | FALSE | FALSE | 957 | [13 empty] | FALSE | [5 empty] | DESKTOP-7EIEB7A\acont | 2023-03-30 09:50 | THOR\acont | 2024-09-08 17:27 | Cloned from Kidde 84-330002-001 | [Edwards, Kidde] [SLC EST MODULES/SENSORS] 03 [*] [iO64] 76-330002-101, 84-330002-001, FX-270, FX-278, GSA-M270, GSA-M270P, GSA-M278, SIGA-270, SIGA-278, SIGA-CT1, SIGA-CT1I, SIGA-IO, SIGA-MIO, SIGA-MM1, SIGI-271 [Edwards, Kidde] [SLC EST MODULES SENSORS] [*] [#1 SHARED ADDR ¦ ALL] 06-220023-001, 70-200200-003, 70-407008-001, 70-407008-002, 70-408004-001, 70-417008-001, 70-518004-001, 70-600000-001, 70-600000-002, 70-610001-001, 76-330002-101, 84-330002-001, DS-P [Kidde] [SLC EST MODULES SENSORS] [*] [#1 SHARED ADDR ¦ MODULES] 76-330002-101, 84-330002-001, FX-270, FX-278, FX-2WIRE, FX-IDC1A, FX-IDC1B, FX-IDC2B, FX-IDCWS, FX-ISO, FX-NAC, FX-RLY, GSA-CC1, GSA-CC1S, GSA-CC2, GSA-CR, GSA-CRH, GSA-CRR, GSA-CT1, GSA-CT [Edwards, Kidde] [SLC EST MODULES] 03 [*] [EST3, iO1000] 76-330002-101, 84-330002-001, FX-270, FX-278, GSA-M270, GSA-M270P, GSA-M278, SIGA-270, SIGA-278, SIGA-CT1, SIGA-CT1I, SIGA-IO, SIGA-MIO, SIGA-MM1, SIGI-271 [Kidde] [SLC EST MODULES] [*] [#3 TYPE ADDR ¦ MODULES] 76-330002-101, 84-330002-001, FX-270, FX-278, FX-2WIRE, FX-IDC1A, FX-IDC1B, FX-IDC2B, FX-IDCWS, FX-ISO, FX-NAC, FX-RLY, GSA-CC1, GSA-CC1S, GSA-CC2, GSA-CR, GSA-CRH, GSA-CRR, GSA-CT1, GSA-CT2, GSA-IO,
f91f2a44-d132-43c2-acd5-433739cb24d2 |  |  |  | North | Edwards |  | Cards & Components |  |  |  | Card | TRUE | QS2-CPU-1-IT |  | OBSOLETE - CPU/Display with 1 Annunciator Option Space, Italian | 1 | [6 empty] | TRUE | [5 empty] | #FFFFFFFF |  |  | FALSE | FALSE | FALSE | [14 empty] | FALSE | [7 empty] | THOR\acont | 2024-10-09 10:48
6b2b5e85-bf5b-4f3c-a23c-433b5111eee0 | NFPA 170 FIRE ALARM CONTROL UNIT | RISER FACP |  | North | Hochiki |  | Fire Alarm Control Unit |  |  |  | Assembly | TRUE | LA401K1-64 |  | FireNET L@TITUDE Analog Addressable Fire Alarm Control Panel, 4 Slot Deep Plex-Door Enclosure, 5.25 A 115V, 2-Loop Panel Module, Hochiki Protocol, Network Module, and Media Gateway™, Black, Printer / 48 Zone LEDs | 1 | [6 empty] | FALSE |  |  | *Refer to Install Sheet | 16.5in (W) x 23.2in (H) x 8in (D) | KM5FCRD (Optional Semi-Flush Mounting Kit) | #FFFF0000 | FA-NFPA 170 FIRE ALARM CONTROL UNIT | 1 | FALSE | FALSE | FALSE | 202 | [8 empty] | 7,12,18,28 |  |  | 5.25 |  | TRUE | [5 empty] | DESKTOP-GHR3H5U\Anthony | 2019-11-27 07:05 | THOR\acont | 2024-09-08 17:27
966ff73c-75a7-4b08-bc63-433faccf2277 |  |  |  | North | Siemens |  | Cards & Components |  |  |  | Card | TRUE | LED Zone for FCM2019-U3 | ++ | LED Zone | 1 | 0.001 | 0.03 |  |  |  |  | TRUE | [5 empty] | #FFFFFFFF |  |  | FALSE | FALSE | FALSE | [20 empty] | DESKTOP-7EIEB7A\acont | 2022-09-12 10:05 | THOR\acont | 2024-10-09 10:48 | Cloned from Siemens LED Zone for FCM2019-U3 |  | [Siemens] Bell Follower, FCM2018-U2, FCM2018-U3, LED Zone, LED Zone for FCM2019-U3, NAC Load
f828b776-4fc4-4160-93f9-434006186f07 | NFPA 170 STROBE CEILING |  |  | North | Gentex |  | Strobe |  |  |  | Module | TRUE | GCSR24PCR |  | GCS Colored Lens, Selectable Candela, Ceiling, Red, Plain, Red Lens | 1 | 0 | 0.139 |  |  |  |  | FALSE | TRUE |  |  |  |  | #FF0070C0 | FA-NFPA 170 STROBE CEILING | 1 | FALSE | FALSE | FALSE | 2022 | [13 empty] | FALSE |  |  | C |  |  |  |  | THOR\acont | 2024-09-08 17:27 |  | [Gentex] [NAC] [UL MAX] GCSB24PCR (C), GCSB24PCW (C), GCSG24PCR (C), GCSG24PCW (C), GCSR24PCR (C), GCSR24PCW (C)
b5edd3a2-9f7c-400d-953b-4344206135fd | NFPA 170 SPEAKER STROBE |  |  | North | Kidde |  | Speaker/Strobe |  |  |  | Module | TRUE | WGSVWF | ++ | Outdoor rated speaker strobe, wall, white, fire | 1 | [6 empty] | FALSE | FALSE |  |  |  |  | #FF0070C0 | FA-NFPA 170 SPEAKER STROBE | 1 | FALSE | FALSE | FALSE | 2019 | [13 empty] | FALSE |  |  | WP |  |  | THOR\acont | 2024-12-19 13:51 | THOR\acont | 2024-12-19 13:57 | Cloned from Edwards WGSVWF | [Edwards, Hochiki, Kidde] [AUDIO 25v] [25V AUDIO] EG4SRF, EG4SRN, EG4SVRF, EG4SVRN, EG4SVWA, EG4SVWF, EG4SVWN, EG4SWA, EG4SWF, EG4SWN, G4SRF, G4SRN, G4SVRF, G4SVRN, G4SVWA, G4SVWF, G4SVWN, G4SWA, G4SWF, G4SWN, WGSRA, WGSRF, WGSRF-FR, WGSRF-SP, WGSRN, WGS [Edwards, Kidde] [NAC] [VDC] WGSVRA, WGSVRF, WGSVRF-FR, WGSVRF-SP, WGSVRN, WGSVWA, WGSVWF, WGSVWF-FR, WGSVWF-SP, WGSVWN, WGVRA, WGVRF, WGVRF-FR, WGVRF-SP, WGVRN, WGVWA, WGVWF, WGVWF-FR, WGVWF-SP, WGVWN [Edwards, Hochiki, Kidde] [AUDIO 70.7v] [70V AUDIO] EG4SRF, EG4SRN, EG4SVRF, EG4SVRN, EG4SVWA, EG4SVWF, EG4SVWN, EG4SWA, EG4SWF, EG4SWN, G4SRF, G4SRN, G4SVRF, G4SVRN, G4SVWA, G4SVWF, G4SVWN, G4SWA, G4SWF, G4SWN, WGSRA, WGSRF, WGSRF-FR, WGSRF-SP, WGSRN, W
c9c9893d-a96a-443b-a0b0-4344ff5681b3 | NFPA 170 HORN STROBE CEILING |  |  | North | Eaton Wheelock |  | Horn/Strobe |  |  |  | Module | TRUE | MTWP-2475C-FW |  | NOTIFICATION, MULTI-TONE HORNSTROBE, WHITE, CEILING, 15CD, WP | 1 | 0 | 0.168 |  |  |  |  | FALSE | TRUE |  |  |  |  | #FF0070C0 | FA-NFPA 170 HORN STROBE CEILING | 1 | FALSE | FALSE | FALSE | 2013 | [13 empty] | FALSE |  |  | C¦WP |  |  | DESKTOP-7SAL8M7\acont | 2020-11-17 09:33 | THOR\acont | 2024-09-08 17:27 | Cloned from Eaton Wheelock ASWP-2475C-FW | [Eaton Wheelock, Hochiki] [NAC] [24VDC, Code 3 Horn, HI] MT-12/24-R, MT-12/24-W, MTWP-2475C-FR (C), MTWP-2475C-FW (C), MTWP-2475W-FR, MTWP-2475W-FW, MTWP-24MCCH-FR (C), MTWP-24MCCH-FW (C) [Eaton Wheelock, Hochiki] [NAC] [24VDC, Code 3 Horn, STD] MT-12/24-R, MT-12/24-W, MTWP-2475C-FR (C), MTWP-2475C-FW (C), MTWP-2475W-FR, MTWP-2475W-FW, MTWP-24MCCH-FR (C), MTWP-24MCCH-FW (C)
d964e18d-a43a-45a4-94b8-4345f48cd6f6 | NFPA 170 SPEAKER STROBE |  |  | North | Kidde |  | Speaker/Strobe |  |  |  | Module | TRUE | WGSVRF-FR | ++ | Outdoor rated speaker strobe, wall, red, fire feu | 1 | [6 empty] | FALSE | FALSE |  |  |  |  | #FF0070C0 | FA-NFPA 170 SPEAKER STROBE | 1 | FALSE | FALSE | FALSE | 2019 | [13 empty] | FALSE |  |  | WP |  |  | THOR\acont | 2024-12-19 13:51 | THOR\acont | 2024-12-19 13:57 | Cloned from Edwards WGSVRF-FR | [Edwards, Kidde] [NAC] [VDC] WGSVRA, WGSVRF, WGSVRF-FR, WGSVRF-SP, WGSVRN, WGSVWA, WGSVWF, WGSVWF-FR, WGSVWF-SP, WGSVWN, WGVRA, WGVRF, WGVRF-FR, WGVRF-SP, WGVRN, WGVWA, WGVWF, WGVWF-FR, WGVWF-SP, WGVWN [Edwards, Hochiki, Kidde] [AUDIO 70.7v] [70V AUDIO] EG4SRF, EG4SRN, EG4SVRF, EG4SVRN, EG4SVWA, EG4SVWF, EG4SVWN, EG4SWA, EG4SWF, EG4SWN, G4SRF, G4SRN, G4SVRF, G4SVRN, G4SVWA, G4SVWF, G4SVWN, G4SWA, G4SWF, G4SWN, WGSRA, WGSRF, WGSRF-FR, WGSRF-SP, WGSRN, W [Edwards, Hochiki, Kidde] [AUDIO 25v] [25V AUDIO] EG4SRF, EG4SRN, EG4SVRF, EG4SVRN, EG4SVWA, EG4SVWF, EG4SVWN, EG4SWA, EG4SWF, EG4SWN, G4SRF, G4SRN, G4SVRF, G4SVRN, G4SVWA, G4SVWF, G4SVWN, G4SWA, G4SWF, G4SWN, WGSRA, WGSRF, WGSRF-FR, WGSRF-SP, WGSRN, WGS
df0c56d1-ec2d-4a1d-9c60-43466337e0d7 |  |  |  | North | System Sensor |  | Cards & Components |  |  |  | Card | TRUE | B401BR | ++ | Detector Base, Conventional 2-wire use with 1451, 2451, and 2451TH | 1 | [6 empty] | TRUE | FALSE |  |  |  |  | #FFFFFFFF |  |  | FALSE | FALSE | FALSE | [14 empty] | FALSE | [7 empty] | THOR\acont | 2024-10-09 10:48
ddc1d41f-ea0b-413c-9a85-4346ea6beb8b | NFPA 170 SMOKE DETECTOR |  |  | North | Hochiki |  | Smoke Detector |  |  |  | Module | TRUE | ALN-V w/SCI-B6 SHORT CIRCUIT ISOLATOR BASE | ALN-V SMOKE SENSOR | ALN-V SMOKE SENSOR w/SCI-B6 SHORT CIRCUIT ISOLATOR BASE | 1 | 0.00045 | 0.00054 |  |  |  |  | TRUE | TRUE |  | *Refer to Install Sheet |  |  | #FFFF0000 | FA-NFPA 170 SMOKE DETECTOR | 1 | FALSE | FALSE | FALSE | 1408 | [16 empty] | SCI |  |  | DESKTOP-0D6CQVA\lousc | 2019-10-06 08:59 | THOR\acont | 2024-09-08 17:27 | from Hochiki ALN-V w/SCI-B4 SHORT CIRCUIT ISOLATOR BASE | [Hochiki, VES] [SLC HOCHIKI] 01 [*] [SLC] ACC-EN (C), ACD-V w/ASBL SOUNDER BASE (C), ACD-V w/HSB-NSA-6 STANDARD BASE (C), ACD-V w/SCI-B4 SHORT CIRCUIT ISOLATOR BASE (C), ACD-V w/SCI-B6 SHORT CIRCUIT ISOLATOR BASE (C), ACD-V w/YBN-NSA-4 STANDARD BASE (C),
4a9628fc-c72c-48f9-8bd6-434a39c2e5b4 | NFPA 170 HEAT DETECTOR SOUNDER |  |  | North | Siemens |  | Heat Detector |  |  |  | Module | TRUE | HI720/DBS720 | ++ | Heat Detector (static) with Short Circuit Isolator (supplied with Base Sounder 80…88 dB (A)) | 1 | 0.0002 | 0.0002 | [10 empty] | #FFFF0000 | FA-NFPA 170 HEAT DETECTOR SOUNDER | 1 | FALSE | FALSE | FALSE | [17 empty] | R |  |  | DESKTOP-7EIEB7A\acont | 2021-11-19 10:16 | THOR\acont | 2024-09-08 17:27 |  | [Siemens] [C-NET] [#2 DBS720] HI720/DBS720, HI722/DBS720, OH720/DBS720, OOH740/DBS720, OOHC740/DBS720, OP720/DBS720 [Siemens] [C-NET] [*] [#1 DETECTOR] FDBZ290/OOH740/DB721/FDBZ290-AA, FDL241-9/FDLB291/DLR1191, HI720/DB721, HI720/DBS720, HI720/FDSB226-WW/FDB228, HI720/FDSB227-WW/FDB228, HI722//FDSB227-WW/FDB228, HI722/DB721, HI722/DBS720, HI722/FDSB226-WW/FDB228, OH72
c1561972-383a-4d5b-aa63-4350bced287f |  |  |  | North | Fike |  | Cards & Components |  |  |  | Card | TRUE | 10-2770 |  | High Power Relay Module | 1 | 0.086 | 0.086 |  |  |  |  | TRUE | [5 empty] | #FFFFFFFF |  |  | FALSE | FALSE | FALSE | [14 empty] | FALSE | [5 empty] | AULAPTOP-PC\Aulaptop | 2019-07-06 06:59 | THOR\acont | 2024-10-09 10:48 | Cloned from Fike XXXX CLONED
7be7e0b8-9539-4312-b783-43587e5d9780 | NFPA 170 SMOKE HEAT DETECTOR |  |  | North | Notifier |  | Smoke/Heat Detector |  |  |  | Module | TRUE | FPTI-951 w/B300-6-IV | + | Intelligent addressable multi-criteria photoelectric, thermal and infrared smoke detector, white w/ 6” Flanged mounting base, ivory | 1 | 0.0002 | 0.0045 |  |  |  |  | FALSE | TRUE | FLUSH |  | 4" SQ. DEEP | 3 "O" PLASTER RING | #FFFF0000 | FA-NFPA 170 SMOKE HEAT DETECTOR | 1 | FALSE | FALSE | FALSE | 1402 | [13 empty] | FALSE | [5 empty] | DESKTOP-7EIEB7A\acont | 2021-01-13 08:04 | THOR\acont | 2024-09-08 17:27 | Cloned from Notifier FSCO-951 w/B300-6-IV | [Honeywell, Notifier, System Sensor] [SLC SENSORS] [*] [#4 TYPE ADDR ¦ SENSORS] 2251B (C), 2251-COPTIR (C), 2251-COPTIR w/B200S-WH (C), 2251TB (C), 2251TMB (C), 5251B (C), 5251B-WP (C), 5251H (C), 5251RB (C), 5251RB-WP (C), 7251 (C), 7251DH (C), DH200LP [Honeywell, Notifier, System Sensor] [SLC MODULES SENSORS] [*] [#2 SHARED ADDR ¦ SENSORS] 2251B (C), 2251-COPTIR (C), 2251-COPTIR w/B200S-WH (C), 2251TB (C), 2251TMB (C), 5251B (C), 5251B-WP (C), 5251H (C), 5251RB (C), 5251RB-WP (C), 7251 (C), 7251DH (C)
979af83e-a69d-4dc9-af1b-4359aad47488 |  |  |  | North | Simplex |  | Cards & Components |  |  |  | Card | TRUE | 4007-6301 |  | Left port, single-mode 4120 duplex fiber media card | 1 | 0.055 | 0.055 |  |  |  |  | TRUE | [5 empty] | #FFFFFFFF |  |  | FALSE | FALSE | FALSE | [20 empty] | DESKTOP-7SAL8M7\acont | 2020-05-11 19:57 | THOR\acont | 2024-10-09 10:48 | Cloned from Simplex 4007-9813
7ac01673-22c6-42d4-944c-435a6995e3c3 | NFPA 170 STROBE WALL |  |  | North | System Sensor |  | Strobe |  |  |  | Module | TRUE | SRLED-SP | ++ | Strobe, Wall, Red, FUEGO | 1 | 0 | 0.043 |  |  |  |  | FALSE | [5 empty] | #FF0070C0 | FA-NFPA 170 STROBE WALL | 1 | FALSE | FALSE | FALSE | 2023 | [13 empty] | FALSE | [5 empty] | DESKTOP-QGO6JOK\acont | 2023-10-19 06:58 | THOR\acont | 2024-09-08 17:27 | Cloned from System Sensor SRLED CLONED CLONED CLONED CLONED | [System Sensor] [NAC] [VDC] SGRKLED, SGRKLED-B, SGRKLED-P, SGRLED, SGRLED-B, SGWKLED, SGWKLED-B, SGWKLED-P, SGWLED, SGWLED-B, SRLED, SRLED-B, SRLED-P, SRLED-SP, SWLED, SWLED-ALERT, SWLED-B, SWLED-CLR-ALERT, SWLED-P, SWLED-SP
8041234a-0c7e-413e-a057-435db9dd5c8d |  |  |  | North | Bosch | [5 empty] | Module | TRUE | NDA-8000-PLEN-RO | * | ***(Ross) Plenum-Rated In-Ceiling Mount Kit | 1 | [12 empty] | #FFFFFFFF |  |  | FALSE | FALSE | FALSE | [20 empty] | DESKTOP-7EIEB7A\acont | 2021-08-13 06:25 | THOR\acont | 2024-10-09 10:48
47c87526-164f-48fd-b4ce-436c1d4497d4 |  |  |  | North | Siemens | [5 empty] | Module | TRUE | ANTI-INTERFERENCE CAP PKG | S54431-N1-A1 | ANTI-INTERFERENCE CAPACITOR FOR HNET NETWORK COMMUNICATION | 1 | [12 empty] | #FFFFFFFF |  |  | FALSE | FALSE | FALSE | [20 empty] | DESKTOP-7SAL8M7\acont | 2019-08-13 09:04 | THOR\acont | 2024-10-09 10:48
cd701bc4-3a28-49be-9136-437dd0276df1 | NFPA 170 FIRE ALARM CONTROL UNIT | RISER FACP |  | North | Hochiki |  | Fire Alarm Control Unit |  |  |  | Assembly | TRUE | LA201K1-60 |  | FireNET L@TITUDE Analog Addressable Fire Alarm Control Panel, 4 Slot Standard Plex-Door Enclosure, 5.25 A 115V, 2-Loop Panel Module, Hochiki Protocol, Network Module, and Media Gateway™, Black, 48 Zone LEDs | 1 | [6 empty] | FALSE |  |  | *Refer to Install Sheet | 16.5in (W) x 23.2in (H) x 6in (D) | KM5FCRD (Optional Semi-Flush Mounting Kit) | #FFFF0000 | FA-NFPA 170 FIRE ALARM CONTROL UNIT | 1 | FALSE | FALSE | FALSE | 202 | [8 empty] | 7,12,18,28 |  |  | 5.25 |  | TRUE | [5 empty] | DESKTOP-GHR3H5U\Anthony | 2019-11-27 08:00 | THOR\acont | 2024-09-08 17:27
76a8e8d7-df9d-459b-91dd-4380d63f7f0c | NFPA 170 ADDRESSABLE INPUT MONITOR MODULE |  |  | North | Kidde |  | Addressable Module |  |  |  | Module | TRUE | GSA-IO |  | Signature input/output module, one-gang standard mount | 1 | 0.000223 | 0.0001 |  |  |  |  | FALSE | [5 empty] | #FFFF0000 | FA-NFPA 170 ADDRESSABLE INPUT MONITOR MODULE | 1 | FALSE | FALSE | FALSE | 1000 | [13 empty] | FALSE | [5 empty] | AULAPTOP-PC\Aulaptop | 2018-09-03 13:55 | THOR\acont | 2024-09-08 17:27 |  | [Kidde] [SLC EST MODULES SENSORS] [*] [#1 SHARED ADDR ¦ MODULES] 76-330002-101, 84-330002-001, FX-270, FX-278, FX-2WIRE, FX-IDC1A, FX-IDC1B, FX-IDC2B, FX-IDCWS, FX-ISO, FX-NAC, FX-RLY, GSA-CC1, GSA-CC1S, GSA-CC2, GSA-CR, GSA-CRH, GSA-CRR, GSA-CT1, GSA-CT [Kidde] [SLC EST MODULES] [*] [#3 TYPE ADDR ¦ MODULES] 76-330002-101, 84-330002-001, FX-270, FX-278, FX-2WIRE, FX-IDC1A, FX-IDC1B, FX-IDC2B, FX-IDCWS, FX-ISO, FX-NAC, FX-RLY, GSA-CC1, GSA-CC1S, GSA-CC2, GSA-CR, GSA-CRH, GSA-CRR, GSA-CT1, GSA-CT2, GSA-IO, [Edwards, Kidde] [SLC EST MODULES/SENSORS] 02 [*] [iO64] 70-417008-001, FX-2WIRE, FX-IDC1A, FX-IDC1B, FX-IDC2B, FX-IDCWS, FX-NAC, GSA-CC1, GSA-CC1S, GSA-CC2, GSA-CT1, GSA-CT2, GSA-IO, GSA-MAB, GSA-MCC1, GSA-MCC1S, GSA-MCC2, GSA-MCT2, GSA-MIO, GSA-MM1, GS [Edwards, Kidde] [SLC EST MODULES] 01 [*] [EST3, iO1000 ] FX-2WIRE, FX-IDC1A, FX-IDC1B, FX-IDC2B, FX-IDCWS, FX-ISO, FX-NAC, GSA-CC1, GSA-CC1S, GSA-CC2, GSA-CT1, GSA-CT2, GSA-IO, GSA-MAB, GSA-MCC1, GSA-MCC1S, GSA-MCC2, GSA-MCT2, GSA-MIO, GSA-MM1, GSA-MRM1 | [Edwards, Kidde] FX-IDC1A, FX-IDC1B, GSA-CT1, GSA-IO, SIGA-CT1, SIGA-CT1HT, SIGA-CT1I, SIGA-IO, SIGA-MM1
3d2817de-d2af-45f1-8d75-43870d50210f | NFPA 170 MULTI DETECTOR |  |  | North | Siemens |  | Multi Criteria Detector |  |  |  | Module | TRUE | OH720/DB721 | ++ | Multi-sensor Smoke Detector with Short Circuit Isolator (supplied with Standard Base) | 1 | 0.00023 | 0.00023 | [10 empty] | #FFFF0000 | FA-NFPA 170 MULTI DETECTOR | 1 | FALSE | FALSE | FALSE | [17 empty] | MC |  |  | DESKTOP-7EIEB7A\acont | 2021-11-19 10:16 | THOR\acont | 2024-09-08 17:27 |  | [Siemens] [C-NET] [*] [#1 DETECTOR] FDBZ290/OOH740/DB721/FDBZ290-AA, FDL241-9/FDLB291/DLR1191, HI720/DB721, HI720/DBS720, HI720/FDSB226-WW/FDB228, HI720/FDSB227-WW/FDB228, HI722//FDSB227-WW/FDB228, HI722/DB721, HI722/DBS720, HI722/FDSB226-WW/FDB228, OH72
804d52e8-d3ac-4c83-b533-43995491ee81 | NFPA 170 SMOKE CO DETECTOR |  |  | North | Kidde |  | Smoke/CO Detector |  |  |  | Module | TRUE | KIR-OSCD w/KI-IB BASE | ++ | Multisensor Smoke and CO Detector | 1 | 4.3e-05 | 7e-05 |  |  |  |  | FALSE | TRUE |  |  |  |  | #FFFF0000 | FA-NFPA 170 SMOKE CO DETECTOR | 1 | FALSE | FALSE | FALSE | 1408 | [13 empty] | FALSE | [5 empty] | DESKTOP-7EIEB7A\acont | 2023-05-24 19:31 | THOR\acont | 2024-09-08 17:27 | Cloned from Kidde KIR-OSHD w/KI-IB BASE | [Kidde] [SLC EST SENSORS] [*] [#4 TYPE ADDR ¦ SENSORS] DS-HFS (C), DS-PS (C), FX-HD w/IB4U BASE, FX-HD w/RB4U BASE, FX-HD w/SB4U BASE, FX-HD w/SB4U-LF BASE, FX-HD wB4U BASE, FX-PD w/B4U BASE (C), FX-PD w/IB4U BASE (C), FX-PD w/SB4U BASE (C), FX-PD w/SB4U [Edwards, Kidde] [SLC EST SENSORS] 01 [*] [EST3, iO1000] DS-HFS (C), DS-PS (C), FX-HD w/IB4U BASE, FX-HD w/RB4U BASE, FX-HD w/SB4U BASE, FX-HD w/SB4U-LF BASE, FX-HD wB4U BASE, FX-PD w/B4U BASE (C), FX-PD w/IB4U BASE (C), FX-PD w/SB4U BASE (C), FX-PD w/SB [Edwards, Kidde] [SLC EST MODULES/SENSORS] 01 [*] [iO64] DS-HFS (C), DS-PS (C), FX-HD w/IB4U BASE, FX-HD w/RB4U BASE, FX-HD w/SB4U BASE, FX-HD w/SB4U-LF BASE, FX-HD wB4U BASE, FX-PD w/B4U BASE (C), FX-PD w/IB4U BASE (C), FX-PD w/SB4U BASE (C), FX-PD w/SB [Kidde] [SLC EST MODULES SENSORS] [*] [#2 SHARED ADDR ¦ SENSORS] DS-HFS (C), DS-PS (C), FX-HD w/IB4U BASE, FX-HD w/RB4U BASE, FX-HD w/SB4U BASE, FX-HD w/SB4U-LF BASE, FX-HD wB4U BASE, FX-PD w/B4U BASE (C), FX-PD w/IB4U BASE (C), FX-PD w/SB4U BASE (C), FX
b951391f-eb5b-45a0-9195-43a6cda0b7c5 | 170 BASIC SHAPE |  |  | North | Siemens |  | Hardware |  |  |  | Hardware | TRUE | CAB3-XRD | 500-633793 | LARGE ENCLOSURE TRANSPONDER DOOR - RED MOUNTS TO CAB3-RB | 1 | [12 empty] | #FFFF0000 | FA-170 BASIC SHAPE | 1 | FALSE | FALSE | FALSE | 5000 | [21 empty] | THOR\acont | 2024-09-08 17:27
19daaafc-8818-4abe-95b1-43a7576b8a15 | NFPA 170 SPEAKER STROBE |  |  | North | Potter |  | Speaker/Strobe |  |  |  | Module | TRUE | SPKSTR-24WLPW |  | Low Profile Speaker/Strobe, Wall, White | 1 | 0 | 0.18 |  |  |  |  | FALSE | [5 empty] | #FF0070C0 | FA-NFPA 170 SPEAKER STROBE | 1 | FALSE | FALSE | FALSE | 2019 | [13 empty] | FALSE | [7 empty] | THOR\acont | 2024-09-08 17:27 |  | [Gentex, Hochiki, Potter] [AUDIO 25v] [25V AUDIO] CSPKSTR-24AR (C), CSPKSTR-24AW (C), CSPKSTR-24BR (C), CSPKSTR-24BW (C), CSPKSTR-24GR (C), CSPKSTR-24GW (C), CSPKSTR-24RR (C), CSPKSTR-24RW (C), FASPKR-R (C), FASPKR-W (C), FASPKR-WR, FASPKR-WW, FASPK-WPR, [Potter] [NAC] [UL MAX] SPKSTR-24WLPPR, SPKSTR-24WLPPW, SPKSTR-24WLPR, SPKSTR-24WLPW [Gentex, Hochiki, Potter] [AUDIO 70.7v] [70V AUDIO] CSPKSTR-24AR (C), CSPKSTR-24AW (C), CSPKSTR-24BR (C), CSPKSTR-24BW (C), CSPKSTR-24GR (C), CSPKSTR-24GW (C), CSPKSTR-24RR (C), CSPKSTR-24RW (C), FASPKR-R (C), FASPKR-W (C), FASPKR-WR, FASPKR-WW, FASPK-WP
5d263203-aeee-4398-a39b-43a96b936b0e |  |  |  | North | Edwards |  | Hardware |  |  |  | Hardware | TRUE | 1500-12 |  | Catch plate extension assembly, 7.5 to 12" | 1 | [6 empty] | FALSE | [5 empty] | #FFFFFFFF |  |  | FALSE | FALSE | FALSE | [14 empty] | FALSE | [7 empty] | THOR\acont | 2024-10-09 10:48
11122740-a57f-4c1e-948b-43b0aedba5dd | NFPA 170 SPEAKER STROBE |  |  | North | Simplex |  | Speaker/Strobe |  |  |  | Module | TRUE | 4903-9149 | + | Audible/visible notification appliance with multi-tapped speaker and high intensity xenon strobe, Red, Red, Horizontal Mount | 1 | [6 empty] | TRUE | [5 empty] | #FF0070C0 | FA-NFPA 170 SPEAKER STROBE | 1 | FALSE | FALSE | FALSE | 2019 | [19 empty] | DESKTOP-7EIEB7A\acont | 2023-02-20 10:08 | THOR\acont | 2024-09-08 17:27 | Cloned from Simplex 4903-9150 CLONED | [Simplex] [NAC] 4903-9149 [Autocall, Simplex] [AUDIO 70.7v] [70V AUDIO] 4902-9721, 4903-9148, 4903-9149, 4903-9150, 4903-9153, 4903-9193, 4906-9151, 4906-9153, 4906-9154 (C), 4906-9158 (C), 4906-9159 (C), 4906-9160 (C), A4902-9716, A4902-9717, A4902-9721, A4906-9151, A4906-9153, [Simplex] [NAC] [MAX] 4903-9149 [Autocall, Simplex] [AUDIO 25v] [25V AUDIO] 4902-9721, 4903-9148, 4903-9149, 4903-9150, 4903-9153, 4903-9193, 4906-9151, 4906-9153, 4906-9154 (C), 4906-9158 (C), 4906-9159 (C), 4906-9160 (C), A4902-9716, A4902-9717, A4902-9721, A4906-9151, A4906-9153, A4
3b7a352a-2218-47a9-a9d9-43b2be4c694a | NFPA 170 AREA OF REFUGE MASTER |  |  | North | Rath Area of Refuge |  | Area of Refuge Component |  |  |  | Module | TRUE | 2500-56XRCF |  | 56 ZONE FLUSH MOUNT CABINET W/DOOR | 1 | [6 empty] | FALSE | [5 empty] | #FF00B050 | FA-NFPA 170 AREA OF REFUGE MASTER | 1 | FALSE | FALSE | FALSE | 4000 | [13 empty] | FALSE | [5 empty] | DESKTOP-7EIEB7A\acont | 2022-02-17 17:48 | THOR\acont | 2024-09-08 17:27 | Cloned from Rath Area of Refuge 2500-56XRC | [Rath Area of Refuge] [IDC] 01 2500-12RCF MAIN CARD, 2500-16RCF MAIN CARD, 2500-205B MAIN CARD, 2500-205FM MAIN CARD, 2500-205PSS MAIN CARD, 2500-210B MAIN CARD, 2500-210FM MAIN CARD, 2500-210PSS MAIN CARD, 2500-28RCF MAIN CARD, 2500-56XNC, 2500-56XRC, 2 | [Rath Area of Refuge] 2500-56XNC, 2500-56XRC, 2500-56XRCF
33d5011f-bdb3-4ab3-88ea-43b35f9ab305 | NFPA 170 SPEAKER STROBE |  |  | North | Hochiki |  | Speaker/Strobe |  |  |  | Module | TRUE | ET70WP-24185W-FW |  | Speaker/Strobe, wall, 24 VDC, 185CD, WP, white | 1 | 0 | 0.155 |  |  |  |  | FALSE | FALSE |  |  |  |  | #FF0070C0 | FA-NFPA 170 SPEAKER STROBE | 1 | FALSE | FALSE | FALSE | 2019 | [13 empty] | FALSE |  |  | WP |  |  | DESKTOP-7SAL8M7\acont | 2020-11-17 09:39 | THOR\acont | 2024-09-08 17:27 | Cloned from Hochiki ET70WP-2475W-FW | [Eaton Wheelock, Hochiki] [AUDIO 70.7v] [70V AUDIO] ET70WP-24115C-FR (C), ET70WP-24115C-FW (C), ET70WP-24135C-FR (C), ET70WP-24135C-FW (C), ET70WP-24135W-FR (C), ET70WP-24135W-FW (C), ET70WP-24177C-FR (C), ET70WP-24177C-FW (C), ET70WP-24185W-FR, ET70WP-2 [Eaton Wheelock, Hochiki] [NAC] ET70WP-24185W-FR, ET70WP-24185W-FW, ET70WP-24185W-FW w/IOB-W [Eaton Wheelock, Hochiki] [AUDIO 25v] [25V AUDIO] ET70WP-24115C-FR (C), ET70WP-24115C-FW (C), ET70WP-24135C-FR (C), ET70WP-24135C-FW (C), ET70WP-24135W-FR (C), ET70WP-24135W-FW (C), ET70WP-24177C-FR (C), ET70WP-24177C-FW (C), ET70WP-24185W-FR, ET70WP-241
ca33652f-9e2a-4e88-bf56-43b65127ebcc | NFPA 170 SPEAKER STROBE CEILING |  |  | North | Edwards |  | Speaker/Strobe |  |  |  | Module | TRUE | GCWN-S7VMHR |  | 70V Speaker/Strobe white, no markings, High cd, red | 1 | 0 | 0.342 |  |  |  |  | FALSE | TRUE |  |  |  |  | #FF0070C0 | FA-NFPA 170 SPEAKER STROBE CEILING | 1 | FALSE | FALSE | FALSE | 2020 | [13 empty] | FALSE |  |  | C |  |  |  |  | THOR\acont | 2024-09-08 17:27 |  | [Edwards, Kidde] [NAC] [24 VDC] EGCF-S2VMH (C), EGCF-VMH (C), GCF-S2VMH (C), GCF-S7VMH (C), GCF-VMH (C), GCHFRF-S2VMCH (C), GCHFRF-S7VMCH (C), GCHFRN-S2VMCH (C), GCHFRN-S7VMCH (C), GCHFWA-S2VMAH (C), GCHFWA-S2VMCH (C), GCHFWA-S7VMAH (C), GCHFWA-S7VMCH (C [Edwards, Kidde] [NAC] [16 VDC] EGCF-S2VMH (C), EGCF-VMH (C), GCF-S2VMH (C), GCF-S7VMH (C), GCF-VMH (C), GCHFRF-S2VMCH (C), GCHFRF-S7VMCH (C), GCHFRN-S2VMCH (C), GCHFRN-S7VMCH (C), GCHFWA-S2VMAH (C), GCHFWA-S2VMCH (C), GCHFWA-S7VMAH (C), GCHFWA-S7VMCH (C [Edwards, Kidde] [AUDIO 70.7v] [70V AUDIO] G4F-S7, G4F-S7V1575, G4F-S7VM, G4HFRF-S7, G4HFRF-S7VMC, G4HFRN-S7, G4HFRN-S7VMC, G4HFWA-S7, G4HFWA-S7VMA, G4HFWA-S7VMC, G4HFWF-S7, G4HFWF-S7VMC, G4HFWN-S7, G4HFWN-S7VMA, G4HFWN-S7VMB, G4HFWN-S7VMC, G4RF-S7, G4RF
5255e55d-5ca6-4ad2-bfef-43b6e4989abc |  |  |  | North | Simplex |  | Cards & Components |  |  |  | Card | TRUE | 4100-1248 |  | 100W NAC EXPANSION, 6 CLASS B | 1 | 0.17 | 0.06 |  |  |  |  | TRUE | [5 empty] | #FFFFFFFF |  |  | FALSE | FALSE | FALSE | [20 empty] | AULAPTOP-PC\Aulaptop | 2019-07-04 04:36 | THOR\acont | 2024-10-09 10:48 |  |  | [Simplex] 4100-1248, 4100-1328
5d96e46b-5d58-43fc-b494-43b700b220f1 | NFPA 170 HORN STROBE |  |  | North | Kidde |  | Horn/Strobe |  |  |  | Module | TRUE | EG4AVRN |  | Wall horn-strobe, red, no marking | 1 | [6 empty] | FALSE |  | GRSW-10 |  |  |  | #FF0070C0 | FA-NFPA 170 HORN STROBE | 1 | FALSE | FALSE | FALSE | 2012 | [13 empty] | FALSE | [5 empty] | DESKTOP-7SAL8M7\acont | 2020-08-19 11:55 | THOR\acont | 2024-09-08 17:27 | Cloned from Edwards G4AVRN | [Edwards, Kidde] [NAC] [VFWR, LOW DB] EG4AVRF, EG4AVRF-FR, EG4AVRF-SP, EG4AVRN, EG4AVWF, EG4AVWF-FR, EG4AVWF-SP, EG4AVWN, G4AVRF, G4AVRF-FR, G4AVRF-SP, G4AVRN, G4AVWF, G4AVWF w/STI, G4AVWF-FR, G4AVWF-SP, G4AVWN [Edwards, Kidde] [NAC] [VDC, LOW DB] EG4AVRF, EG4AVRF-FR, EG4AVRF-SP, EG4AVRN, EG4AVWF, EG4AVWF-FR, EG4AVWF-SP, EG4AVWN, G4AVRF, G4AVRF-FR, G4AVRF-SP, G4AVRN, G4AVWF, G4AVWF w/STI, G4AVWF-FR, G4AVWF-SP, G4AVWN [Edwards, Kidde] [NAC] [VDC, HIGH DB] EG4AVRF, EG4AVRF-FR, EG4AVRF-SP, EG4AVRN, EG4AVWF, EG4AVWF-FR, EG4AVWF-SP, EG4AVWN, G4AVRF, G4AVRF-FR, G4AVRF-SP, G4AVRN, G4AVWF, G4AVWF w/STI, G4AVWF-FR, G4AVWF-SP, G4AVWN [Edwards, Kidde] [NAC] [VFWR, HIGH DB] EG4AVRF, EG4AVRF-FR, EG4AVRF-SP, EG4AVRN, EG4AVWF, EG4AVWF-FR, EG4AVWF-SP, EG4AVWN, G4AVRF, G4AVRF-FR, G4AVRF-SP, G4AVRN, G4AVWF, G4AVWF w/STI, G4AVWF-FR, G4AVWF-SP, G4AVWN
a0e2cafd-a9d1-4f5f-bdd0-43b9eab7c416 | BP MANUAL STATION |  |  | North | BluePoint |  | Manual Station |  |  |  | Module | TRUE | BP02-101P | ++ | Police Pull Station (HW) | 1 | [6 empty] | FALSE | [5 empty] | #FFFF0000 | FA-BP MANUAL STATION | 1 | FALSE | FALSE | FALSE | 957 | [13 empty] | FALSE |  |  | P |  |  | THOR\acont | 2024-03-20 12:09 | THOR\acont | 2024-09-08 17:27 | Cloned from BluePoint BP02-202P CLONED | [BluePoint] [IDC] 01 BP02-101M, BP02-101P, BP02-102M, BP02-102P, BP02-A101M, BP02-A101P, BP02-A101PH, BP02-A102M, BP02-A102P, BP02-A102PH
b15cba22-0336-4e2e-829f-43bc63c880f2 | NFPA 170 SMOKE HEAT CO DETECTOR |  |  | North | Edwards |  | Smoke/Heat/CO Detector |  |  |  | Module | TRUE | SIGA2-PHCOS w/SIGA-AB4GT BASE | ++ | Photoelectric Smoke / Heat / Carbon Monoxide Detector | 1 | 7e-05 | 7e-05 |  |  |  |  | FALSE | TRUE |  |  |  |  | #FFFF0000 | FA-NFPA 170 SMOKE HEAT CO DETECTOR | 1 | FALSE | FALSE | FALSE | 1410 | [13 empty] | FALSE | [7 empty] | THOR\acont | 2024-10-08 16:26 | 20191121 AC Detector with base | [Edwards, Kidde] [SLC EST MODULES SENSORS] [*] [#2 SHARED ADDR ¦ SENSORS] KI-DDOS (C), SIGA2-COS w/SIGA-AB4G BASE, SIGA2-COS w/SIGA-AB4G-LF BASE, SIGA2-COS w/SIGA-AB4GT BASE, SIGA2-COS w/SIGA-IB BASE, SIGA2-COS w/SIGA-RB BASE, SIGA2-COS w/SIGA-SB BASE, S [Edwards, Kidde] [SLC EST SENSORS] 01 [*] [EST3, iO1000] DS-HFS (C), DS-PS (C), FX-HD w/IB4U BASE, FX-HD w/RB4U BASE, FX-HD w/SB4U BASE, FX-HD w/SB4U-LF BASE, FX-HD wB4U BASE, FX-PD w/B4U BASE (C), FX-PD w/IB4U BASE (C), FX-PD w/SB4U BASE (C), FX-PD w/SB [Edwards, Kidde] [SLC EST MODULES/SENSORS] 01 [*] [iO64] DS-HFS (C), DS-PS (C), FX-HD w/IB4U BASE, FX-HD w/RB4U BASE, FX-HD w/SB4U BASE, FX-HD w/SB4U-LF BASE, FX-HD wB4U BASE, FX-PD w/B4U BASE (C), FX-PD w/IB4U BASE (C), FX-PD w/SB4U BASE (C), FX-PD w/SB [Edwards, Kidde] [AUX POWER] KI-COD w/KI-ABDT BASE (C), KI-HCD w/KI-ABDT BASE, KI-HRD w/KI-ABDT BASE, KI-PCD w/KI-ABDT BASE (C), KI-PD w/KI-ABDT BASE (C), KI-PHCD w/KI-ABDT BASE (C), KI-PHD w/KI-ABDT BASE (C), KIR-COD w/KI-ABDT BASE (C), KIR-HCD w/KI-ABD [Edwards, Kidde] [SLC EST SENSORS] [*] [#4 TYPE ADDR ¦ SENSORS] KI-DDOS (C), SIGA2-COS w/SIGA-AB4G BASE, SIGA2-COS w/SIGA-AB4G-LF BASE, SIGA2-COS w/SIGA-AB4GT BASE, SIGA2-COS w/SIGA-IB BASE, SIGA2-COS w/SIGA-RB BASE, SIGA2-COS w/SIGA-SB BASE, SIGA2-HCOS
d5998b36-d9e6-4fb5-9616-43bd55cc6a6d |  |  |  | North | Edwards | [5 empty] | Card | TRUE | iO1000R-2 Mainboard |  | Mainboard for iO1000R-2 assembly |  | 0.227 | 0.392 |  |  |  |  | TRUE | [5 empty] | #FFFFFFFF |  |  | FALSE | FALSE | [15 empty] | FALSE | [7 empty] | DESKTOP-7EIEB7A\acont | 2023-03-31 12:04 |  | [Edwards, Kidde, Macurco] [IDC] [#3 SUPERVISORY] 2IDC, 76-600000-001 Main Board, 76-800xxx-xxx Main Board, 77-600000-901 Main Board, 84-732001-901 Main Board, DVP-120 Mainboard, EST1-2Z Mainboard, FSP1004G Mainboard, FSP1004G-2 Mainboard, FSP1004GD Mainb [Edwards, Kidde, Macurco] [IDC] [#2 TROUBLE] 2IDC, 76-600000-001 Main Board, 76-800xxx-xxx Main Board, 77-600000-901 Main Board, 84-732001-901 Main Board, DVP-120 Mainboard, EST1-2Z Mainboard, FSP1004G Mainboard, FSP1004G-2 Mainboard, FSP1004GD Mainboard [Edwards, Kidde, Macurco] [IDC] [#1 ALARM] 2IDC, 76-600000-001 Main Board, 76-800xxx-xxx Main Board, 77-600000-901 Main Board, 84-732001-901 Main Board, DVP-120 Mainboard, EST1-2Z Mainboard, FSP1004G Mainboard, FSP1004G-2 Mainboard, FSP1004GD Mainboard, | [Edwards, Kidde] FX-1000 Mainboard, FX-1000D Mainboard, FX-64RD Mainboard, iO1000G Mainboard, iO1000G-2 Mainboard, iO1000G-2-PG Mainboard, iO1000G-2-SP Mainboard, iO1000GC Mainboard, iO1000GD Mainboard, iO1000G-F Mainboard, iO1000G-PG Mainboard, iO1000G-S [Edwards, Kidde] FX-1000 Mainboard, FX-1000D Mainboard, FX-64RD Mainboard, iO1000G Mainboard, iO1000G-2 Mainboard, iO1000G-2-PG Mainboard, iO1000G-2-SP Mainboard, iO1000GC Mainboard, iO1000GD Mainboard, iO1000G-F Mainboard, iO1000G-PG Mainboard, iO1000G-S [Edwards, Kidde] FX-1000 Mainboard, FX-1000D Mainboard, iO1000G Mainboard, iO1000G-2 Mainboard, iO1000G-2-PG Mainboard, iO1000G-2-SP Mainboard, iO1000GC Mainboard, iO1000GD Mainboard, iO1000G-F Mainboard, iO1000G-PG Mainboard, iO1000G-SP Mainboard, iO1000 [Edwards] IO-SDC2
ae4f309d-9bbc-42f8-aa84-43c5260b4713 | NFPA 170 SMOKE HEAT DETECTOR |  |  | North | Firelite |  | Smoke/Heat Detector |  |  |  | Module | TRUE | AD355 w/B200SR-WH | + | ADAPT Multi-Sensor Low Profile Intelligent Detector with B200SR Base | 1 | 0.0003 | 0.0065 |  |  |  |  | FALSE | TRUE |  |  |  |  | #FFFF0000 | FA-NFPA 170 SMOKE HEAT DETECTOR | 1 | FALSE | FALSE | FALSE | 1411 | [13 empty] | FALSE |  |  | SB |  |  |  |  | THOR\acont | 2024-09-08 17:27 | 20191121 AC Detector with base | [Firelite, System Sensor] [SLC MODULES SENSORS] [*] [#2 SHARED ADDR ¦ SENSORS] AD355 w/B200SR-LF-WH (C), AD355 w/B200SR-WH (C), AD355 w/B210LP (C), AD355 w/B224BI-WH (C), AD355 w/B224RB-WH (C), AD355 w/B501 (C), BEAM355 (C), BEAM355S (C), CP355 w/B200SR- [Firelite] [AUX POWER] AD355 w/B200SR-WH (C), CP355 w/B200SR-WH (C), H355 w/B200SR (C), H355HT w/B200SR (C), H355R w/B200SR (C), H365 w/B200S-WH (C), H365HT w/B200S-WH (C), H365R w/B200S-WH (C), SD355 w/B200SR (C), SD355CO w/B200S-WH (C), SD355T w/B200SR [Firelite, System Sensor] [SLC SENSORS] [*] [#4 TYPE ADDR ¦ SENSORS] AD355 w/B200SR-LF-WH (C), AD355 w/B200SR-WH (C), AD355 w/B210LP (C), AD355 w/B224BI-WH (C), AD355 w/B224RB-WH (C), AD355 w/B501 (C), BEAM355 (C), BEAM355S (C), CP355 w/B200SR-WH (C), CP
21adb7a9-67c0-48ff-8b46-43d450c87893 |  |  |  | North | MIRCOM |  | Cards & Components |  |  |  | Card | TRUE | FA-106 Main Board | ++ | Main Board | 1 | 0.17 | 0.262 | 3 |  |  |  | TRUE | [5 empty] | #FFFFFFFF |  |  | FALSE | FALSE | FALSE | [14 empty] | FALSE | [5 empty] | DESKTOP-7EIEB7A\acont | 2023-08-04 12:03 | THOR\acont | 2024-10-09 10:48 | Cloned from MIRCOM FA-300-6DDR Main Board | [MIRCOM] [IDC] [#1 ALARM] FA-106 Main Board, FX-350 Main Board, FX-4000MNS Main Board, FX-4003-12N Main Board, FX-4009-12N Main Board, FX-4017-12N Main Board [MIRCOM] [IDC] [#3 TROUBLE] BPS-1002 Main Board, BPS-602 Main Board, BPS-802 Main Board, FA-106 Main Board, FX-350 Main Board, FX-4000MNS Main Board, FX-4003-12N Main Board, FX-4009-12N Main Board, FX-4017-12N Main Board | [MIRCOM] FA-106 Main Board
8e20c02a-3f4e-454a-882f-43ddcdd6ab02 |  |  |  | North | Potter | [5 empty] | Module | TRUE | NCPR |  | Nitrogen Cylinder Pressure Regulator with Hose | 1 | [6 empty] | FALSE | [5 empty] | #FFFFFFFF |  |  | FALSE | FALSE | FALSE | [14 empty] | FALSE | [7 empty] | THOR\acont | 2024-10-09 10:48
bdc6d70e-66cf-4070-b4d2-43e0185043fb | NFPA 170 SPEAKER STROBE CEILING |  |  | North | Hochiki |  | Speaker/Strobe |  |  |  | Module | TRUE | E60-24MCCH-FR |  | Speaker/Strobe, 24 VDC, Multi-Candela, , 25/70 Vrms, red | 1 | 0 | 0.455 |  |  |  |  | FALSE | TRUE |  | *Refer to Install Sheet |  |  | #FF0070C0 | FA-NFPA 170 SPEAKER STROBE CEILING | 1 | FALSE | FALSE | FALSE | 2020 | [13 empty] | FALSE |  |  | C |  |  |  |  | THOR\acont | 2024-09-08 17:27 |  | [Eaton Wheelock, Hochiki] [AUDIO 70.7v] [70V AUDIO] E60-24MCC-FR (C), E60-24MCC-FW (C), E60-24MCCH-FR (C), E60-24MCCH-FW (C), E60-24MCW-FR, E60-24MCW-FW, E60-24MCWH-FR, E60-24MCWH-FW, E60-R, E60-W [Eaton Wheelock, Hochiki] [NAC] E60-24MCCH-FR (C), E60-24MCCH-FW (C) [Eaton Wheelock, Hochiki] [AUDIO 25v] [25V AUDIO] E60-24MCC-FR (C), E60-24MCC-FW (C), E60-24MCCH-FR (C), E60-24MCCH-FW (C), E60-24MCW-FR, E60-24MCW-FW, E60-24MCWH-FR, E60-24MCWH-FW, E60-R, E60-W
f5d83385-ddf4-4bc0-87aa-43e1a4738bbc |  |  |  | North | Evax |  | Cards & Components |  |  |  | Card | TRUE | HMX-FPI | + | Fire Phone Interface Card | 1 | 0.041 | 0.041 |  |  |  |  | TRUE | [5 empty] | #FFFFFFFF |  |  | FALSE | FALSE | FALSE | [20 empty] | DESKTOP-7SAL8M7\acont | 2020-07-16 11:07 | THOR\acont | 2024-10-09 10:48 | Cloned from Hochiki FNV-FPI
f741ab72-1377-40bd-b33a-43e31fa6764e | NFPA 170 DOOR HOLDER |  |  | North | Siemens |  | Door Holder |  |  |  | Module | TRUE | SDH-3A |  | 120VAC, concealed wiring | 1 | 0.017 |  |  |  | 120 |  | FALSE | [5 empty] | #FFFF0000 | FA-NFPA 170 DOOR HOLDER | 1 | FALSE | FALSE | FALSE | 2500 | [13 empty] | FALSE | [5 empty] | THOR\acont | 2023-09-27 09:17 | THOR\acont | 2024-09-08 17:27 | Cloned from Siemens SDH-2A | [Siemens] [VAC ] [*] FCM901-U3, SDH-2A, SDH-3A, SDH-4A, SDH-5A, SDH-6A, SDH-7A, SDH-8A
bca9f114-53f6-427c-bfe9-43ee5a8d6a00 |  |  |  | North | MIRCOM | [5 empty] | Module | TRUE | OGN-FLSLIC-EXP | new | Fire Alarm Control Panel License for 2-9 Connections (Price per connection) Requires: OGN-KEY (sold seperately) Contact us for non-Mircom panel connections | 1 | [12 empty] | #FFFFFFFF |  |  | FALSE | FALSE | FALSE | [20 empty] | THOR\acont | 2024-02-24 16:13 | THOR\acont | 2024-10-09 10:48
3b2bf86e-1f41-4ba5-8984-43eeef5ffd42 |  |  |  | North | NAPCO |  | Cards & Components |  |  |  | Card | TRUE | FL-FACP-LTE Main Board | ++ | Main Board | 1 | 0.096 | 0.096 | 4 |  | 24 |  | TRUE | [5 empty] | #FFFFFFFF |  |  | FALSE | FALSE | FALSE | [20 empty] | AULAPTOP-PC\Aulaptop | 2019-05-12 11:51 | THOR\acont | 2024-10-09 10:48 | Cloned from Advanced New Part | [NAPCO] [IDC] [#1 AUX RELAY ++] FL-255FACP Main Board, FL-32FACP Main Board, FL-FACP-LTE Main Board, FL-X2-32 Main Board [NAPCO] [VAC ] FL-255FACP Main Board, FL-32FACP Main Board, FL-FACP-LTE Main Board, FL-X2-32 Main Board, GEM-ACM1D Main Board, GEMC-128MB, GEMC-12V2APS-CF Main Board, GEMC-12V2APS-R Main Board, GEMC-255MB, GEMC-32MB, GEMC-96MB, GEMC-NAC6 Main Board, GEMC | [NAPCO] FL-FACP-LTE Main Board
b55c78cf-6bcd-458f-a8c8-43f82673326c |  |  |  | North | MIRCOM |  | Hardware |  |  |  | Hardware | TRUE | CCH-5008 |  | CUSTOM MOUNTING KIT FOR BB-5008. ONE REQUIRED PER BB-5008 | 1 | [6 empty] | FALSE | [5 empty] | #FFFFFFFF |  |  | FALSE | FALSE | FALSE | [14 empty] | FALSE | [7 empty] | THOR\acont | 2024-10-09 10:48
06af0ab0-00d6-4f54-bc8a-43fe2136f758 | NFPA 170 GAS DETECTOR |  |  | North | Macurco |  | Gas Detection |  |  |  | Module | TRUE | CM-12 |  | 120 VAC CO DETECTOR WITH AUX CONTACTS | 1 | [6 empty] | TRUE | [5 empty] | #FFFF0000 | FA-NFPA 170 GAS DETECTOR | 1 | FALSE | FALSE | FALSE | [20 empty] | MARKSOFFICEDESK\cadus | 2022-07-05 18:14 | THOR\acont | 2024-09-08 17:27 |  | [Det-Tronics, Generic, Macurco, N/A, STI] [IDC] 01 30-3013, AIR PRESSURE SWITCH, AIR PRESSURE SWITCH HIGH/LOW, BACKFLOW VALVE, CM-12, CONTACT DEVICE, DUCT DETECTOR (C), Fire Suppression Control Unit (FSCU), FURNISHED BY OTHERS, FURNISHED BY OTHERS, FURNI
af68b4c4-1984-4a49-819e-440778785a33 |  |  |  | North | Kidde |  | Cards & Components |  |  |  | Card | TRUE | VS4-G-PG Mainboard |  | Mainboard for VS4-G-PG assembly | 1 | 0.227 | 0.392 |  |  |  |  | TRUE | [5 empty] | #FFFFFFFF |  |  | FALSE | FALSE | FALSE | [14 empty] | FALSE | [7 empty] | THOR\acont | 2024-10-09 10:48 |  | [Edwards, Kidde] [VAC ] 2IDC, 76-600000-001 Main Board, 76-800xxx-xxx Main Board, 77-600000-901 Main Board, 84-732001-901 Main Board, APS10A Mainboard, APS6A Mainboard, BPS10A Mainboard, BPS10A/230 Mainboard, BPS6A Mainboard, BPS6A/230 Mainboard, EST1-2Z [Edwards, Kidde, Macurco] [IDC] [#1 ALARM] 2IDC, 76-600000-001 Main Board, 76-800xxx-xxx Main Board, 77-600000-901 Main Board, 84-732001-901 Main Board, DVP-120 Mainboard, EST1-2Z Mainboard, FSP1004G Mainboard, FSP1004G-2 Mainboard, FSP1004GD Mainboard, [Edwards, Kidde, Macurco] [IDC] [#2 TROUBLE] 2IDC, 76-600000-001 Main Board, 76-800xxx-xxx Main Board, 77-600000-901 Main Board, 84-732001-901 Main Board, DVP-120 Mainboard, EST1-2Z Mainboard, FSP1004G Mainboard, FSP1004G-2 Mainboard, FSP1004GD Mainboard [Edwards, Kidde, Macurco] [IDC] [#3 SUPERVISORY] 2IDC, 76-600000-001 Main Board, 76-800xxx-xxx Main Board, 77-600000-901 Main Board, 84-732001-901 Main Board, DVP-120 Mainboard, EST1-2Z Mainboard, FSP1004G Mainboard, FSP1004G-2 Mainboard, FSP1004GD Mainb | [Edwards, Kidde] FX-1000 Mainboard, FX-1000D Mainboard, FX-64RD Mainboard, iO1000G Mainboard, iO1000G-2 Mainboard, iO1000G-2-PG Mainboard, iO1000G-2-SP Mainboard, iO1000GC Mainboard, iO1000GD Mainboard, iO1000G-F Mainboard, iO1000G-PG Mainboard, iO1000G-S [Kidde] VS4-G Mainboard, VS4-G-2 Mainboard, VS4-G-2-PG Mainboard, VS4-G-2-SP Mainboard, VS4-GC Mainboard, VS4-GD Mainboard, VS4-G-F Mainboard, VS4-G-PG Mainboard, VS4-G-SP Mainboard, VS4-R Mainboard, VS4-R-2 Mainboard, VS4-RD Mainboard [Edwards, Kidde] FX-1000 Mainboard, FX-1000D Mainboard, iO1000G Mainboard, iO1000G-2 Mainboard, iO1000G-2-PG Mainboard, iO1000G-2-SP Mainboard, iO1000GC Mainboard, iO1000GD Mainboard, iO1000G-F Mainboard, iO1000G-PG Mainboard, iO1000G-SP Mainboard, iO1000 [Kidde] VS4-G-PG Mainboard [Edwards, Kidde] FX-64R Mainboard, FX-64RD Mainboard, iO64G Mainboard, iO64G-2 Mainboard, iO64G-2-PG Mainboard, iO64G-2-SP Mainboard, iO64GD Mainboard, iO64GL Mainboard, iO64GL-F Mainboard, iO64G-PG Mainboard, iO64G-SP Mainboard, iO64R Mainboard, iO64R-2 [Edwards] IO-SDC2 [Edwards, Kidde] FX-1000 Mainboard, FX-1000D Mainboard, FX-64RD Mainboard, iO1000G Mainboard, iO1000G-2 Mainboard, iO1000G-2-PG Mainboard, iO1000G-2-SP Mainboard, iO1000GC Mainboard, iO1000GD Mainboard, iO1000G-F Mainboard, iO1000G-PG Mainboard, iO1000G-S
6eaf9f58-d627-41b3-a4a8-44085444c999 |  |  |  | North | Evax | [5 empty] | Module | TRUE | EVX-SC | + | Supervisory Card | 1 | 0.03 | 0.05 |  |  |  |  | TRUE | [5 empty] | #FFFFFFFF |  |  | FALSE | FALSE | FALSE | [20 empty] | DESKTOP-7EIEB7A\acont | 2022-02-12 14:06 | THOR\acont | 2024-10-09 10:48 |  |  | [Evax] EVX-SC
ea2da6ed-d92e-42e5-9fb2-440d7b60676f | NFPA 170 WATER MIST MANUAL PULL |  |  | North | Block Definition Only |  | Manual Station |  |  |  | Module | TRUE | NFPA 170 WATER MIST MANUAL PULL |  | NFPA 170 WATER MIST MANUAL PULL | 1 | [12 empty] | #FFFF0000 | FA-NFPA 170 WATER MIST MANUAL PULL | 1 | FALSE | FALSE | FALSE | 960 | [19 empty] | AULAPTOP-PC\Aulaptop | 2020-03-26 07:41 | THOR\acont | 2024-09-08 17:27
b3743b7b-4ecf-4c1e-9d56-441461bf9857 | NFPA 170 FIRE ALARM CONTROL UNIT | RISER FACP |  | North | Edwards |  | Fire Alarm Control Unit |  |  |  | Assembly | TRUE | FSP302GD |  | FACP - 3 Cl 'B' IDCs, 2 Cl 'B' NACs, 120V, Dialer, Gray | 1 | [6 empty] | FALSE | [5 empty] | #FFFF0000 | FA-NFPA 170 FIRE ALARM CONTROL UNIT | 1 | FALSE | FALSE | FALSE | 202 | [8 empty] | 7,12,18 |  |  |  |  | TRUE | [7 empty] | THOR\acont | 2024-09-08 17:27
d225a050-3186-494b-a5e8-4418b4430c3e |  |  |  | North | Gamewell FCI |  | Cards & Components |  |  |  | Card | TRUE | HPFF8 Main Board | + | Main board | 1 | 0.206 | 0.075 |  |  |  |  | TRUE | [5 empty] | #FFFFFFFF |  |  | FALSE | FALSE | FALSE | [14 empty] | FALSE | [7 empty] | THOR\acont | 2024-10-09 10:48 |  | [Gamewell FCI, Honeywell] [VAC ] [120VAC] 7100 Main Board, FireVac IV (50W, 25V) Main Board, FireVac IV (50W, 70V) Main Board, FLEX 410 Main Board, GF505 Main Board, GF506R Main Board, GF510 Main Board, GFPS-6 Main Board, GFPS-9 Main Board, GWF402 Main B [Firelite, Gamewell FCI, Honeywell, Notifier] [NAC Trigger] GFPS-6 Main Board, GFPS-9 Main Board, HPFF12 Main Board, HPFF8 Main Board [Gamewell FCI, Honeywell] [VAC ] 7100 Main Board, FireVac IV (50W, 25V) Main Board, FireVac IV (50W, 70V) Main Board, FLEX 410 Main Board, GF505 Main Board, GF506R Main Board, GF510 Main Board, GFPS-6 Main Board, GFPS-9 Main Board, GWF402 Main Board, GWF | [Gamewell FCI, Honeywell] HPFF12 Main Board, HPFF8 Main Board
a121eff0-9430-4d1d-83bb-441a9b5a32b5 |  |  |  | North | System Sensor |  | Hardware |  |  |  | Hardware | TRUE | APC-1 |  | Protective cover for A & AT Series Heat Detectors | 1 | [6 empty] | FALSE | FALSE |  |  |  |  | #FFFFFFFF |  |  | FALSE | FALSE | FALSE | [14 empty] | FALSE | [7 empty] | THOR\acont | 2024-10-09 10:48
3383a1ea-705d-46fa-a424-441cc9262c74 | NFPA 170 HEAT DETECTOR |  |  | North | Notifier |  | Heat Detector |  |  |  | Module | TRUE | FST-951-IV w/B300-6-IV | ++ | Low-profile 135°F fixed thermal sensor. Ivory. FlashS-can and CLIP mode. | 1 | 0.0002 | 0.0045 |  |  |  |  | FALSE | TRUE | FLUSH |  | 4" SQ. DEEP | 3 "O" PLASTER RING | #FFFF0000 | FA-NFPA 170 HEAT DETECTOR | 1 | FALSE | FALSE | FALSE | 1403 |  |  | 7272-0028:0206 | [10 empty] | FALSE | [7 empty] | THOR\acont | 2024-09-08 17:27 | 20191121 AC Detector without base | [Honeywell, Notifier, System Sensor] [SLC MODULES SENSORS] [*] [#2 SHARED ADDR ¦ SENSORS] 2251B (C), 2251-COPTIR (C), 2251-COPTIR w/B200S-WH (C), 2251TB (C), 2251TMB (C), 5251B (C), 5251B-WP (C), 5251H (C), 5251RB (C), 5251RB-WP (C), 7251 (C), 7251DH (C) [Honeywell, Notifier, System Sensor] [SLC SENSORS] [*] [#4 TYPE ADDR ¦ SENSORS] 2251B (C), 2251-COPTIR (C), 2251-COPTIR w/B200S-WH (C), 2251TB (C), 2251TMB (C), 5251B (C), 5251B-WP (C), 5251H (C), 5251RB (C), 5251RB-WP (C), 7251 (C), 7251DH (C), DH200LP
c017b5e0-a703-4c72-9228-44200f367f67 | NFPA 170 SPEAKER STROBE |  |  | North | Edwards |  | Speaker/Strobe |  |  |  | Module | TRUE | 757-8A-SS25W |  | 110cdW, 60cdC Strobe, Cone Speaker, 25V .25 .5, 1, 2w | 1 | [6 empty] | FALSE | [5 empty] | #FF0070C0 | FA-NFPA 170 SPEAKER STROBE | 1 | FALSE | FALSE | FALSE | 2019 | [13 empty] | FALSE | [7 empty] | THOR\acont | 2024-09-08 17:27 |  | [Edwards] [NAC] [16 VDC] 757-8A-SS25, 757-8A-SS25W, 757-8A-SS70, 757-8A-SS70W [Edwards] [NAC] [24 VDC] 757-8A-SS25, 757-8A-SS25W, 757-8A-SS70, 757-8A-SS70W [Edwards] [AUDIO 25v] [25V AUDIO] 757-8A-SS25, 757-8A-SS25W
779ce03c-2874-44b9-93c0-4420193e8e5e |  |  |  | North | Firelite |  | Cards & Components |  |  |  | Card | TRUE | FL-PS6 MAIN BOARD | + | Fire Alarm Power Supply Main Board | 1 | 0.139 | 0.157 | 6 |  |  |  | TRUE | FALSE | SURFACE |  | PROVIDED | N/A | #FFFFFFFF |  |  | FALSE | FALSE | FALSE |  |  |  | 7315-0028:0225 | [10 empty] | FALSE | [5 empty] | DESKTOP-7EIEB7A\acont | 2021-05-12 09:02 | THOR\acont | 2024-10-09 10:48 | Cloned from Notifier PSE-6 MAIN BOARD | [Ditek, Monaco Enterprises, Spectronix, WBOX] [VAC ] [VAC] 0E-SPROACHW, 210-524-00, DTK-120HW, DTK-120HWLOK, DTK-120HW-SS, DTK-1F, DTK-1FF, SA400 Main Board [ADT Unimode, AES, Firelite, NAPCO, Notifier] [VAC ] [VAC] 1640, 200UDLS Main Board, 411UDAC Main Board, ACC-25/50 Main Board, BE-500 CPU, CPU-N16LD, CPU-N16LND, ECC-125DA (25V) Main Board, ECC-50/100 Main Board (100W, 25V), ECC-50/100 Main Board (100W, [Firelite] [NAC Trigger] [#2] FL-PS10 MAIN BOARD, FL-PS6 MAIN BOARD [Firelite] [NAC Trigger] [ALL DEVICES ++] FL-PS10 MAIN BOARD, FL-PS6 MAIN BOARD | [Firelite] FL-PS6 MAIN BOARD [Firelite] FL-PS6 MAIN BOARD
2c65b428-e403-4ec0-ad5d-44223a70732c |  |  |  | North | Autocall |  | Cards & Components |  |  |  | Card | TRUE | A100-1364 |  | Digital Flex-35, 35 W Amplifier, constant supervision compatible 70.07 VRMS output | 1 | 0.085 | 1.64 |  |  |  |  | TRUE | [5 empty] | #FFFFFFFF |  |  | FALSE | FALSE | FALSE | [20 empty] | DESKTOP-0D6CQVA\lousc | 2019-07-07 13:45 | THOR\acont | 2024-10-09 10:48 | Cloned from AutoCall A100-1362 |  | [Autocall] A100-1362, A100-1364
77d55b0a-79b1-411d-abc3-44270aa2c54b | NFPA 170 PREACTION ABORT SWITCH |  |  | North | Block Definition Only |  | Switch |  |  |  | Module | TRUE | NFPA 170 PREACTION ABORT SWITCH |  | NFPA 170 PREACTION ABORT SWITCH | 1 | [12 empty] | #FFFF0000 | FA-NFPA 170 PREACTION ABORT SWITCH | 1 | FALSE | FALSE | FALSE | 912 | [19 empty] | AULAPTOP-PC\Aulaptop | 2020-03-26 07:41 | THOR\acont | 2024-09-08 17:27
26c1eee4-c050-4937-9f5a-44288e29f9d9 |  |  |  | North | Edwards |  | Hardware |  |  |  | Hardware | TRUE | FW-19LCDWTS |  | 19" Monitor, /w T Scrn,W Format, Blk, Rack Mtg, 1680x1050 | 1 | [6 empty] | FALSE | [5 empty] | #FFFFFFFF |  |  | FALSE | FALSE | FALSE | [14 empty] | FALSE | [7 empty] | THOR\acont | 2024-10-09 10:48
12c0eb6f-5e1f-4f34-b4eb-442e766afca5 |  |  |  | North | Bosch | [5 empty] | Module | TRUE | FMM-100DBB-R | * | INDOOR DEEP BACKBOX RED | 1 | [12 empty] | #FFFFFFFF |  |  | FALSE | FALSE | FALSE | [20 empty] | DESKTOP-7EIEB7A\acont | 2021-08-13 06:25 | THOR\acont | 2024-10-09 10:48
863cef89-14c0-40e3-af32-442f3d48ddbb |  |  |  | North | Edwards |  | Cards & Components |  |  |  | Card | TRUE | MN-HS16G5PAC |  | 1600 Watt Omni-directional HPSA Assembly (5 of 5 Active Panels) with lockable NEMA 4 amplifier and electronics enclosure. 110V/60Hz operation only. Enclosure equipped with tamper switch. Edwards hard-wire interface included. Accessories are ordered separately. Gray colored speaker head. | 1 | [6 empty] | TRUE | [5 empty] | #FFFFFFFF |  |  | FALSE | FALSE | FALSE | [14 empty] | FALSE | [7 empty] | THOR\acont | 2024-10-09 10:48
ef76cba7-a5d3-4083-ad14-442ff7b2c1da | NFPA 170 WIRELESS CONTROL UNIT |  |  | North | Firelite |  | Wireless Control Unit |  |  |  | Module | TRUE | WAV-RL | + | Wireless AV base, wall, red | 1 | [6 empty] | FALSE | [5 empty] | #FFFF0000 | FA-NFPA 170 WIRELESS CONTROL UNIT | 1 | FALSE | FALSE | FALSE | [14 empty] | FALSE |  |  | WAV-CRL |  |  | AUGUSTXPS17-EUP\aucon | 2022-07-12 06:43 | THOR\acont | 2024-09-08 17:27 | Cloned from Firelite WAV-CRL | [Firelite] [SLC MODULES SENSORS] [*] [#1 SHARED ADDR ¦ MODULES] BG-12LX, BG-12LXSP, CDRM-300, CMF-300, CMF-300-6, CRF-300, CRF-300-6, MDF-300, MMF-300, MMF-300-10, MMF-301, MMF-302, MMF-302-6, WAV-CRL, WAV-CWL, WAV-RL, WAV-WL, W-BG12LX, W-CRF, W-DIS-D, W [Firelite] [SLC MODULES] [*] [#3 TYPE ADDR ¦ MODULES] BG-12LX, BG-12LXSP, CDRM-300, CMF-300, CMF-300-6, CRF-300, CRF-300-6, MDF-300, MMF-300, MMF-300-10, MMF-301, MMF-302, MMF-302-6, WAV-CRL, WAV-CWL, WAV-RL, WAV-WL, W-BG12LX, W-CRF, W-GATE, W-MMF, W-SYN [Farenhyt, Firelite, Gamewell FCI, Notifier, Silent Knight, System Sensor] [SWIFT MESH DEVICES] 01 HRL-LF w/ WAV-RL, HWL-LF w/ WAV-WL, P2RL w/WAV-RL, P2RLED w/WAV-RL, P2RL-LF w/ WAV-RL, P2WL w/ WAV-WL, P2WLED w/ WAV-WL, P2WL-LF w/ WAV-WL, SRL w/ WAV-RL, [Farenhyt, Firelite, Gamewell FCI, Notifier, Silent Knight] [SWIFT MESH DEVICES] 03 WAV-CRL, WAV-CWL, WAV-RL, WAV-WL | [Farenhyt, Firelite, Gamewell FCI, Notifier, Silent Knight] WAV-CRL, WAV-CWL, WAV-RL, WAV-WL
85a230b0-3a7e-415e-b293-443455f3cee8 | NFPA 170 STROBE WALL |  |  | North | Edwards |  | Strobe |  |  |  | Module | TRUE | WGVWA | ++ | Outdoor rated strobe, white, alert | 1 | [6 empty] | FALSE | [5 empty] | #FF0070C0 | FA-NFPA 170 STROBE WALL | 1 | FALSE | FALSE | FALSE | 2023 | [13 empty] | FALSE |  |  | WP |  |  | THOR\acont | 2024-04-09 07:42 | THOR\acont | 2024-09-08 17:27 | Cloned from Edwards WGVRA CLONED CLONED CLONED CLONED CLONED CLONED CLONED CLONED | [Edwards, Kidde] [NAC] [VDC] WGSVRA, WGSVRF, WGSVRF-FR, WGSVRF-SP, WGSVRN, WGSVWA, WGSVWF, WGSVWF-FR, WGSVWF-SP, WGSVWN, WGVRA, WGVRF, WGVRF-FR, WGVRF-SP, WGVRN, WGVWA, WGVWF, WGVWF-FR, WGVWF-SP, WGVWN
5726cd86-3c3d-4fcb-aea6-443c171274e5 | CADGEN MOTION DETECTOR CEILING |  |  | North | Bosch |  | Motion Detector |  |  |  | Module | TRUE | DS939-CHI | ++ | Motion detector 360° ceiling mount, CN | 1 | 0.012 | 0.02 | [5 empty] | TRUE |  |  |  |  | #FFFF0000 | FA-CADGEN MOTION DETECTOR CEILING | 1 | FALSE | FALSE | FALSE | [20 empty] | DESKTOP-7EIEB7A\acont | 2022-07-26 13:46 | THOR\acont | 2024-09-08 17:27 | Cloned from Bosch DS939 | [Bosch, Optex] [ACCESS CONTROL INPUT] [*] [INPUT] DS1101i, DS1102i, DS1103i, DS1108i, DS936 (C), DS9360 (C), DS936B (C), DS936-CHI (C), DS936-FRA (C), DS937 (C), DS9370 (C), DS9371 (C), DS939 (C), DS939-CHI (C), FX-360 (C), ISC-BDL2-W12G, ISC-BDL2-W12GE, [BluePoint, Bosch, Honeywell] [AUX POWER] [*] [12VDC ++] BP01-302, BP01-303, D125B, D185, DS1101i, DS1102i, DS1103i, DS1108i, DS936 (C), DS9360 (C), DS936B (C), DS936-CHI (C), DS936-FRA (C), DS937 (C), DS9370 (C), DS9371 (C), DS939 (C), DS939-CHI (C), EN [Bosch, Optex] [IDC] 01 [INPUT] DS1101i, DS1102i, DS1103i, DS1108i, DS936 (C), DS9360 (C), DS936B (C), DS936-CHI (C), DS936-FRA (C), DS937 (C), DS9370 (C), DS9371 (C), DS939 (C), DS939-CHI (C), FX-360 (C), ISC-BDL2-W12G, ISC-BDL2-W12GE, ISC-BDL2-W12HE, I
1daa76e6-6b73-4a28-b1bb-444b23624a15 |  |  |  | North | Evax |  | Cards & Components |  |  |  | Card | TRUE | HMX-AMI | + | Audio Module Interface Card | 1 | 0.022 | 0.022 |  |  |  |  | TRUE | [5 empty] | #FFFFFFFF |  |  | FALSE | FALSE | FALSE | [20 empty] | DESKTOP-7SAL8M7\acont | 2020-07-16 11:07 | THOR\acont | 2024-10-09 10:48 | Cloned from Hochiki FNV-AMI
fc911b25-797c-4aa8-9bd8-444daf0af82b | NFPA 170 STROBE WALL |  |  | North | Kidde |  | Strobe |  |  |  | Module | TRUE | 4MS-7AR | + | Strobe, 15/75, Red | 1 | 0 | 0.255 |  |  |  |  | FALSE | [5 empty] | #FF0070C0 | FA-NFPA 170 STROBE WALL | 1 | FALSE | FALSE | FALSE | 2023 | [13 empty] | FALSE | [5 empty] | DESKTOP-7EIEB7A\acont | 2021-11-15 14:41 | THOR\acont | 2024-09-08 17:27 | Cloned from Kidde 4MS-5AR | [Kidde] [NAC] [16 VDC] 4MS-7AR, 4MS-7AW, CS405-7A [Kidde] [NAC] [24 VDC] 4MS-7AR, 4MS-7AW, CS405-7A
dd6810f5-470c-47f9-9e3f-444e657e38cc | NFPA 170 ADDRESSABLE INPUT MONITOR MODULE |  |  | North | DMP |  | Addressable Module |  |  |  | Module | TRUE | 714-16L-G |  | 16 Zone Input Module, gray Model 350 enclosure | 1 | 0.0456 | 0.052 |  |  |  |  | FALSE | [5 empty] | #FFFF0000 | FA-NFPA 170 ADDRESSABLE INPUT MONITOR MODULE | 1 | FALSE | FALSE | FALSE | 1000 | [13 empty] | FALSE |  |  | 8 |  |  | DESKTOP-7SAL8M7\acont | 2020-08-19 11:29 | THOR\acont | 2024-09-08 17:27 | Cloned from DMP 714-8L-G | [BluePoint, DMP] [DMP LX BUS] [*] [LX BUS] 712-8, 714, 714-16, 714-16L-G, 714-16L-R, 714-16PCB, 714-16-R, 714-8, 714-8L-G, 714-8L-R, 714-8PCB, 714-8-R, 715-16, 715-16PCB, 715-8, 715-8 COPY, 715-8PCB, BP-DHE-714-8 | [DMP] 714-16, 714-16L-G, 714-16L-R, 714-16PCB, 714-16-R, 715-16, 715-16PCB
e8eac480-e311-46f4-9f79-444e8fdebba6 |  |  |  | North | Fike |  | Cards & Components |  |  |  | Card | TRUE | 02-14849 |  | 485 to Multi Mode Fiber Converter SC | 1 | 0.163 | 0.163 |  |  |  |  | TRUE | [5 empty] | #FFFFFFFF |  |  | FALSE | FALSE | FALSE | [14 empty] | FALSE | [5 empty] | AULAPTOP-PC\Aulaptop | 2019-07-06 06:59 | THOR\acont | 2024-10-09 10:48 | Cloned from Fike XXXX CLONED CLONED
590957e3-f30a-443f-a10d-444f073aeceb |  |  |  | North | Bosch | [5 empty] | Module | TRUE | NIN-70122-F0S | * | FLEXIDOME IP panoramic 7000 MP | 1 | [12 empty] | #FFFFFFFF |  |  | FALSE | FALSE | FALSE | [20 empty] | DESKTOP-7EIEB7A\acont | 2021-08-13 06:25 | THOR\acont | 2024-10-09 10:48
12a769ed-d5d3-4c10-a94c-444f098a7c96 | NFPA 170 WIRELESS CONTROL UNIT |  |  | North | Firelite |  | Wireless Control Unit |  |  |  | Module | TRUE | W-DIS-D | + | LCD User Interface for use with the W-GATE | 1 | 0.03 | 0.03 |  |  |  |  | FALSE | [5 empty] | #FFFF0000 | FA-NFPA 170 WIRELESS CONTROL UNIT | 1 | FALSE | FALSE | FALSE | [14 empty] | FALSE |  |  | W-DIS-D |  |  |  |  | THOR\acont | 2024-09-08 17:27 |  | [Firelite] [SLC MODULES SENSORS] [*] [#1 SHARED ADDR ¦ MODULES] BG-12LX, BG-12LXSP, CDRM-300, CMF-300, CMF-300-6, CRF-300, CRF-300-6, MDF-300, MMF-300, MMF-300-10, MMF-301, MMF-302, MMF-302-6, WAV-CRL, WAV-CWL, WAV-RL, WAV-WL, W-BG12LX, W-CRF, W-DIS-D, W [Firelite, System Sensor] [SLC SENSORS] [*] [#4 TYPE ADDR ¦ SENSORS] AD355 w/B200SR-LF-WH (C), AD355 w/B200SR-WH (C), AD355 w/B210LP (C), AD355 w/B224BI-WH (C), AD355 w/B224RB-WH (C), AD355 w/B501 (C), BEAM355 (C), BEAM355S (C), CP355 w/B200SR-WH (C), CP [Farenhyt, Firelite, Gamewell FCI] [RS-485] ANN-100, ANN-80, ANN-80-W, ANN-I/O, ANN-I/O LED, ANN-LC, ANN-LED, ANN-RLED, ANN-RLY, ANN-S/PG, GFANN-80, GFANN-80-W, VW-DIS-D, W-DIS-D [ADT Unimode, Eaton Wheelock, Farenhyt, Firelite, Gamewell FCI, Monaco Enterprises, Notifier, Potter, Secutron, Silent Knight] [AUX POWER] [*] 790-012-00, ACM-16ATF, ACM-30, ACM-32AF, ACM-48A, ACM-8RF, ADT-LCD-80, AEM-16ATF, AEM-32AF, AFM-16AF, AFM-16ATF | [Farenhyt, Firelite, Gamewell FCI, Notifier, Silent Knight] VW-DIS-D, W-DIS-D
702370eb-374b-48ab-87c1-444fa8fc9eb9 |  |  |  | North | Edwards |  | Hardware |  |  |  | Hardware | TRUE | 512-1 |  | Backbox for 512-A Grill | 1 | [6 empty] | FALSE | [5 empty] | #FFFFFFFF |  |  | FALSE | FALSE | FALSE | [14 empty] | FALSE | [7 empty] | THOR\acont | 2024-10-09 10:48
f3607d3c-192a-494f-af8c-4452a0747af7 |  |  |  | North | Edwards |  | Cards & Components |  |  |  | Card | TRUE | MN-HS32G3P |  | 1920 Watt Non-Omni directional HPSA Assembly (3 of 5 Active Panels) with lockable NEMA 4 amplifier, 110V/60 Hz. inverter/battery charger and electronics enclosure, lockable NEMA 4 battery enclosure (w/o batteries). Enclosures equipped with tamper switches. AC powered amplifier with DC backup. Edwards hard-wire interface included. Batteries and accessories are ordered separately. Gray colored speaker head. | 1 | [6 empty] | TRUE | [5 empty] | #FFFFFFFF |  |  | FALSE | FALSE | FALSE | [14 empty] | FALSE | [7 empty] | THOR\acont | 2024-10-09 10:48
3e7412d0-f73b-4732-9304-4456e9a659c4 | NFPA 170 HORN |  |  | North | System Sensor |  | Horn |  |  |  | Module | TRUE | HRL | + | Horn, Red | 1 | 0 | 0.047 |  |  |  |  | FALSE | [5 empty] | #FF0070C0 | FA-NFPA 170 HORN | 1 | FALSE | FALSE | FALSE | 2010 | [13 empty] | FALSE | [7 empty] | THOR\acont | 2024-09-08 17:27 |  | [System Sensor] [NAC] [VFWR, TEMPORAL HIGH] HGRL, HGWL, HRL, HWL [System Sensor] [NAC] [VDC, TEMPORAL HIGH] HGRL, HGWL, HRL, HWL
40ccf71a-9a2c-4c86-bfb1-4456f0b591ce | NFPA 170 SPEAKER STROBE CEILING |  |  | North | Gentex |  | Speaker/Strobe |  |  |  | Module | TRUE | SSPK24CW |  | Speaker/Strobe, 24 VDC, , ceiling mount, white | 1 | 0 | 0.137 |  |  |  |  | FALSE | TRUE |  |  |  |  | #FF0070C0 | FA-NFPA 170 SPEAKER STROBE CEILING | 1 | FALSE | FALSE | FALSE | 2020 | [13 empty] | FALSE |  |  | C |  |  |  |  | THOR\acont | 2024-09-08 17:27 |  | [Gentex, Hochiki] [NAC] [UL MAX] HSSPK24WLPPR, HSSPK24WLPPW, HSSPK24WLPR, HSSPK24WLPW, SSPK24AWR, SSPK24AWW, SSPK24CR (C), SSPK24CW (C), SSPK24WLPR, SSPK24WLPW
19b5b696-20a6-4677-bfed-4461609857ba | BP WIRELESS REPEATER |  |  | North | BluePoint |  | Wireless Component |  |  |  | Module | TRUE | BP01-303 | ++ | RF Repeater-DMP | 1 | 0.027 | 0.027 |  |  | 12 | [7 empty] | #FFFF0000 | FA-BP WIRELESS REPEATER | 1 | FALSE | FALSE | FALSE | [17 empty] | RPT |  |  | THOR\acont | 2024-04-12 13:08 | THOR\acont | 2024-09-08 17:27 | Cloned from Bosch RFRP2 | [BluePoint, Bosch, Honeywell] [AUX POWER] [*] [12VDC ++] BP01-302, BP01-303, D125B, D185, DS1101i, DS1102i, DS1103i, DS1108i, DS936 (C), DS9360 (C), DS936B (C), DS936-CHI (C), DS936-FRA (C), DS937 (C), DS9370 (C), DS9371 (C), DS939 (C), DS939-CHI (C), EN [BluePoint, DMP] [DMP WIRELESS] [WIRELESS] 1103, 1126R, 1135, 1164 (C), 1164NS (C), 1165H (C), 1168 (C), 1181-R, 1182, 1183-135F, 1183-135R, 1184-W (C), BP01-303, BP02-203M, BP02-203P, BP02-A203M, BP02-A203P, BP02-A203PH, BP03-303, BP03-A103M, BP03-A103P
603c4e95-905a-4175-9532-4462e3ddb256 |  |  |  | North | Bosch | [5 empty] | Module | TRUE | VDA-CMT-DOME-RO | * | ***(Ross)corner mount adapter DOME | 1 | [12 empty] | #FFFFFFFF |  |  | FALSE | FALSE | FALSE | [20 empty] | DESKTOP-7EIEB7A\acont | 2021-08-13 06:25 | THOR\acont | 2024-10-09 10:48
211554b4-6c3a-41e8-a0e9-44674ab8ffe7 |  |  |  | North | Edwards |  | Hardware |  |  |  | Hardware | TRUE | 454736ARE |  | 16/2 Solid Twisted, OS, Red-Jacket FPLR | 1 | [6 empty] | FALSE | [5 empty] | #FFFFFFFF |  |  | FALSE | FALSE | FALSE | [14 empty] | FALSE | [7 empty] | THOR\acont | 2024-10-09 10:48
4d9a267e-970d-484b-9fcf-446a81b500f8 |  |  |  | North | Edwards |  | Cards & Components |  |  |  | Card | TRUE | 2-AAC |  | OBSOLETE - Audio Controller | 1 | [6 empty] | TRUE | [5 empty] | #FFFFFFFF |  |  | FALSE | FALSE | FALSE | [14 empty] | FALSE | [7 empty] | THOR\acont | 2024-10-09 10:48
bbaa2f3b-dbe2-4dce-a2df-446d553ea164 | NFPA 170 STROBE WALL |  |  | North | System Sensor |  | Strobe |  |  |  | Module | TRUE | SRL-P | + | Strobe, Red, Plain | 1 | 0 | 0.043 |  |  |  |  | FALSE | [5 empty] | #FF0070C0 | FA-NFPA 170 STROBE WALL | 1 | FALSE | FALSE | FALSE | 2023 | [13 empty] | FALSE | [7 empty] | THOR\acont | 2024-09-08 17:27 |  | [BluePoint, System Sensor] [NAC] [VDC] BP04-101LP, BP04-111LP, BP04-A101LP, BP04-A111LP, SGRL, SGWL, SPSRL, SPSRL-P, SPSRL-SP, SPSWL, SPSWL-ALERT, SPSWL-CLR-ALERT, SPSWL-P, SRL, SRL w/ WAV-RL, SRL-P, SRL-SP, SWL, SWL w/ WAV-WL, SWL-ALERT, SWL-CLR-ALERT, [BluePoint, System Sensor] [NAC] [VFWR] BP04-101LP, BP04-111LP, BP04-A101LP, BP04-A111LP, SGRL, SGWL, SPSRL, SPSRL-P, SPSRL-SP, SPSWL, SPSWL-ALERT, SPSWL-CLR-ALERT, SPSWL-P, SRL, SRL w/ WAV-RL, SRL-P, SRL-SP, SWL, SWL w/ WAV-WL, SWL-ALERT, SWL-CLR-ALERT,
bafeeb2c-78bc-4e3f-9db4-447598db0a54 |  |  |  | North | Potter | [5 empty] | Module | TRUE | GSC-20N |  | Glass Shock Sensor | 1 | [6 empty] | FALSE | [5 empty] | #FFFFFFFF |  |  | FALSE | FALSE | FALSE | [14 empty] | FALSE | [7 empty] | THOR\acont | 2024-10-09 10:48
bfd50bf7-7ca5-473d-9826-448085e05f48 | NFPA 170 STROBE WALL |  |  | North | Kidde |  | Strobe |  |  |  | Module | TRUE | EG1VWN |  | Strobe, Wall, White, None | 1 | [12 empty] | #FF0070C0 | FA-NFPA 170 STROBE WALL | 1 | FALSE | FALSE | FALSE | 2023 | [19 empty] | DESKTOP-7SAL8M7\acont | 2019-04-05 23:27 | THOR\acont | 2024-09-08 17:27 |  | [Edwards, Kidde] [NAC] [16-33 VDC] EG1VRF, EG1VRN, EG1VWF, EG1VWN, G1VRF, G1VRN, G1VWF, G1VWN [Edwards, Kidde] [NAC] [16-33 VFWR] EG1VRF, EG1VRN, EG1VWF, EG1VWN, G1VRF, G1VRN, G1VWF, G1VWN
8a1050a9-0904-435b-a78f-448add37682d | NFPA 170 FIRE ALARM TERMINAL CABINET | RISER FATC |  | North | Generic |  | Terminal Cabinet |  |  |  | Assembly | TRUE | FIRE ALARM TERMINAL CABINET |  |  | 1 | [6 empty] | FALSE |  | PROVIDED BY ELECTRICAL CONTRACTOR |  | PROVIDED BY OTHERS |  | #FFFF0000 | FA-NFPA 170 FIRE ALARM TERMINAL CABINET | 1 | TRUE | FALSE | FALSE | 205 | [13 empty] | FALSE | [5 empty] | DESKTOP-7SAL8M7\acont | 2020-01-24 13:06 | THOR\acont | 2024-09-08 17:27 | Cloned from Generic JUNCTION BOX | [Generic, N/A] [JUNCTION PASSTHROUGH] [#29] CLASS A RETURN, END OF LINE DEVICE, END OF LINE RESISTOR, FIBER PATCH PANEL, FIRE ALARM TERMINAL CABINET, FURNISHED BY OTHERS, FURNISHED BY OTHERS, JUNCTION BOX, JUNCTION BOX CEILING, LINE BREAK (DOUBLE), LINE [Generic, N/A] [JUNCTION PASSTHROUGH] [#31] CLASS A RETURN, END OF LINE DEVICE, END OF LINE RESISTOR, FIBER PATCH PANEL, FIRE ALARM TERMINAL CABINET, FURNISHED BY OTHERS, FURNISHED BY OTHERS, JUNCTION BOX, JUNCTION BOX CEILING, LINE BREAK (DOUBLE), LINE [Generic, N/A] [JUNCTION PASSTHROUGH] [#25] CLASS A RETURN, END OF LINE DEVICE, END OF LINE RESISTOR, FIBER PATCH PANEL, FIRE ALARM TERMINAL CABINET, FURNISHED BY OTHERS, FURNISHED BY OTHERS, JUNCTION BOX, JUNCTION BOX CEILING, LINE BREAK (DOUBLE), LINE [Generic, N/A] [JUNCTION PASSTHROUGH] [#39] CLASS A RETURN, END OF LINE DEVICE, END OF LINE RESISTOR, FIBER PATCH PANEL, FIRE ALARM TERMINAL CABINET, FURNISHED BY OTHERS, FURNISHED BY OTHERS, JUNCTION BOX, JUNCTION BOX CEILING, LINE BREAK (DOUBLE), LINE [Generic, N/A] [JUNCTION PASSTHROUGH] [#27] CLASS A RETURN, END OF LINE DEVICE, END OF LINE RESISTOR, FIBER PATCH PANEL, FIRE ALARM TERMINAL CABINET, FURNISHED BY OTHERS, FURNISHED BY OTHERS, JUNCTION BOX, JUNCTION BOX CEILING, LINE BREAK (DOUBLE), LINE [Generic, N/A] [JUNCTION PASSTHROUGH] [#37] CLASS A RETURN, END OF LINE DEVICE, END OF LINE RESISTOR, FIBER PATCH PANEL, FIRE ALARM TERMINAL CABINET, FURNISHED BY OTHERS, FURNISHED BY OTHERS, JUNCTION BOX, JUNCTION BOX CEILING, LINE BREAK (DOUBLE), LINE [Generic, N/A] [JUNCTION PASSTHROUGH] [#30] CLASS A RETURN, END OF LINE DEVICE, END OF LINE RESISTOR, FIBER PATCH PANEL, FIRE ALARM TERMINAL CABINET, FURNISHED BY OTHERS, FURNISHED BY OTHERS, JUNCTION BOX, JUNCTION BOX CEILING, LINE BREAK (DOUBLE), LINE [Generic, N/A] [JUNCTION PASSTHROUGH] [#40] CLASS A RETURN, END OF LINE DEVICE, END OF LINE RESISTOR, FIBER PATCH PANEL, FIRE ALARM TERMINAL CABINET, FURNISHED BY OTHERS, FURNISHED BY OTHERS, JUNCTION BOX, JUNCTION BOX CEILING, LINE BREAK (DOUBLE), LINE [Generic, N/A] [JUNCTION PASSTHROUGH] [#24] CLASS A RETURN, END OF LINE DEVICE, END OF LINE RESISTOR, FIBER PATCH PANEL, FIRE ALARM TERMINAL CABINET, FURNISHED BY OTHERS, FURNISHED BY OTHERS, JUNCTION BOX, JUNCTION BOX CEILING, LINE BREAK (DOUBLE), LINE [Generic, N/A, Space Age Electronics] [JUNCTION PASSTHROUGH] [#7] CLASS A RETURN, END OF LINE DEVICE, END OF LINE RESISTOR, FIBER PATCH PANEL, FIRE ALARM TERMINAL CABINET, FURNISHED BY OTHERS, FURNISHED BY OTHERS, JUNCTION BOX, JUNCTION BOX CEILING, LINE [Generic, N/A] [JUNCTION PASSTHROUGH] [#34] CLASS A RETURN, END OF LINE DEVICE, END OF LINE RESISTOR, FIBER PATCH PANEL, FIRE ALARM TERMINAL CABINET, FURNISHED BY OTHERS, FURNISHED BY OTHERS, JUNCTION BOX, JUNCTION BOX CEILING, LINE BREAK (DOUBLE), LINE [Generic, N/A, Space Age Electronics] [JUNCTION PASSTHROUGH] [#3] CLASS A RETURN, END OF LINE DEVICE, END OF LINE RESISTOR, FIBER PATCH PANEL, FIRE ALARM TERMINAL CABINET, FURNISHED BY OTHERS, FURNISHED BY OTHERS, JUNCTION BOX, JUNCTION BOX CEILING, LINE [Generic, N/A, Space Age Electronics] [JUNCTION PASSTHROUGH] [#5] CLASS A RETURN, END OF LINE DEVICE, END OF LINE RESISTOR, FIBER PATCH PANEL, FIRE ALARM TERMINAL CABINET, FURNISHED BY OTHERS, FURNISHED BY OTHERS, JUNCTION BOX, JUNCTION BOX CEILING, LINE [Generic, N/A] [JUNCTION PASSTHROUGH] [#17] CLASS A RETURN, END OF LINE DEVICE, END OF LINE RESISTOR, FIBER PATCH PANEL, FIRE ALARM TERMINAL CABINET, FURNISHED BY OTHERS, FURNISHED BY OTHERS, JUNCTION BOX, JUNCTION BOX CEILING, LINE BREAK (DOUBLE), LINE [Generic, N/A, Space Age Electronics] [JUNCTION PASSTHROUGH] 02 [ALL DEVICES ++] CLASS A RETURN, END OF LINE DEVICE, END OF LINE RESISTOR, FIBER PATCH PANEL, FIRE ALARM TERMINAL CABINET, FURNISHED BY OTHERS, FURNISHED BY OTHERS, JUNCTION BOX, JUNCTION BO [Generic, N/A] [JUNCTION PASSTHROUGH] [#32] CLASS A RETURN, END OF LINE DEVICE, END OF LINE RESISTOR, FIBER PATCH PANEL, FIRE ALARM TERMINAL CABINET, FURNISHED BY OTHERS, FURNISHED BY OTHERS, JUNCTION BOX, JUNCTION BOX CEILING, LINE BREAK (DOUBLE), LINE [Generic, N/A] [JUNCTION PASSTHROUGH] [#36] CLASS A RETURN, END OF LINE DEVICE, END OF LINE RESISTOR, FIBER PATCH PANEL, FIRE ALARM TERMINAL CABINET, FURNISHED BY OTHERS, FURNISHED BY OTHERS, JUNCTION BOX, JUNCTION BOX CEILING, LINE BREAK (DOUBLE), LINE [Generic, N/A] [JUNCTION PASSTHROUGH] [#13] CLASS A RETURN, END OF LINE DEVICE, END OF LINE RESISTOR, FIBER PATCH PANEL, FIRE ALARM TERMINAL CABINET, FURNISHED BY OTHERS, FURNISHED BY OTHERS, JUNCTION BOX, JUNCTION BOX CEILING, LINE BREAK (DOUBLE), LINE [Generic, N/A] [JUNCTION PASSTHROUGH] [#14] CLASS A RETURN, END OF LINE DEVICE, END OF LINE RESISTOR, FIBER PATCH PANEL, FIRE ALARM TERMINAL CABINET, FURNISHED BY OTHERS, FURNISHED BY OTHERS, JUNCTION BOX, JUNCTION BOX CEILING, LINE BREAK (DOUBLE), LINE [Generic, N/A] [JUNCTION PASSTHROUGH] [#12] CLASS A RETURN, END OF LINE DEVICE, END OF LINE RESISTOR, FIBER PATCH PANEL, FIRE ALARM TERMINAL CABINET, FURNISHED BY OTHERS, FURNISHED BY OTHERS, JUNCTION BOX, JUNCTION BOX CEILING, LINE BREAK (DOUBLE), LINE [Generic, N/A] [JUNCTION PASSTHROUGH] [#9] CLASS A RETURN, END OF LINE DEVICE, END OF LINE RESISTOR, FIBER PATCH PANEL, FIRE ALARM TERMINAL CABINET, FURNISHED BY OTHERS, FURNISHED BY OTHERS, JUNCTION BOX, JUNCTION BOX CEILING, LINE BREAK (DOUBLE), LINE B [Generic, N/A] [JUNCTION PASSTHROUGH] [#26] CLASS A RETURN, END OF LINE DEVICE, END OF LINE RESISTOR, FIBER PATCH PANEL, FIRE ALARM TERMINAL CABINET, FURNISHED BY OTHERS, FURNISHED BY OTHERS, JUNCTION BOX, JUNCTION BOX CEILING, LINE BREAK (DOUBLE), LINE [Generic, N/A] [JUNCTION PASSTHROUGH] [#23] CLASS A RETURN, END OF LINE DEVICE, END OF LINE RESISTOR, FIBER PATCH PANEL, FIRE ALARM TERMINAL CABINET, FURNISHED BY OTHERS, FURNISHED BY OTHERS, JUNCTION BOX, JUNCTION BOX CEILING, LINE BREAK (DOUBLE), LINE [Generic, N/A] [JUNCTION PASSTHROUGH] [#22] CLASS A RETURN, END OF LINE DEVICE, END OF LINE RESISTOR, FIBER PATCH PANEL, FIRE ALARM TERMINAL CABINET, FURNISHED BY OTHERS, FURNISHED BY OTHERS, JUNCTION BOX, JUNCTION BOX CEILING, LINE BREAK (DOUBLE), LINE [Generic, N/A] [JUNCTION PASSTHROUGH] [#16] CLASS A RETURN, END OF LINE DEVICE, END OF LINE RESISTOR, FIBER PATCH PANEL, FIRE ALARM TERMINAL CABINET, FURNISHED BY OTHERS, FURNISHED BY OTHERS, JUNCTION BOX, JUNCTION BOX CEILING, LINE BREAK (DOUBLE), LINE [Generic, N/A] [JUNCTION PASSTHROUGH] [#21] CLASS A RETURN, END OF LINE DEVICE, END OF LINE RESISTOR, FIBER PATCH PANEL, FIRE ALARM TERMINAL CABINET, FURNISHED BY OTHERS, FURNISHED BY OTHERS, JUNCTION BOX, JUNCTION BOX CEILING, LINE BREAK (DOUBLE), LINE [Generic, N/A] [JUNCTION PASSTHROUGH] [#38] CLASS A RETURN, END OF LINE DEVICE, END OF LINE RESISTOR, FIBER PATCH PANEL, FIRE ALARM TERMINAL CABINET, FURNISHED BY OTHERS, FURNISHED BY OTHERS, JUNCTION BOX, JUNCTION BOX CEILING, LINE BREAK (DOUBLE), LINE [Generic, N/A] [JUNCTION PASSTHROUGH] [#11] CLASS A RETURN, END OF LINE DEVICE, END OF LINE RESISTOR, FIBER PATCH PANEL, FIRE ALARM TERMINAL CABINET, FURNISHED BY OTHERS, FURNISHED BY OTHERS, JUNCTION BOX, JUNCTION BOX CEILING, LINE BREAK (DOUBLE), LINE [Generic, N/A] [JUNCTION PASSTHROUGH] [#41] CLASS A RETURN, END OF LINE DEVICE, END OF LINE RESISTOR, FIBER PATCH PANEL, FIRE ALARM TERMINAL CABINET, FURNISHED BY OTHERS, FURNISHED BY OTHERS, JUNCTION BOX, JUNCTION BOX CEILING, LINE BREAK (DOUBLE), LINE [Generic, N/A] [JUNCTION PASSTHROUGH] [#35] CLASS A RETURN, END OF LINE DEVICE, END OF LINE RESISTOR, FIBER PATCH PANEL, FIRE ALARM TERMINAL CABINET, FURNISHED BY OTHERS, FURNISHED BY OTHERS, JUNCTION BOX, JUNCTION BOX CEILING, LINE BREAK (DOUBLE), LINE [Generic, N/A, Space Age Electronics] [JUNCTION PASSTHROUGH] [#8] CLASS A RETURN, END OF LINE DEVICE, END OF LINE RESISTOR, FIBER PATCH PANEL, FIRE ALARM TERMINAL CABINET, FURNISHED BY OTHERS, FURNISHED BY OTHERS, JUNCTION BOX, JUNCTION BOX CEILING, LINE [Generic, N/A] [JUNCTION PASSTHROUGH] [#20] CLASS A RETURN, END OF LINE DEVICE, END OF LINE RESISTOR, FIBER PATCH PANEL, FIRE ALARM TERMINAL CABINET, FURNISHED BY OTHERS, FURNISHED BY OTHERS, JUNCTION BOX, JUNCTION BOX CEILING, LINE BREAK (DOUBLE), LINE [Generic, N/A] [JUNCTION PASSTHROUGH] [#10] CLASS A RETURN, END OF LINE DEVICE, END OF LINE RESISTOR, FIBER PATCH PANEL, FIRE ALARM TERMINAL CABINET, FURNISHED BY OTHERS, FURNISHED BY OTHERS, JUNCTION BOX, JUNCTION BOX CEILING, LINE BREAK (DOUBLE), LINE [Generic, N/A, Space Age Electronics] [JUNCTION PASSTHROUGH] [#6] CLASS A RETURN, END OF LINE DEVICE, END OF LINE RESISTOR, FIBER PATCH PANEL, FIRE ALARM TERMINAL CABINET, FURNISHED BY OTHERS, FURNISHED BY OTHERS, JUNCTION BOX, JUNCTION BOX CEILING, LINE [Generic, N/A] [JUNCTION PASSTHROUGH] [#28] CLASS A RETURN, END OF LINE DEVICE, END OF LINE RESISTOR, FIBER PATCH PANEL, FIRE ALARM TERMINAL CABINET, FURNISHED BY OTHERS, FURNISHED BY OTHERS, JUNCTION BOX, JUNCTION BOX CEILING, LINE BREAK (DOUBLE), LINE [Generic, N/A] [JUNCTION PASSTHROUGH] [#42] CLASS A RETURN, END OF LINE DEVICE, END OF LINE RESISTOR, FIBER PATCH PANEL, FIRE ALARM TERMINAL CABINET, FURNISHED BY OTHERS, FURNISHED BY OTHERS, JUNCTION BOX, JUNCTION BOX CEILING, LINE BREAK (DOUBLE), LINE [Generic, N/A] [JUNCTION PASSTHROUGH] [#33] CLASS A RETURN, END OF LINE DEVICE, END OF LINE RESISTOR, FIBER PATCH PANEL, FIRE ALARM TERMINAL CABINET, FURNISHED BY OTHERS, FURNISHED BY OTHERS, JUNCTION BOX, JUNCTION BOX CEILING, LINE BREAK (DOUBLE), LINE [Generic, N/A, Space Age Electronics] [JUNCTION PASSTHROUGH] [#4] CLASS A RETURN, END OF LINE DEVICE, END OF LINE RESISTOR, FIBER PATCH PANEL, FIRE ALARM TERMINAL CABINET, FURNISHED BY OTHERS, FURNISHED BY OTHERS, JUNCTION BOX, JUNCTION BOX CEILING, LINE [Generic, N/A] [JUNCTION PASSTHROUGH] [#18] CLASS A RETURN, END OF LINE DEVICE, END OF LINE RESISTOR, FIBER PATCH PANEL, FIRE ALARM TERMINAL CABINET, FURNISHED BY OTHERS, FURNISHED BY OTHERS, JUNCTION BOX, JUNCTION BOX CEILING, LINE BREAK (DOUBLE), LINE [Generic, N/A, Space Age Electronics] [JUNCTION PASSTHROUGH] [#2] CLASS A RETURN, END OF LINE DEVICE, END OF LINE RESISTOR, FIBER PATCH PANEL, FIRE ALARM TERMINAL CABINET, FURNISHED BY OTHERS, FURNISHED BY OTHERS, JUNCTION BOX, JUNCTION BOX CEILING, LINE [Generic, N/A] [JUNCTION PASSTHROUGH] [#15] CLASS A RETURN, END OF LINE DEVICE, END OF LINE RESISTOR, FIBER PATCH PANEL, FIRE ALARM TERMINAL CABINET, FURNISHED BY OTHERS, FURNISHED BY OTHERS, JUNCTION BOX, JUNCTION BOX CEILING, LINE BREAK (DOUBLE), LINE [Generic, N/A] [JUNCTION PASSTHROUGH] [#19] CLASS A RETURN, END OF LINE DEVICE, END OF LINE RESISTOR, FIBER PATCH PANEL, FIRE ALARM TERMINAL CABINET, FURNISHED BY OTHERS, FURNISHED BY OTHERS, JUNCTION BOX, JUNCTION BOX CEILING, LINE BREAK (DOUBLE), LINE
7840bdee-a160-4fb2-a305-44990c775f68 | NFPA 170 GAS DETECTOR |  |  | North | Macurco |  | Gas Detection |  |  |  | Module | TRUE | TXP-T40 | ++ | Fixed Single or Dual Sensor Gas Monitor | 1 | 0.023 | 0.417 |  |  |  |  | FALSE | [5 empty] | #FFFF0000 | FA-NFPA 170 GAS DETECTOR | 1 | FALSE | FALSE | FALSE | 1402 | [13 empty] | FALSE |  |  | CO, NO2 |  |  | DESKTOP-7EIEB7A\acont | 2023-04-07 07:36 | THOR\acont | 2024-09-08 17:27 | Cloned from Macurco CD-6G | [Macurco] [IDC] [#2 TROUBLE] TXP-T40 [Honeywell, Macurco] [AUX POWER] [*] [24VDC] 8100 EC, C7233A, C7263A, CD-6G, CD-6H, CD-6MC, CM-15, CM-15A, CM-6, CM-E1, CM-E1-FTG, CM-E1-RF, CM-E1-RS, CM-S1, CX-6, EX-CO-1000P-O, GD-2B, TXP-T40, XNX-UTAV-RNCB1 [Macurco] [IDC] [#3 SUPERVISORY] TXP-T40 [Honeywell, Macurco] [IDC] [#1 ALARM] 8100 EC, C7233A, C7263A, CD-6G, CD-6H, CD-6MC, CM-15, CM-15A, CM-6, CM-E1, CM-E1-FTG, CM-E1-RF, CM-E1-RS, CM-S1, CX-6, EX-CO-1000P-O, GD-2B, TXP-T40, XNX-UTAV-RNCB1
2d3d2f41-ddbb-41a6-a297-44996cb650a9 |  |  |  | North | Siemens | [5 empty] | Module | TRUE | EB-35 | 310-021035 | BACKBOX FOR 40 MODULE ENCLOSURE | 1 | [12 empty] | #FFFFFFFF |  |  | FALSE | FALSE | FALSE | [20 empty] | DESKTOP-7SAL8M7\acont | 2019-08-13 09:04 | THOR\acont | 2024-10-09 10:48
441157df-63c1-470f-98d7-44a3636aa3ad | NFPA 170 FIRE ALARM CONTROL UNIT | RISER FACP |  | North | VES |  | Fire Alarm Control Unit |  |  |  | Assembly | TRUE | VF1810-10 | + | Elite Releasing Fire Control Panel, 3 Zones, Red, 120V | 1 | [6 empty] | FALSE | [5 empty] | #FFFF0000 | FA-NFPA 170 FIRE ALARM CONTROL UNIT | 1 | FALSE | FALSE | FALSE | 202 | [8 empty] | 7 |  | 7 |  |  | TRUE | [5 empty] | DESKTOP-7EIEB7A\acont | 2022-10-12 14:35 | THOR\acont | 2024-09-08 17:27 | Cloned from VES VF0820-10 | [AutoPulse, Hochiki, VES] [RS-485] [Network] 542R (433607), FN2127US0ERS120, FN-2127US0ERS-220, FN2127US1ERS120, FN-2127US1ERS-220, FN4127US0ERS120, FN-4127US0ERS-220, FN4127US1ERS120, FN-4127US1ERS-220, FN-LCD-N, FN-LCD-S, FNP-1127, FNP-1127ES0EGS-120,
9acb039c-3e11-48a4-9262-44a36f2aaba2 |  |  |  | North | Firelite |  | Cards & Components |  |  |  | Card | TRUE | AEM-16ATF | + | Annunciator Expander Module, 16 Alarm LED's, 16 Trouble LED's, 16 Switches | 1 | 0.002 | 0.018 |  |  |  |  | TRUE | FALSE |  |  |  |  | #FFFFFFFF |  |  | FALSE | FALSE | FALSE | [14 empty] | FALSE | [7 empty] | THOR\acont | 2024-10-09 10:48 |  | [ADT Unimode, Eaton Wheelock, Farenhyt, Firelite, Gamewell FCI, Monaco Enterprises, Notifier, Potter, Secutron, Silent Knight] [AUX POWER] [*] 790-012-00, ACM-16ATF, ACM-30, ACM-32AF, ACM-48A, ACM-8RF, ADT-LCD-80, AEM-16ATF, AEM-32AF, AFM-16AF, AFM-16ATF [Firelite, Notifier] [RS-485] ACM-16ATF, ACM-30, ACM-32AF, ACM-48A, ACM-8RF, AEM-16ATF, AEM-32AF, AFM-16AF, AFM-16ATF, AFM-32AF, LCD-80F
f93fbfd3-843b-4850-bfca-44ace4ed62e4 | NFPA 170 FIRE SUPPRESSION CONTROL UNIT | NFPA 170 FIRE SUPPRESSION CONTROL UNIT |  | North | Kidde |  | Fire Suppression Control Panel |  |  |  | Assembly | TRUE | 77-600000-901 | ++ | Intelligent Single-Loop Fire Alarm-Suppression Control Unit | 1 | [6 empty] | FALSE |  |  |  | Enclosure with Door: 14-13/32 in. W x 19-5/32 in. H x 5-1/16” D | 76-600000-007 | #FFFF0000 | FA-NFPA 170 FIRE SUPPRESSION CONTROL UNIT | 1 | FALSE | FALSE | FALSE | 205 | [8 empty] | 7,12,18,26,55,68,70 |  | 12 |  |  | TRUE | [5 empty] | THOR\acont | 2024-09-12 13:20 | THOR\acont | 2024-10-09 10:48 | Cloned from Kidde 76-600000-001 |  | [Kidde] 76-600000-001, 77-600000-901
79a75764-67a8-4b22-bc8b-44af0a762cd7 |  |  |  | North | Siemens |  | Hardware |  |  |  | Hardware | TRUE | FHA2043-U1 | S54400-B56-A1 | Trim kit (3HU, black) Black trim kit for FHD2005 enclosure. This optional trim kit is used to dress the appearance of the enclosure when used in flush mounted applications. | 1 | [6 empty] | FALSE | [5 empty] | #FFFFFFFF |  |  | FALSE | FALSE | FALSE | [20 empty] | AULAPTOP-PC\Aulaptop | 2019-04-08 04:31 | THOR\acont | 2024-10-09 10:48 | Cloned from Siemens New Part CLONED
7cd60a90-dee2-410c-924e-44b598271d95 | NFPA 170 STROBE CEILING |  |  | North | Eaton Wheelock |  | Strobe |  |  |  | Module | TRUE | ZRS-MCC-FW |  | Strobe, 24 VDC, white, Ceiling mount with easy snap base | 1 | 0 | 0.105 |  |  |  |  | FALSE | TRUE |  |  |  |  | #FF0070C0 | FA-NFPA 170 STROBE CEILING | 1 | FALSE | FALSE | FALSE | 2022 | [13 empty] | FALSE |  |  | C |  |  |  |  | THOR\acont | 2024-09-08 17:27 |  | [Eaton Wheelock] [NAC] ZRS-MCC-FR (C), ZRS-MCC-FW (C)
f6308777-2970-47d2-872d-44b879c488a2 | NFPA 170 HORN |  |  | North | Edwards |  | Horn |  |  |  | Module | TRUE | 5522MD-AW | + | Horn, Diode Polarized, 24VDC | 1 |  | 0.95 |  |  |  |  | FALSE | [5 empty] | #FF0070C0 | FA-NFPA 170 HORN | 1 | FALSE | FALSE | FALSE | 2010 | [13 empty] | FALSE | [5 empty] | DESKTOP-7EIEB7A\acont | 2023-02-10 10:30 | THOR\acont | 2024-09-08 17:27 | Cloned from Edwards 5522M-Y6 | [Edwards] [NAC] [*] [VDC] 5522M-AQ, 5522MD-AW
c67bd348-a9c6-407b-bf4e-44c061e1da60 | CADGEN ELECTRIC STRIKE |  |  | North | Von Duprin | Security/Access Control | Electric Strike |  |  |  | Module | TRUE | 6211AL | ++ | 6200 Series - Strikes for mortise or cylindrical devices | 1 | 0.06 | 0.06 |  |  | 12 |  | TRUE | [5 empty] | #FFFF0000 | FA-CADGEN ELECTRIC STRIKE | 1 | FALSE | FALSE | FALSE | [17 empty] | R1 |  |  | DESKTOP-7EIEB7A\acont | 2023-01-27 07:11 | THOR\acont | 2024-09-08 17:27 | Cloned from Von Duprin 6212WF | [Alarm Controls, ALARM CONTROLS CORPORATION, ASSA ABLOY, Generic, HES, RCI, Von Duprin] [ACCESS CONTROL OUTPUT] [*] 1200L, 1200LB, 1200S, 1500, 1600, 4200, 5100, 600D, 600L, 600S, 6210, 6211, 6211AL, 6211WF, 6212, 6212WF, 6213, 6214, 6215, 6216, 6221, 62
a4172e02-6afd-47e9-aac0-44c1d387653e |  |  |  | North | Simplex | [5 empty] | Module | TRUE | 4100-0634 |  | POWER DISTRIBUTION MODULE 120V | 1 | [12 empty] | #FFFFFFFF |  |  | FALSE | FALSE | FALSE | [20 empty] | AULAPTOP-PC\Aulaptop | 2019-01-09 11:07 | THOR\acont | 2024-10-09 10:48
330867a5-5e38-4d73-9204-44d02b5981ea | NFPA 170 HEAT CO DETECTOR |  |  | North | Simplex |  | Heat/CO Detector |  |  |  | Module | TRUE | 4098-9733 w/4098-9770 | + | Heat Sensor w/CO Base, Standard operation | 1 | 0.0008 | 0.001 |  |  |  |  | TRUE | TRUE |  |  |  |  | #FFFF0000 | FA-NFPA 170 HEAT CO DETECTOR | 1 | FALSE | FALSE | FALSE | 1408 | [16 empty] | CO |  |  | DESKTOP-7EIEB7A\acont | 2022-04-16 07:43 | THOR\acont | 2024-09-08 17:27 | Cloned from Autocall A4098-9733 w/A4098-9770 | [Autocall, Simplex] [IDNet] [SENSORS ++] 4098-9714 (C), 4098-9714 w/4098-9770 (C), 4098-9714 w/4098-9771 (C), 4098-9714 w/4098-9772 (C), 4098-9714 w/4098-9773 (C), 4098-9714 w/4098-9780 (C), 4098-9714 w/4098-9789 (C), 4098-9714 w/4098-9791 (C), 4098-9714
6a2b2e88-7a0c-4543-b628-44d0726170f2 | NFPA 170 HORN STROBE CEILING |  |  | North | Hochiki |  | Horn/Strobe |  |  |  | Module | TRUE | HCC24PCW |  | Horn Strobe, 24 VDC, White, Ceiling, Plain | 1 | 0 | 0.344 |  |  |  |  | FALSE | TRUE |  | *Refer to Install Sheet |  |  | #FF0070C0 | FA-NFPA 170 HORN STROBE CEILING | 1 | FALSE | FALSE | FALSE | 2013 | [13 empty] | FALSE |  |  | C |  |  | DESKTOP-7SAL8M7\acont | 2019-12-02 11:37 | THOR\acont | 2024-09-08 17:27 | Cloned from Gentex GCC24PCW | [Gentex, Hochiki] [NAC] [24 VDC] GCC24CR (C), GCC24CW (C), GCC24PCR (C), GCC24PCW (C), HCC24CR (C), HCC24CW (C), HCC24PCR (C), HCC24PCW (C) [Gentex, Hochiki] [NAC] [UL MAX] GCC24CR (C), GCC24CW (C), GCC24PCR (C), GCC24PCW (C), HCC24CR (C), HCC24CW (C), HCC24PCR (C), HCC24PCW (C) [Hochiki] [NAC] [24 VDC] HCC24CR (C), HCC24CW (C), HCC24PCR (C), HCC24PCW (C)
da78387e-4c5f-4241-9643-44d1e2cbb8e0 |  |  |  | North | Autocall |  | Cards & Components |  |  |  | Card | TRUE | A100-3111 |  | IDNet Short Circuit Isolating Loop Output Module | 1 | 0.02 | 0.025 |  |  |  |  | TRUE | [5 empty] | #FFFFFFFF |  |  | FALSE | FALSE | FALSE | [20 empty] | DESKTOP-0D6CQVA\lousc | 2019-07-06 15:07 | THOR\acont | 2024-10-09 10:48 | Cloned from AutoCall A100-0156
9bb343ab-baf5-4f67-8c70-44d757924472 | NFPA 170 SPEAKER CEILING |  |  | North | Edwards |  | Speaker |  |  |  | Module | TRUE | GC-S7 |  | 70V Speaker, White, running man | 1 | [6 empty] | FALSE | TRUE |  |  |  |  | #FF0070C0 | FA-NFPA 170 SPEAKER CEILING | 1 | FALSE | FALSE | FALSE | 2019 | [13 empty] | FALSE |  |  | C |  |  |  |  | THOR\acont | 2024-09-08 17:27 |  | [Edwards, Kidde] [AUDIO 70.7v] [70V AUDIO] G4F-S7, G4F-S7V1575, G4F-S7VM, G4HFRF-S7, G4HFRF-S7VMC, G4HFRN-S7, G4HFRN-S7VMC, G4HFWA-S7, G4HFWA-S7VMA, G4HFWA-S7VMC, G4HFWF-S7, G4HFWF-S7VMC, G4HFWN-S7, G4HFWN-S7VMA, G4HFWN-S7VMB, G4HFWN-S7VMC, G4RF-S7, G4RF
e6c00d65-a9f0-4fc5-ba80-44d8cda89823 | NFPA 170 MANUAL PULL |  |  | North | Honeywell |  | Manual Station |  |  |  | Module | TRUE | S464G1007 |  | Dual-action addressable pull station. Includes key locking feature. | 1 | 0.000375 | 0.000375 |  |  |  |  | FALSE | FALSE |  |  |  |  | #FFFF0000 | FA-NFPA 170 MANUAL PULL | 1 | FALSE | FALSE | FALSE | 957 | [13 empty] | FALSE | [5 empty] | DESKTOP-7EIEB7A\acont | 2022-10-06 06:58 | THOR\acont | 2024-09-08 17:27 | Cloned from Notifier NOT-BG12LX | [Honeywell, Notifier, System Sensor] [SLC MODULES] [*] [#3 TYPE ADDR ¦ MODULES] 30-3013 w/FMM-101, Q3013D, ACM-8R, ACPS-610, AMPS-24, AMPS-24E, EM-1M, EM-1MI, EM-1MM, EM-1MMI, EM-1R, EM-1RI, EM-1SR, EM-1SRI, FCM-1, FCM-1-REL, FD7044 MM-101, FDM-1, FDRM-1 [Honeywell, Notifier, System Sensor] [SLC MODULES SENSORS] [*] [#1 SHARED ADDR ¦ MODULES] 30-3013 w/FMM-101, Q3013D, ACM-8R, ACPS-610, AMPS-24, AMPS-24E, EM-1M, EM-1MI, EM-1MM, EM-1MMI, EM-1R, EM-1RI, EM-1SR, EM-1SRI, FCM-1, FCM-1-REL, FD7044 MM-101, FDM
e338dd87-8031-455b-b02f-44db4aed3264 | NFPA 170 FIRE ALARM CONTROL UNIT | RISER FACP |  | North | DMP |  | Fire Alarm Control Unit |  |  |  | Assembly | TRUE | XR150DNL-R |  | XR550 Fire Control Panel | 1 | [6 empty] | FALSE | FALSE |  |  |  |  | #FFFF0000 | FA-NFPA 170 FIRE ALARM CONTROL UNIT | 1 | FALSE | FALSE | FALSE | 202 | [8 empty] | 7,12,18 |  |  |  |  | TRUE | [5 empty] | DESKTOP-7EIEB7A\acont | 2023-02-06 09:35 | THOR\acont | 2024-09-08 17:27 | Cloned from DMP XR550DNL-R
149d40e0-aa4d-49bd-9a9b-44dfb16bd82b |  |  |  | North | Siemens |  | Hardware |  |  |  | Hardware | TRUE | MT-SUR-BOX | 500-693168 | WEATHERPROOF SURFACE MOUNT BACK BOX RED | 1 | [12 empty] | #FFFFFFFF |  |  | FALSE | FALSE | FALSE | [20 empty] | DESKTOP-7SAL8M7\acont | 2019-08-13 09:04 | THOR\acont | 2024-10-09 10:48
e39fe175-86e2-490d-b388-44e1c0c97271 | NFPA 170 GAS DETECTOR |  |  | North | Kidde |  | Gas Detection |  |  |  | Module | TRUE | KI-COD w/KI-ABST BASE | ++ | Intelligent Carbon Monoxide Detector | 1 | 3.2e-05 | 3.2e-05 |  |  |  |  | FALSE | TRUE |  |  |  |  | #FFFF0000 | FA-NFPA 170 GAS DETECTOR | 1 | FALSE | FALSE | FALSE | 1408 | [13 empty] | FALSE | [5 empty] | DESKTOP-7SAL8M7\acont | 2020-01-02 08:26 | THOR\acont | 2024-10-08 16:26 | Cloned from Edwards SIGA-COD w/SIGA-AB4G BASE | [Kidde] [SLC EST MODULES SENSORS] [*] [#2 SHARED ADDR ¦ SENSORS] DS-HFS (C), DS-PS (C), FX-HD w/IB4U BASE, FX-HD w/RB4U BASE, FX-HD w/SB4U BASE, FX-HD w/SB4U-LF BASE, FX-HD wB4U BASE, FX-PD w/B4U BASE (C), FX-PD w/IB4U BASE (C), FX-PD w/SB4U BASE (C), FX [Kidde] [SLC EST SENSORS] [*] [#4 TYPE ADDR ¦ SENSORS] DS-HFS (C), DS-PS (C), FX-HD w/IB4U BASE, FX-HD w/RB4U BASE, FX-HD w/SB4U BASE, FX-HD w/SB4U-LF BASE, FX-HD wB4U BASE, FX-PD w/B4U BASE (C), FX-PD w/IB4U BASE (C), FX-PD w/SB4U BASE (C), FX-PD w/SB4U [Edwards, Kidde] [SLC EST SENSORS] 01 [*] [EST3, iO1000] DS-HFS (C), DS-PS (C), FX-HD w/IB4U BASE, FX-HD w/RB4U BASE, FX-HD w/SB4U BASE, FX-HD w/SB4U-LF BASE, FX-HD wB4U BASE, FX-PD w/B4U BASE (C), FX-PD w/IB4U BASE (C), FX-PD w/SB4U BASE (C), FX-PD w/SB [Edwards, Kidde] [AUX POWER] FX-HD w/SB4U BASE, FX-PD w/SB4U BASE (C), FX-PHD w/SB4U BASE (C), KI-COD w/KI-ABST BASE (C), KI-HCD w/KI-ABST BASE, KI-HRD w/KI-ABST BASE, KI-PCD w/KI-ABST BASE (C), KI-PD w/KI-ABST BASE (C), KI-PHCD w/KI-ABST BASE (C), KI-PH [Edwards, Kidde] [SLC EST MODULES/SENSORS] 01 [*] [iO64] DS-HFS (C), DS-PS (C), FX-HD w/IB4U BASE, FX-HD w/RB4U BASE, FX-HD w/SB4U BASE, FX-HD w/SB4U-LF BASE, FX-HD wB4U BASE, FX-PD w/B4U BASE (C), FX-PD w/IB4U BASE (C), FX-PD w/SB4U BASE (C), FX-PD w/SB
bdceb724-da45-419c-bfd3-44e1dda6096b |  |  |  | North | Autocall |  | Cards & Components |  |  |  | Card | TRUE | A010-9935 |  | 8 point zone/relay 4x5” flat module. Mounts in any open block in a master controller or expansion bay.Alarm current shown is for 8 Class B IDCs using 3.3K end-of-line-resistors with 4 in alarm and 4 in standby. Standby current shown is for all 8 IDCs in standby. Refer to 579-1236AC Zone/Relay Module InstallationInstructions for additional information. | 1 | 0.083 | 0.295 |  |  |  |  | TRUE | [5 empty] | #FFFFFFFF |  |  | FALSE | FALSE | FALSE | [20 empty] | DESKTOP-7SAL8M7\acont | 2019-10-21 12:43 | THOR\acont | 2024-10-09 10:48
67808af7-33e1-47bf-ac2d-44e30d2ab43e |  |  |  | North | Power Sonic |  | Hardware |  |  |  | Hardware | TRUE | PS-12120 | + | (1) 12V 12 AH BATTERY | 1 | [6 empty] | FALSE | [5 empty] | #FFFFFFFF |  |  | FALSE | FALSE | FALSE | [14 empty] | FALSE | [5 empty] | AULAPTOP-PC\Aulaptop | 2018-12-06 06:03 | THOR\acont | 2024-10-09 10:48 | Cloned from Johnson Controls PS-12120
18406b06-74ec-4741-8a71-44e4d8e17ee0 |  |  |  | North | Edwards |  | Hardware |  |  |  | Hardware | TRUE | TRIM-5R |  | Red Flush Mount Trim Ring for QS-5-R-* | 1 | [6 empty] | FALSE | [5 empty] | #FFFFFFFF |  |  | FALSE | FALSE | FALSE | [14 empty] | FALSE | [7 empty] | THOR\acont | 2024-10-09 10:48
c2fade89-0167-46f4-8231-44e6e3121e65 | NFPA 170 SMOKE HEAT DETECTOR |  |  | North | Siemens |  | Smoke/Heat Detector |  |  |  | Module | TRUE | FDOT421 w/DB-11 BASE | S54320-F6-A1+ | Multi-Criteria Fire Detector | 1 | 0.00025 | 0.00041 | [5 empty] | TRUE |  |  |  |  | #FFFF0000 | FA-NFPA 170 SMOKE HEAT DETECTOR | 1 | FALSE | FALSE | FALSE | 1411 | [19 empty] | DESKTOP-QGO6JOK\acont | 2022-06-14 08:55 | THOR\acont | 2024-09-08 17:27 | Cloned from Siemens OH921 w/DB-11 BASE | [Siemens] [SLC MODULES SENSORS] [*] [#2 SHARED ADDR ¦ SENSORS] FDBZ492 w/OP921 (C), FDBZ492-HR w/FDO421 (C), FDBZ492-HR w/OP921 (C), FDO421 (C), FDO421 w/DB-11 BASE (C), FDOT421 w/DB-11 BASE (C), FDOT421 w/DB2-HR BASE (C), FDT421 w/DB-11 BASE, FP-11 w/DB
ef284e87-7091-4f86-8ae9-44e90fa4e091 | NFPA 170 FIRE ALARM CONTROL UNIT | RISER FACP |  | North | MIRCOM |  | Fire Alarm Control Unit |  |  |  | Assembly | TRUE | FX-2003-6DS | + | Expanded Main Control Unit c/w one Intelligent Signaling Line Circuit (SLC), with an additional 16 LED Zones for annunciation, 4 Class A/B (Style Z/Y) Notification Appliance Circuits and a 6 Amp power supply. Provides space for two programmable modules and 3 adder modules. Mounts in the UB-1024DS enclosure. | 1 | [6 empty] | FALSE | [5 empty] | #FFFF0000 | FA-NFPA 170 FIRE ALARM CONTROL UNIT | 1 | FALSE | FALSE | FALSE | 202 | [8 empty] | 7,12,18 |  |  | 6 |  | TRUE | [7 empty] | THOR\acont | 2024-09-08 17:27 | 20180513 Added By AUC
5240d1b6-3520-452a-b530-44e9630f8b28 | NFPA 170 HORN STROBE |  |  | North | Eaton Wheelock |  | Horn/Strobe |  |  |  | Module | TRUE | NS-24W-FR |  | Horn Strobe, 24 VDC, , red | 1 | 0 | 0.174 |  |  |  |  | FALSE | FALSE |  |  |  |  | #FF0070C0 | FA-NFPA 170 HORN STROBE | 1 | FALSE | FALSE | FALSE | 2012 | [13 empty] | FALSE | [7 empty] | THOR\acont | 2024-09-08 17:27 |  | [Eaton Wheelock] [NAC] NS-24W-FR, NS-24W-FW
763a3108-b38c-4513-863f-44ebddc1250d | NFPA 170 FIRE ALARM CONTROL UNIT | RISER TRANSPONDER |  | North | Autocall |  | Fire Alarm Control Unit |  |  |  | Assembly | TRUE | A100-9600 | + | TRANSPONDER 3-BAY WITH 50W VOICE, IDNET AND IDNAC. A100-2163 | 1 | 0 | 0 |  |  |  |  | TRUE | [5 empty] | #FFFF0000 | FA-NFPA 170 FIRE ALARM CONTROL UNIT | 1 | FALSE | FALSE | FALSE | 202 | [8 empty] | 33 |  |  |  |  | TRUE | [5 empty] | DESKTOP-7EIEB7A\acont | 2021-11-30 07:39 | THOR\acont | 2024-09-08 17:27 | Cloned from Autocall A100-9600
5483de69-3279-4c1c-b7e0-44eee130bfde |  |  |  | North | Edwards |  | Hardware |  |  |  | Hardware | TRUE | 757A-BDF |  | Bi-directional Mounting Frame - RED. | 1 | [6 empty] | FALSE | [5 empty] | #FFFFFFFF |  |  | FALSE | FALSE | FALSE | [14 empty] | FALSE | [7 empty] | THOR\acont | 2024-10-09 10:48
7b63d6af-5338-4220-8013-44f4aeea40d4 | NFPA 170 STROBE CEILING |  |  | North | Edwards |  | Strobe |  |  |  | Module | TRUE | GCWN-VMBH |  | Strobe, running man, white, 95, 115, 150, 177 cd, BLUE | 1 | 0 | 0.342 |  |  |  |  | FALSE | TRUE |  |  |  |  | #FF0070C0 | FA-NFPA 170 STROBE CEILING | 1 | FALSE | FALSE | FALSE | 2022 | [13 empty] | FALSE | [7 empty] | THOR\acont | 2024-09-08 17:27 |  | [Edwards, Kidde] [NAC] [24 VDC] EGCF-S2VMH (C), EGCF-VMH (C), GCF-S2VMH (C), GCF-S7VMH (C), GCF-VMH (C), GCHFRF-S2VMCH (C), GCHFRF-S7VMCH (C), GCHFRN-S2VMCH (C), GCHFRN-S7VMCH (C), GCHFWA-S2VMAH (C), GCHFWA-S2VMCH (C), GCHFWA-S7VMAH (C), GCHFWA-S7VMCH (C [Edwards, Kidde] [NAC] [16 VDC] EGCF-S2VMH (C), EGCF-VMH (C), GCF-S2VMH (C), GCF-S7VMH (C), GCF-VMH (C), GCHFRF-S2VMCH (C), GCHFRF-S7VMCH (C), GCHFRN-S2VMCH (C), GCHFRN-S7VMCH (C), GCHFWA-S2VMAH (C), GCHFWA-S2VMCH (C), GCHFWA-S7VMAH (C), GCHFWA-S7VMCH (C
8e4aa9a1-14e1-4950-a99c-44f6c2f9a741 |  |  |  | North | HESS | Security/Access Control |  |  |  |  | Module | TRUE | 9600-613E (LBM)(LBSM) |  | DARK OXIDIZED SATIN BRONZE POWDER | 1 | [12 empty] | #FFFFFFFF |  |  | FALSE | FALSE | FALSE | [20 empty] | THOR\acont | 2024-03-12 21:20 | THOR\acont | 2024-10-09 10:48
23f2805d-14c6-4ea8-a694-44ff89d7cc10 | NFPA 170 SMOKE HEAT CO DETECTOR |  |  | North | Edwards |  | Smoke/Heat/CO Detector |  |  |  | Module | TRUE | SIGA2-PHCOS w/SIGA-SB BASE | ++ | Photoelectric Smoke / Heat / Carbon Monoxide Detector | 1 | 7e-05 | 7e-05 |  |  |  |  | FALSE | TRUE |  |  |  |  | #FFFF0000 | FA-NFPA 170 SMOKE HEAT CO DETECTOR | 1 | FALSE | FALSE | FALSE | 1410 | [13 empty] | FALSE | [7 empty] | THOR\acont | 2024-10-08 16:26 | 20191121 AC Detector with base | [Edwards, Kidde] [SLC EST SENSORS] 01 [*] [EST3, iO1000] DS-HFS (C), DS-PS (C), FX-HD w/IB4U BASE, FX-HD w/RB4U BASE, FX-HD w/SB4U BASE, FX-HD w/SB4U-LF BASE, FX-HD wB4U BASE, FX-PD w/B4U BASE (C), FX-PD w/IB4U BASE (C), FX-PD w/SB4U BASE (C), FX-PD w/SB [Edwards, Kidde] [SLC EST MODULES/SENSORS] 01 [*] [iO64] DS-HFS (C), DS-PS (C), FX-HD w/IB4U BASE, FX-HD w/RB4U BASE, FX-HD w/SB4U BASE, FX-HD w/SB4U-LF BASE, FX-HD wB4U BASE, FX-PD w/B4U BASE (C), FX-PD w/IB4U BASE (C), FX-PD w/SB4U BASE (C), FX-PD w/SB [Edwards, Kidde] [SLC EST SENSORS] [*] [#4 TYPE ADDR ¦ SENSORS] KI-DDOS (C), SIGA2-COS w/SIGA-AB4G BASE, SIGA2-COS w/SIGA-AB4G-LF BASE, SIGA2-COS w/SIGA-AB4GT BASE, SIGA2-COS w/SIGA-IB BASE, SIGA2-COS w/SIGA-RB BASE, SIGA2-COS w/SIGA-SB BASE, SIGA2-HCOS [Edwards, Kidde] [SLC EST MODULES SENSORS] [*] [#2 SHARED ADDR ¦ SENSORS] KI-DDOS (C), SIGA2-COS w/SIGA-AB4G BASE, SIGA2-COS w/SIGA-AB4G-LF BASE, SIGA2-COS w/SIGA-AB4GT BASE, SIGA2-COS w/SIGA-IB BASE, SIGA2-COS w/SIGA-RB BASE, SIGA2-COS w/SIGA-SB BASE, S
1e87a3fb-141f-4910-87ac-4501c0a9d80e |  |  |  | North | Silent Knight |  | Cards & Components |  |  |  | Card | TRUE | SKE-ZN6 |  | 6 ZONE AUDIO MODULE | 1 | 0.035 | 0.12 |  |  |  |  | TRUE | [5 empty] | #FFFFFFFF |  |  | FALSE | FALSE | FALSE | [14 empty] | FALSE | [7 empty] | THOR\acont | 2024-10-09 10:48 |  |  | [Silent Knight] SKE-ZN6
10c4ee94-5595-4346-a2a3-450272acc06c |  |  |  | North | Gamewell FCI |  | Hardware |  |  |  | Hardware | TRUE | 90510 | ++ | AOM-TEL Plate | 1 | [6 empty] | TRUE | [5 empty] | #FFFFFFFF |  |  | FALSE | FALSE | FALSE | [20 empty] | DESKTOP-7SAL8M7\acont | 2019-04-25 09:26 | THOR\acont | 2024-10-09 10:48 | Cloned from Gamewell 1100-0455
47455ba5-bf6c-48c0-9c9e-4508f2b5b506 |  |  |  | North | Bosch | [5 empty] | Module | TRUE | NDE-5503-AL | * | Fixed Dome 5Mp Hdr | 1 | [12 empty] | #FFFFFFFF |  |  | FALSE | FALSE | FALSE | [20 empty] | DESKTOP-7EIEB7A\acont | 2021-08-13 06:25 | THOR\acont | 2024-10-09 10:48
86ab4c85-0c55-42ec-b56b-4509709a8f11 | CADGEN STI STOPPER |  |  | North | STI |  | Accessories |  |  |  | Module | TRUE | STI-1230 | + | Without horn with spacer | 1 | [6 empty] | FALSE | [5 empty] | #FFFF0000 | FA-CADGEN STI STOPPER | 1 | FALSE | FALSE | FALSE | [14 empty] | FALSE | [5 empty] | THOR\acont | 2024-02-12 13:22 | THOR\acont | 2024-09-08 17:27 | Cloned from STI STI-1130 CLONED
cfa96825-87d4-4d8c-8dfd-450e81049c28 | NFPA 170 HORN STROBE |  |  | North | Siemens |  | Horn/Strobe |  |  |  | Module | TRUE | SC-HS-WW-F |  | WALL ACEND HORN STROBE, WHITE, FIRE | 1 | [6 empty] | TRUE | [5 empty] | #FF0070C0 | FA-NFPA 170 HORN STROBE | 1 | FALSE | FALSE | FALSE | [20 empty] | THOR\acont | 2024-12-23 08:49 |  |  | Cloned from Siemens SC-HS-WW-N | [Siemens] [NAC] [Bell High, Bell Low, Code 3 Horn High, Code 3 Horn Low, Code 3 Tone High, Code 3 Tone Low, Code 4 Tone High, Code 4 Tone Low, Continuous High, Continuous Low, March Time Horn High, March Time Horn Low, Slow Whoop High, Slow Whoop Low] SC
5fc5a417-dd0e-44d9-ba3a-450fd5fdd170 |  |  |  | North | Potter | [5 empty] | Module | TRUE | EVD-S |  | Electronic Vibration Detector System | 1 | [6 empty] | FALSE | [5 empty] | #FFFFFFFF |  |  | FALSE | FALSE | FALSE | [14 empty] | FALSE | [7 empty] | THOR\acont | 2024-10-09 10:48
374c8322-d3a3-4f0d-8fa4-45120711bf80 |  |  |  | North | Edwards |  | Hardware |  |  |  | Hardware | TRUE | MN-HSECCUD |  | ECC Replacement upper door. One used for MN-HS16 & MN-HS32 Series. Two used for MN-HS64 Series. | 1 | [6 empty] | FALSE | [5 empty] | #FFFFFFFF |  |  | FALSE | FALSE | FALSE | [14 empty] | FALSE | [7 empty] | THOR\acont | 2024-10-09 10:48
889a3275-c6fb-4f6e-a9d5-451689ac9276 | NFPA 170 MANUAL PULL |  |  | North | Autocall |  | Manual Station |  |  |  | Module | TRUE | A2099-9758 | ++ | Non-Coded, Non-Addressable Manual Station, Double Action | 1 | [6 empty] | FALSE | TRUE | Flush | Single gang box 2-1/2" deep 4" square box, 2-1/8" (54 mm) minimum | 5" H x 3-3/4" W x 1" D (127 mm x 95 mm x 25 mm) |  | #FFFF0000 | FA-NFPA 170 MANUAL PULL | 1 | FALSE | FALSE | FALSE | 1408 | [13 empty] | FALSE |  |  | SBP |  |  | THOR\acont | 2024-02-06 07:08 | THOR\acont | 2024-09-08 17:27 | Cloned from Simplex 2099-9758 | [Autocall, Simplex] [IDC] 01 2098-9201 (C), 2098-9202 (C), 2098-9203 (C), 2098-9208 (C), 2098-9576 (C), 2099-9101 (C), 2099-9102 (C), 2099-9103 (C), 2099-9104 (C), 2099-9105 (C), 2099-9107 (C), 2099-9108 (C), 2099-9754 (C), 2099-9755 (C), 2099-9756 (C),
c4b2d6a1-18cf-4f0b-8303-45207542802a | NFPA 170 MANUAL PULL |  |  | North | Notifier |  | Manual Station |  |  |  | Module | TRUE | BNG-1TS | ++ | Manual Pull Station, single action | 1 | [6 empty] | FALSE | FALSE |  |  |  |  | #FFFF0000 | FA-NFPA 170 MANUAL PULL | 1 | FALSE | FALSE | FALSE | 957 | [13 empty] | FALSE | [7 empty] | THOR\acont | 2024-09-08 17:27 |  | [Det-Tronics, Edwards, Kidde, Notifier] [IDC] 01 30-3013, 30-3013 w/FMM-101, Q3013D, 5621 (C), 5622 (C), 5623 (C), 5624 (C), BNG-1, BNG-1F, BNG-1FTS, BNG-1R, BNG-1SP, BNG-1TS, BNG-1TSL, BNG-1TSR, BNG-1TSRL, CP-651 (C), HD-601 (C), HD-602 (C), HD-603 (C), [Chemtronics, Firelite, MIRCOM, Notifier, System Sensor] [IDC] 01 [*] [IDC 2-WIRE ++] 1151 (C), 1151EIS (C), 1400 (C), 1451 (C), 1451DH (C), 1451DHHT (C), 2100AT (C), 2100S (C), 2100TR (C), 2100TS (C), 2151 w/B110LP (C), 2151 w/B116LP (C), 2151 w/B401 (C
974f6d63-0a01-4f22-bc88-4522a8288726 |  |  |  | North | Edwards |  | Hardware |  |  |  | Hardware | TRUE | 3-TAMPRCC |  | Tamper Switch for RCC Cabinet | 1 | [12 empty] | #FFFFFFFF |  |  | FALSE | FALSE | FALSE | [22 empty] | THOR\acont | 2024-10-09 10:48
728d3028-5c89-4f6a-a1f4-452d15b140fe | MISC BB-XP |  |  | North | Notifier |  | Enclosure |  |  |  | Assembly | TRUE | BB-XP w/ (2) XP10-M |  | (2) Ten Input Monitor Modules w/ BB-XP | 1 | [6 empty] | TRUE | FALSE |  |  |  |  | #FFFF0000 | FA-MISC BB-XP | 1 | FALSE | FALSE | FALSE | [14 empty] | FALSE |  |  | (2) XP10-M |  |  | DESKTOP-7EIEB7A\acont | 2022-05-03 14:27 | THOR\acont | 2024-09-08 17:27 | Cloned from Notifier XP10-M
c3ce4cfd-7012-4f62-bb11-452d79b5870a | NFPA 170 HORN STROBE |  |  | North | Siemens |  | Horn/Strobe |  |  |  | Module | TRUE | SL2HSWW-EV | S54329-F104-A1++ | Horn-Strobe, Wall, Clear, White, Evacuation | 1 | [12 empty] | #FF0070C0 | FA-NFPA 170 HORN STROBE | 1 | FALSE | FALSE | FALSE | 2023 | [19 empty] | DESKTOP-7EIEB7A\acont | 2023-08-02 11:37 | THOR\acont | 2024-09-08 17:27 | Cloned from Siemens SL2HSWW-AL CLONED CLONED CLONED | [Siemens] [NAC] [24 VDC, HORN HIGH] SL2HSWR-A, SL2HSWR-AL, SL2HSWR-F, SL2HSWR-FB, SL2HSWR-N, SL2HSWW-A, SL2HSWW-AL, SL2HSWW-EV, SL2HSWW-F, SL2HSWW-FB, SL2HSWW-N
a3489d3c-87b0-4848-b31e-452d7c8f89fa | NFPA 170 SPEAKER STROBE CEILING |  |  | North | Simplex |  | Speaker/Strobe |  |  |  | Module | TRUE | 4906-9160 | + | Multi-tapped Speaker with Multi-Candela Synchronized Strobe, Red, Fire | 1 | [6 empty] | TRUE | TRUE |  |  |  |  | #FF0070C0 | FA-NFPA 170 SPEAKER STROBE CEILING | 1 | FALSE | FALSE | FALSE | 2019 | [16 empty] | C |  |  | DESKTOP-7EIEB7A\acont | 2022-03-07 10:04 | THOR\acont | 2024-09-08 17:27 | Cloned from Autocall A4906-9160 | [Autocall, Simplex] [NAC] 4906-9154 (C), 4906-9158 (C), 4906-9159 (C), 4906-9160 (C), 4906-9254 (C), A4906-9154 (C), A4906-9158 (C), A4906-9159 (C), A4906-9160 (C) [Autocall, Simplex] [AUDIO 25v] [25V AUDIO] 4902-9721, 4903-9148, 4903-9149, 4903-9150, 4903-9153, 4903-9193, 4906-9151, 4906-9153, 4906-9154 (C), 4906-9158 (C), 4906-9159 (C), 4906-9160 (C), A4902-9716, A4902-9717, A4902-9721, A4906-9151, A4906-9153, A4 [Autocall, Simplex] [NAC] [MAX] 4906-9154 (C), 4906-9158 (C), 4906-9159 (C), 4906-9160 (C), 4906-9254 (C), A4906-9154 (C), A4906-9158 (C), A4906-9159 (C), A4906-9160 (C) [Autocall, Simplex] [AUDIO 70.7v] [70V AUDIO] 4902-9721, 4903-9148, 4903-9149, 4903-9150, 4903-9153, 4903-9193, 4906-9151, 4906-9153, 4906-9154 (C), 4906-9158 (C), 4906-9159 (C), 4906-9160 (C), A4902-9716, A4902-9717, A4902-9721, A4906-9151, A4906-9153,
4234d3a2-2aed-40ae-b891-453649df2174 | NFPA 170 STROBE WALL |  |  | North | Edwards |  | Strobe |  |  |  | Module | TRUE | G1F-VM |  | Wall Strobe, Switch Select 15, 30, 75, 110 cd, white, /w FIRE | 1 | 0 | 0.255 |  |  |  |  | FALSE | [5 empty] | #FF0070C0 | FA-NFPA 170 STROBE WALL | 1 | FALSE | FALSE | FALSE | 2023 | [13 empty] | FALSE | [7 empty] | THOR\acont | 2024-09-08 17:27 |  | [EDCO, Edwards, Kidde] [NAC] [16 VDC] EG1F-V1575, EG1F-VM, G1F-V1575, G1F-VM, G1RF-V1575, G1RF-VM, G1R-VM, G1-VM, G1WA-VMA, G1WA-VMC, G1WN-VMA, G1WN-VMC, PN101 (C) [Edwards, Kidde] [NAC] [24 VDC] EG1F-V1575, EG1F-VM, G1F-V1575, G1F-VM, G1RF-V1575, G1RF-VM, G1R-VM, G1-VM, G1WA-VMA, G1WA-VMC, G1WN-VMA, G1WN-VMC
419ea280-acf6-4b51-87ec-453ab05af638 | NFPA 170 MANUAL PULL |  |  | North | Janus |  | Manual Station |  |  |  | Module | TRUE | APS-DA |  | Addressable Dual Action Pull Station | 1 | 0.000325 | 0.000325 |  |  |  |  | FALSE | [5 empty] | #FFFF0000 | FA-NFPA 170 MANUAL PULL | 1 | FALSE | FALSE | FALSE | 957 | [13 empty] | FALSE | [5 empty] | DESKTOP-7EIEB7A\acont | 2021-03-09 11:44 | THOR\acont | 2024-09-08 17:27 | Cloned from Potter APS-DA | [Janus] [SLC NOHMI] [*] [#1 SHARED ADDR ¦ MODULES] APS-DA
abb632c7-060f-4d88-8f87-4542e51d8ded |  |  |  | North | Fike |  | Cards & Components |  |  |  | Card | TRUE | 10-2659 |  | 20 zone input-output I-O Card | 1 | 0.051 | 0.144 |  |  |  |  | TRUE | [5 empty] | #FFFFFFFF |  |  | FALSE | FALSE | FALSE | [14 empty] | FALSE | [5 empty] | AULAPTOP-PC\Aulaptop | 2019-07-06 06:59 | THOR\acont | 2024-10-09 10:48 | Cloned from Fike XXXX CLONED
ef31353a-719e-48ae-8d0f-4546f49a2518 |  |  |  | North | Fike |  | Cards & Components |  |  |  | Card | TRUE | 10-2413 |  | Masterbox Interface | 1 | 0.022 | 0.283 |  |  |  |  | TRUE | [5 empty] | #FFFFFFFF |  |  | FALSE | FALSE | FALSE | [14 empty] | FALSE | [7 empty] | THOR\acont | 2024-10-09 10:48
5a601fbe-324e-4387-90b4-4551b3f570f9 | NFPA 170 FIRE ALARM CONTROL UNIT | RISER FACP |  | North | VES |  | Fire Alarm Control Unit |  |  |  | Assembly | TRUE | VF1420-10 | + | Elite H Analog Addressable Fire Control Panel, 2 Loops, Red, 120V | 1 | [6 empty] | FALSE | [5 empty] | #FFFF0000 | FA-NFPA 170 FIRE ALARM CONTROL UNIT | 1 | FALSE | FALSE | FALSE | 202 | [8 empty] | 7,12,18,28,55,60 |  |  | 5.25 |  | TRUE | [5 empty] | XPS-17-9710\August | 2024-05-15 11:22 | THOR\acont | 2024-10-09 10:48 | Cloned from VES VF0820-10
3a57c70f-fc17-4533-9b2c-45592f4cdd95 | NFPA 170 GAS DETECTOR |  |  | North | Honeywell |  | Gas Detection |  |  |  | Module | TRUE | XCL |  | Gas Detector | 1 | [6 empty] | FALSE | [5 empty] | #FFFF0000 | FA-NFPA 170 GAS DETECTOR | 1 | FALSE | FALSE | FALSE | 1408 | [13 empty] | FALSE |  |  | GAS |  |  | AUGUSTXPS17-EUP\aucon | 2023-02-22 07:17 | THOR\acont | 2024-09-08 17:27 | Cloned from Honeywell XCD | [Honeywell] [IDC] 10 XCD, XCL [Honeywell] [RS-485] XCD, XCL [Honeywell] [IDC] 08 XCD, XCL [Honeywell] [IDC] 09 XCD, XCL [Honeywell] [AUX POWER] XCD, XCL
ce723248-7dfe-4d9b-9dad-4560d592f223 | NFPA 170 HORN |  |  | North | System Sensor |  | Horn |  |  |  | Module | TRUE | HWL | + | Horn, White | 1 | 0 | 0.043 |  |  |  |  | FALSE | [5 empty] | #FF0070C0 | FA-NFPA 170 HORN | 1 | FALSE | FALSE | FALSE | 2010 | [13 empty] | FALSE | [7 empty] | THOR\acont | 2024-09-08 17:27 |  | [System Sensor] [NAC] [VDC, TEMPORAL HIGH] HGRL, HGWL, HRL, HWL [System Sensor] [NAC] [VFWR, TEMPORAL HIGH] HGRL, HGWL, HRL, HWL
3c06b032-c79a-46b1-b350-4562af08e832 |  |  |  | North | Rath Area of Refuge | Area of Refuge | Cards & Components |  |  |  | Card | TRUE | 2500-12RCF MAIN CARD |  | 12 ZONE FLUSH MOUNT CABINET W/DOOR MAIN CARD | 1 | [6 empty] | TRUE | [5 empty] | #FFFFFFFF |  |  | FALSE | FALSE | FALSE | [14 empty] | FALSE | [5 empty] | DESKTOP-7SAL8M7\acont | 2020-09-14 14:41 | THOR\acont | 2024-10-09 10:48 | Cloned from Rath Area of Refuge 2500-210FM MAIN CARD | [Rath Area of Refuge] [IDC] 01 2500-12RCF MAIN CARD, 2500-16RCF MAIN CARD, 2500-205B MAIN CARD, 2500-205FM MAIN CARD, 2500-205PSS MAIN CARD, 2500-210B MAIN CARD, 2500-210FM MAIN CARD, 2500-210PSS MAIN CARD, 2500-28RCF MAIN CARD, 2500-56XNC, 2500-56XRC, 2 | [Rath Area of Refuge] 2500-12RCF MAIN CARD
55d25dcc-bd79-4af8-b92f-456c06c6a347 | NFPA 170 HORN STROBE |  |  | North | Potter |  | Horn/Strobe |  |  |  | Module | TRUE | SSX-52 | ++ | 115dBA Durable Siren or Siren Strobe | 1 |  | 0.62 |  |  | 12 |  | FALSE | [5 empty] | #FF0070C0 | FA-NFPA 170 HORN STROBE | 1 | FALSE | FALSE | FALSE | 2012 | [13 empty] | FALSE | [7 empty] | THOR\acont | 2024-09-08 17:27 |  | [Potter] [NAC] [*] [VDC] SSX-52, SSX-52A, SSX-52B, SSX-52C, SSX-52R
84679b12-7522-4696-883c-4571d2b47784 |  |  |  | North | Siemens | [5 empty] | Module | TRUE | XLS-MME3R-ADPT | S54430-C8-A2 | MME-3R RED ENCLOSURE ADAPTER FOR FIREFINDER XLS | 1 | [12 empty] | #FFFFFFFF |  |  | FALSE | FALSE | FALSE | [20 empty] | DESKTOP-7SAL8M7\acont | 2019-08-13 09:04 | THOR\acont | 2024-10-09 10:48
15c2c59d-fb5c-4876-9d1f-45798a15febe | NFPA 170 SMOKE DETECTOR |  |  | North | Notifier |  | Smoke Detector |  |  |  | Module | TRUE | 1151EIS | ++ | Ionization Detector, Intrinsically Safe | 1 | 3e-05 | 0 |  |  |  |  | FALSE | TRUE |  |  |  |  | #FFFF0000 | FA-NFPA 170 SMOKE DETECTOR | 1 | FALSE | FALSE | FALSE | 1408 | [13 empty] | FALSE | [7 empty] | THOR\acont | 2024-09-08 17:27 | 20191121 AC Detector without base | [Chemtronics, Firelite, MIRCOM, Notifier, System Sensor] [IDC] 01 [*] [IDC 2-WIRE ++] 1151 (C), 1151EIS (C), 1400 (C), 1451 (C), 1451DH (C), 1451DHHT (C), 2100AT (C), 2100S (C), 2100TR (C), 2100TS (C), 2151 w/B110LP (C), 2151 w/B116LP (C), 2151 w/B401 (C
baeb15ea-6822-4443-98d4-457a4f938f6b | NFPA 170 ADDRESSABLE INPUT MONITOR MODULE |  |  | North | Edwards |  | Addressable Module |  |  |  | Module | TRUE | SIGA-MM1 | ++ | Monitor Module | 1 | 0.00025 | 0.0004 |  |  |  |  | FALSE | [5 empty] | #FFFF0000 | FA-NFPA 170 ADDRESSABLE INPUT MONITOR MODULE | 1 | FALSE | FALSE | FALSE | 1000 | [13 empty] | FALSE | [7 empty] | THOR\acont | 2024-10-08 16:40 |  | [Edwards, Kidde] [SLC EST MODULES] 01 [*] [EST3, iO1000 ] FX-2WIRE, FX-IDC1A, FX-IDC1B, FX-IDC2B, FX-IDCWS, FX-ISO, FX-NAC, GSA-CC1, GSA-CC1S, GSA-CC2, GSA-CT1, GSA-CT2, GSA-IO, GSA-MAB, GSA-MCC1, GSA-MCC1S, GSA-MCC2, GSA-MCT2, GSA-MIO, GSA-MM1, GSA-MRM1 [Edwards, Kidde] [SLC EST MODULES/SENSORS] 03 [*] [iO64] 76-330002-101, 84-330002-001, FX-270, FX-278, GSA-M270, GSA-M270P, GSA-M278, SIGA-270, SIGA-278, SIGA-CT1, SIGA-CT1I, SIGA-IO, SIGA-MIO, SIGA-MM1, SIGI-271 [Edwards, Kidde] [SLC EST MODULES] 03 [*] [EST3, iO1000] 76-330002-101, 84-330002-001, FX-270, FX-278, GSA-M270, GSA-M270P, GSA-M278, SIGA-270, SIGA-278, SIGA-CT1, SIGA-CT1I, SIGA-IO, SIGA-MIO, SIGA-MM1, SIGI-271 [Edwards, Kidde] [SLC EST MODULES SENSORS] [*] [#1 SHARED ADDR ¦ MODULES] GSA-UIO2R, GSA-UIO6, GSA-UIO6R, RZI16-2, SIGA-270, SIGA-270P, SIGA-278, SIGA-AA30, SIGA-AA50, SIGA-CC1, SIGA-CC1S, SIGA-CC2, SIGA-CC2A, SIGA-CR, SIGA-CR2, SIGA-CRH, SIGA-CRR, SIGA- [Edwards, Kidde] [SLC EST MODULES] [*] [#3 TYPE ADDR ¦ MODULES] GSA-UIO2R, GSA-UIO6, GSA-UIO6R, RZI16-2, SIGA-270, SIGA-270P, SIGA-278, SIGA-AA30, SIGA-AA50, SIGA-CC1, SIGA-CC1S, SIGA-CC2, SIGA-CC2A, SIGA-CR, SIGA-CR2, SIGA-CRH, SIGA-CRR, SIGA-CT1, SIGA- | [Edwards, Kidde] FX-IDC1A, FX-IDC1B, GSA-CT1, GSA-IO, SIGA-CT1, SIGA-CT1HT, SIGA-CT1I, SIGA-IO, SIGA-MM1
107eddb9-d3d5-4910-b8e0-457c0862ccb6 | NFPA 170 STROBE WALL |  |  | North | Gentex |  | Strobe |  |  |  | Module | TRUE | GESB24PWR | + | GES3 Colored Lens Strobe, Selectable Candela Low Profile, Wall, Red, Plain, Blue Lens | 1 | 0 | 0.31 |  |  |  |  | FALSE | FALSE |  |  |  |  | #FF0070C0 | FA-NFPA 170 STROBE WALL | 1 | FALSE | FALSE | FALSE | 2023 | [13 empty] | FALSE | [7 empty] | THOR\acont | 2024-09-08 17:27 |  | [Gentex] [NAC] [UL MAX] GESB24PWR, GESB24PWW, GESG24PWR, GESG24PWW, GESR24PWR, GESR24PWW
170f568e-2b6b-4486-9125-4583ebe0f074 |  |  |  | North | Kidde |  | Cards & Components |  |  |  | Card | TRUE | SA-USB | ++ | SA-USB Interface Card provides a USB connection to a supported printer or a connection to a PC | 1 | 0.013 | 0.02 |  |  |  |  | TRUE | [5 empty] | #FFFFFFFF |  |  | FALSE | FALSE | FALSE | [14 empty] | FALSE | [5 empty] | DESKTOP-7EIEB7A\acont | 2023-07-05 14:09 | THOR\acont | 2024-10-09 10:48 | Cloned from Kidde VM-ETH1
bff54384-c1e1-4c8b-bd19-458cd6acfa44 | NFPA 170 SMOKE CO DETECTOR |  |  | North | Edwards |  | Smoke/CO Detector |  |  |  | Module | TRUE | SIGA-OSCD w/SIGA-AB4G-LF BASE | ++ | Multisensor Smoke and CO Detector | 1 | 3.2e-05 | 4.5e-05 |  |  |  |  | FALSE | TRUE |  |  |  |  | #FFFF0000 | FA-NFPA 170 SMOKE CO DETECTOR | 1 | FALSE | FALSE | FALSE | 1408 | [13 empty] | FALSE |  |  | LF |  |  | DESKTOP-7SAL8M7\acont | 2020-11-02 14:56 | THOR\acont | 2024-10-08 16:47 | Cloned from Edwards SIGA-OSD w/SIGA-AB4G-LF BASE | [Edwards, Kidde] [SLC EST SENSORS] [*] [#4 TYPE ADDR ¦ SENSORS] KI-DDOS (C), SIGA2-COS w/SIGA-AB4G BASE, SIGA2-COS w/SIGA-AB4G-LF BASE, SIGA2-COS w/SIGA-AB4GT BASE, SIGA2-COS w/SIGA-IB BASE, SIGA2-COS w/SIGA-RB BASE, SIGA2-COS w/SIGA-SB BASE, SIGA2-HCOS [Edwards, Kidde] [AUX POWER] FX-HD w/SB4U-LF BASE, FX-PD w/SB4U-LF BASE (C), FX-PHD w/SB4U-LF BASE (C), SIGA2-COS w/SIGA-AB4G-LF BASE, SIGA2-HCOS w/SIGA-AB4G-LF BASE, SIGA2-HFS w/SIGA-AB4G-LF BASE, SIGA2-HRS w/SIGA-AB4G-LF BASE, SIGA2-PCOS w/SIGA-AB4G-LF [Edwards, Kidde] [SLC EST MODULES/SENSORS] 01 [*] [iO64] DS-HFS (C), DS-PS (C), FX-HD w/IB4U BASE, FX-HD w/RB4U BASE, FX-HD w/SB4U BASE, FX-HD w/SB4U-LF BASE, FX-HD wB4U BASE, FX-PD w/B4U BASE (C), FX-PD w/IB4U BASE (C), FX-PD w/SB4U BASE (C), FX-PD w/SB [Edwards, Kidde] [SLC EST MODULES SENSORS] [*] [#2 SHARED ADDR ¦ SENSORS] KI-DDOS (C), SIGA2-COS w/SIGA-AB4G BASE, SIGA2-COS w/SIGA-AB4G-LF BASE, SIGA2-COS w/SIGA-AB4GT BASE, SIGA2-COS w/SIGA-IB BASE, SIGA2-COS w/SIGA-RB BASE, SIGA2-COS w/SIGA-SB BASE, S [Edwards, Kidde] [SLC EST SENSORS] 01 [*] [EST3, iO1000] DS-HFS (C), DS-PS (C), FX-HD w/IB4U BASE, FX-HD w/RB4U BASE, FX-HD w/SB4U BASE, FX-HD w/SB4U-LF BASE, FX-HD wB4U BASE, FX-PD w/B4U BASE (C), FX-PD w/IB4U BASE (C), FX-PD w/SB4U BASE (C), FX-PD w/SB
0b4383f9-58cf-46ec-a3d9-45907571b138 | NFPA 170 FIRE ALARM CONTROL UNIT | RISER FACP |  | North | Potter |  | Fire Alarm Control Unit |  |  |  | Assembly | TRUE | PFC-6030 | ++ | 30 Point Addressable Fire Alarm Control Panel | 1 | [6 empty] | FALSE |  |  |  | Size(W x H x D): 16" x 17" x 3 7/8" |  | #FFFF0000 | FA-NFPA 170 FIRE ALARM CONTROL UNIT | 1 | FALSE | FALSE | FALSE | 202 | [8 empty] | 7,12,18 |  |  |  |  | TRUE | [5 empty] | DESKTOP-7EIEB7A\acont | 2023-02-02 09:38 | THOR\acont | 2024-09-08 17:27 | Cloned from Potter PFC-6075
9be51cce-2d69-4610-b87b-45a839d2fe47 | NFPA 170 STROBE CEILING |  |  | North | Edwards |  | Strobe |  |  |  | Module | TRUE | GCWA-VMHR |  | Strobe, white, ALERT, 95, 115, 150, 177 cd, red | 1 | 0 | 0.342 |  |  |  |  | FALSE | TRUE |  |  |  |  | #FF0070C0 | FA-NFPA 170 STROBE CEILING | 1 | FALSE | FALSE | FALSE | 2022 | [13 empty] | FALSE |  |  | C |  |  |  |  | THOR\acont | 2024-09-08 17:27 |  | [Edwards, Kidde] [NAC] [24 VDC] EGCF-S2VMH (C), EGCF-VMH (C), GCF-S2VMH (C), GCF-S7VMH (C), GCF-VMH (C), GCHFRF-S2VMCH (C), GCHFRF-S7VMCH (C), GCHFRN-S2VMCH (C), GCHFRN-S7VMCH (C), GCHFWA-S2VMAH (C), GCHFWA-S2VMCH (C), GCHFWA-S7VMAH (C), GCHFWA-S7VMCH (C [Edwards, Kidde] [NAC] [16 VDC] EGCF-S2VMH (C), EGCF-VMH (C), GCF-S2VMH (C), GCF-S7VMH (C), GCF-VMH (C), GCHFRF-S2VMCH (C), GCHFRF-S7VMCH (C), GCHFRN-S2VMCH (C), GCHFRN-S7VMCH (C), GCHFWA-S2VMAH (C), GCHFWA-S2VMCH (C), GCHFWA-S7VMAH (C), GCHFWA-S7VMCH (C
1e81ddeb-4931-4285-b097-45ada9d821e1 | NFPA 170 SMOKE DETECTOR |  |  | North | MIRCOM |  | Smoke Detector |  |  |  | Module | TRUE | MIX-2251B w/B210LP | + | Intelligent Photoelectric Smoke Sensor, Standard Base | 1 | 0.0003 | 0.0065 |  |  |  |  | FALSE | TRUE |  |  |  |  | #FFFF0000 | FA-NFPA 170 SMOKE DETECTOR | 1 | FALSE | FALSE | FALSE | 1408 | [13 empty] | FALSE |  |  | P |  |  | DESKTOP-7SAL8M7\acont | 2019-04-12 09:08 | THOR\acont | 2024-09-08 17:27 | 20191121 AC Detector with base | [MIRCOM] [SLC SENSORS] [*] [#4 TYPE ADDR ¦ SENSORS] DNR w/MIX-2251BR (C), DNR w/MIX-2351RAP (C), MIX-1251AP w/B200SR-LF-WH (C), MIX-1251AP w/B200SR-WH (C), MIX-1251AP w/B210LP (C), MIX-1251AP w/B224RB-WH (C), MIX-1251AP w/B501 (C), MIX-1251B w/B200SR-LF- [MIRCOM] [SLC MODULES SENSORS] [*] [#2 SHARED ADDR ¦ SENSORS] DNR w/MIX-2251BR (C), DNR w/MIX-2351RAP (C), MIX-1251AP w/B200SR-LF-WH (C), MIX-1251AP w/B200SR-WH (C), MIX-1251AP w/B210LP (C), MIX-1251AP w/B224RB-WH (C), MIX-1251AP w/B501 (C), MIX-1251B w/
22107442-23cd-4f3a-83d2-45baa37a359b |  |  |  | North | Siemens | [5 empty] | Module | TRUE | 40/40U-212SF | S54430-F251-A1 | UV FLM DET WO2 75C 3/4" SS FM | 1 | [12 empty] | #FFFFFFFF |  |  | FALSE | FALSE | FALSE | [20 empty] | DESKTOP-7SAL8M7\acont | 2019-08-13 09:04 | THOR\acont | 2024-10-09 10:48
8094ca61-cb6a-4a06-9e26-45be9715057c | NFPA 170 SPEAKER STROBE |  |  | North | Edwards |  | Speaker/Strobe |  |  |  | Module | TRUE | G4HFRN-S2VMC |  | 25V Speaker/Strobe, Red,15, 30, 75, 110 cd | 1 | 0 | 0.294 |  |  |  |  | FALSE | [5 empty] | #FF0070C0 | FA-NFPA 170 SPEAKER STROBE | 1 | FALSE | FALSE | FALSE | 2019 | [13 empty] | FALSE | [7 empty] | THOR\acont | 2024-09-08 17:27 |  | [Edwards, Kidde] [NAC] [16 VDC] G4ERA-A, G4ERA-B, G4ERA-G, G4ERA-R, G4ERF-C, G4ERN-A, G4ERN-B, G4ERN-C, G4ERN-G, G4ERN-R, G4EWA-A, G4EWA-B, G4EWA-G, G4EWA-R, G4EWF-C, G4EWN-A, G4EWN-B, G4EWN-C, G4EWN-G, G4EWN-R, G4F-S2V1575, G4F-S2VM, G4F-S7V1575, G4F-S7 [Edwards, Kidde] [AUDIO 25v] [25V AUDIO] EGCF-S2VMH (C), G4F-S2, G4F-S2V1575, G4F-S2VM, G4HFRF-S2, G4HFRF-S2VMC, G4HFRN-S2, G4HFRN-S2VMC, G4HFWA-S2, G4HFWA-S2VMA, G4HFWA-S2VMC, G4HFWF-S2, G4HFWF-S2VMC, G4HFWN-S2, G4HFWN-S2VMA, G4HFWN-S2VMC, G4RF-S2, G4RF [Edwards, Kidde] [NAC] [24 VDC] G4ERA-A, G4ERA-B, G4ERA-G, G4ERA-R, G4ERF-C, G4ERN-A, G4ERN-B, G4ERN-C, G4ERN-G, G4ERN-R, G4EWA-A, G4EWA-B, G4EWA-G, G4EWA-R, G4EWF-C, G4EWN-A, G4EWN-B, G4EWN-C, G4EWN-G, G4EWN-R, G4F-S2V1575, G4F-S2VM, G4F-S7V1575, G4F-S7
1757ffa2-dfbe-4d52-b1cf-45bfaaf00caa | NFPA 170 HORN |  |  | North | Edwards |  | Horn |  |  |  | Module | TRUE | G4AWF-FR |  | Wall horn, white, FEU | 1 | [6 empty] | FALSE |  | GRSW-10 |  |  |  | #FF0070C0 | FA-NFPA 170 HORN | 1 | FALSE | FALSE | FALSE | 2010 | [13 empty] | FALSE | [5 empty] | DESKTOP-7SAL8M7\acont | 2019-08-29 12:20 | THOR\acont | 2024-09-08 17:27 |  | [Edwards, Kidde] [NAC] [VDC, LOW DB] EG4ARF, EG4ARF-FR, EG4ARF-SP, EG4ARN, EG4AWF, EG4AWF-FR, EG4AWF-SP, EG4AWN, G4ARF, G4ARF-FR, G4ARF-SP, G4ARN, G4AWF, G4AWF-FR, G4AWF-SP, G4AWN [Edwards, Kidde] [NAC] [VFWR, LOW DB] EG4ARF, EG4ARF-FR, EG4ARF-SP, EG4ARN, EG4AWF, EG4AWF-FR, EG4AWF-SP, EG4AWN, G4ARF, G4ARF-FR, G4ARF-SP, G4ARN, G4AWF, G4AWF-FR, G4AWF-SP, G4AWN [Edwards, Kidde] [NAC] [VDC, HIGH DB] EG4ARF, EG4ARF-FR, EG4ARF-SP, EG4ARN, EG4AWF, EG4AWF-FR, EG4AWF-SP, EG4AWN, G4ARF, G4ARF-FR, G4ARF-SP, G4ARN, G4AWF, G4AWF-FR, G4AWF-SP, G4AWN [Edwards, Kidde] [NAC] [VFWR, HIGH DB] EG4ARF, EG4ARF-FR, EG4ARF-SP, EG4ARN, EG4AWF, EG4AWF-FR, EG4AWF-SP, EG4AWN, G4ARF, G4ARF-FR, G4ARF-SP, G4ARN, G4AWF, G4AWF-FR, G4AWF-SP, G4AWN
d8d75641-999f-44ab-bff1-45cd380d24a8 |  |  |  | North | Autocall |  | Cards & Components |  |  |  | Card | TRUE | A100-5013 |  | 8 point zone/relay 4 in. x 5 in. flat module. Supports eight Class B or four Class A IDCs. | 1 | 0.083 | 0.295 |  |  |  |  | TRUE | [5 empty] | #FFFFFFFF |  |  | FALSE | FALSE | FALSE | [20 empty] | THOR\acont | 2024-11-01 14:49 | THOR\acont | 2024-11-01 16:06 | Cloned from Autocall A100-5015 |  | [Ansul, Autocall, Simplex] 4007-9801, 4100-5013, A007-9801, A100-5005, A100-5013
abc1af6e-4977-4069-8dc0-45d17c0ac69e |  |  |  | North | Notifier |  | Cards & Components |  |  |  | Card | TRUE | MPS-400 | + | The MPS-400 supplies a total of 6 A in alarm, used for the following: (a) powering AFP-300/400 modules; (b) powering a variety of UL-listed 24 VDC notification appliances (refer to the Device Compatibility Document); and (c) providing up to 1.25 A of resettable power for four-wire smoke detectors. The MPS-400 contains an integral battery charger, four NAC/Releasing circuits, and four relay outputs (Alarm, Trouble, Supervisory, and Securit | 1 | [6 empty] | TRUE | FALSE |  |  |  |  | #FFFFFFFF |  |  | FALSE | FALSE | FALSE | [12 empty] | 6 |  | FALSE | [5 empty] | DESKTOP-7SAL8M7\acont | 2020-11-30 10:10 | THOR\acont | 2024-10-09 10:48 | Cloned from Notifier CPU-400 |  | [Notifier] MPS-400
50e74058-36b0-4ff0-9243-45d72f3663a5 |  |  |  | North | Gamewell FCI |  | Cards & Components |  |  |  | Card | TRUE | HPF902ULADA Main Board | + | Main board | 1 | 0.075 | 0.205 |  |  |  |  | TRUE | [5 empty] | #FFFFFFFF |  |  | FALSE | FALSE | FALSE | [14 empty] | FALSE | [7 empty] | THOR\acont | 2024-10-09 10:48 |  | [Gamewell FCI, Honeywell] [NAC Trigger] HPF902ULADA Main Board [Gamewell FCI, Honeywell] [VAC ] [120VAC] 7100 Main Board, FireVac IV (50W, 25V) Main Board, FireVac IV (50W, 70V) Main Board, FLEX 410 Main Board, GF505 Main Board, GF506R Main Board, GF510 Main Board, GFPS-6 Main Board, GFPS-9 Main Board, GWF402 Main B [Gamewell FCI, Honeywell] [VAC ] 7100 Main Board, FireVac IV (50W, 25V) Main Board, FireVac IV (50W, 70V) Main Board, FLEX 410 Main Board, GF505 Main Board, GF506R Main Board, GF510 Main Board, GFPS-6 Main Board, GFPS-9 Main Board, GWF402 Main Board, GWF | [Gamewell FCI] HPF902ULADA Main Board
2544b4a1-c9c1-4794-ae3e-45d870c5c522 |  |  |  | North | BluePoint |  | Cards & Components |  |  |  | Card | TRUE | BP-AL802JGBP Main Board | ++ | Main Board | 1 | 0.09 | 0.175 | 8 |  | 24 |  | TRUE | FALSE |  |  |  |  | #FFFFFFFF |  |  | FALSE | FALSE | FALSE | [14 empty] | FALSE | [5 empty] | THOR\acont | 2024-04-12 13:53 | THOR\acont | 2024-10-09 10:48 | Cloned from Altronix AL1042ULADA Main Board | [Altronix, BluePoint] [IDC] [#1 AC FAILURE] AL1042ULADA Main Board, AL1042ULADA Main Board COPY, AL842ULADA Main Board, BP-AL802JGBP Main Board [Altronix, BluePoint] [NAC Trigger] [#1 INPUT] AL1042ULADA Main Board, AL1042ULADA Main Board COPY, AL842ULADA Main Board, BP-AL802JGBP Main Board [Altronix, BluePoint] [IDC] [#2 BATTERY] AL1042ULADA Main Board, AL1042ULADA Main Board COPY, AL842ULADA Main Board, BP-AL802JGBP Main Board | [Altronix, BluePoint] AL1042ULADA Main Board, AL1042ULADA Main Board COPY, AL842ULADA Main Board, BP-AL802JGBP Main Board
608e17f7-2d5d-4638-b8a4-45dde8a1a507 |  |  |  | North | Edwards |  | Cards & Components |  |  |  | Card | TRUE | 4-FWAL-MM | n | SFP Network Media Interface, Multi Mode Fiber | 1 | 0.035 | 0.035 |  |  |  |  | TRUE | [5 empty] | #FFFFFFFF |  |  | FALSE | FALSE | FALSE | [20 empty] | DESKTOP-7SAL8M7\acont | 2019-12-13 12:52 | THOR\acont | 2024-10-09 10:48
e416b127-3646-4f02-aca7-45e1005c44c1 | NFPA 170 NOTIFICATION CIRCUIT EXTENDER PANEL | RISER NAC |  | North | Potter |  | Notification Circuit Extender Panel |  |  |  | Assembly | TRUE | PSN-106 | + | 10A Conventional Power Supply with 6 Outputs | 1 | [6 empty] | FALSE |  |  |  | 16 1/8"W x 16 3/4"H x 3 1/2"D |  | #FFFF0000 | FA-NFPA 170 NOTIFICATION CIRCUIT EXTENDER PANEL | 1 | FALSE | FALSE | FALSE | 212 |  |  | 7315-0328:0189 | [5 empty] | 7,12,18,55 |  |  | 10 |  | TRUE | [7 empty] | THOR\acont | 2024-09-08 17:27
9ccb4fe7-696e-4b79-a19e-45e2958353a4 | NFPA 170 HORN |  |  | North | Potter |  | Horn |  |  |  | Module | TRUE | PE-LFHNR | ++ | Low Frequency Sounder, Red, Fire | 1 | [6 empty] | FALSE | [5 empty] | #FF0070C0 | FA-NFPA 170 HORN | 1 | FALSE | FALSE | FALSE | 2010 | [13 empty] | FALSE |  |  | LF |  |  | THOR\acont | 2024-03-05 07:45 | THOR\acont | 2024-09-08 17:27 | Cloned from Potter PE-LFHNR-N | [Potter] [NAC] [24VDC] PE-LFHNR, PE-LFHNR-N, PE-LFHNW, PE-LFHNW-N
d972ded6-5c02-46af-b83b-45e3df669a84 | NFPA 170 BATTERY CABINET |  |  | North | Space Age Electronics |  | Enclosure |  |  |  | Assembly | TRUE | SSU00500 | Accessories | BCA Battery Cabinet - Red | 1 | 0 | 0 |  |  |  |  | TRUE |  | Surface Mounted |  |  |  | #FFFF0000 | FA-NFPA 170 BATTERY CABINET | 1 | FALSE | FALSE | FALSE | 3000 | [19 empty] | DESKTOP-7SAL8M7\acont | 2020-09-14 15:16 | THOR\acont | 2024-09-08 17:27 | Cloned from Space Age Electronics SSU00690
b833fd02-1285-45ad-a78d-45e48e883ae6 |  |  |  | North | Siemens | [5 empty] | Module | TRUE | MPF-RK | 500-634776 | MOUNTS MODULES PMI/PMI-2/LVM /FMT/FCM-6/LCM-6/SCM-8 | 1 | [12 empty] | #FFFFFFFF |  |  | FALSE | FALSE | FALSE | [20 empty] | DESKTOP-7SAL8M7\acont | 2019-08-13 09:04 | THOR\acont | 2024-10-09 10:48
1de9cacd-1ead-4560-b478-45ece3357739 |  |  |  | North | Firelite |  | Cards & Components |  |  |  | Card | TRUE | IPDACT-2UD | + | IPDACT Internet Monitoring Module: Connects to primary and secondary DACT telephone output ports for internet communications over customer-provided Ethernet connection | 1 | 0.098 | 0.155 |  |  |  |  | TRUE | FALSE |  |  |  |  | #FFFFFFFF |  |  | FALSE | FALSE | FALSE | [14 empty] | FALSE | [7 empty] | THOR\acont | 2024-10-09 10:48
bf5ee9cf-6507-4e40-a49c-460ae576e22b | NFPA 170 SPEAKER STROBE CEILING |  |  | North | Eaton Wheelock |  | Speaker/Strobe |  |  |  | Module | TRUE | E90-24MCCH-FR | + | Speaker/Strobe, 24 VDC, Multi-Candela, , 25/70 Vrms, red | 1 | 0 | 0.645 |  |  |  |  | FALSE | TRUE |  |  |  |  | #FF0070C0 | FA-NFPA 170 SPEAKER STROBE CEILING | 1 | FALSE | FALSE | FALSE | 2020 | [13 empty] | FALSE |  |  | C |  |  |  |  | THOR\acont | 2024-09-08 17:27 |  | [Eaton Wheelock] [AUDIO 70.7v] [70V AUDIO] E70-24MCC-FR (C), E70-24MCC-FW (C), E70-24MCCH-FR (C), E70-24MCCH-FW (C), E90-24MCC-FR (C), E90-24MCC-FW (C), E90-24MCCH-FR (C), E90-24MCCH-FW (C) [Eaton Wheelock] [AUDIO 25v] [25V AUDIO] E70-24MCC-FR (C), E70-24MCC-FW (C), E70-24MCCH-FR (C), E70-24MCCH-FW (C), E90-24MCC-FR (C), E90-24MCC-FW (C), E90-24MCCH-FR (C), E90-24MCCH-FW (C) [Eaton Wheelock] [NAC] [UL MAX FWR] E70-24MCCH-FR (C), E70-24MCCH-FW (C), E90-24MCCH-FR (C), E90-24MCCH-FW (C)
9dbaf6d6-4496-4cdc-85aa-46135f43167e | NFPA 170 NOTIFICATION CIRCUIT EXTENDER PANEL | RISER NAC |  | North | Gamewell FCI |  | Notification Circuit Extender Panel |  |  |  | Assembly | TRUE | HPF-PS10 | + | 10.0 A, 120 VAC remote charger power supply in a lockable, metal enclosure | 1 | [6 empty] | FALSE | FALSE | SURFACE |  | PROVIDED | N/A | #FFFF0000 | FA-NFPA 170 NOTIFICATION CIRCUIT EXTENDER PANEL | 1 | FALSE | FALSE | FALSE | 212 |  |  | 7315-0028:0225 | [5 empty] | 7,12,18 |  |  | 10 |  | TRUE | [5 empty] | DESKTOP-7EIEB7A\acont | 2021-04-21 08:31 | THOR\acont | 2024-09-08 17:27 | Cloned from Notifier PSE-10
142bcb2c-136c-434d-bbcb-4613682db6f5 |  |  |  | North | Notifier |  | Cards & Components |  |  |  | Card | TRUE | NCA-2 | + | Network Control Annunciator-2 Card, 640 Characters, Backlight On | 1 | 0.4 | 0.4 |  |  |  |  | TRUE | [5 empty] | #FFFFFFFF |  |  | FALSE | FALSE | FALSE | [14 empty] | FALSE | [7 empty] | THOR\acont | 2024-10-09 10:48 |  | [Honeywell, Notifier] [IDC] [#2 TROUBLE] AA-30, AFP-100 Main Board, AFP-200 Main Board, BE-500 CPU, CPU-2020, CPU2-3030, CPU2-3030D, CPU2-640, CPU-320, CPU-320SYS, CPU-N16LD, CPU-N16LND, NCA-2, NCD, NFW-100X Main Board with PWRMOD24, NFW2-100 Main Board, [Honeywell, Notifier] [IDC] [#3 SUPERVISORY] AFP-100 Main Board, AFP-200 Main Board, CPU-2020, CPU2-3030, CPU2-3030D, CPU2-640, CPU-320, CPU-320SYS, CPU-N16LD, CPU-N16LND, NCA-2, NCD, NFW-100X Main Board with PWRMOD24, NFW2-100 Main Board, NFW-50 Main Bo [Honeywell, Notifier] [IDC] [#4 SECURITY] CPU-2020, CPU2-3030, CPU2-3030D, CPU2-640, CPU-320, CPU-320SYS, CPU-N16LD, CPU-N16LND, NCA-2, NCD, XLS3000-CPUD [Notifier] [AUX POWER] [*] NCA-2, NCD [Honeywell, Notifier] [IDC] [#1 ALARM] AFP-100 Main Board, AFP-200 Main Board, BE-500 CPU, CPU-2020, CPU2-3030, CPU2-3030D, CPU2-640, CPU-320, CPU-320SYS, CPU-N16LD, CPU-N16LND, NCA-2, NCD, NFW-100X Main Board with PWRMOD24, NFW2-100 Main Board, NFW-50 M | [Honeywell, Notifier] CPU-2020, CPU2-3030, CPU2-3030D, CPU2-640, CPU-320, CPU-320SYS, CPU-N16LD, CPU-N16LND, NCA-2, NCD, XLS140-2 MAIN CARD, XLS3000-CPUD
5b11a22e-a6ac-4d1a-9d6f-46217bf4e50b | NFPA 170 ADDRESSABLE INPUT MONITOR MODULE |  |  | North | Honeywell |  | Addressable Module |  |  |  | Module | TRUE | 4190WH |  |  | 1 | [6 empty] | FALSE | [5 empty] | #FFFF0000 | FA-NFPA 170 ADDRESSABLE INPUT MONITOR MODULE | 1 | FALSE | FALSE | FALSE | 1000 | [13 empty] | FALSE | [5 empty] | AULAPTOP-PC\Aulaptop | 2018-09-03 05:46 | THOR\acont | 2024-09-08 17:27
e4d03484-5d17-464a-ab37-46249267d8a5 | NFPA 170 MANUAL PULL |  |  | North | Apollo |  | Manual Station |  |  |  | Module | FALSE | 541S |  | SPST, SINGLE ACTION PULL STATION (NOT ADDRESSABLE) | 1 | [6 empty] | FALSE | [5 empty] | #FFFF0000 | FA-NFPA 170 MANUAL PULL | 1 | FALSE | FALSE | FALSE | 957 | [13 empty] | FALSE | [7 empty] | THOR\acont | 2024-09-08 17:27 |  | [Apollo] [IDC] 02 541S
3fe94220-c1ff-4cb1-9f1b-462587b1b5a1 | NFPA 170 REMOTE ANNUNCIATOR | RISER ANNUNCIATOR |  | North | Silent Knight |  | Remote Annunciator |  |  |  | Module | TRUE | 6860 | ++ | Remote Annunciator, red | 1 | 0.027 | 0.053 |  |  | 24 |  | FALSE |  |  |  | Flush Mount: Outside wall: 12.25”W x 11.05”H x .875”D (31.01W x 29.02H x 2.02D cm) Inside wall: 9.375”W x 8.375”H x 2.0”D (23.08W x 21.03H x 5.01D cm) Surface Mount: (Including Trim Ring) 12.25”W x 11.05”H x 3.0”D (31.01W x 29.02H x 2.02D cm) |  | #FFFF0000 | FA-NFPA 170 REMOTE ANNUNCIATOR | 1 | FALSE | FALSE | FALSE | 255 | [13 empty] | FALSE | [7 empty] | THOR\acont | 2024-09-08 17:27 |  | [Silent Knight] [SBUS] [*] [SBUS ++] 5635R, 5635W, 5815XL, 5860, 5860R, 5865-3, 5865-4, 6815, 6855, 6860, EVS-LOC, EVS-RCU, RA-100, RA-1000, RA-1000R, RA-2000, SK-5210, SK-5217
22fd1a9c-40de-4684-a130-46259d3bb94e | NFPA 170 SMOKE DETECTOR |  |  | North | Hochiki |  | Smoke Detector |  |  |  | Module | TRUE | SOC-24V w/NS4-221 STANDARD BASE | SOC-24V w/NS4-221 STANDARD BASE | PHOTOELECTRIC SMOKE DETECTOR w/ STANDARD BASE | 1 |  | 0.196 |  |  |  |  | TRUE | TRUE |  | *Refer to Install Sheet |  |  | #FFFF0000 | FA-NFPA 170 SMOKE DETECTOR | 1 | FALSE | FALSE | FALSE | 1408 | [19 empty] | DESKTOP-0D6CQVA\lousc | 2019-10-06 17:23 | THOR\acont | 2024-09-08 17:27 | from Hochiki SOC-24V w/NS4-220 BASE | [Hochiki] [IDC] 02 [IDC] SLR-24H w/HSC-220L LATCHING LED BASE (C), SLR-24H w/HSC-220R - 2 WIRE RELAY BASE (C), SLR-24H w/HSC-221L LATCHING LED BASE (C), SLR-24H w/HSC-221R - 2 WIRE RELAY BASE (C), SLR-24H w/HSC-224L LATCHING LED BASE (C), SLR-24H w/HSC-2
7101a2e8-2e88-4a19-89f5-462a29c77dd4 | NFPA 170 HORN STROBE |  |  | North | Potter |  | Horn/Strobe |  |  |  | Module | TRUE | CHS-24A-WP |  | Horn Strobe, Wall, Red, Amber, Outdoor | 1 | 0 | 0.226 |  |  |  |  | FALSE | FALSE |  |  |  |  | #FF0070C0 | FA-NFPA 170 HORN STROBE | 1 | FALSE | FALSE | FALSE | 2012 |  |  | 7135-0328:0212 | [10 empty] | FALSE | [7 empty] | THOR\acont | 2024-09-08 17:27 |  | [Potter] [NAC] [UL MAX, HIGH DB] CHS-24A-WP, CHS-24WA-WP, CHSLP-24A-WP, CHSLP-24WA-WP
1cf3aadf-d012-4a4a-82e4-462c2e57a69e | NFPA 170 FIRE ALARM CONTROL UNIT | RISER FACP |  | North | Protectowire |  | Fire Alarm Control Unit |  |  |  | Assembly | TRUE | FireSystem 2000 (FS2002) | + | 2 Zone Fire Alarm Control Panel | 1 | [6 empty] | FALSE | FALSE |  |  |  |  | #FFFF0000 | FA-NFPA 170 FIRE ALARM CONTROL UNIT | 1 | FALSE | FALSE | FALSE | 202 | [8 empty] | 7,12,18 |  |  |  |  | TRUE | [5 empty] | DESKTOP-7EIEB7A\acont | 2020-12-11 08:58 | THOR\acont | 2024-09-08 17:27 | Cloned from Firelite MS-10UD
d9b94784-c5cc-4362-afa7-463d7847eeb0 | NFPA 170 SMOKE DETECTOR |  |  | North | Hochiki |  | Smoke Detector |  |  |  | Module | TRUE | ALN-V w/HSB-NSA-6 STANDARD BASE | ALN-V SMOKE SENSOR | ALN-V SMOKE SENSOR w/HSB-NSA-6 STANDARD BASE | 1 | 0.00045 | 0.00054 |  |  |  |  | TRUE | TRUE |  | *Refer to Install Sheet |  |  | #FFFF0000 | FA-NFPA 170 SMOKE DETECTOR | 1 | FALSE | FALSE | FALSE | 1408 | [19 empty] | DESKTOP-0D6CQVA\lousc | 2019-09-29 16:06 | THOR\acont | 2024-09-08 17:27 |  | [Hochiki, VES] [SLC HOCHIKI] 01 [*] [SLC] ACC-EN (C), ACD-V w/ASBL SOUNDER BASE (C), ACD-V w/HSB-NSA-6 STANDARD BASE (C), ACD-V w/SCI-B4 SHORT CIRCUIT ISOLATOR BASE (C), ACD-V w/SCI-B6 SHORT CIRCUIT ISOLATOR BASE (C), ACD-V w/YBN-NSA-4 STANDARD BASE (C),
0fa61c02-1afb-42cb-abbc-463e99006b3c | NFPA 170 SMOKE HEAT CO DETECTOR |  |  | North | MIRCOM |  | Smoke/Heat/CO Detector |  |  |  | Module | TRUE | MIX-FC351AP w/B300-6 | + | Advanced Multi-Criteria Fire/CO Detector (UL), Standard Base | 1 | 0.0002 | 0.0045 |  |  |  |  | FALSE | TRUE | FLUSH |  | 4" SQ. DEEP | 3 "O" PLASTER RING | #FFFF0000 | FA-NFPA 170 SMOKE HEAT CO DETECTOR | 1 | FALSE | FALSE | FALSE | 1408 |  |  | 7272-0028:0206 | [10 empty] | FALSE | [5 empty] | DESKTOP-7EIEB7A\acont | 2021-05-18 07:07 | THOR\acont | 2024-09-08 17:27 | Cloned from Notifier FCO-951 w/B300-6 | [MIRCOM] [SLC MODULES SENSORS] [*] [#2 SHARED ADDR ¦ SENSORS] DNR w/MIX-2251BR (C), DNR w/MIX-2351RAP (C), MIX-1251AP w/B200SR-LF-WH (C), MIX-1251AP w/B200SR-WH (C), MIX-1251AP w/B210LP (C), MIX-1251AP w/B224RB-WH (C), MIX-1251AP w/B501 (C), MIX-1251B w/ [MIRCOM] [SLC SENSORS] [*] [#4 TYPE ADDR ¦ SENSORS] DNR w/MIX-2251BR (C), DNR w/MIX-2351RAP (C), MIX-1251AP w/B200SR-LF-WH (C), MIX-1251AP w/B200SR-WH (C), MIX-1251AP w/B210LP (C), MIX-1251AP w/B224RB-WH (C), MIX-1251AP w/B501 (C), MIX-1251B w/B200SR-LF-
64b49c87-266e-4197-9cda-464293b21be0 | NFPA 170 SMOKE CO DETECTOR |  |  | North | Edwards |  | Smoke/CO Detector |  |  |  | Module | TRUE | SIGA-OSCD w/SIGA-RB BASE | ++ | Multisensor Smoke and CO Detector | 1 | 3.2e-05 | 4.5e-05 |  |  |  |  | FALSE | TRUE |  |  |  |  | #FFFF0000 | FA-NFPA 170 SMOKE CO DETECTOR | 1 | FALSE | FALSE | FALSE | 1410 | [13 empty] | FALSE | [5 empty] | HOMEAUGUSTXPS-1\aucon | 2021-01-17 11:59 | THOR\acont | 2024-10-08 16:47 | Cloned from Edwards SIGA2-PHCOS w/SIGA-RB BASE | [Edwards, Kidde] [SLC EST MODULES SENSORS] [*] [#2 SHARED ADDR ¦ SENSORS] KI-DDOS (C), SIGA2-COS w/SIGA-AB4G BASE, SIGA2-COS w/SIGA-AB4G-LF BASE, SIGA2-COS w/SIGA-AB4GT BASE, SIGA2-COS w/SIGA-IB BASE, SIGA2-COS w/SIGA-RB BASE, SIGA2-COS w/SIGA-SB BASE, S [Edwards, Kidde] [SLC EST SENSORS] 01 [*] [EST3, iO1000] DS-HFS (C), DS-PS (C), FX-HD w/IB4U BASE, FX-HD w/RB4U BASE, FX-HD w/SB4U BASE, FX-HD w/SB4U-LF BASE, FX-HD wB4U BASE, FX-PD w/B4U BASE (C), FX-PD w/IB4U BASE (C), FX-PD w/SB4U BASE (C), FX-PD w/SB [Edwards, Kidde] [SLC EST SENSORS] [*] [#4 TYPE ADDR ¦ SENSORS] KI-DDOS (C), SIGA2-COS w/SIGA-AB4G BASE, SIGA2-COS w/SIGA-AB4G-LF BASE, SIGA2-COS w/SIGA-AB4GT BASE, SIGA2-COS w/SIGA-IB BASE, SIGA2-COS w/SIGA-RB BASE, SIGA2-COS w/SIGA-SB BASE, SIGA2-HCOS [Edwards, Kidde] [SLC EST MODULES/SENSORS] 01 [*] [iO64] DS-HFS (C), DS-PS (C), FX-HD w/IB4U BASE, FX-HD w/RB4U BASE, FX-HD w/SB4U BASE, FX-HD w/SB4U-LF BASE, FX-HD wB4U BASE, FX-PD w/B4U BASE (C), FX-PD w/IB4U BASE (C), FX-PD w/SB4U BASE (C), FX-PD w/SB
98c3c5a2-de54-4780-871a-4648e6a23d05 |  |  |  | North | Siemens | [5 empty] | Module | TRUE | ZB-R | 500-636193 | Z MOUNTING BACK BOX RED | 1 | [12 empty] | #FFFFFFFF |  |  | FALSE | FALSE | FALSE | [20 empty] | DESKTOP-7SAL8M7\acont | 2019-08-13 09:04 | THOR\acont | 2024-10-09 10:48
3dc4f7ad-3a7f-471d-960b-464e307de5c4 | CADGEN AUX POWER SUPPLY |  |  | North | Cornell |  | Auxilliary Power Supply |  |  |  | Assembly | TRUE | B-5243A |  | Power Supply | 1 | [6 empty] | TRUE | [5 empty] | #FFFF0000 | FA-CADGEN AUX POWER SUPPLY | 1 | FALSE | FALSE | FALSE | [20 empty] | HOMEAUGUSTXPS-1\aucon | 2021-05-05 06:19 | THOR\acont | 2024-09-08 17:27
b5677733-c2b0-4a22-9ad5-4655f84efc74 | NFPA 170 GAS DETECTOR |  |  | North | Potter |  | Gas Detection |  |  |  | Module | TRUE | PAD300-CD w/PAD300-4DB | ++ | Carbon-Monoxide Detector with 4" Standard Base | 1 | 0.0003 | 0.0003 |  |  |  |  | FALSE | [5 empty] | #FFFF0000 | FA-NFPA 170 GAS DETECTOR | 1 | FALSE | FALSE | FALSE | 1402 | [13 empty] | FALSE |  |  | 4DB |  |  | DESKTOP-7EIEB7A\acont | 2023-01-19 17:12 | THOR\acont | 2024-09-08 17:27 | Cloned from Potter PAD100-CD w/PAD100-4DB | [Potter] [SLC PAD] [*] [#2 SHARED ADDR ¦ SENSORS] PAD100-CD w/PAD100-4DB, PAD100-CD w/PAD100-6DB, PAD100-CD w/PAD100-IB, PAD100-CD w/PAD100-LFSB, PAD100-CD w/PAD100-RB, PAD100-CD w/PAD100-SB, PAD100-CD w/PAD100-SPKB, PAD100-DUCT (C), PAD100-DUCTR (C), PA
8da34624-c839-4a3a-85fa-465ef1887644 |  |  |  | North | Potter | [5 empty] | Module | TRUE | Facility Management Software |  | Facility Management Software for PFC Series Fire Systems | 1 | [6 empty] | FALSE | [5 empty] | #FFFFFFFF |  |  | FALSE | FALSE | FALSE | [14 empty] | FALSE | [7 empty] | THOR\acont | 2024-10-09 10:48
68ddc574-86e7-4be7-a818-4661b3f74488 | NFPA 170 SMOKE DETECTOR |  |  | North | MIRCOM |  | Smoke Detector |  |  |  | Module | TRUE | MIX-2251TMAP w/B200SR-LF-WH | + | Intelligent AcclimateTM Multicriteria Smoke Sensor, Low Frequency Sounder Base | 1 | 0.0003 | 0.0065 |  |  |  |  | FALSE | TRUE |  |  |  |  | #FFFF0000 | FA-NFPA 170 SMOKE DETECTOR | 1 | FALSE | FALSE | FALSE | 1408 | [13 empty] | FALSE |  |  | MC, LF |  |  | DESKTOP-7SAL8M7\acont | 2019-04-12 12:42 | THOR\acont | 2024-09-08 17:27 | 20191121 AC Detector with base | [MIRCOM] [SLC SENSORS] [*] [#4 TYPE ADDR ¦ SENSORS] DNR w/MIX-2251BR (C), DNR w/MIX-2351RAP (C), MIX-1251AP w/B200SR-LF-WH (C), MIX-1251AP w/B200SR-WH (C), MIX-1251AP w/B210LP (C), MIX-1251AP w/B224RB-WH (C), MIX-1251AP w/B501 (C), MIX-1251B w/B200SR-LF- [MIRCOM] [SLC MODULES SENSORS] [*] [#2 SHARED ADDR ¦ SENSORS] DNR w/MIX-2251BR (C), DNR w/MIX-2351RAP (C), MIX-1251AP w/B200SR-LF-WH (C), MIX-1251AP w/B200SR-WH (C), MIX-1251AP w/B210LP (C), MIX-1251AP w/B224RB-WH (C), MIX-1251AP w/B501 (C), MIX-1251B w/ [MIRCOM, Monaco Enterprises] [AUX POWER] [24 VDC] 721-121-00 w/B200SR-LF-WH (C), 721-124-00 w/B200SR-LF-WH (C), 722-121-00 w/B200SR-LF-WH (C), 722-406-00 w/B200SR-LF-WH (C), 723-345-00 w/B200SR-LF-WH (C), 723-353-00 w/B200SR-LF-WH (C), 723-361-00 w/B200S
b847403e-79d9-4d60-849c-4661e2a30d94 |  | RISER AMP |  | North | Potter |  | Cards & Components |  |  |  | Card | TRUE | BUA-1000 | + | Backup Amplifier | 1 | 0.048 | 0.052 |  | 50 | 24 |  | TRUE | [5 empty] | #FFFFFFFF |  |  | FALSE | FALSE | FALSE | 300 | [13 empty] | FALSE | [5 empty] | THOR\acont | 2025-01-09 11:54 |  |  | Cloned from Potter SCA-5070INT (70V)
a45dcf24-6f74-4c10-b276-46634af6256b | NFPA 170 HEAT DETECTOR |  |  | North | Kidde |  | Heat Detector |  |  |  | Module | TRUE | GSA-HRS |  | Signature combination fixed temperature/rate-of-rise heat detector | 1 | 0.00045 | 0.00045 |  |  |  |  | FALSE | [5 empty] | #FFFF0000 | FA-NFPA 170 HEAT DETECTOR | 1 | FALSE | FALSE | FALSE | 1403 | [13 empty] | FALSE | [5 empty] | AULAPTOP-PC\Aulaptop | 2018-09-03 13:55 | THOR\acont | 2024-09-08 17:27 | 20191121 AC Detector without base | [Kidde] [SLC EST SENSORS] [*] [#4 TYPE ADDR ¦ SENSORS] DS-HFS (C), DS-PS (C), FX-HD w/IB4U BASE, FX-HD w/RB4U BASE, FX-HD w/SB4U BASE, FX-HD w/SB4U-LF BASE, FX-HD wB4U BASE, FX-PD w/B4U BASE (C), FX-PD w/IB4U BASE (C), FX-PD w/SB4U BASE (C), FX-PD w/SB4U [Kidde] [SLC EST MODULES SENSORS] [*] [#2 SHARED ADDR ¦ SENSORS] DS-HFS (C), DS-PS (C), FX-HD w/IB4U BASE, FX-HD w/RB4U BASE, FX-HD w/SB4U BASE, FX-HD w/SB4U-LF BASE, FX-HD wB4U BASE, FX-PD w/B4U BASE (C), FX-PD w/IB4U BASE (C), FX-PD w/SB4U BASE (C), FX [Edwards, Kidde] [SLC EST SENSORS] 01 [*] [EST3, iO1000] DS-HFS (C), DS-PS (C), FX-HD w/IB4U BASE, FX-HD w/RB4U BASE, FX-HD w/SB4U BASE, FX-HD w/SB4U-LF BASE, FX-HD wB4U BASE, FX-PD w/B4U BASE (C), FX-PD w/IB4U BASE (C), FX-PD w/SB4U BASE (C), FX-PD w/SB [Edwards, Kidde] [SLC EST MODULES/SENSORS] 01 [*] [iO64] DS-HFS (C), DS-PS (C), FX-HD w/IB4U BASE, FX-HD w/RB4U BASE, FX-HD w/SB4U BASE, FX-HD w/SB4U-LF BASE, FX-HD wB4U BASE, FX-PD w/B4U BASE (C), FX-PD w/IB4U BASE (C), FX-PD w/SB4U BASE (C), FX-PD w/SB
3db9b0b0-a74a-4326-b0fa-4664dffdb6ef | NFPA 170 STROBE CEILING |  |  | North | Siemens |  | Strobe |  |  |  | Module | TRUE | ST-HMC-CR-WP | 500-636177++ | STROBE HI MULTI CANDELA CEILING RED WEATHERPROOF | 1 | [7 empty] | TRUE |  |  |  |  | #FF0070C0 | FA-NFPA 170 STROBE CEILING | 1 | FALSE | FALSE | FALSE | 2022 | [16 empty] | C |  |  | DESKTOP-7SAL8M7\acont | 2019-08-13 09:04 | THOR\acont | 2024-09-08 17:27 | B,T | [Siemens] [NAC] [VDC] ST-HMC-CR-WP (C), ST-HMC-CW-WP (C)
3c189741-2180-40ad-a504-46665ead0e5c |  |  |  | North | Siemens | [5 empty] | Module | TRUE | REMBOX4R | 500-650613 | LARGE REMOTE LOBBY RED ENCLOSURE PROVIDES MOUNTING SPACE FOR, LVM OR FMT OR REMOTE SWITCH AND LED MODULES (16) LCM/SCM OR (8) FCM MAX. FIELD MOUNTED | 1 | [12 empty] | #FFFFFFFF |  |  | FALSE | FALSE | FALSE | [20 empty] | DESKTOP-7SAL8M7\acont | 2019-08-13 09:04 | THOR\acont | 2024-10-09 10:48
b1ee03c1-3708-4e35-bf21-4667d45851ed | NFPA 170 HORN STROBE CEILING |  |  | North | Siemens |  | Horn/Strobe |  |  |  | Module | TRUE | SL2HSCW-N | S54329-F95-A1++ | Horn-Strobe, Ceiling, Clear, White, No Lettering | 1 | [7 empty] | TRUE |  |  |  |  | #FF0070C0 | FA-NFPA 170 HORN STROBE CEILING | 1 | FALSE | FALSE | FALSE | 2023 | [16 empty] | C |  |  | DESKTOP-7EIEB7A\acont | 2023-08-03 09:28 | THOR\acont | 2024-09-08 17:27 | Cloned from Siemens SL2HSWW-N | [Siemens] [NAC] [24 VDC, HORN TEMPORAL] SL2FSSCR-AL (C), SL2FSSCR-CO (C), SL2FSSCR-F (C), SL2FSSCR-N (C), SL2FSSCW-AL (C), SL2FSSCW-CO (C), SL2FSSCW-F (C), SL2FSSCW-N (C), SL2FSSWR-AL, SL2FSSWR-CO, SL2FSSWR-F, SL2FSSWR-N, SL2FSSWW-CO, SL2FSSWW-F, SL2FSSW [Siemens] [NAC] [24 VDC, HORN TEMPORAL] SL2FSCR-AL (C), SL2FSCR-CO (C), SL2FSCR-F (C), SL2FSCR-N (C), SL2FSCW-AL (C), SL2FSCW-CO (C), SL2FSCW-F (C), SL2FSCW-N (C), SL2FSWR-AL, SL2FSWR-CO, SL2FSWR-F, SL2FSWR-N, SL2FSWW-AL, SL2FSWW-CO, SL2FSWW-F, SL2FSWW-N [Siemens] [NAC] [24 VDC, HORN HIGH] SL2HSCR-A (C), SL2HSCR-AL (C), SL2HSCR-F (C), SL2HSCR-FB (C), SL2HSCR-N (C), SL2HSCW-A (C), SL2HSCW-AL (C), SL2HSCW-F (C), SL2HSCW-FB (C), SL2HSCW-N (C)
55c469cc-44ff-4a3f-8b1d-466b36ec921f | NFPA 170 SPEAKER STROBE |  |  | North | Siemens |  | Speaker/Strobe |  |  |  | Module | TRUE | SEH-MC-W | S54360-F10-A2 | HIGH FIDELITY SPEAKER STROBE, HIFI, WALL, 15/30/75/110 CD, WHITE | 1 | [12 empty] | #FF0070C0 | FA-NFPA 170 SPEAKER STROBE | 1 | FALSE | FALSE | FALSE | 2019 | [19 empty] | DESKTOP-7SAL8M7\acont | 2019-08-13 09:04 | THOR\acont | 2024-09-08 17:27 | B,T | [Siemens] [AUDIO 70.7v] [70V AUDIO] SEH-AMC-W-ALERT, SEH-HMC-R, SEH-HMC-R-B, SEH-HMC-W, SEH-HMC-W-ALERT, SEH-HMC-W-B, SEH-MC-R, SEH-MC-R-ALERT, SEH-MC-R-B, SEH-MC-W, SEH-MC-W-ALERT, SEH-MC-W-B, SEH-MC-W-BLANK, SEH-R, SEH-W, SEH-W-ALERT [Siemens] [AUDIO 25v] [25V AUDIO] SEH-AMC-W-ALERT, SEH-HMC-R, SEH-HMC-R-B, SEH-HMC-W, SEH-HMC-W-ALERT, SEH-HMC-W-B, SEH-MC-R, SEH-MC-R-ALERT, SEH-MC-R-B, SEH-MC-W, SEH-MC-W-ALERT, SEH-MC-W-B, SEH-MC-W-BLANK, SEH-R, SEH-W, SEH-W-ALERT [Siemens] [NAC] [VDC] SEFH-AMC-W-ALERT, SEFH-MC-R, SEFH-MC-R-ALERT, SEFH-MC-W, SEFH-MC-W-ALERT, SEFH-MC-W-BLANK, SEF-MC-R, SEF-MC-W, SEH-MC-R, SEH-MC-R-ALERT, SEH-MC-R-B, SEH-MC-W, SEH-MC-W-ALERT, SEH-MC-W-B, SEH-MC-W-BLANK
c20c92f4-af40-434e-bbf6-46731f9b45ef |  |  |  | North | Siemens | [5 empty] | Module | TRUE | 789260-2 | S54430-F310-A1 | POLE MOUNT (U-BOLT) - 2" | 1 | [12 empty] | #FFFFFFFF |  |  | FALSE | FALSE | FALSE | [20 empty] | DESKTOP-7SAL8M7\acont | 2019-08-13 09:04 | THOR\acont | 2024-10-09 10:48
65e7bb5d-2c10-4e53-ba0b-4677590bcdb4 |  |  |  | North | Siemens | [5 empty] | Module | TRUE | MSI-B6F | 500-895301 | METAL INTELLIGENT MANUAL STATION | 1 | [12 empty] | #FFFFFFFF |  |  | FALSE | FALSE | FALSE | [20 empty] | DESKTOP-7SAL8M7\acont | 2019-08-13 09:04 | THOR\acont | 2024-10-09 10:48
7ec21e32-fea0-4bf5-bd2f-4680b8cfa647 | CADGEN CARD READER |  |  | North | Identive | Security/Access Control | Card Reader |  |  |  | Module | TRUE | 8216ABP00dk | ++ | Card reader w/Keypad, Single Gang Mount | 1 | 0.11 | 0.15 |  |  | 12 |  | FALSE | [5 empty] | #FFFF0000 | FA-CADGEN CARD READER | 1 | FALSE | FALSE | FALSE | 5000 | [13 empty] | FALSE | [5 empty] | THOR\acont | 2024-02-22 16:27 | THOR\acont | 2024-09-08 17:27 | Cloned from HID 40K | [HID, Identive] [CARD READER INPUT] [*] [ALL DEVICES ++] 20, 20K, 40, 40K, 8216ABP00dk, R10, R15, R40, R90, RK40, RP40
c2a2e5de-1acb-4c6a-8ffd-4694b9afd9be |  |  |  | North | Bosch | [5 empty] | Module | TRUE | NDA-5030-PIP-RO | * | ***(Ross)Pendant interface plate NDE-4/5000 (QUOTE 7000077509/4) | 1 | [12 empty] | #FFFFFFFF |  |  | FALSE | FALSE | FALSE | [20 empty] | DESKTOP-7EIEB7A\acont | 2021-08-13 06:25 | THOR\acont | 2024-10-09 10:48
dbd7cce8-31da-4f9d-803c-4696de1a2a2c |  |  |  | North | Farenhyt |  | Cards & Components |  |  |  | Card | TRUE | ECS-50W-25V | + | 25V, 50 Watt Audio Amplifier Module | 1 | 0.1 | 0.235 |  |  |  |  | TRUE | FALSE |  |  |  |  | #FFFFFFFF |  |  | FALSE | FALSE | FALSE | [14 empty] | FALSE | [5 empty] | DESKTOP-7EIEB7A\acont | 2021-12-08 14:03 | THOR\acont | 2024-10-09 10:48 | Cloned from Firelite ECC-50W-25V | [Farenhyt] [VBUS] ECS-125DA (25V) Main Board, ECS-125DA (70V) Main Board, ECS-125W (25V), ECS-125W (70V), ECS-50BDA Main Board (100W, 25V), ECS-50BDA Main Board (100W, 70V), ECS-50W Main Board (50W, 25V), ECS-50W Main Board (50W, 70V), ECS-50W-25V, E [Farenhyt] [SBUS] ECS-125DA (25V) Main Board, ECS-125DA (70V) Main Board, ECS-125W (25V), ECS-125W (70V), ECS-50BDA Main Board (100W, 25V), ECS-50BDA Main Board (100W, 70V), ECS-50W Main Board (50W, 25V), ECS-50W Main Board (50W, 70V), ECS-50W-25V, E
1c781370-e70f-463b-8826-46a30f72ed19 | NFPA 170 SMOKE DETECTOR |  |  | North | System Sensor |  | Smoke Detector |  |  |  | Module | TRUE | 1451DH | ++ | Ionization Detector Head, DH400I & DH400ACDCI | 1 | 0.00012 | 0.1 |  |  |  |  | FALSE | TRUE |  |  |  |  | #FFFF0000 | FA-NFPA 170 SMOKE DETECTOR | 1 | FALSE | FALSE | FALSE | 1408 | [13 empty] | FALSE | [7 empty] | THOR\acont | 2024-09-08 17:27 | 20191121 AC Detector without base | [Chemtronics, Firelite, MIRCOM, Notifier, System Sensor] [IDC] 01 [*] [IDC 2-WIRE ++] 1151 (C), 1151EIS (C), 1400 (C), 1451 (C), 1451DH (C), 1451DHHT (C), 2100AT (C), 2100S (C), 2100TR (C), 2100TS (C), 2151 w/B110LP (C), 2151 w/B116LP (C), 2151 w/B401 (C
b4bd10b5-33ec-4eb1-b84d-46ae28843f8d | NFPA 170 SPEAKER STROBE |  |  | North | Eaton Wheelock |  | Speaker/Strobe |  |  |  | Module | TRUE | LSPSTW3-NA |  | WALL SPEAKER STROBE, WHITE, NONE, AMBER | 1 | [6 empty] | TRUE | [5 empty] | #FF0070C0 | FA-NFPA 170 SPEAKER STROBE | 1 | FALSE | FALSE | FALSE | 2020 | [19 empty] | DESKTOP-7EIEB7A\acont | 2021-04-12 12:12 | THOR\acont | 2024-09-08 17:27 | Cloned from Eaton Wheelock LSPSTR3-ALA | [Eaton Wheelock] [AUDIO 70.7v] [70V AUDIO] LSPKC (C), LSPKRC (C), LSPKRC-AL (C), LSPKRC-N (C), LSPKWC (C), LSPKWC-AL (C), LSPKWC-N (C), LSPSTC3 (C), LSPSTR3, LSPSTR3-AL, LSPSTR3-ALA, LSPSTR3-N, LSPSTR3-NA, LSPSTRC3 (C), LSPSTRC3-AL (C), LSPSTW3, LSPSTW3- [Eaton Wheelock] [AUDIO 25v] [25V AUDIO] LSPKC (C), LSPKRC (C), LSPKRC-AL (C), LSPKRC-N (C), LSPKWC (C), LSPKWC-AL (C), LSPKWC-N (C), LSPSTC3 (C), LSPSTR3, LSPSTR3-AL, LSPSTR3-ALA, LSPSTR3-N, LSPSTR3-NA, LSPSTRC3 (C), LSPSTRC3-AL (C), LSPSTW3, LSPSTW3-AL [Eaton Wheelock] [NAC] LSPSTR3, LSPSTR3-AL, LSPSTR3-ALA, LSPSTR3-N, LSPSTR3-NA, LSPSTW3, LSPSTW3-AL, LSPSTW3-ALA, LSPSTW3-N, LSPSTW3-NA
bafa4f04-cf36-4e4a-857d-46ae60819894 | NFPA 170 HORN |  |  | North | Kidde |  | Horn |  |  |  | Module | TRUE | WG4RF-H |  | Outdoor rated horn, red with FIRE marking | 1 | [6 empty] | FALSE | [5 empty] | #FF0070C0 | FA-NFPA 170 HORN | 1 | FALSE | FALSE | FALSE | 2010 | [13 empty] | FALSE |  |  | WP |  |  | DESKTOP-7EIEB7A\acont | 2022-01-05 12:33 | THOR\acont | 2024-09-08 17:27 | Cloned from Edwards WG4RF-H
81308e6e-3fa1-4286-b37a-46b612932996 | NFPA 170 SMOKE DETECTOR |  |  | North | Kidde |  | Smoke Detector |  |  |  | Module | TRUE | KI-PCD w/KI-ABDT BASE | ++ | Photoelectric smoke and carbon monoxide life safety detector, | 1 | 5.1e-05 | 6.8e-05 |  |  |  |  | FALSE | TRUE |  |  |  |  | #FFFF0000 | FA-NFPA 170 SMOKE DETECTOR | 1 | FALSE | FALSE | FALSE | 1408 | [13 empty] | FALSE | [5 empty] | DESKTOP-7SAL8M7\acont | 2020-01-02 08:38 | THOR\acont | 2024-10-08 16:26 | Cloned from Edwards SIGA-PCD w/SIGA-AB4GT BASE | [Edwards, Kidde] [SLC EST MODULES/SENSORS] 01 [*] [iO64] DS-HFS (C), DS-PS (C), FX-HD w/IB4U BASE, FX-HD w/RB4U BASE, FX-HD w/SB4U BASE, FX-HD w/SB4U-LF BASE, FX-HD wB4U BASE, FX-PD w/B4U BASE (C), FX-PD w/IB4U BASE (C), FX-PD w/SB4U BASE (C), FX-PD w/SB [Edwards, Kidde] [SLC EST SENSORS] 01 [*] [EST3, iO1000] DS-HFS (C), DS-PS (C), FX-HD w/IB4U BASE, FX-HD w/RB4U BASE, FX-HD w/SB4U BASE, FX-HD w/SB4U-LF BASE, FX-HD wB4U BASE, FX-PD w/B4U BASE (C), FX-PD w/IB4U BASE (C), FX-PD w/SB4U BASE (C), FX-PD w/SB [Edwards, Kidde] [AUX POWER] KI-COD w/KI-ABDT BASE (C), KI-HCD w/KI-ABDT BASE, KI-HRD w/KI-ABDT BASE, KI-PCD w/KI-ABDT BASE (C), KI-PD w/KI-ABDT BASE (C), KI-PHCD w/KI-ABDT BASE (C), KI-PHD w/KI-ABDT BASE (C), KIR-COD w/KI-ABDT BASE (C), KIR-HCD w/KI-ABD [Kidde] [SLC EST SENSORS] [*] [#4 TYPE ADDR ¦ SENSORS] DS-HFS (C), DS-PS (C), FX-HD w/IB4U BASE, FX-HD w/RB4U BASE, FX-HD w/SB4U BASE, FX-HD w/SB4U-LF BASE, FX-HD wB4U BASE, FX-PD w/B4U BASE (C), FX-PD w/IB4U BASE (C), FX-PD w/SB4U BASE (C), FX-PD w/SB4U [Kidde] [SLC EST MODULES SENSORS] [*] [#2 SHARED ADDR ¦ SENSORS] DS-HFS (C), DS-PS (C), FX-HD w/IB4U BASE, FX-HD w/RB4U BASE, FX-HD w/SB4U BASE, FX-HD w/SB4U-LF BASE, FX-HD wB4U BASE, FX-PD w/B4U BASE (C), FX-PD w/IB4U BASE (C), FX-PD w/SB4U BASE (C), FX
9efb5c0a-13b3-4d18-93b7-46bab5242673 | NFPA 170 SOLENOID VALVE |  |  | North | BERMAD |  | Solenoid |  |  |  | Module | TRUE | BE370D-U-B5-87 | ++ | 3-way solenoid valve, Ex d standard type | 1 | 0 | 0.333 |  |  |  |  | FALSE | [5 empty] | #FFFF0000 | FA-NFPA 170 SOLENOID VALVE | 1 | FALSE | FALSE | FALSE | 1701 | [13 empty] | FALSE | [5 empty] | THOR\acont | 2024-08-02 12:14 | THOR\acont | 2024-09-08 17:27 | Cloned from BERMAD BE370D-B2-88 CLONED | [ASCO, BERMAD, Fenwal, Generic, Pyro-Chem, Skinner, Viking] [AUX POWER, RELEASING] [*] [INPUT TYPE] 11601, 11602, 13215, 13843, 13844, 486500-01, 73218BN4UN00, 8210G009, BE370D-B2-87, BE370D-B2-88, BE370D-B5-87, BE370D-B5-87N, BE370D-B5-88, BE370D-B5-88N
daa389cb-6f22-4836-a99b-46bd042cca25 |  |  |  | North | Edwards |  | Hardware |  |  |  | Hardware | TRUE | 75162SLN |  | 16/2 Solid, OS printed "Line Signal Cable" CM/FPL | 1 | [6 empty] | FALSE | [5 empty] | #FFFFFFFF |  |  | FALSE | FALSE | FALSE | [14 empty] | FALSE | [7 empty] | THOR\acont | 2024-10-09 10:48
842d4b07-9c8a-4f14-b96a-46bd3eac0438 | NFPA 170 FIRE ALARM CONTROL UNIT | RISER FACP |  | North | Hochiki |  | Fire Alarm Control Unit |  |  |  | Assembly | TRUE | HCA-2D (2-ZONES) WITH DIALER | + | CONVENTIONAL FIRE ALARM CONTROL PANEL | 1 | [6 empty] | FALSE |  |  | *Refer to Install Sheet |  |  | #FFFF0000 | FA-NFPA 170 FIRE ALARM CONTROL UNIT | 1 | FALSE | FALSE | FALSE | 202 | [8 empty] | 7,12,18 |  |  |  |  | TRUE | [5 empty] | DESKTOP-0D6CQVA\lousc | 2019-10-06 14:35 | THOR\acont | 2024-09-08 17:27 | from Hochiki HCA-2 (2-ZONES) |  | [Hochiki] HCA-2 (2-ZONES), HCA-2D (2-ZONES) WITH DIALER [Hochiki] HCA-2 (2-ZONES), HCA-2D (2-ZONES) WITH DIALER, HCA-4 (4-ZONES), HCA-4D (4-ZONES) WITH DIALER, HCA-8 (8-ZONES), HCA-8D (8-ZONES) WITH DIALER [Hochiki] HCA-2 (2-ZONES), HCA-2D (2-ZONES) WITH DIALER, HCA-4 (4-ZONES), HCA-4D (4-ZONES) WITH DIALER, HCA-8 (8-ZONES), HCA-8D (8-ZONES) WITH DIALER
96c14cbe-64de-44de-a06d-46bf3cb3a342 |  |  |  | North | Bosch | [5 empty] | Module | TRUE | NDA-WMT4S-MICDOME | * | 4S Eclectrial Box Mount | 1 | [12 empty] | #FFFFFFFF |  |  | FALSE | FALSE | FALSE | [20 empty] | DESKTOP-7EIEB7A\acont | 2021-08-13 06:25 | THOR\acont | 2024-10-09 10:48
bb539d7d-7163-4a2e-93c4-46c2ffd074ec | NFPA 170 SMOKE DETECTOR |  |  | North | Notifier |  | Smoke Detector |  |  |  | Module | TRUE | 1251B | ++ | Ionization Detector, 4-wire direct, 24VDC | 1 | 0.0002 | 0.0065 |  |  |  |  | FALSE | TRUE |  |  |  |  | #FFFF0000 | FA-NFPA 170 SMOKE DETECTOR | 1 | FALSE | FALSE | FALSE | 1408 | [13 empty] | FALSE | [7 empty] | THOR\acont | 2024-09-08 17:27 | 20191121 AC Detector without base | [Firelite, Macurco, Notifier, Silent Knight, System Sensor] [IDC] 01 [IDC 4-WIRE ++] 1251B (C), 1412B (C), 1424 (C), 2112/24AT (C), 2112/24S (C), 2112/24TS (C), 2112AITR (C), 2112ATR (C), 2112R (C), 2124AITR (C), 2124ATR (C), 2124R (C), 2151 w/B110RLP (C [Firelite, Macurco, Notifier, Silent Knight, System Sensor] [AUX POWER] [*] [AUX INPUT ++] 1251B (C), 1412B (C), 1424 (C), 2112/24AT (C), 2112/24S (C), 2112/24TS (C), 2112AITR (C), 2112ATR (C), 2112R (C), 2124AITR (C), 2124ATR (C), 2124R (C), 2151 w/B110
b72b1400-417f-48a1-86fe-46c92e50998e | NFPA 170 ADDRESSABLE INPUT MONITOR MODULE |  |  | North | Bosch |  | Addressable Module |  |  |  | Module | TRUE | DS7461I | ++ | Input module, single-zone, Multiplex | 1 | 0.0005 | 0.0005 | [10 empty] | #FFFF0000 | FA-NFPA 170 ADDRESSABLE INPUT MONITOR MODULE | 1 | FALSE | FALSE | FALSE | [20 empty] | DESKTOP-7EIEB7A\acont | 2021-08-13 06:25 | THOR\acont | 2024-09-08 17:27 |  | [Bosch] [SLC MUX BOSCH] [*] [#1 ++] D341/D7044M, D5601/D7044M, D7044, D7044M, D7050, D7050 w/D7050-B6 BASE (C), D7050TH w/D7050-B6 BASE (C), D7052, D7053, DS7432, DS7457i, DS7457iF, DS7460I, DS7461I, DS7465I, FMM-7045, FMM-7045-D | [Bosch] DS7457i, DS7457iF, DS7461I, DS7465I
2d1393cb-0af9-4088-8daf-46d13ef8b22a | NFPA 170 HEAT DETECTOR |  |  | North | Edwards |  | Heat Detector |  |  |  | Module | TRUE | SIGA2-HCOS w/SIGA-RB BASE | ++ | Heat / Carbon Monoxide Detector | 1 | 4.5e-05 | 4.5e-05 |  |  |  |  | FALSE | [5 empty] | #FFFF0000 | FA-NFPA 170 HEAT DETECTOR | 1 | FALSE | FALSE | FALSE | 1403 | [13 empty] | FALSE | [7 empty] | THOR\acont | 2024-10-08 16:33 | 20191121 AC Detector with base | [Edwards, Kidde] [SLC EST MODULES SENSORS] [*] [#2 SHARED ADDR ¦ SENSORS] KI-DDOS (C), SIGA2-COS w/SIGA-AB4G BASE, SIGA2-COS w/SIGA-AB4G-LF BASE, SIGA2-COS w/SIGA-AB4GT BASE, SIGA2-COS w/SIGA-IB BASE, SIGA2-COS w/SIGA-RB BASE, SIGA2-COS w/SIGA-SB BASE, S [Edwards, Kidde] [SLC EST MODULES/SENSORS] 01 [*] [iO64] DS-HFS (C), DS-PS (C), FX-HD w/IB4U BASE, FX-HD w/RB4U BASE, FX-HD w/SB4U BASE, FX-HD w/SB4U-LF BASE, FX-HD wB4U BASE, FX-PD w/B4U BASE (C), FX-PD w/IB4U BASE (C), FX-PD w/SB4U BASE (C), FX-PD w/SB [Edwards, Kidde] [SLC EST SENSORS] [*] [#4 TYPE ADDR ¦ SENSORS] KI-DDOS (C), SIGA2-COS w/SIGA-AB4G BASE, SIGA2-COS w/SIGA-AB4G-LF BASE, SIGA2-COS w/SIGA-AB4GT BASE, SIGA2-COS w/SIGA-IB BASE, SIGA2-COS w/SIGA-RB BASE, SIGA2-COS w/SIGA-SB BASE, SIGA2-HCOS [Edwards, Kidde] [SLC EST SENSORS] 01 [*] [EST3, iO1000] DS-HFS (C), DS-PS (C), FX-HD w/IB4U BASE, FX-HD w/RB4U BASE, FX-HD w/SB4U BASE, FX-HD w/SB4U-LF BASE, FX-HD wB4U BASE, FX-PD w/B4U BASE (C), FX-PD w/IB4U BASE (C), FX-PD w/SB4U BASE (C), FX-PD w/SB
1f5e9b63-ca6a-46e6-9c8e-46d8cc18b63b |  |  |  | North | Notifier |  | Hardware |  |  |  | Hardware | TRUE | BAT-12550 | + | (1) 12V 55 AH BATTERY | 1 | [6 empty] | FALSE | [5 empty] | #FFFFFFFF |  |  | FALSE | FALSE | FALSE | [14 empty] | FALSE | [5 empty] | DESKTOP-7EIEB7A\acont | 2021-04-06 17:06 | THOR\acont | 2024-10-09 10:48 | Cloned from Power Sonic PS-12550
3ffa6f6f-1675-42fc-be0d-46dcd8b5e817 |  |  |  | North | Monaco Enterprises |  | Hardware |  |  |  | Hardware | TRUE | 729-160-00 | + | CABINET:FOR TWO INTELLIGENT MODULES,RED | 1 | [6 empty] | TRUE | [5 empty] | #FFFFFFFF |  |  | FALSE | FALSE | FALSE | [20 empty] | DESKTOP-7SAL8M7\acont | 2020-02-23 09:37 | THOR\acont | 2024-10-09 10:48 | Cloned from System Sensor BB-2
b99decb4-0c60-4255-83ac-46e59b9ac939 | NFPA 170 HEAT DETECTOR |  |  | North | Hochiki |  | Heat Detector |  |  |  | Module | TRUE | DCD-190 w/NS4-220 STANDARD BASE | DCD-190 w/NS4-220 STANDARD BASE | HEAT DETECTOR w/ STANDARD BASE | 1 |  | 0.196 |  |  |  |  | TRUE | TRUE |  | *Refer to Install Sheet |  |  | #FFFF0000 | FA-NFPA 170 HEAT DETECTOR | 1 | FALSE | FALSE | FALSE | 1403 | [19 empty] | DESKTOP-0D6CQVA\lousc | 2019-10-12 07:53 | THOR\acont | 2024-09-08 17:27 | Cloned from Hochiki DCD-135 w/NS4-220 STANDARD BASE | [Hochiki] [IDC] 01 [IDC] DCD-135 w/HSC-220L LATCHING LED BASE (C), DCD-135 w/HSC-220R - 2 WIRE RELAY BASE (C), DCD-135 w/HSC-221L LATCHING LED BASE (C), DCD-135 w/HSC-221R - 2 WIRE RELAY BASE (C), DCD-135 w/HSC-224L LATCHING LED BASE (C), DCD-135 w
8e2fe21a-a5a8-446d-86fe-46e9996a0a4c | NFPA 170 REMOTE INDICATOR |  |  | North | Hochiki |  | Remote Indicator |  |  |  | Module | TRUE | MS-RA/P | REMOTE ALARM INDICATOR | REMOTE ALARM INDICATOR | 1 | 0.003 | 0.003 |  |  |  |  | TRUE |  |  | *Refer to Install Sheet |  |  | #FFFF0000 | FA-NFPA 170 REMOTE INDICATOR | 1 | FALSE | FALSE | FALSE | 2016 | [19 empty] | DESKTOP-0D6CQVA\lousc | 2019-10-12 10:34 | THOR\acont | 2024-09-08 17:27 | Cloned from Hochiki MS-KA/R | [Hochiki] [RTS] [ALARM LED] MS-KA/P/R, MS-KA/R, MS-RA, MS-RA/P, MS-RA/P/R, MS-RA/R, MS-RH/KA/P/R [Hochiki] [RTS] [HORN] MS-KA/P/R, MS-KA/R, MS-RA, MS-RA/P, MS-RA/P/R, MS-RA/R, MS-RH/KA/P/R [Hochiki] [RTS] [PILOT LED] MS-KA/P/R, MS-KA/R, MS-RA, MS-RA/P, MS-RA/P/R, MS-RA/R, MS-RH/KA/P/R
ad0efad9-ca1f-4369-a41f-46fb16eb3255 | NFPA 170 SPEAKER CEILING |  |  | North | Kidde |  | Speaker |  |  |  | Module | TRUE | GCHFWF-S7 |  | 70V Speaker, White, FIRE | 1 | [6 empty] | FALSE | TRUE |  |  |  |  | #FF0070C0 | FA-NFPA 170 SPEAKER CEILING | 1 | FALSE | FALSE | FALSE | 2019 | [13 empty] | FALSE |  |  | C |  |  | DESKTOP-7SAL8M7\acont | 2020-01-02 08:13 | THOR\acont | 2024-09-08 17:27 | Cloned from Edwards GCHFWF-S7 | [Edwards, Kidde] [AUDIO 70.7v] [70V AUDIO] G4F-S7, G4F-S7V1575, G4F-S7VM, G4HFRF-S7, G4HFRF-S7VMC, G4HFRN-S7, G4HFRN-S7VMC, G4HFWA-S7, G4HFWA-S7VMA, G4HFWA-S7VMC, G4HFWF-S7, G4HFWF-S7VMC, G4HFWN-S7, G4HFWN-S7VMA, G4HFWN-S7VMB, G4HFWN-S7VMC, G4RF-S7, G4RF
a859ce35-e699-469d-aaaf-46fd00678777 | NFPA 170 STROBE WALL |  |  | North | Potter |  | Strobe |  |  |  | Module | TRUE | SLP-24WR-WP |  | Outdoor Strobe, Fixed 75 Candela, Low Profile Enclosure, Red | 1 | 0 | 0.112 |  |  |  |  | FALSE | [5 empty] | #FF0070C0 | FA-NFPA 170 STROBE WALL | 1 | FALSE | FALSE | FALSE | 2023 | [13 empty] | FALSE |  |  | WP |  |  |  |  | THOR\acont | 2024-09-08 17:27 |  | [Potter] [NAC] [24 VDC] S-24PWR-WP, S-24PWW-WP, S-24WR-WP, S-24WW-WP, SLP-24PWR-WP, SLP-24PWW-WP, SLP-24WR-WP, SLP-24WW-WP [Potter] [NAC] [UL MAX] S-24PWR-WP, S-24PWW-WP, SLP-24PWR-WP, SLP-24PWW-WP, SLP-24WR-WP, SLP-24WW-WP
cb796e98-365b-469b-aa15-4709a9642933 | NFPA 170 WIRELESS CONTROL UNIT |  |  | North | Bosch |  | Wireless Control Unit |  |  |  | Module | TRUE | RFRP2 | ++ | Wireless Repeater | 1 | 0.027 | 0.027 |  |  | 12 | [7 empty] | #FFFF0000 | FA-NFPA 170 WIRELESS CONTROL UNIT | 1 | FALSE | FALSE | FALSE | [17 empty] | RPT |  |  | DESKTOP-7EIEB7A\acont | 2022-07-26 16:30 | THOR\acont | 2024-09-08 17:27 | Cloned from Bosch B810 | [BluePoint, Bosch, Honeywell] [AUX POWER] [*] [12VDC ++] BP01-302, BP01-303, D125B, D185, DS1101i, DS1102i, DS1103i, DS1108i, DS936 (C), DS9360 (C), DS936B (C), DS936-CHI (C), DS936-FRA (C), DS937 (C), DS9370 (C), DS9371 (C), DS939 (C), DS939-CHI (C), EN [BluePoint, Bosch] [BOSCH WIRELESS] [ALL DEVICES ++] BP01-302, BP02-202M, BP02-202P, BP02-A202M, BP02-A202P, BP02-A202PH, BP03-302, BP03-A102M, BP03-A102P, RFBT-A, RFDL-11, RFDL-11-A, RFDL-11-CHI, RFDW-RM, RFDW-RM-A, RFDW-RM-CHI, RFDW-SM, RFDW-SM-A, RFDW
ecc3b818-5dec-4a42-8656-470c23be9fee |  |  |  | North | Potter | [5 empty] | Assembly | TRUE | AE-14 |  | 14 Card Expansion Enclosure | 1 | [6 empty] | FALSE | [5 empty] | #FFFFFFFF |  |  | FALSE | FALSE | FALSE |  |  |  | 7165-0328:0195 | [5 empty] | 7,12,18 |  |  |  |  | TRUE | [7 empty] | THOR\acont | 2024-10-09 10:48
7d78334d-8422-4764-8a9d-470d8cf8e730 |  |  |  | North | Edwards |  | Cards & Components |  |  |  | Card | TRUE | 3-OPS | n | Off Premises Signaling Module | 1 | 0.053 | 0.147 |  |  |  |  | TRUE | [5 empty] | #FFFFFFFF |  |  | FALSE | FALSE | FALSE | [22 empty] | THOR\acont | 2024-10-09 10:48
a93fbd70-e1bf-4c05-92e8-47114d73e05f | NFPA 170 AMPLIFIER RACK | RISER AMP |  | North | Monaco Enterprises |  | Amplifier |  |  |  | Assembly | TRUE | 703-164-00 (70V) | + | Audio Booster 160W, 115 VAC, 50/60 Hz, no power for strobe circuits | 1 | [6 empty] | FALSE | [5 empty] | #FFFF0000 | FA-NFPA 170 AMPLIFIER RACK | 1 | FALSE | FALSE | FALSE | 300 | [8 empty] | 7,12,18,26 |  |  | 7.5 | 50 | TRUE | [5 empty] | DESKTOP-7SAL8M7\acont | 2020-04-02 09:53 | THOR\acont | 2024-09-08 17:27 | Cloned from Monaco Enterprises 703-167-00 (70V)
55d06387-80e2-4380-9650-4711affd446b | NFPA 170 HORN STROBE |  |  | North | Eaton Wheelock |  | Horn/Strobe |  |  |  | Module | TRUE | DB1/SM87HXB |  | Explosionproof Xenon 5J; Sounder up to 110dB(A), LM25 or stainless steel construction, red finish. | 1 | 0 | 0 |  |  |  |  | FALSE | [5 empty] | #FF0070C0 | FA-NFPA 170 HORN STROBE | 1 | FALSE | FALSE | FALSE | 2023 | [13 empty] | FALSE |  |  | XP |  |  | DESKTOP-7EIEB7A\acont | 2022-01-25 12:42 | THOR\acont | 2024-09-08 17:27 | Cloned from Eaton Wheelock XB1602460ANNR | [Eaton Wheelock] [NAC] [24 VDC] DB1/SM87HXB
bfc39df8-8045-4a2d-b6dc-471d2d5a7ec2 | NFPA 170 DOCUMENT BOX |  |  | North | Space Age Electronics |  | Miscellaneous |  |  |  | Assembly | TRUE | SSU00625 | Accessories | Drawing Storage Box, Red 6” x 37” tall 4 ¼" deep | 1 | 0 | 0 |  |  |  |  | TRUE |  | Surface Mounted |  |  |  | #FFFF0000 | FA-NFPA 170 DOCUMENT BOX | 1 | FALSE | FALSE | FALSE | [20 empty] | THOR\acont | 2025-02-07 08:50 | THOR\acont | 2025-02-07 08:52 | Cloned from Space Age Electronics SSU00672
9a0f96b3-8856-4c0c-8805-471ef6437073 | NFPA 170 HORN STROBE |  |  | North | System Sensor |  | Horn/Strobe |  |  |  | Module | TRUE | P2RHK | ++ | 2-Wire Horn Strobe, High cd, Red, Outdoor | 1 | [6 empty] | FALSE | FALSE |  |  |  |  | #FF0070C0 | FA-NFPA 170 HORN STROBE | 1 | FALSE | FALSE | FALSE | 2012 | [13 empty] | FALSE | [7 empty] | THOR\acont | 2024-09-08 17:27 |  | [System Sensor] [NAC] [16-33VDC, TEMPORAL HIGH] P2RHK, P2RHK-P, P2WHK, P2WHK-P [System Sensor] [NAC] [16-33VFWR, TEMPORAL HIGH] P2RHK, P2RHK-P, P2WHK, P2WHK-P
4e59a66e-758c-4ea4-8654-472618ded300 | NFPA 170 FIRE ALARM CONTROL UNIT | RISER FACP |  | North | Siemens |  | Fire Alarm Control Unit |  |  |  | Assembly | TRUE | C-Mod-FACP |  | Large voice system assembly | 1 | [12 empty] | #FFFF0000 | FA-NFPA 170 FIRE ALARM CONTROL UNIT | 1 | FALSE | FALSE | FALSE | 202 | [13 empty] | TRUE | [5 empty] | DESKTOP-7SAL8M7\acont | 2020-01-09 14:44 | THOR\acont | 2024-09-08 17:27 | Cloned from Siemens XLS
cce51682-eced-419b-882f-472b2471a7b9 |  |  |  | North | Potter | [5 empty] | Assembly | TRUE | P100 |  | Fire Alarm Control Panel | 1 | [6 empty] | FALSE | [5 empty] | #FFFFFFFF |  |  | FALSE | FALSE | FALSE | [9 empty] | 7,12,18 |  |  |  |  | TRUE | [7 empty] | THOR\acont | 2024-10-09 10:48
8707d1fb-23b5-4118-9180-4730a2da6339 | NFPA 170 HORN |  |  | North | Edwards |  | Horn |  |  |  | Module | TRUE | WG4WN-H |  | Outdoor rated horn, white without marking | 1 | [6 empty] | FALSE | [5 empty] | #FF0070C0 | FA-NFPA 170 HORN | 1 | FALSE | FALSE | FALSE | 2010 | [13 empty] | FALSE |  |  | WP |  |  |  |  | THOR\acont | 2024-09-08 17:27
76f81925-5085-4812-beb9-47371d9da0fa |  |  |  | North | Edwards |  | Hardware |  |  |  | Hardware | TRUE | 2-LFKR |  | OBSOLETE - Red Semi-Flush Trim Kit for 2-WB3R | 1 | [6 empty] | FALSE | [5 empty] | #FFFFFFFF |  |  | FALSE | FALSE | FALSE | [14 empty] | FALSE | [7 empty] | THOR\acont | 2024-10-09 10:48
06eca4e4-bf24-4cf9-b2b7-474c5d7fc03c |  |  |  | North | MIRCOM | [5 empty] | Module | TRUE | M500-BK-2 | new | M500 Series Mounting Bracket. Holds up to 2 modules in a BBX-FXMNS enclosure. | 1 | [12 empty] | #FFFFFFFF |  |  | FALSE | FALSE | FALSE | [22 empty] | THOR\acont | 2024-10-09 10:48
c1a903ec-92c2-44c7-8955-4750867df9d1 | NFPA 170 HEAT DETECTOR |  |  | North | Notifier |  | Heat Detector |  |  |  | Module | TRUE | NH-100H | ++ | Intelligent fixed high-temperature thermal detector; 190° F (88° C); B210LP base included. | 1 | 0.0003 | 0.0065 |  |  |  |  | FALSE | TRUE |  |  |  |  | #FFFF0000 | FA-NFPA 170 HEAT DETECTOR | 1 | FALSE | FALSE | FALSE | 1403 | [13 empty] | FALSE | [7 empty] | THOR\acont | 2024-09-08 17:27 | 20191121 AC Detector without base | [Honeywell, Notifier, System Sensor] [SLC SENSORS] [*] [#4 TYPE ADDR ¦ SENSORS] 2251B (C), 2251-COPTIR (C), 2251-COPTIR w/B200S-WH (C), 2251TB (C), 2251TMB (C), 5251B (C), 5251B-WP (C), 5251H (C), 5251RB (C), 5251RB-WP (C), 7251 (C), 7251DH (C), DH200LP [Honeywell, Notifier, System Sensor] [SLC MODULES SENSORS] [*] [#2 SHARED ADDR ¦ SENSORS] 2251B (C), 2251-COPTIR (C), 2251-COPTIR w/B200S-WH (C), 2251TB (C), 2251TMB (C), 5251B (C), 5251B-WP (C), 5251H (C), 5251RB (C), 5251RB-WP (C), 7251 (C), 7251DH (C)
e52f9795-fece-4fb4-afe7-475667e6c583 | NFPA 170 HEAT DETECTOR |  |  | North | Gamewell FCI |  | Heat Detector |  |  |  | Module | TRUE | ATD-RL2F w/B300-6 |  | Intelligent Addressable 135°F (57°C)/RofR Thermal Detector w/ Flashscan, Plug-in Detector Base | 1 | 0.0003 | 0.0003 |  |  |  |  | FALSE | TRUE | FLUSH |  | 4" SQ. DEEP | 3 "O" PLASTER RING | #FFFF0000 | FA-NFPA 170 HEAT DETECTOR | 1 | FALSE | FALSE | FALSE | 1403 |  |  | 7270-0028:0196 | [10 empty] | FALSE | [5 empty] | DESKTOP-7EIEB7A\acont | 2021-10-14 11:45 | THOR\acont | 2024-09-08 17:27 | Cloned from Gamewell FCI ATD-RL2F w/B210LP | [Gamewell FCI] [SLC MODULES SENSORS] [*] [#2 SHARED ADDR ¦ SENSORS] ADPF (C), ASD-PL2F w/B200S-LF-WH (C), ASD-PL2F w/B210LP (C), ASD-PL2FR (C), ASD-PL3 w/B200S-LF-WH (C), ASD-PL3 w/B200SR-LF-WH (C), ASD-PL3 w/B200SR-WH (C), ASD-PL3 w/B224BI-WH (C), ASD-P [Gamewell FCI] [SLC SENSORS] [*] [#4 TYPE ADDR ¦ SENSORS] ADPF (C), ASD-PL2F w/B200S-LF-WH (C), ASD-PL2F w/B210LP (C), ASD-PL2FR (C), ASD-PL3 w/B200S-LF-WH (C), ASD-PL3 w/B200SR-LF-WH (C), ASD-PL3 w/B200SR-WH (C), ASD-PL3 w/B224BI-WH (C), ASD-PL3 w/B224R
69c94c74-80d5-41bc-97be-4756912c53f4 | NFPA 170 AMPLIFIER RACK | RISER AMP |  | North | Potter |  | Cards & Components |  |  |  | Card | TRUE | SCA-5070 (25V) Main Board | + | Main Board | 1 | 0.058 | 0.608 |  |  |  |  | TRUE | [5 empty] | #FFFF0000 | FA-NFPA 170 AMPLIFIER RACK | 1 | FALSE | FALSE | FALSE | 300 | [13 empty] | FALSE | [5 empty] | DESKTOP-7EIEB7A\acont | 2021-12-21 08:40 | THOR\acont | 2024-09-08 17:27 | Cloned from Potter SCA-5070 (25V) | [Potter] [V-LINK] [#2 V-LINK] DCA-10025 (25V) Main Board, DCA-10025 (70V) Main Board, DCA-5025 (25V) Main Board, LOC-1000 Main Board, SCA-10070 (25V) Main Board, SCA-10070 (70V) Main Board, SCA-2525 (25V) Main Board, SCA-2570 (25V) Main Board, SCA-2570 ( [Potter] [P-LINK] [*] [P-LINK] DCA-10025 (25V) Main Board, DCA-10025 (70V) Main Board, DCA-5025 (25V) Main Board, FFT-1000 Main Board, LOC-1000 Main Board, SCA-10070 (25V) Main Board, SCA-10070 (70V) Main Board, SCA-2525 (25V) Main Board, SCA-2570 (25V) [Advanced, Potter] [VAC ] [120VAC] AFC-100 Main Board, AFC-1000 Main Board, AFC-50 Main Board, ARC-100 Main Board, AX-PSN104 Main Board, AX-PSN106 Main Board, AX-PSN108 Main Board, AX-PSN-64 Main Board, DCA-10025 (25V) Main Board, DCA-10025 (70V) Main Bo | [Potter] DCA-10025 (25V) Main Board, DCA-5025 (25V) Main Board, SCA-10070 (25V) Main Board, SCA-2525 (25V) Main Board, SCA-2570 (25V) Main Board, SCA-5025 (25V) Main Board, SCA-5070 (25V) Main Board
1a99a660-8718-4536-826d-47576d61d37e | NFPA 170 SURGE SUPPRESSOR |  |  | North | Space Age Electronics |  | Surge Supressor |  |  |  | Module | TRUE | T32-DG w/Snap Track |  | 2 Pair / 4 Wire Surge Module, 32v | 1 | [6 empty] | TRUE | [5 empty] | #FFFF0000 | FA-NFPA 170 SURGE SUPPRESSOR | 1 | FALSE | FALSE | FALSE | [14 empty] | FALSE |  |  | 24v |  |  | DESKTOP-7EIEB7A\acont | 2021-08-26 08:07 | THOR\acont | 2024-09-08 17:27 | Cloned from Space Age Electronics T12-DG w/Snap Track | [Space Age Electronics] [SURGE PROTECTION] [#2] RJ1448-MD w/Snap Track, T05-DG w/Snap Track, T120-DG w/Snap Track, T12-DG w/Snap Track, T24-DG w/Snap Track, T32-DG w/Snap Track, T36-DG w/Snap Track, T48-DG w/Snap Track, T70-DG w/Snap Track, T90-DG w/Snap [Space Age Electronics] [SURGE PROTECTION] [ALL DEVICES ++] E120V-GT, RJ1448-MD w/Snap Track, T05-DG w/Snap Track, T120-DG w/Snap Track, T12-DG w/Snap Track, T24-DG w/Snap Track, T32-DG w/Snap Track, T36-DG w/Snap Track, T48-DG w/Snap Track, T70-DG w/Sna
8cce906f-1259-4e18-941c-4757aeed96a4 | NFPA 170 SMOKE DETECTOR |  |  | North | System Sensor |  | Smoke Detector |  |  |  | Module | TRUE | COSMO-2W | + | 12/24 volt, 2-wire, system-connected, combination carbon monoxide/smoke detector with RealTest technology | 1 |  | 0.05 |  |  |  |  | TRUE | TRUE |  |  |  |  | #FFFF0000 | FA-NFPA 170 SMOKE DETECTOR | 1 | FALSE | FALSE | FALSE | 1408 | [16 empty] | CO |  |  |  |  | THOR\acont | 2024-09-08 17:27 | 20191121 AC Detector without base | [Monaco Enterprises, System Sensor] [IDC] 02 [*] 723-002-00 w/B110LP (C), 723-002-00 w/B116LP (C), 723-002-00 w/B401 (C), 723-003-00 w/B110LP (C), 723-003-00 w/B116LP (C), 723-340-01 (C), COSMO-2W (C)
d2289283-3f93-48db-97d8-475b302241a3 | NFPA 170 FIRE ALARM CONTROL UNIT | RISER FACP |  | North | Monaco Enterprises |  | Fire Alarm Control Unit |  |  |  | Assembly | TRUE | 227-969-CE |  | MAAP-X point reporting, addressable, fire alarm control, mass notification, voice evacuation panel, integrated radio transceiver—single comm, Europe:  One AAC II backplane for ADCs/SOCs One ADC supporting 198 addressable devices One SOC, 25 VAC RMS, 32W audio output NEMA 3R surface-mount red enclosure24" H x 24" W x 8" D Two 12V/18 Ah batteries | 1 | [12 empty] | #FFFF0000 | FA-NFPA 170 FIRE ALARM CONTROL UNIT | 1 | FALSE | FALSE | FALSE | 202 | [8 empty] | 18 |  |  |  |  | TRUE | [5 empty] | AULAPTOP-PC\Aulaptop | 2019-04-20 03:50 | THOR\acont | 2024-09-08 17:27
54470534-6ac3-4b81-8b24-475b41d11edf | NFPA 170 NON ADDRESSABLE RELAY |  |  | North | Edwards |  | Non-Addressable Relay |  |  |  | Module | TRUE | MR701/S |  | SPDT Relay /w LED, & Metal Enclosure | 1 | 0 | 0.03 |  |  |  |  | FALSE | [5 empty] | #FFFF0000 | FA-NFPA 170 NON ADDRESSABLE RELAY | 1 | FALSE | FALSE | FALSE | 1300 | [13 empty] | FALSE | [7 empty] | THOR\acont | 2024-09-08 17:27 |  | [Edwards] [AUX POWER] MR701/S, MR701/T
0839ad28-7265-4211-80f0-475d374f9dd6 |  |  |  | North | Simplex |  | Cards & Components |  |  |  | Card | TRUE | 4010-9622 Main Board | ++ | Main Board/Power Supply | 1 | 0.411 | 0.655 | 6.655 |  |  |  | TRUE | [5 empty] | #FFFFFFFF |  |  | FALSE | FALSE | FALSE | [9 empty] | 7,12,18,26,33,55,65,110 |  |  |  |  | TRUE | [5 empty] | THOR\acont | 2024-11-06 11:50 |  |  | Cloned from Autocall A010-9622 Main Board |  | [Autocall, Simplex] 4010-9622 Main Board, 4010-9633 Main Board, A010-9622 Main Board, A010-9633 Main Board
96816bc8-940c-4b27-800e-476289c7d116 |  |  |  | North | Siemens | [5 empty] | Module | TRUE | 5129 | 500-693214 | 4 CHANNEL COMMUNICATOR IN ENCLOSURE | 1 | [12 empty] | #FFFFFFFF |  |  | FALSE | FALSE | FALSE | [20 empty] | DESKTOP-7SAL8M7\acont | 2019-08-13 09:04 | THOR\acont | 2024-10-09 10:48
dd0a449b-c7f8-4290-9e92-47633ba3414c | NFPA 170 BELL |  |  | North | Potter |  | Bell |  |  |  | Module | TRUE | PAC12010 | ++ | 10" Bell | 1 | 0 | 0.05 |  |  | 120 |  | FALSE | [5 empty] | #FFFF0000 | FA-NFPA 170 BELL | 1 | FALSE | FALSE | FALSE | 2000 | [13 empty] | FALSE | [5 empty] | DESKTOP-7EIEB7A\acont | 2022-02-07 16:25 | THOR\acont | 2024-09-08 17:27 | Cloned from Potter PDC-8-24 | [Potter] [VAC ] [120VAC] PAC12010, PAC1206, PAC1208 [Potter] [NAC] [*] [24 VDC] MBA-6-24, PAC12010, PDC-10-12, PDC-10-24, PDC-6-12, PDC-6-24, PDC-8-12, PDC-8-24
70c2598b-42ee-4aba-bc05-47735aba420d |  |  |  | North | ADT Unimode |  | Cards & Components |  |  |  | Card | TRUE | MPS-400 | + | The MPS-400 supplies a total of 6 A in alarm, used for the following: (a) powering AFP-300/400 modules; (b) powering a variety of UL-listed 24 VDC notification appliances (refer to the Device Compatibility Document); and (c) providing up to 1.25 A of resettable power for four-wire smoke detectors. The MPS-400 contains an integral battery charger, four NAC/Releasing circuits, and four relay outputs (Alarm, Trouble, Supervisory, and Securit | 1 | [6 empty] | TRUE | FALSE |  |  |  |  | #FFFFFFFF |  |  | FALSE | FALSE | FALSE | [12 empty] | 6 |  | FALSE | [5 empty] | DESKTOP-7EIEB7A\acont | 2022-03-23 08:43 | THOR\acont | 2024-10-09 10:48 | Cloned from Notifier MPS-400 |  | [ADT Unimode] MPS-400
ad60c7c6-4b61-4ae3-ac36-47741b6f4c9b |  |  |  | North | Edwards |  | Hardware |  |  |  | Hardware | TRUE | 2-WBDR |  | OBSOLETE - Outer and Inner Door for 2-WBR | 1 | [6 empty] | FALSE | [5 empty] | #FFFFFFFF |  |  | FALSE | FALSE | FALSE | [14 empty] | FALSE | [7 empty] | THOR\acont | 2024-10-09 10:48
ef6f141e-22e9-439a-9b9d-477425ca06c2 | NFPA 170 SMOKE CO DETECTOR |  |  | North | Kidde |  | Smoke/CO Detector |  |  |  | Module | TRUE | KIR-OSCD w/KI-RB BASE | ++ | Multisensor Smoke and CO Detector | 1 | 4.3e-05 | 7e-05 |  |  |  |  | FALSE | TRUE |  |  |  |  | #FFFF0000 | FA-NFPA 170 SMOKE CO DETECTOR | 1 | FALSE | FALSE | FALSE | 1408 | [13 empty] | FALSE | [5 empty] | DESKTOP-7EIEB7A\acont | 2023-05-24 19:31 | THOR\acont | 2024-09-08 17:27 | Cloned from Kidde KIR-OSHD w/KI-RB BASE | [Kidde] [SLC EST SENSORS] [*] [#4 TYPE ADDR ¦ SENSORS] DS-HFS (C), DS-PS (C), FX-HD w/IB4U BASE, FX-HD w/RB4U BASE, FX-HD w/SB4U BASE, FX-HD w/SB4U-LF BASE, FX-HD wB4U BASE, FX-PD w/B4U BASE (C), FX-PD w/IB4U BASE (C), FX-PD w/SB4U BASE (C), FX-PD w/SB4U [Edwards, Kidde] [SLC EST SENSORS] 01 [*] [EST3, iO1000] DS-HFS (C), DS-PS (C), FX-HD w/IB4U BASE, FX-HD w/RB4U BASE, FX-HD w/SB4U BASE, FX-HD w/SB4U-LF BASE, FX-HD wB4U BASE, FX-PD w/B4U BASE (C), FX-PD w/IB4U BASE (C), FX-PD w/SB4U BASE (C), FX-PD w/SB [Edwards, Kidde] [SLC EST MODULES/SENSORS] 01 [*] [iO64] DS-HFS (C), DS-PS (C), FX-HD w/IB4U BASE, FX-HD w/RB4U BASE, FX-HD w/SB4U BASE, FX-HD w/SB4U-LF BASE, FX-HD wB4U BASE, FX-PD w/B4U BASE (C), FX-PD w/IB4U BASE (C), FX-PD w/SB4U BASE (C), FX-PD w/SB [Kidde] [SLC EST MODULES SENSORS] [*] [#2 SHARED ADDR ¦ SENSORS] DS-HFS (C), DS-PS (C), FX-HD w/IB4U BASE, FX-HD w/RB4U BASE, FX-HD w/SB4U BASE, FX-HD w/SB4U-LF BASE, FX-HD wB4U BASE, FX-PD w/B4U BASE (C), FX-PD w/IB4U BASE (C), FX-PD w/SB4U BASE (C), FX
fdb0e37f-76f0-45a5-8e65-47793e12a0bf | NFPA 170 HORN STROBE CEILING |  |  | North | Edwards |  | Horn/Strobe |  |  |  | Module | TRUE | GCWN-HDVMA |  | MNEC Horn-Strobe, white, no markings, 15-95 cd, amber | 1 | 0 | 0.18 |  |  |  |  | FALSE | TRUE |  |  |  |  | #FF0070C0 | FA-NFPA 170 HORN STROBE CEILING | 1 | FALSE | FALSE | FALSE | 2013 | [13 empty] | FALSE |  |  | C |  |  |  |  | THOR\acont | 2024-09-08 17:27 |  | [Edwards, Kidde] [NAC] [16 VDC, HIGH DB] EGCF-HDVM (C), GCF-HDVM (C), GCFR-HDVM (C), GC-HDVM (C), GCWA-HDVMA (C), GCWA-HDVMB (C), GCWA-HDVMC (C), GCWA-HDVMG (C), GCWA-HDVMR (C), GCWN-HDVMA (C), GCWN-HDVMB (C), GCWN-HDVMC (C), GCWN-HDVMG (C), GCWN-HDVMR ( [Edwards, Kidde] [NAC] [24 VDC, HIGH DB] EGCF-HDVM (C), GCF-HDVM (C), GCFR-HDVM (C), GC-HDVM (C), GCWA-HDVMA (C), GCWA-HDVMB (C), GCWA-HDVMC (C), GCWA-HDVMG (C), GCWA-HDVMR (C), GCWN-HDVMA (C), GCWN-HDVMB (C), GCWN-HDVMC (C), GCWN-HDVMG (C), GCWN-HDVMR ( [Edwards, Kidde] [NAC] [24 VDC, LOW DB] EGCF-HDVM (C), GCF-HDVM (C), GCFR-HDVM (C), GC-HDVM (C), GCWA-HDVMA (C), GCWA-HDVMB (C), GCWA-HDVMC (C), GCWA-HDVMG (C), GCWA-HDVMR (C), GCWN-HDVMA (C), GCWN-HDVMB (C), GCWN-HDVMC (C), GCWN-HDVMG (C), GCWN-HDVMR (C [Edwards, Kidde] [NAC] [16 VDC, LOW DB] EGCF-HDVM (C), GCF-HDVM (C), GCFR-HDVM (C), GC-HDVM (C), GCWA-HDVMA (C), GCWA-HDVMB (C), GCWA-HDVMC (C), GCWA-HDVMG (C), GCWA-HDVMR (C), GCWN-HDVMA (C), GCWN-HDVMB (C), GCWN-HDVMC (C), GCWN-HDVMG (C), GCWN-HDVMR (C
f9c9cef7-d89a-4481-b064-477fad01b431 | NFPA 170 HORN STROBE |  |  | North | Siemens |  | Horn/Strobe |  |  |  | Module | TRUE | SL2HSWR-FB | S54329-F101-A1++ | Horn-Strobe, Wall, Clear, Red, Pictogram | 1 | [12 empty] | #FF0070C0 | FA-NFPA 170 HORN STROBE | 1 | FALSE | FALSE | FALSE | 2023 | [19 empty] | DESKTOP-7EIEB7A\acont | 2023-08-02 11:37 | THOR\acont | 2024-09-08 17:27 | Cloned from Siemens SL2HSWR-AL CLONED CLONED | [Siemens] [NAC] [24 VDC, HORN HIGH] SL2HSWR-A, SL2HSWR-AL, SL2HSWR-F, SL2HSWR-FB, SL2HSWR-N, SL2HSWW-A, SL2HSWW-AL, SL2HSWW-EV, SL2HSWW-F, SL2HSWW-FB, SL2HSWW-N
de806e86-7eb6-43a7-9b7a-4780ee48a6d4 | NFPA 170 HEAT DETECTOR |  |  | North | Potter |  | Heat Detector |  |  |  | Module | TRUE | PAD100-HD | + | Fixed Temperature Heat Sensor | 1 | 0.0003 | 0.0003 |  |  |  |  | FALSE | [5 empty] | #FFFF0000 | FA-NFPA 170 HEAT DETECTOR | 1 | FALSE | FALSE | FALSE | 1403 | [13 empty] | FALSE | [7 empty] | THOR\acont | 2024-09-08 17:27 | 20191121 AC Detector without base | [Potter] [SLC PAD] [*] [#2 SHARED ADDR ¦ SENSORS] PAD100-CD w/PAD100-4DB, PAD100-CD w/PAD100-6DB, PAD100-CD w/PAD100-IB, PAD100-CD w/PAD100-LFSB, PAD100-CD w/PAD100-RB, PAD100-CD w/PAD100-SB, PAD100-CD w/PAD100-SPKB, PAD100-DUCT (C), PAD100-DUCTR (C), PA
461fe588-41af-4d7b-b89e-478868c51d4f |  |  |  | North | MIRCOM |  | Cards & Components |  |  |  | Card | TRUE | FX-401 Main Board | ++ | FX-401 Main Board | 1 | 0.39 | 0.63 | 10 |  |  |  | TRUE | [5 empty] | #FFFFFFFF |  |  | FALSE | FALSE | FALSE | [14 empty] | FALSE | [5 empty] | DESKTOP-7EIEB7A\acont | 2022-08-30 12:44 | THOR\acont | 2024-10-09 10:48 | Cloned from MIRCOM FX-400 Main Board |  | [MIRCOM] FX-4000MNS Main Board, FX-4009-12N Main Board, FX-401 Main Board, FX-4017-12N Main Board
4934e5bc-b05a-4dd8-9fb8-47889ed1e26a | NFPA 170 HORN STROBE CEILING |  |  | North | MIRCOM |  | Horn/Strobe |  |  |  | Module | TRUE | FHS-400C-WW |  | HORN/STROBE CEILING MOUNT, WHITE | 1 | [6 empty] | FALSE | TRUE |  |  |  |  | #FF0070C0 | FA-NFPA 170 HORN STROBE CEILING | 1 | FALSE | FALSE | FALSE | 2013 | [13 empty] | FALSE |  |  | C |  |  |  |  | THOR\acont | 2024-09-08 17:27 |  | [MIRCOM] [NAC] [24 VDC, CONT, HIGH] FHS-400C-RR (C), FHS-400C-WW (C) [MIRCOM] [NAC] [24 VFWR, CONT, HIGH] FHS-400C-RR (C), FHS-400C-WW (C)
1af5621f-7e3c-441f-ba43-4788e464bed7 |  |  |  | North | Siemens | [5 empty] | Module | TRUE | DB2-HR | S54370-F12-A1 | Relay base (for use with H-Series and CerberusPro detectors) | 1 | [12 empty] | #FFFFFFFF |  |  | FALSE | FALSE | FALSE | [20 empty] | DESKTOP-7SAL8M7\acont | 2019-08-13 09:04 | THOR\acont | 2024-10-09 10:48
fa7c847a-32d4-4034-9b60-478ca8cbe220 |  |  |  | North | Siemens |  | Cards & Components |  |  |  | Card | TRUE | VTO2004-U3 | S54400-C61-A2 | Option module (microphone) Cerberus PRO microphone module used on FV922/FV924 to add a paging microphone. The VTO2004-U3 can be either a main microphone installed in the main system enclosure, or as a remote microphone in a remote enclosure. Up to two microphones are supported for each FV922/FV924. | 1 | 0.029 | 0.054 |  |  |  |  | TRUE | [5 empty] | #FFFFFFFF |  |  | FALSE | FALSE | FALSE | [20 empty] | AULAPTOP-PC\Aulaptop | 2019-04-20 20:32 | THOR\acont | 2024-10-09 10:48 | 29mA (standby) 54 mA (active)
c9319e33-fdf0-40e6-a966-478e40739aa1 | NFPA 170 AMPLIFIER RACK | RISER AMP |  | North | Edwards |  | Cards & Components |  |  |  | Module | TRUE | 1B3-250 | ++ | 250 Watt Amplifier, 120VAC | 1 |  | 22 |  | 250 |  |  | TRUE | [5 empty] | #FFFF0000 | FA-NFPA 170 AMPLIFIER RACK | 1 | FALSE | FALSE | FALSE | [14 empty] | TRUE | [7 empty] | THOR\acont | 2025-01-23 15:45 |  |  | [Edwards] 1B3-125, 1B3-125-240 [Edwards] 1B3-250, 1B3-250-240
707482ee-be39-4c04-bf52-478fc707afa4 | NFPA 170 DUCT SMOKE DETECTOR |  |  | North | Edwards |  | Hardware |  |  |  | Module | TRUE | ESD-ST |  | SuperDuct, Sensor (terminals), 4-wire | 1 | [6 empty] | FALSE | [5 empty] | #FFFF0000 | FA-NFPA 170 DUCT SMOKE DETECTOR | 1 | FALSE | FALSE | FALSE | [14 empty] | FALSE |  |  | ST |  |  |  |  | XPS-17-9710\August | 2024-10-07 14:40 |  | [Edwards] [Detector Connect] [Connect] ESD-SJ, ESD-ST
512323dd-bec7-4cb7-b962-479065eef7db |  |  |  | North | Firelite | [5 empty] | Card | TRUE | B210-LP CLONED | + | 6" Flanged mounting base | 1 | 0.00017 | 0.00017 |  |  |  |  | TRUE | FALSE |  |  |  |  | #FFFFFFFF |  |  | FALSE | FALSE | [21 empty] | DESKTOP-7EIEB7A\acont | 2023-05-03 09:06 |  |  | Cloned from Firelite B210-LP
39991ae2-8ddf-4554-9058-47910b005242 | NFPA 170 SMOKE DETECTOR |  |  | North | Hochiki |  | Smoke Detector |  |  |  | Module | TRUE | ALK-V w/HSB-NSA-6 STANDARD BASE | ALK-V SMOKE SENSOR | ALK-V SMOKE SENSOR w/HSB-NSA-6 STANDARD BASE | 1 | 0.00039 | 0.0008 |  |  |  |  | TRUE | TRUE |  | *Refer to Install Sheet |  |  | #FFFF0000 | FA-NFPA 170 SMOKE DETECTOR | 1 | FALSE | FALSE | FALSE | 1408 | [19 empty] | DESKTOP-0D6CQVA\lousc | 2019-10-12 10:14 | THOR\acont | 2024-09-08 17:27 | Cloned from Hochiki AIE-EA w/HSB-NSA-6 STANDARD BASE | [Hochiki, VES] [SLC HOCHIKI] 01 [*] [SLC] ACC-EN (C), ACD-V w/ASBL SOUNDER BASE (C), ACD-V w/HSB-NSA-6 STANDARD BASE (C), ACD-V w/SCI-B4 SHORT CIRCUIT ISOLATOR BASE (C), ACD-V w/SCI-B6 SHORT CIRCUIT ISOLATOR BASE (C), ACD-V w/YBN-NSA-4 STANDARD BASE (C),
d5e11c44-d01c-4045-99a4-479fc83f538f |  |  |  | North | Hochiki |  | Cards & Components |  |  |  | Card | TRUE | HCA-4 (4-ZONES) Main Board | + | Main Board | 1 | 0.16 | 0.29 |  |  |  |  | TRUE | [5 empty] | #FFFFFFFF |  |  | FALSE | FALSE | FALSE | [20 empty] | DESKTOP-GHR3H5U\Anthony | 2019-11-26 15:53 | THOR\acont | 2024-10-09 10:48
34988345-a2a5-41ac-b63d-47a5055b9eab | NFPA 170 ASPIRATING SMOKE DETECTOR |  |  | North | Xtralis |  | Air Sampling Detection |  |  |  | Module | TRUE | VEU-A00 | ++ | VESDA-E VEU with LED’s, Aluminium Enclosure | 1 | [6 empty] | FALSE |  |  |  | 350 mm x 225 mm x 135 mm (13.8 in x 8.9 in x 5.3 in) |  | #FFFF0000 | FA-NFPA 170 ASPIRATING SMOKE DETECTOR | 1 | FALSE | FALSE | FALSE | [14 empty] | FALSE | [5 empty] | DESKTOP-7SAL8M7\acont | 2020-02-21 11:11 | THOR\acont | 2024-09-08 17:27 | Cloned from Xtralis VEA-040-STX | [Xtralis] [AUX POWER] [10] VEP-A00-1P, VEP-A00-1P-NTF, VEP-A00-P, VEP-A00-P-NTF, VEP-A10-P, VEP-A10-P-NTF, VEU-A00, VLF-250 (C), VLF-500 (C), VLI-880 (C), VLI-885 (C), XAS-1-US (C), XAS-2-US (C) [Gamewell FCI, Xtralis] [IDC] 03 [FIRE1] 7100X (C), 8100 (C), 9400X (C), AAD-7100X (C), AAD-8100 (C), VEP-A00-1P, VEP-A00-1P-NTF, VEP-A00-P, VEP-A00-P-NTF, VEP-A10-P, VEP-A10-P-NTF, VLF-250 (C), VLF-500 (C), VLI-880 (C), VLI-885 (C), XAS-1-US (C), XAS-2- [Xtralis] [AUX POWER] [5] VEP-A00-1P, VEP-A00-1P-NTF, VEP-A00-P, VEP-A00-P-NTF, VEP-A10-P, VEP-A10-P-NTF, VEU-A00, VLF-250 (C), VLF-500 (C), VLI-880 (C), VLI-885 (C), XAS-1-US (C), XAS-2-US (C) [Autocall, Simplex, Xtralis] [IDC] [#4] 4098-VEP-A00-1P, 4098-VEP-A00-P, 4098-VEP-A10-P, 4098-VES-A00-P, 4098-VES-A10-P, A4098-VEP-A00-1P, A4098-VEP-A00-P, A4098-VEP-A10-P, A4098-VES-A00-P, A4098-VES-A10-P, VEP-A00-1P, VEP-A00-1P-NTF, VEP-A00-P, VEP-A10- [Xtralis] [AUX POWER] [1] VEP-A00-1P, VEP-A00-1P-NTF, VEP-A00-P, VEP-A00-P-NTF, VEP-A10-P, VEP-A10-P-NTF, VEU-A00, VLF-250 (C), VLF-500 (C), VLI-880 (C), VLI-885 (C), XAS-1-US (C), XAS-2-US (C) [Autocall, Simplex, Xtralis] [IDC] [#3] 4098-VEP-A00-1P, 4098-VEP-A00-P, 4098-VEP-A10-P, 4098-VES-A00-P, 4098-VES-A10-P, A4098-VEP-A00-1P, A4098-VEP-A00-P, A4098-VEP-A10-P, A4098-VES-A00-P, A4098-VES-A10-P, VEP-A00-1P, VEP-A00-1P-NTF, VEP-A00-P, VEP-A10- [Gamewell FCI, Xtralis] [IDC] 02 [ACTION] 7100X (C), 8100 (C), 9400X (C), AAD-7100X (C), AAD-8100 (C), VEP-A00-1P, VEP-A00-1P-NTF, VEP-A00-P, VEP-A00-P-NTF, VEP-A10-P, VEP-A10-P-NTF, VLF-250 (C), VLF-500 (C), VLI-880 (C), VLI-885 (C), XAS-1-US (C), XAS-2 [Xtralis] [IDC] 02 [ACTION] VEP-A00-1P, VEP-A00-1P-NTF, VEP-A00-P, VEP-A00-P-NTF, VEP-A10-P, VEP-A10-P-NTF, VEU-A00, VEU-A10, VIC-020, VIC-030 [Xtralis] [RS-232] VSR-13D01-S04 [Autocall, Simplex, Xtralis] [IDC] [#5] 4098-VEP-A00-1P, 4098-VEP-A00-P, 4098-VEP-A10-P, 4098-VES-A00-P, 4098-VES-A10-P, A4098-VEP-A00-1P, A4098-VEP-A00-P, A4098-VEP-A10-P, A4098-VES-A00-P, A4098-VES-A10-P, VEP-A00-1P, VEP-A00-1P-NTF, VEP-A00-P, VEP-A10- [Xtralis] [AUX POWER] [*] VEP-A00-1P, VEP-A00-1P-NTF, VEP-A00-P, VEP-A00-P-NTF, VEP-A10-P, VEP-A10-P-NTF, VLF-250 (C), VLF-500 (C), VLI-880 (C), VLI-885 (C), XAS-1-US (C), XAS-2-US (C) [Xtralis] [RS-485] VEP-A00-1P, VEP-A00-P, VEP-A10-P, VEU-A00, VEU-A10, VLF-250 (C), VLF-500 (C), VLI-885 (C) [Autocall, Simplex, Xtralis] [IDC] [#2] 4098-VEP-A00-1P, 4098-VEP-A00-P, 4098-VEP-A10-P, 4098-VES-A00-P, 4098-VES-A10-P, A4098-VEP-A00-1P, A4098-VEP-A00-P, A4098-VEP-A10-P, A4098-VES-A00-P, A4098-VES-A10-P, VEP-A00-1P, VEP-A00-1P-NTF, VEP-A00-P, VEP-A10- [Xtralis] [IDC] 03 [FIRE 2] VEP-A00-1P, VEP-A00-1P-NTF, VEP-A00-P, VEP-A00-P-NTF, VEP-A10-P, VEP-A10-P-NTF, VEU-A00, VEU-A10, VIC-020, VIC-030 [Gamewell FCI, Xtralis] [IDC] 01 [FAULT 1] 7100X (C), 8100 (C), 9400X (C), AAD-7100X (C), AAD-8100 (C), VEP-A00-1P, VEP-A00-1P-NTF, VEP-A00-P, VEP-A00-P-NTF, VEP-A10-P, VEP-A10-P-NTF, VLF-250 (C), VLF-500 (C), VLI-880 (C), VLI-885 (C), XAS-1-US (C), XAS- [Autocall, Simplex, Xtralis] [IDC] [#1] 4098-VEP-A00-1P, 4098-VEP-A00-P, 4098-VEP-A10-P, 4098-VES-A00-P, 4098-VES-A10-P, A4098-VEP-A00-1P, A4098-VEP-A00-P, A4098-VEP-A10-P, A4098-VES-A00-P, A4098-VES-A10-P, VEP-A00-1P, VEP-A00-1P-NTF, VEP-A00-P, VEP-A10- [Xtralis] [IDC] 04 [FAULT] VEP-A00-1P, VEP-A00-1P-NTF, VEP-A00-P, VEP-A00-P-NTF, VEP-A10-P, VEP-A10-P-NTF, VEU-A00, VEU-A10, VIC-020, VIC-030 [Xtralis] [IDC] 05 [ALERT] VEP-A00-1P, VEP-A00-1P-NTF, VEP-A00-P, VEP-A00-P-NTF, VEP-A10-P, VEP-A10-P-NTF, VEU-A00, VEU-A10, VIC-020, VIC-030 [Xtralis] [IDC] 01 [FIRE 1] VEP-A00-1P, VEP-A00-1P-NTF, VEP-A00-P, VEP-A00-P-NTF, VEP-A10-P, VEP-A10-P-NTF, VEU-A00, VEU-A10, VIC-020, VIC-030
0476437d-4390-44bb-9ec8-47a6af05af24 | NFPA 170 FIRE ALARM CONTROL UNIT | RISER FACP |  | North | Honeywell |  | Fire Alarm Control Unit |  |  |  | Assembly | TRUE | VISTA-21iP | + | VISTA® Commercial Burglary Alarm Control Panel | 1 | [6 empty] | FALSE | [5 empty] | #FFFF0000 | FA-NFPA 170 FIRE ALARM CONTROL UNIT | 1 | FALSE | FALSE | FALSE | 202 | [8 empty] | 7,12,17.2,34.4 | 1 |  | 2.3 |  | TRUE | [5 empty] | DESKTOP-7EIEB7A\acont | 2023-01-30 11:21 | THOR\acont | 2024-09-08 17:27 | Cloned from Honeywell VISTA-20P
59561db2-0064-4345-af82-47ab80a9a8c5 | NFPA 170 HEAT DETECTOR |  |  | North | Edwards |  | Heat Detector |  |  |  | Module | TRUE | 281B-PL |  | Heat Detector, 135 FT, 15F ROR /w plastic mtg plate | 1 | [6 empty] | FALSE | [5 empty] | #FFFF0000 | FA-NFPA 170 HEAT DETECTOR | 1 | FALSE | FALSE | FALSE | 1403 | [13 empty] | FALSE | [7 empty] | THOR\acont | 2024-09-08 17:27 | 20191121 AC Detector without base | [Edwards, Kidde, Monaco Enterprises] [IDC] 01 1534-1, 200-GAOF, 270A-DPO, 270A-SPO, 270-DOC, 270-DOC-B, 270-DOC-F, 270-DPO, 270-GAO, 270-GAOB, 270-GAO-DOC, 270-GAO-DOCF, 270P-DPO, 270P-SPO, 270-SPO, 270-SPOW, 270-SPOWB, 270-SPOWF, 271-KR1/SR/GS, 276A-REL
47fae961-b456-4fab-8d51-47b094540beb | NFPA 170 ADDRESSABLE INPUT MONITOR MODULE |  |  | North | Honeywell |  | Addressable Module |  |  |  | Module | TRUE | 4208SN |  | Universal 8 Zone Remote Point Module | 1 | [6 empty] | FALSE | [5 empty] | #FFFF0000 | FA-NFPA 170 ADDRESSABLE INPUT MONITOR MODULE | 1 | FALSE | FALSE | FALSE | 1000 | [13 empty] | FALSE | [5 empty] | AULAPTOP-PC\Aulaptop | 2018-09-03 05:46 | THOR\acont | 2024-09-08 17:27 |  | [Honeywell] [KEYPAD] [*] 4208SN, 4208SNF, 4208U, 5881ENHC, 5883H, 6160, 6160CR-2, 6290W, 6460S, 6460SC, 6460W, 6460WC [Ademco, Honeywell] [VPLEX] [*] 4101SN, 4190SN, 4193SN, 4204, 4204CF, 4208SN, 4208SNF, 4208U, 4209U, 4297, 5193SD (C), 5193SDT (C) | [Honeywell] 4208SN, 4208SNF, 4208U
24171fc5-901f-4ca2-bcb6-47b1a721614b |  |  |  | North | HID | Security/Access Control |  |  |  |  | Module | TRUE | HDP5000 |  |  | 1 | [12 empty] | #FFFFFFFF |  |  | FALSE | FALSE | FALSE | [20 empty] | THOR\acont | 2024-03-12 21:20 | THOR\acont | 2024-10-09 10:48
ae789e3b-b457-4348-9570-47b4540743e2 | 170 BASIC SHAPE |  |  | North | Honeywell |  | Gas Detection |  |  |  | Module | TRUE | S3KDMK | ++ | Duct Mount Kit | 1 | 0 | 0.125 |  |  |  |  | FALSE | [5 empty] | #FFFF0000 | FA-170 BASIC SHAPE | 1 | FALSE | FALSE | FALSE | 1402 | [13 empty] | FALSE |  |  | CO, NO2 |  |  | THOR\acont | 2025-02-25 14:29 |  |  | Cloned from Honeywell XNX-UTAV-RNCB1
31232000-c0c4-48d5-b325-47b5276720d6 | NFPA 170 WIRELESS CONTROL UNIT |  |  | North | Notifier |  | Wireless Control Unit |  |  |  | Module | TRUE | W-DIS-D | + | LCD User Interface for use with the W-GATE | 1 | 0.03 | 0.03 |  |  |  |  | FALSE | [5 empty] | #FFFF0000 | FA-NFPA 170 WIRELESS CONTROL UNIT | 1 | FALSE | FALSE | FALSE | [14 empty] | FALSE |  |  | W-DIS-D |  |  | DESKTOP-7SAL8M7\acont | 2019-06-14 10:34 | THOR\acont | 2024-09-08 17:27 | Cloned from Firelite W-DIS-D | [Honeywell, Notifier, System Sensor] [SLC MODULES SENSORS] [*] [#1 SHARED ADDR ¦ MODULES] 30-3013 w/FMM-101, Q3013D, ACM-8R, ACPS-610, AMPS-24, AMPS-24E, EM-1M, EM-1MI, EM-1MM, EM-1MMI, EM-1R, EM-1RI, EM-1SR, EM-1SRI, FCM-1, FCM-1-REL, FD7044 MM-101, FDM [Federal Signal, Notifier] [AUX POWER] [*] FWSG, NFC-FFT, NFC-LOC, NFC-RM, NFC-RPU, UVLOC-B, W-DIS-D [Honeywell, Notifier, System Sensor] [SLC SENSORS] [*] [#4 TYPE ADDR ¦ SENSORS] 2251B (C), 2251-COPTIR (C), 2251-COPTIR w/B200S-WH (C), 2251TB (C), 2251TMB (C), 5251B (C), 5251B-WP (C), 5251H (C), 5251RB (C), 5251RB-WP (C), 7251 (C), 7251DH (C), DH200LP [Notifier] [RS-485] W-DIS-D [Honeywell, Notifier, System Sensor] [SLC MODULES] [*] [#3 TYPE ADDR ¦ MODULES] 30-3013 w/FMM-101, Q3013D, ACM-8R, ACPS-610, AMPS-24, AMPS-24E, EM-1M, EM-1MI, EM-1MM, EM-1MMI, EM-1R, EM-1RI, EM-1SR, EM-1SRI, FCM-1, FCM-1-REL, FD7044 MM-101, FDM-1, FDRM-1 | [Farenhyt, Firelite, Gamewell FCI, Notifier, Silent Knight] VW-DIS-D, W-DIS-D
e96821af-92ef-4e61-b9d1-47b9325c4655 |  |  |  | North | Edwards |  | Cards & Components |  |  |  | Card | TRUE | QSC-CPU-2-DT |  | OBSOLETE - CPU/Display with 2 Annunciator Option Space, Belgian Dutch | 1 | [6 empty] | TRUE | [5 empty] | #FFFFFFFF |  |  | FALSE | FALSE | FALSE | [14 empty] | FALSE | [7 empty] | THOR\acont | 2024-10-09 10:48
9c41062c-bdae-443e-8402-47bb14ec4048 |  |  |  | North | Edwards |  | Hardware |  |  |  | Hardware | TRUE | 4-CAB16D-E |  | Door Assembly for 3-CAB7, EN-54 Compliance | 1 | [12 empty] | #FFFFFFFF |  |  | FALSE | FALSE | FALSE | [20 empty] | DESKTOP-7SAL8M7\acont | 2019-12-13 12:52 | THOR\acont | 2024-10-09 10:48
329ba863-bca8-4dcf-8705-47bf76627dcc | NFPA 170 SMOKE DETECTOR |  |  | North | Monaco Enterprises |  | Smoke Detector |  |  |  | Module | TRUE | 723-602-00 | ++ | Intelligent Photoelectric Smoke Detector, Plug-in, Low Profile, Remote Test in Duct, AP/CLIP, White, Type II | 1 | 0.0002 | 0.002 |  |  |  |  | FALSE | TRUE |  |  |  |  | #FFFF0000 | FA-NFPA 170 SMOKE DETECTOR | 1 | FALSE | FALSE | FALSE | 1408 | [13 empty] | FALSE |  |  | P |  |  | DESKTOP-7EIEB7A\acont | 2023-04-25 07:08 | THOR\acont | 2024-09-08 17:27 | Cloned from Monaco Enterprises 723-600-00 | [Monaco Enterprises] [SLC SENSORS] 01 [*] 721-121-00 w/B200SR-LF-WH (C), 721-121-00 w/B200SR-WH (C), 721-121-00 w/B210LP (C), 721-121-00 w/B224RB-WH (C), 721-121-00 w/B501 (C), 721-124-00 w/B200SR-LF-WH (C), 721-124-00 w/B200SR-WH (C), 721-124-00 w/B210L [Monaco Enterprises] [SLC SENSORS] 01 [*] 721-121-00 w/B200SR-LF-WH (C), 721-121-00 w/B200SR-WH (C), 721-121-00 w/B210LP (C), 721-121-00 w/B224RB-WH (C), 721-121-00 w/B501 (C), 721-124-00 w/B200SR-LF-WH (C), 721-124-00 w/B200SR-WH (C), 721-124-00 w/B210L [Monaco Enterprises] [SLC MODULES/SENSORS] 01 [*] 721-121-00 w/B200SR-LF-WH (C), 721-121-00 w/B200SR-WH (C), 721-121-00 w/B210LP (C), 721-121-00 w/B224RB-WH (C), 721-121-00 w/B501 (C), 721-124-00 w/B200SR-LF-WH (C), 721-124-00 w/B200SR-WH (C), 721-124-00 [Monaco Enterprises] [SLC MODULES SENSORS] 01 [*] 708-026-01, 708-031-00, 721-121-00 w/B200SR-LF-WH (C), 721-121-00 w/B200SR-WH (C), 721-121-00 w/B210LP (C), 721-121-00 w/B224RB-WH (C), 721-121-00 w/B501 (C), 721-124-00 w/B200SR-LF-WH (C), 721-124-00 w/B
43c23069-f923-42a9-a3d7-47d6cb659cd0 |  |  |  | North | Firelite |  | Cards & Components |  |  |  | Card | TRUE | ECC-CE4 (25V) | + | Speaker Circuit/Zone Expander Module | 1 | 0.02 | 0.18 |  |  |  |  | TRUE | FALSE |  |  |  |  | #FFFFFFFF |  |  | FALSE | FALSE | FALSE | [14 empty] | FALSE | [7 empty] | THOR\acont | 2024-10-09 10:48 |  |  | [Farenhyt, Firelite] ECC-CE4 (25V), ECS-CE4 (25V)
f7920370-3876-4468-be55-47d728c7ae55 | NFPA 170 STROBE WALL |  |  | North | Potter |  | Strobe |  |  |  | Module | TRUE | PE-STW | ++ | Strobe, Wall, White | 1 | 0 | 0.043 |  |  |  |  | FALSE | [5 empty] | #FF0070C0 | FA-NFPA 170 STROBE WALL | 1 | FALSE | FALSE | FALSE | 2023 | [13 empty] | FALSE | [5 empty] | THOR\acont | 2024-04-18 13:28 | THOR\acont | 2024-09-08 17:27 | Cloned from Potter PE-STR | [Potter] [NAC] [VDC] PE-SPSTR, PE-STR, PE-STW
b528ee02-6a2b-459f-8aa4-47d7f4d4a3aa |  |  |  | North | Edwards |  | Cards & Components |  |  |  | Card | TRUE | 2-16Y |  | OBSOLETE - 16 Yellow LED Annunciator Module | 1 | [6 empty] | TRUE | [5 empty] | #FFFFFFFF |  |  | FALSE | FALSE | FALSE | [14 empty] | FALSE | [7 empty] | THOR\acont | 2024-10-09 10:48
d920ded0-ca2a-4f74-ad25-47d93af12a55 | NFPA 170 FIRE ALARM CONTROL UNIT | RISER FACP |  | North | Monaco Enterprises |  | Fire Alarm Control Unit |  |  |  | Assembly | TRUE | 227-855-xx |  | MAAP(+) Point Reporting, Narrowband surface-mount M-2 Addressable Control Panel with one Analog Addressable Controller (AAC), one Analog Driver Card (ADC), and two 12 V/18 Ah batteries in a 28-inch-high × 18-inch-wide × 3.6-inch-deep NEMA 1 enclosure, Specify Frequency | 1 | [12 empty] | #FFFF0000 | FA-NFPA 170 FIRE ALARM CONTROL UNIT | 1 | FALSE | FALSE | FALSE | 202 | [13 empty] | TRUE | [5 empty] | AULAPTOP-PC\Aulaptop | 2019-04-19 14:10 | THOR\acont | 2024-09-08 17:27
bf4d6550-4ef9-401d-9a29-47e010048c18 | NFPA 170 HEAT DETECTOR |  |  | North | Edwards |  | Heat Detector |  |  |  | Module | TRUE | SIGA2-HFS w/SIGA-SB BASE | ++ | Heat Detector, 135F Fixed Temperature | 1 | 4.5e-05 | 4.5e-05 |  |  |  |  | FALSE | [5 empty] | #FFFF0000 | FA-NFPA 170 HEAT DETECTOR | 1 | FALSE | FALSE | FALSE | 1403 | [13 empty] | FALSE | [7 empty] | THOR\acont | 2024-10-08 16:33 | 20191121 AC Detector with base | [Edwards, Kidde] [SLC EST MODULES/SENSORS] 01 [*] [iO64] DS-HFS (C), DS-PS (C), FX-HD w/IB4U BASE, FX-HD w/RB4U BASE, FX-HD w/SB4U BASE, FX-HD w/SB4U-LF BASE, FX-HD wB4U BASE, FX-PD w/B4U BASE (C), FX-PD w/IB4U BASE (C), FX-PD w/SB4U BASE (C), FX-PD w/SB [Edwards, Kidde] [SLC EST SENSORS] 01 [*] [EST3, iO1000] DS-HFS (C), DS-PS (C), FX-HD w/IB4U BASE, FX-HD w/RB4U BASE, FX-HD w/SB4U BASE, FX-HD w/SB4U-LF BASE, FX-HD wB4U BASE, FX-PD w/B4U BASE (C), FX-PD w/IB4U BASE (C), FX-PD w/SB4U BASE (C), FX-PD w/SB [Edwards, Kidde] [SLC EST MODULES SENSORS] [*] [#2 SHARED ADDR ¦ SENSORS] KI-DDOS (C), SIGA2-COS w/SIGA-AB4G BASE, SIGA2-COS w/SIGA-AB4G-LF BASE, SIGA2-COS w/SIGA-AB4GT BASE, SIGA2-COS w/SIGA-IB BASE, SIGA2-COS w/SIGA-RB BASE, SIGA2-COS w/SIGA-SB BASE, S [Edwards, Kidde] [SLC EST SENSORS] [*] [#4 TYPE ADDR ¦ SENSORS] KI-DDOS (C), SIGA2-COS w/SIGA-AB4G BASE, SIGA2-COS w/SIGA-AB4G-LF BASE, SIGA2-COS w/SIGA-AB4GT BASE, SIGA2-COS w/SIGA-IB BASE, SIGA2-COS w/SIGA-RB BASE, SIGA2-COS w/SIGA-SB BASE, SIGA2-HCOS
59689a84-fffd-4d08-bf18-47ec40846616 | NFPA 170 NOTIFICATION CIRCUIT EXTENDER PANEL | RISER NAC |  | North | Firelite |  | Notification Circuit Extender Panel |  |  |  | Assembly | TRUE | FL-PS10 | + | 10.0 A, 120 VAC remote charger power supply in a lockable, metal enclosure | 1 | [6 empty] | FALSE | FALSE | SURFACE |  | PROVIDED | N/A | #FFFF0000 | FA-NFPA 170 NOTIFICATION CIRCUIT EXTENDER PANEL | 1 | FALSE | FALSE | FALSE | 212 |  |  | 7315-0028:0225 | [5 empty] | 7,12,18,34 |  |  |  |  | TRUE | [5 empty] | DESKTOP-7EIEB7A\acont | 2021-05-12 09:02 | THOR\acont | 2024-09-08 17:27 | Cloned from Notifier PSE-10
731972e2-f2bb-4ec7-a61a-47f581529d9e | NFPA 170 SMOKE DETECTOR |  |  | North | VES |  | Smoke Detector |  |  |  | Module | TRUE | VF2011-00 w/VF7001-00 STANDARD BASE |  | VF2011-00 w/4IN STANDARD BASE | 1 | 0.00045 | 0.00054 |  |  |  |  | TRUE | TRUE |  |  |  |  | #FFFF0000 | FA-NFPA 170 SMOKE DETECTOR | 1 | FALSE | FALSE | FALSE | 1408 | [19 empty] | XPS-17-9710\August | 2024-05-16 05:27 | THOR\acont | 2024-09-08 17:27 | Cloned from Hochiki ALN-V w/YBN-NSA-4 STANDARD BASE | [Hochiki, VES] [SLC HOCHIKI] 01 [*] [SLC] ACC-EN (C), ACD-V w/ASBL SOUNDER BASE (C), ACD-V w/HSB-NSA-6 STANDARD BASE (C), ACD-V w/SCI-B4 SHORT CIRCUIT ISOLATOR BASE (C), ACD-V w/SCI-B6 SHORT CIRCUIT ISOLATOR BASE (C), ACD-V w/YBN-NSA-4 STANDARD BASE (C),
d12637d5-6b07-4e60-9fd3-47f9bcbdc063 | NFPA 170 DUCT SMOKE DETECTOR |  |  | North | Notifier |  | Duct Smoke Detector |  |  |  | Module | TRUE | DNRW w/FSP-951R | ++ | Intelligent Non-Relay Photoelectric Duct Detector/ FSP-951R, WP. FlashScan and CLIP mode. | 1 | 0.0002 | 0.0045 |  |  |  |  | FALSE | TRUE | FLUSH |  | N/A | N/A | #FFFF0000 | FA-NFPA 170 DUCT SMOKE DETECTOR | 1 | FALSE | FALSE | FALSE | 1400 |  |  | 3242-1653:0209 | [10 empty] | FALSE |  |  | WP |  |  | DESKTOP-7EIEB7A\acont | 2021-08-10 13:17 | THOR\acont | 2024-09-08 17:27 | Cloned from Notifier DNR w/FSP-951R | [Honeywell, Notifier, System Sensor] [SLC SENSORS] [*] [#4 TYPE ADDR ¦ SENSORS] 2251B (C), 2251-COPTIR (C), 2251-COPTIR w/B200S-WH (C), 2251TB (C), 2251TMB (C), 5251B (C), 5251B-WP (C), 5251H (C), 5251RB (C), 5251RB-WP (C), 7251 (C), 7251DH (C), DH200LP [Honeywell, Notifier, System Sensor] [SLC MODULES SENSORS] [*] [#2 SHARED ADDR ¦ SENSORS] 2251B (C), 2251-COPTIR (C), 2251-COPTIR w/B200S-WH (C), 2251TB (C), 2251TMB (C), 5251B (C), 5251B-WP (C), 5251H (C), 5251RB (C), 5251RB-WP (C), 7251 (C), 7251DH (C) | [Fike, Firelite, Monaco Enterprises, Notifier, Space Age Electronics] 723-370-00, 723-371-00, D365PL, D4120, D4120W, DNR, DNR w/FIK‐2351R, DNR w/FSP-851R, DNR w/FSP-951R, DNR w/FSP-951R-IV, DNR w/NP-100R, DNR w/NP-200R, DNR w/SD365R, DNRW, DNRW w/FSP-951R
2cccb858-56dc-4845-832d-47fbc8b0ae47 | NFPA 170 SMOKE DETECTOR |  |  | North | Hochiki |  | Smoke Detector |  |  |  | Module | TRUE | SLR-24V w/NS6-220 STANDARD BASE | SLR-24V w/NS6-220 STANDARD BASE | PHOTOELECTRIC SMOKE DETECTOR w/ STANDARD BASE | 1 |  | 0.243 |  |  |  |  | TRUE | TRUE |  | *Refer to Install Sheet |  |  | #FFFF0000 | FA-NFPA 170 SMOKE DETECTOR | 1 | FALSE | FALSE | FALSE | 1408 | [19 empty] | DESKTOP-0D6CQVA\lousc | 2019-10-06 17:46 | THOR\acont | 2024-09-08 17:27 | from Hochiki SOC-24V w/NS6-220 STANDARD BASE | [Hochiki] [IDC] 02 [IDC] SLR-24H w/HSC-220L LATCHING LED BASE (C), SLR-24H w/HSC-220R - 2 WIRE RELAY BASE (C), SLR-24H w/HSC-221L LATCHING LED BASE (C), SLR-24H w/HSC-221R - 2 WIRE RELAY BASE (C), SLR-24H w/HSC-224L LATCHING LED BASE (C), SLR-24H w/HSC-2
e7fb011c-3743-4514-b096-47fe7086a5f9 |  |  |  | North | Edwards |  | Cards & Components |  |  |  | Card | TRUE | 4-NET-MM | + | SFP network media interface, multi mode fiber | 1 | 0.035 | 0.035 |  |  |  |  | TRUE | [5 empty] | #FFFFFFFF |  |  | FALSE | FALSE | FALSE | [20 empty] | DESKTOP-7SAL8M7\acont | 2019-12-13 12:52 | THOR\acont | 2024-10-09 10:48 |  | [Edwards] [Fiber Optic] 4-NET-MM, 4-NET-SM, 4-NET-SMD, 4-NET-SMH, 4-NET-SMU | [Edwards] 4-NET-MM, 4-NET-SM, 4-NET-SMD, 4-NET-SMH, 4-NET-SMU
9e1a04ef-f406-4a25-9905-48049d8f4864 | NFPA 170 MANUAL PULL |  |  | North | NAPCO |  | Manual Station |  |  |  | Module | TRUE | FWC-CNV-PULLK | ++ | Manual pull station, conventional | 1 | [6 empty] | TRUE | [5 empty] | #FFFF0000 | FA-NFPA 170 MANUAL PULL | 1 | FALSE | FALSE | FALSE | 957 | [19 empty] | THOR\acont | 2024-01-10 09:17 | THOR\acont | 2024-09-08 17:27 | Cloned from NAPCO FWC-CNV-PULL | [NAPCO] [IDC] 02 [IDC ++] FWC-CNV-PULL, FWC-CNV-PULL2, FWC-CNV-PULL2K, FWC-CNV-PULLK
89243d99-2621-4e96-a764-4809eb94f5ca | NFPA 170 SMOKE DETECTOR |  |  | North | Hochiki |  | Smoke Detector |  |  |  | Module | TRUE | SLR-24V w/HSC-221R - 2 WIRE RELAY BASE | SLR-24V w/HSC-221R - 2 WIRE RELAY BASE | PHOTOELECTRIC SMOKE DETECTOR w/ 2 WIRE RELAY BASE | 1 |  | 0.199 |  |  |  |  | TRUE | TRUE |  | *Refer to Install Sheet |  |  | #FFFF0000 | FA-NFPA 170 SMOKE DETECTOR | 1 | FALSE | FALSE | FALSE | 1408 | [16 empty] | R |  |  | DESKTOP-0D6CQVA\lousc | 2019-10-06 17:46 | THOR\acont | 2024-09-08 17:27 | from Hochiki SOC-24V w/HSC-221R - 2 WIRE RELAY BASE | [Hochiki] [IDC] 02 [IDC] SLR-24H w/HSC-220L LATCHING LED BASE (C), SLR-24H w/HSC-220R - 2 WIRE RELAY BASE (C), SLR-24H w/HSC-221L LATCHING LED BASE (C), SLR-24H w/HSC-221R - 2 WIRE RELAY BASE (C), SLR-24H w/HSC-224L LATCHING LED BASE (C), SLR-24H w/HSC-2
a61b3257-2d2b-4212-946c-480bbfa027f3 | NFPA 170 SMOKE DETECTOR |  |  | North | Potter |  | Smoke Detector |  |  |  | Module | TRUE | PAD100-PD w/PAD100-LFSB | + | Photoelectric Smoke Detector with 6" Base with LF Sounder Module Included | 2 | 0.0005 | 0.0005 |  |  |  |  | FALSE | TRUE |  |  |  |  | #FFFF0000 | FA-NFPA 170 SMOKE DETECTOR | 1 | FALSE | FALSE | FALSE | 1408 | [13 empty] | FALSE |  |  | LF¦SB |  |  | DESKTOP-7SAL8M7\acont | 2018-11-29 09:47 | THOR\acont | 2024-09-08 17:27 | 20191121 AC Detector with base | [Potter] [SLC PAD] [*] [#2 SHARED ADDR ¦ SENSORS] PAD100-CD w/PAD100-4DB, PAD100-CD w/PAD100-6DB, PAD100-CD w/PAD100-IB, PAD100-CD w/PAD100-LFSB, PAD100-CD w/PAD100-RB, PAD100-CD w/PAD100-SB, PAD100-CD w/PAD100-SPKB, PAD100-DUCT (C), PAD100-DUCTR (C), PA [Potter] [AUX POWER] PAD100-CD w/PAD100-LFSB, PAD100-HD w/PAD100-LFSB, PAD100-PD w/PAD100-LFSB (C), PAD100-PHD w/PAD100-LFSB (C), PAD100-PHD w/PAD100-LFSB (Split) (C), PAD200-PD w/PAD100-LFSB (C), PAD200-PHD w/PAD100-LFSB (C), PAD200-PHD w/PAD100-LFSB (S
f74ce552-0d53-42ae-a034-4811ce8b3f24 |  |  |  | North | Gamewell FCI |  | Cards & Components |  |  |  | Card | TRUE | FLEX 410 Main Board | + | Main Board for FLEX 410 | 1 | [6 empty] | TRUE | [5 empty] | #FFFFFFFF |  |  | FALSE | FALSE | FALSE | [14 empty] | FALSE | [5 empty] | DESKTOP-7SAL8M7\acont | 2019-03-12 13:04 | THOR\acont | 2024-10-09 10:48 | Cloned from Gamewell FLEX 410 | [Gamewell FCI, Honeywell] [VAC ] [120VAC] 7100 Main Board, FireVac IV (50W, 25V) Main Board, FireVac IV (50W, 70V) Main Board, FLEX 410 Main Board, GF505 Main Board, GF506R Main Board, GF510 Main Board, GFPS-6 Main Board, GFPS-9 Main Board, GWF402 Main B [Gamewell FCI, Honeywell] [VAC ] 7100 Main Board, FireVac IV (50W, 25V) Main Board, FireVac IV (50W, 70V) Main Board, FLEX 410 Main Board, GF505 Main Board, GF506R Main Board, GF510 Main Board, GFPS-6 Main Board, GFPS-9 Main Board, GWF402 Main Board, GWF | [Gamewell FCI] FLEX 410 Main Board
bb171f7a-56a6-4965-a04f-4812d969b038 |  |  |  | North | Edwards |  | Cards & Components |  |  |  | Card | TRUE | 2-16G8S |  | OBSOLETE - 16 Green, 8 Switch LED Annunciator Module | 1 | [6 empty] | TRUE | [5 empty] | #FFFFFFFF |  |  | FALSE | FALSE | FALSE | [14 empty] | FALSE | [7 empty] | THOR\acont | 2024-10-09 10:48
ab384d6e-10c3-4539-8bf9-4814b2b68004 | NFPA 170 DUCT SMOKE DETECTOR |  |  | North | Siemens |  | Duct Smoke Detector |  |  |  | Module | TRUE | FDBZ492-HR w/OP921 | S54319-B23-A1 | DUCT HOUSING - 2 WIRE WITH RELAY FOR ADDRESSABLE SYSTEMS w/ OP921 | 1 | 0.00025 | 0.00041 |  |  |  |  | FALSE | TRUE |  |  |  |  | #FFFF0000 | FA-NFPA 170 DUCT SMOKE DETECTOR | 1 | FALSE | FALSE | FALSE | 1400 | [13 empty] | FALSE |  |  | R |  |  |  |  | THOR\acont | 2024-09-08 17:27 | 20191121 AC Detector with base | [Siemens] [SLC MODULES SENSORS] [*] [#1 SHARED ADDR ¦ MODULES] AD-11P (C), FDBZ492 w/OP921 (C), FDBZ492-HR w/FDO421 (C), FDBZ492-HR w/OP921 (C), FDBZ492-R (C), FDCIO422, HCP, HCP-Z, HFPO-11, HFPT-11, HMS-D, HMS-DE, HMS-DP, HMS-DZ, HMS-S, HMS-SA, HMS-SE, [Siemens] [SLC MODULES SENSORS] [*] [#2 SHARED ADDR ¦ SENSORS] FDBZ492 w/OP921 (C), FDBZ492-HR w/FDO421 (C), FDBZ492-HR w/OP921 (C), FDO421 (C), FDO421 w/DB-11 BASE (C), FDOT421 w/DB-11 BASE (C), FDOT421 w/DB2-HR BASE (C), FDT421 w/DB-11 BASE, FP-11 w/DB | [Siemens] FDBZ492 w/OP921, FDBZ492-HR w/FDO421, FDBZ492-HR w/OP921, FDBZ492-PR, FDBZ492-R
a8e5d738-8137-42fe-9597-4817d2dd8efd | NFPA 170 DOCUMENT BOX |  |  | North | Space Age Electronics |  | Miscellaneous |  |  |  | Assembly | TRUE | SSU00685 | + | Fire Alarm Document Cabinet w/8GB USB Drive (ACE-11), Red with Custom Logo | 1 | [6 empty] | FALSE | [5 empty] | #FFFF0000 | FA-NFPA 170 DOCUMENT BOX | 1 | FALSE | FALSE | FALSE | [14 empty] | FALSE | [7 empty] | THOR\acont | 2024-09-08 17:27
f38c0332-7a07-4ee1-8381-481a9f652cbf | NFPA 170 FIRE ALARM CONTROL UNIT | RISER FACP |  | North | Hochiki |  | Fire Alarm Control Unit |  |  |  | Assembly | TRUE | LA801K1-14 |  | FireNET L@TITUDE Analog Addressable Fire Alarm Control Panel, 8 Slot Standard Plex-Door Enclosure, 5.25 A 115V, 2-Loop Panel Module, Hochiki Protocol, Network Module, and Media Gateway™, Red, Printer / 48 Zone LEDs | 1 | [6 empty] | FALSE |  |  | *Refer to Install Sheet | 16.5in (W) x 23.2in (H) x 6in (D) | KM5FCRD (Optional Semi-Flush Mounting Kit) | #FFFF0000 | FA-NFPA 170 FIRE ALARM CONTROL UNIT | 1 | FALSE | FALSE | FALSE | 202 | [8 empty] | 7,12,18,28,33,40 |  |  | 5.25 |  | TRUE | [5 empty] | DESKTOP-GHR3H5U\Anthony | 2019-11-27 07:05 | THOR\acont | 2024-09-08 17:27
29ef611f-6ba0-49e8-b648-481f6558957c |  |  |  | North | Siemens | [5 empty] | Module | TRUE | 5230K | 500-693215 | PROGRAMMER/ANNUNICATOR 5128/5129 | 1 | [12 empty] | #FFFFFFFF |  |  | FALSE | FALSE | FALSE | [20 empty] | DESKTOP-7SAL8M7\acont | 2019-08-13 09:04 | THOR\acont | 2024-10-09 10:48
df45c81a-3340-4cab-b9a0-48215ac80dc7 |  |  |  | North | Edwards |  | Hardware |  |  |  | Hardware | TRUE | 6702-10 |  | Fire Phone Wallbox, Red | 1 | [6 empty] | FALSE | [5 empty] | #FFFFFFFF |  |  | FALSE | FALSE | FALSE | [14 empty] | FALSE | [7 empty] | THOR\acont | 2024-10-09 10:48
ddf28109-f85f-4ed0-bdea-4821bc0b0a33 | NFPA 170 SMOKE DETECTOR |  |  | North | Apollo |  | Smoke Detector |  |  |  | Module | TRUE | SA5050-250 w/SA5000-230 | XXX | XP95A Smoke Detector W/ Soteria UL Base - 6” | 1 | 0.00034 | 0.004 |  |  |  |  | TRUE | [5 empty] | #FFFF0000 | FA-NFPA 170 SMOKE DETECTOR | 1 | FALSE | FALSE | [21 empty] | XPS-17-9710\August | 2024-12-14 09:34 | XPS-17-9710\August | 2024-12-14 10:30 | Cloned from Apollo SA5050-250 w/SA5000-210 | [Apollo] [SLC APOLLO MODULES SENSORS] [#1 SHARED ADDR ¦ ALL] SA5150-650ADV w/SA5000-230ADV (C), SA5150-750ADV w/SA5000-210ADV (C), SA5050- 350 w/SA5300-802 , SA5050-250 w/SA5000-210, SA5050-250 w/SA5000-230 , SA5050-250 w/SA5300-800 , SA5050-250 w/
b589cfbf-c76b-4da1-9e2d-48237e7f218e | NFPA 170 SMOKE DETECTOR |  |  | North | MIRCOM |  | Smoke Detector |  |  |  | Module | TRUE | SD-100-4WT-6K | ++ | 4-Wire Photoelectric Smoke Detector with Heat Sensor, includes 6-inch base. | 1 | 0.00014 | 0.09 |  |  |  |  | TRUE | TRUE |  |  |  |  | #FFFF0000 | FA-NFPA 170 SMOKE DETECTOR | 1 | FALSE | FALSE | FALSE | 1408 | [19 empty] | DESKTOP-7EIEB7A\acont | 2023-08-04 15:04 | THOR\acont | 2024-09-08 17:27 | Cloned from MIRCOM SD-100-4WP | [MIRCOM] [AUX POWER] [*] [AUX 4-WIRE ++] SD-100-4WP (C), SD-100-4WT-6K (C) [MIRCOM] [IDC] 07 [IDC 4-WIRE ++] SD-100-4WP (C), SD-100-4WT-6K (C)
c6b9e39e-18ab-4b3a-9cee-482bbbfebc67 | NFPA 170 STROBE CEILING |  |  | North | Eaton Wheelock |  | Strobe |  |  |  | Module | TRUE | RSSWP-24MCCH-FR |  | NOTIFICATION, STROBE, RED, CEILING, 115CD/177CD, WP | 1 | 0 | 0.3 |  |  |  |  | FALSE | TRUE |  |  |  |  | #FF0070C0 | FA-NFPA 170 STROBE CEILING | 1 | FALSE | FALSE | FALSE | 2022 | [13 empty] | FALSE |  |  | C¦WP |  |  |  |  | THOR\acont | 2024-09-08 17:27 |  | [Eaton Wheelock, Hochiki] [NAC] RSSWP-24MCCH-FR (C), RSSWP-24MCCH-FW (C)
6bc76ed0-79b2-43a7-83b3-482e3f2e5f4f |  |  |  | North | Gamewell FCI |  | Hardware |  |  |  | Hardware | TRUE | E3-INX-DPLATE | ++ | Transponder module mounting plate, “D” Size | 1 | [6 empty] | TRUE | [5 empty] | #FFFFFFFF |  |  | FALSE | FALSE | FALSE | [20 empty] | DESKTOP-7EIEB7A\acont | 2022-08-29 12:37 | THOR\acont | 2024-10-09 10:48 | Cloned from Gamewell FCI E3-INCC-D-PLATE
89ac1c8f-a0eb-4310-8137-482edba7607a | NFPA 170 REMOTE ANNUNCIATOR | RISER ANNUNCIATOR |  | North | Notifier |  | Remote Annunciator |  |  |  | Assembly | TRUE | LCD2-80 | + | Annunciator, Terminal and ACS mode. 80-character, backlit LCD display | 1 | [6 empty] | FALSE | [5 empty] | #FFFF0000 | FA-NFPA 170 REMOTE ANNUNCIATOR | 1 | FALSE | FALSE | FALSE | 255 | [13 empty] | FALSE | [7 empty] | THOR\acont | 2024-09-08 17:27
d5e077d7-f756-47df-9af9-483474863b1c | NFPA 170 HORN STROBE |  |  | North | Kidde |  | Horn/Strobe |  |  |  | Module | TRUE | EG4AVRF-SP |  | Wall horn-strobe, red, FUEGO | 1 | [6 empty] | FALSE |  | GRSW-10 |  |  |  | #FF0070C0 | FA-NFPA 170 HORN STROBE | 1 | FALSE | FALSE | FALSE | 2012 | [13 empty] | FALSE | [5 empty] | DESKTOP-7SAL8M7\acont | 2020-08-19 11:55 | THOR\acont | 2024-09-08 17:27 | Cloned from Edwards G4AVRF-SP | [Edwards, Kidde] [NAC] [VDC, LOW DB] EG4AVRF, EG4AVRF-FR, EG4AVRF-SP, EG4AVRN, EG4AVWF, EG4AVWF-FR, EG4AVWF-SP, EG4AVWN, G4AVRF, G4AVRF-FR, G4AVRF-SP, G4AVRN, G4AVWF, G4AVWF w/STI, G4AVWF-FR, G4AVWF-SP, G4AVWN [Edwards, Kidde] [NAC] [VFWR, LOW DB] EG4AVRF, EG4AVRF-FR, EG4AVRF-SP, EG4AVRN, EG4AVWF, EG4AVWF-FR, EG4AVWF-SP, EG4AVWN, G4AVRF, G4AVRF-FR, G4AVRF-SP, G4AVRN, G4AVWF, G4AVWF w/STI, G4AVWF-FR, G4AVWF-SP, G4AVWN [Edwards, Kidde] [NAC] [VFWR, HIGH DB] EG4AVRF, EG4AVRF-FR, EG4AVRF-SP, EG4AVRN, EG4AVWF, EG4AVWF-FR, EG4AVWF-SP, EG4AVWN, G4AVRF, G4AVRF-FR, G4AVRF-SP, G4AVRN, G4AVWF, G4AVWF w/STI, G4AVWF-FR, G4AVWF-SP, G4AVWN [Edwards, Kidde] [NAC] [VDC, HIGH DB] EG4AVRF, EG4AVRF-FR, EG4AVRF-SP, EG4AVRN, EG4AVWF, EG4AVWF-FR, EG4AVWF-SP, EG4AVWN, G4AVRF, G4AVRF-FR, G4AVRF-SP, G4AVRN, G4AVWF, G4AVWF w/STI, G4AVWF-FR, G4AVWF-SP, G4AVWN
ba33878f-3b46-4bd2-bba9-483e35058b3d | NFPA 170 HORN STROBE |  |  | North | Potter |  | Horn/Strobe |  |  |  | Module | TRUE | CHS-24B-WP |  | Horn Strobe, Wall, Red, Blue, Outdoor | 1 | 0 | 0.22 |  |  |  |  | FALSE | FALSE |  |  |  |  | #FF0070C0 | FA-NFPA 170 HORN STROBE | 1 | FALSE | FALSE | FALSE | 2012 |  |  | 7135-0328:0212 | [10 empty] | FALSE | [7 empty] | THOR\acont | 2024-09-08 17:27 |  | [Potter] [NAC] [UL MAX, HIGH DB] CHS-24B-WP, CHS-24G-WP, CHS-24R-WP, CHS-24WB-WP, CHS-24WG-WP, CHS-24WR-WP, CHSLP-24B-WP, CHSLP-24G-WP, CHSLP-24R-WP, CHSLP-24WB-WP, CHSLP-24WG-WP, CHSLP-24WR-WP
90e2b48e-5fac-46c9-9444-4845871cdf32 |  |  |  | North | Siemens | [5 empty] | Module | TRUE | X-204-2 | 500-650537 | SCALANCE X-204-2 PACKAGED | 1 | [12 empty] | #FFFFFFFF |  |  | FALSE | FALSE | FALSE | [20 empty] | DESKTOP-7SAL8M7\acont | 2019-08-13 09:04 | THOR\acont | 2024-10-09 10:48
c8e17f92-8ae5-4f85-b5e1-484e115f5a93 | NFPA 170 FIRE ALARM CONTROL UNIT | RISER FACP |  | North | Hochiki |  | Fire Alarm Control Unit |  |  |  | Assembly | TRUE | FN-4127US0ERS-220 |  | FireNET® FACP, 4 Loop, Red, 220V | 1 | [6 empty] | FALSE |  |  | *Refer to Install Sheet | 14.5" W x 24" H x 5" D |  | #FFFF0000 | FA-NFPA 170 FIRE ALARM CONTROL UNIT | 1 | FALSE | FALSE | FALSE | 202 | [8 empty] | 7,12,18,28,55,60 |  |  |  |  | TRUE | [5 empty] | DESKTOP-0D6CQVA\lousc | 2019-09-24 07:23 | THOR\acont | 2024-09-08 17:27 | from Hochiki FN4127US1ERS120 | [AutoPulse, Hochiki, VES] [RS-485] [Network] 542R (433607), FN2127US0ERS120, FN-2127US0ERS-220, FN2127US1ERS120, FN-2127US1ERS-220, FN4127US0ERS120, FN-4127US0ERS-220, FN4127US1ERS120, FN-4127US1ERS-220, FN-LCD-N, FN-LCD-S, FNP-1127, FNP-1127ES0EGS-120, | [Hochiki] FN2127US0ERS120, FN-2127US0ERS-220, FN2127US1ERS120, FN-2127US1ERS-220, FN4127US0ERS120, FN-4127US0ERS-220, FN4127US1ERS120, FN-4127US1ERS-220 [Hochiki] FN2127US0ERS120, FN-2127US0ERS-220, FN2127US1ERS120, FN-2127US1ERS-220, FN4127US0ERS120, FN-4127US0ERS-220, FN4127US1ERS120, FN-4127US1ERS-220 [Hochiki] FN2127US0ERS120, FN-2127US0ERS-220, FN2127US1ERS120, FN-2127US1ERS-220, FN4127US0ERS120, FN-4127US0ERS-220, FN4127US1ERS120, FN-4127US1ERS-220 [Hochiki] FN2127US0ERS120, FN-2127US0ERS-220, FN2127US1ERS120, FN-2127US1ERS-220, FN4127US0ERS120, FN-4127US0ERS-220, FN4127US1ERS120, FN-4127US1ERS-220 [Hochiki] FN4127US0ERS120, FN-4127US0ERS-220, FN4127US1ERS120, FN-4127US1ERS-220 [Hochiki] FN2127US0ERS120, FN-2127US0ERS-220, FN2127US1ERS120, FN-2127US1ERS-220, FN4127US0ERS120, FN-4127US0ERS-220, FN4127US1ERS120, FN-4127US1ERS-220
722ae760-a4f2-4bca-a83c-485e8b035e7d |  |  |  | North | Siemens | [5 empty] | Module | TRUE | SBL2S-R | 500-636121 | SURFACE BACK BOX RED | 1 | [12 empty] | #FFFFFFFF |  |  | FALSE | FALSE | FALSE | [20 empty] | DESKTOP-7SAL8M7\acont | 2019-08-13 09:04 | THOR\acont | 2024-10-09 10:48
bbb2984d-2112-4014-bd0a-4864bfef55ee |  |  |  | North | Edwards |  | Cards & Components |  |  |  | Card | TRUE | 4-FWAL-SMH | n | SFP Network Media Interface, Single Mode Fiber, High Power | 1 | 0.035 | 0.035 |  |  |  |  | TRUE | [5 empty] | #FFFFFFFF |  |  | FALSE | FALSE | FALSE | [20 empty] | DESKTOP-7SAL8M7\acont | 2019-12-13 12:52 | THOR\acont | 2024-10-09 10:48
4a069d6b-193b-4886-9ccd-48677b1b5166 | NFPA 170 GAS DETECTOR |  |  | North | Monaco Enterprises |  | Gas Detection |  |  |  | Module | TRUE | 725-603-00 w/729-209-00 | ++ | Intelligent CO Detector, plug-in, low profile, AP Only, white, Type II, Sounder Base | 1 | 0.0002 | 0.002 |  |  |  |  | FALSE | TRUE |  |  |  |  | #FFFF0000 | FA-NFPA 170 GAS DETECTOR | 1 | FALSE | FALSE | FALSE | 1402 | [13 empty] | FALSE |  |  | SB |  |  | DESKTOP-7EIEB7A\acont | 2023-04-25 07:13 | THOR\acont | 2024-09-08 17:27 | Cloned from Gamewell FCI MCS-CO3 w/B300-6 | [Monaco Enterprises] [SLC SENSORS] 01 [*] 721-121-00 w/B200SR-LF-WH (C), 721-121-00 w/B200SR-WH (C), 721-121-00 w/B210LP (C), 721-121-00 w/B224RB-WH (C), 721-121-00 w/B501 (C), 721-124-00 w/B200SR-LF-WH (C), 721-124-00 w/B200SR-WH (C), 721-124-00 w/B210L [Monaco Enterprises] [SLC MODULES/SENSORS] 01 [*] 721-121-00 w/B200SR-LF-WH (C), 721-121-00 w/B200SR-WH (C), 721-121-00 w/B210LP (C), 721-121-00 w/B224RB-WH (C), 721-121-00 w/B501 (C), 721-124-00 w/B200SR-LF-WH (C), 721-124-00 w/B200SR-WH (C), 721-124-00 [Monaco Enterprises] [AUX POWER] [24VDC, HIGH VOLUME ++] 723-601-00 w/729-209-00 (C), 725-603-00 w/729-209-00 (C), 725-605-00 w/729-209-00 (C) [Monaco Enterprises] [SLC SENSORS] 01 [*] 721-121-00 w/B200SR-LF-WH (C), 721-121-00 w/B200SR-WH (C), 721-121-00 w/B210LP (C), 721-121-00 w/B224RB-WH (C), 721-121-00 w/B501 (C), 721-124-00 w/B200SR-LF-WH (C), 721-124-00 w/B200SR-WH (C), 721-124-00 w/B210L [Monaco Enterprises] [SLC MODULES SENSORS] 01 [*] 708-026-01, 708-031-00, 721-121-00 w/B200SR-LF-WH (C), 721-121-00 w/B200SR-WH (C), 721-121-00 w/B210LP (C), 721-121-00 w/B224RB-WH (C), 721-121-00 w/B501 (C), 721-124-00 w/B200SR-LF-WH (C), 721-124-00 w/B
940d7c4e-fee3-4817-89ab-48678a8ee894 | NFPA 170 SPEAKER STROBE |  |  | North | Edwards |  | Speaker/Strobe |  |  |  | Module | TRUE | G4LFRN-HVM | + | Low Frequency(520hz), Red,15,30,75,110 cd | 1 | 0 | 0.176 |  |  |  |  | FALSE | [5 empty] | #FF0070C0 | FA-NFPA 170 SPEAKER STROBE | 1 | FALSE | FALSE | FALSE | 2019 | [13 empty] | FALSE |  |  | LF |  |  |  |  | THOR\acont | 2024-09-08 17:27 |  | [Edwards, Kidde] [NAC] [24 VDC, TEMPORAL] G4LFRF-HVM, G4LFRN-HVM, G4LFWF-HVM, G4LFWN-HVM [Edwards, Kidde] [NAC] [24 VFWR, CONTINUOUS] G4LFRF-HVM, G4LFRN-HVM, G4LFWF-HVM, G4LFWN-HVM [Edwards, Kidde] [NAC] [16 VFWR, CONTINUOUS] G4LFRF-HVM, G4LFRN-HVM, G4LFWF-HVM, G4LFWN-HVM [Edwards, Kidde] [NAC] [24 VFWR, TEMPORAL] G4LFRF-HVM, G4LFRN-HVM, G4LFWF-HVM, G4LFWN-HVM [Edwards, Kidde] [NAC] [16 VDC, TEMPORAL] G4LFRF-HVM, G4LFRN-HVM, G4LFWF-HVM, G4LFWN-HVM [Edwards, Kidde] [NAC] [16 VFWR, TEMPORAL] G4LFRF-HVM, G4LFRN-HVM, G4LFWF-HVM, G4LFWN-HVM [Edwards, Kidde] [NAC] [24 VDC, CONTINUOUS] G4LFRF-HVM, G4LFRN-HVM, G4LFWF-HVM, G4LFWN-HVM [Edwards, Kidde] [NAC] [16 VDC, CONTINUOUS] G4LFRF-HVM, G4LFRN-HVM, G4LFWF-HVM, G4LFWN-HVM
1033ea32-d35d-47fe-a1c9-48682cf984db | NFPA 170 INTEGRAL VALVE SUPERVISORY SWITCH |  |  | East | Kidde |  | Supervisory Switch |  |  |  | Module | TRUE | 70985023 (70985078) | ++ | 1 1/4” Lock-Out Valve, Carbon Steel (with Limit Switch) | 1 | [6 empty] | FALSE | FALSE | PROVIDED BY SPRINKLER CONTRACTOR |  | PROVIDED BY OTHERS |  | #FFFF0000 | FA-NFPA 170 INTEGRAL VALVE SUPERVISORY SWITCH | 1 | FALSE | FALSE | FALSE | 916 | [13 empty] | FALSE | [5 empty] | DESKTOP-7EIEB7A\acont | 2023-07-10 11:11 | THOR\acont | 2024-09-08 17:27 | Cloned from Kidde 70985018 (10611105) CLONED CLONED CLONED | [Edwards, Kidde] [IDC] 01 06-118262-001, 06-118537-001 (ATEX), 30-3013, 45-118500-001, 45-500537-001 (ATEX), 70985018 (10611105), 70985020 (70985075), 70985021 (70985076), 70985022 (70985077), 70985023 (70985078), 70985024 (70985079), 70985025 (70985080)
aeb06462-c150-42f8-a338-486df5667ae5 | NFPA 170 FIRE ALARM CONTROL UNIT | RISER FACP |  | North | Advanced |  | Fire Alarm Control Unit |  |  |  | Assembly | TRUE | AX-CTL-1C |  | Fire Alarm Control Panel 1 loop with 2 NAC ckts small cabinet | 1 | [6 empty] | FALSE | [5 empty] | #FFFF0000 | FA-NFPA 170 FIRE ALARM CONTROL UNIT | 1 | FALSE | FALSE | FALSE | 202 | [8 empty] | 7,12,18 |  |  |  |  | TRUE | [7 empty] | AUGUSTALIEN\aucon | 2025-02-14 18:13
0c78f7d3-58ce-4ebf-bf0e-4877e36eba6e |  |  |  | North | Rath Area of Refuge | Area of Refuge | Cards & Components |  |  |  | Card | TRUE | 2100-956RR MAIN CARD |  | SYSTEM CALL BOX MAIN CARD | 1 | [6 empty] | TRUE | [5 empty] | #FFFFFFFF |  |  | FALSE | FALSE | FALSE | [14 empty] | FALSE | [5 empty] | ALIENWIN10\AugWin7 | 2019-12-23 13:42 | THOR\acont | 2024-10-09 10:48 | Cloned from Rath Area of Refuge NEW PART CLONED CLONED CLONED CLONED CLONED | [Rath Area of Refuge] [AUX POWER] [*] 2100-956RR, 2100-956RR MAIN CARD, 2100-956RR MAIN CARD-2, 2100-956SR, 2100-958NSR, 2100-984LR, 2500-205B MAIN CARD, 2500-205FM MAIN CARD, 2500-205PSS MAIN CARD, 2500-210B MAIN CARD, 2500-210FM MAIN CARD, 2500-UPSMONI
221b503e-790a-4030-b924-487b43e34ac2 | NFPA 170 HORN STROBE |  |  | North | Eaton Wheelock |  | Horn/Strobe |  |  |  | Module | TRUE | CH70-2415W-FR | ++ | Chime Strobe, 24 VDC, Red, 15cd | 1 | [6 empty] | FALSE | FALSE |  |  |  |  | #FF0070C0 | FA-NFPA 170 HORN STROBE | 1 | FALSE | FALSE | FALSE | 2012 | [13 empty] | FALSE | [5 empty] | THOR\acont | 2023-10-23 17:08 | THOR\acont | 2024-09-08 17:27 | Cloned from Eaton Wheelock CH70-24R | [Eaton Wheelock] [HORN] [24VDC 4-WIRE HORN ONLY] CH70-24110W-FR, CH70-241575W-FR, CH70-2415W-FR, CH70-2430W-FR, CH70-2475W-FR, CH70-24R, CH70-24-W [Eaton Wheelock] [STROBE] [24VDC 4-WIRE STROBE ONLY] CH70-24110W-FR, CH70-241575W-FR, CH70-2415W-FR, CH70-2430W-FR, CH70-2475W-FR [Eaton Wheelock] [NAC] [24VDC] CH70-24110W-FR, CH70-241575W-FR, CH70-2415W-FR, CH70-2430W-FR, CH70-2475W-FR
e9abe44e-e038-4b6e-973e-487e56a12333 | NFPA 170 FLOW DETECTOR |  |  | East | Generic |  | Flow Detector |  |  |  | Module | TRUE | WATERFLOW SWITCH |  |  | 1 | [6 empty] | FALSE | FALSE | PROVIDED BY SPRINKLER CONTRACTOR |  | PROVIDED BY OTHERS |  | #FFFF0000 | FA-NFPA 170 FLOW DETECTOR | 1 | FALSE | FALSE | FALSE | 1700 | [13 empty] | FALSE | [7 empty] | THOR\acont | 2024-09-08 17:27 |  | [Det-Tronics, Generic, Macurco, N/A, STI] [IDC] 01 30-3013, AIR PRESSURE SWITCH, AIR PRESSURE SWITCH HIGH/LOW, BACKFLOW VALVE, CM-12, CONTACT DEVICE, DUCT DETECTOR (C), Fire Suppression Control Unit (FSCU), FURNISHED BY OTHERS, FURNISHED BY OTHERS, FURNI [Farenhyt, Generic, N/A, Notifier, Potter, Silent Knight] [AUX POWER] [BELL POWER ++] FURNISHED BY OTHERS, PS10 Series, PS10-EX, VSG, VSR Series, VSR-10, VSR-AT, VSR-C, VSR-CF, VSR-FE-2, VSR-FEX Series, VSR-S Series, VSR-SF, VSR-SFG, VSR-SFT, VSR-SG, VSR
f44d3af5-8429-4b21-8fc6-487e875d1ebf |  |  |  | North | Edwards |  | Cards & Components |  |  |  | Card | TRUE | NETSW-EIS6-SM |  | 10/100 MB Ethernet Network Switching Hub | 1 | [6 empty] | TRUE | [5 empty] | #FFFFFFFF |  |  | FALSE | FALSE | FALSE | [14 empty] | FALSE | [7 empty] | THOR\acont | 2024-10-09 10:48
2765307a-7766-496a-8194-4898634d5a4d |  |  |  | North | West-Com | [5 empty] | Module | TRUE | NV-WPC2 |  | Novus® Generation II Pull Cord Stations | 1 | [6 empty] | FALSE | [5 empty] | #FFFFFFFF |  |  | FALSE | FALSE | FALSE | [14 empty] | FALSE |  |  | NV-WPC2 |  |  |  |  | THOR\acont | 2024-10-09 10:48
cb67f217-247e-4135-a80e-489bd00abf05 | NFPA 170 SMOKE DETECTOR |  |  | North | MIRCOM |  | Smoke Detector |  |  |  | Module | TRUE | MIX-2251TAP w/B501 | + | Intelligent Photoelectric Sensor with 135°F Fixed Temperature Heat Detector, Standard Base | 1 | 0.0003 | 0.0065 |  |  |  |  | FALSE | TRUE |  |  |  |  | #FFFF0000 | FA-NFPA 170 SMOKE DETECTOR | 1 | FALSE | FALSE | FALSE | 1408 | [13 empty] | FALSE |  |  | P, 135° |  |  | DESKTOP-7SAL8M7\acont | 2019-04-12 12:42 | THOR\acont | 2024-09-08 17:27 | 20191121 AC Detector with base | [MIRCOM] [SLC SENSORS] [*] [#4 TYPE ADDR ¦ SENSORS] DNR w/MIX-2251BR (C), DNR w/MIX-2351RAP (C), MIX-1251AP w/B200SR-LF-WH (C), MIX-1251AP w/B200SR-WH (C), MIX-1251AP w/B210LP (C), MIX-1251AP w/B224RB-WH (C), MIX-1251AP w/B501 (C), MIX-1251B w/B200SR-LF- [MIRCOM] [SLC MODULES SENSORS] [*] [#2 SHARED ADDR ¦ SENSORS] DNR w/MIX-2251BR (C), DNR w/MIX-2351RAP (C), MIX-1251AP w/B200SR-LF-WH (C), MIX-1251AP w/B200SR-WH (C), MIX-1251AP w/B210LP (C), MIX-1251AP w/B224RB-WH (C), MIX-1251AP w/B501 (C), MIX-1251B w/
a035f08b-aff9-44cd-ad64-489ff7746b37 | NFPA 170 SPEAKER STROBE CEILING |  |  | North | BluePoint |  | Speaker/Strobe |  |  |  | Assembly | TRUE | BP04-A511P | + | ICSS ASSEMBLY | 1 | 0 | 0.226 |  |  |  |  | FALSE | TRUE |  |  |  |  | #FF0070C0 | FA-NFPA 170 SPEAKER STROBE CEILING | 1 | FALSE | FALSE | FALSE | 2020 | [13 empty] | FALSE |  |  | C |  |  | THOR\acont | 2024-04-12 13:49 | THOR\acont | 2024-09-08 17:27 | Cloned from BluePoint BP04-511P | [BluePoint, System Sensor] [NAC] [VDC] BP04-511P (C), BP04-A511P (C), SPSCRL (C), SPSCWL (C), SPSCWL-CLR-ALERT (C), SPSCWL-P (C), SPSCWL-SP (C), SPSCWL-TILE (C) [BluePoint, System Sensor] [AUDIO 25v] [25V AUDIO] BP04-511P (C), BP04-A511P (C), SPCRL (C), SPCWL (C), SPCWL-TILE (C), SPSCR (C), SPSCRH (C), SPSCRL (C), SPSCW (C), SPSCWL (C), SPSCWL-CLR-ALERT (C), SPSCWL-P (C), SPSCWL-SP (C), SPSCWL-TILE (C) [BluePoint, System Sensor] [AUDIO 70.7v] [70V AUDIO] BP04-511P (C), BP04-A511P (C), SPCRL (C), SPCWL (C), SPCWL-TILE (C), SPSCR (C), SPSCRH (C), SPSCRL (C), SPSCW (C), SPSCWL (C), SPSCWL-CLR-ALERT (C), SPSCWL-P (C), SPSCWL-SP (C), SPSCWL-TILE (C) [BluePoint, System Sensor] [NAC] [VFWR] BP04-511P (C), BP04-A511P (C), SPSCRL (C), SPSCWL (C), SPSCWL-CLR-ALERT (C), SPSCWL-P (C), SPSCWL-SP (C), SPSCWL-TILE (C) [BluePoint, System Sensor] [NAC] [VDC] BP04-511P (C), BP04-A511P (C), SPSCRL (C), SPSCWL (C), SPSCWL-CLR-ALERT (C), SPSCWL-P (C), SPSCWL-SP (C), SPSCWL-TILE (C)
5b25fe32-7b94-4a03-9893-48a29eb083bb | NFPA 170 HORN STROBE |  |  | North | MIRCOM |  | Horn/Strobe |  |  |  | Module | TRUE | FHS-340W | ++ | Wall Mount Horn/Strobe, White | 1 | [6 empty] | FALSE | [5 empty] | #FF0070C0 | FA-NFPA 170 HORN STROBE | 1 | FALSE | FALSE | FALSE | 2012 | [13 empty] | FALSE | [5 empty] | THOR\acont | 2023-12-04 15:08 | THOR\acont | 2024-09-08 17:27 | Cloned from MIRCOM FHS-340R | [MIRCOM] [NAC] [24 VDC, CONT, HIGH] FHS-340R, FHS-340W
ab7aa3ed-b124-4089-aa19-48a85f725146 | NFPA 170 HORN STROBE |  |  | North | Calibration Technologies Inc. |  | Horn/Strobe |  |  |  | Module | TRUE | SHA-24-Green |  | Horn/Strobe Green Lens | 1 | 0 | 0 |  |  |  |  | FALSE | FALSE |  |  |  |  | #FF0070C0 | FA-NFPA 170 HORN STROBE | 1 | FALSE | FALSE | FALSE | 2012 | [13 empty] | FALSE |  |  | WP |  |  | THOR\acont | 2024-10-31 09:00 | THOR\acont | 2024-10-31 09:01 | Cloned from Macurco SHA-24-Blue CLONED CLONED | [Calibration Technologies Inc.] [NAC] [24VDC] SHA-24-Amber, SHA-24-Blue, SHA-24-Clear, SHA-24-Green, SHA-24-Red
e8571c73-1105-4d00-a7a6-48a99e656715 | NFPA 170 HORN STROBE |  |  | North | Eaton Wheelock |  | Horn/Strobe |  |  |  | Module | TRUE | LFHSKW3-AL | + | Horn/Strobe Exceder Series, White, ALERT, LED, LF, 110cd | 1 | [6 empty] | FALSE | FALSE |  |  |  |  | #FF0070C0 | FA-NFPA 170 HORN STROBE | 1 | FALSE | FALSE | FALSE | 2012 | [13 empty] | FALSE | [5 empty] | DESKTOP-7SAL8M7\acont | 2019-02-11 17:06 | THOR\acont | 2024-09-08 17:27 | Cloned from Wheelock LFHSKW3 | [Eaton Wheelock] [NAC] LFHSKR3, LFHSKR3-AL, LFHSKR3-CO, LFHSKR3-N, LFHSKW3, LFHSKW3-AL, LFHSKW3-CO, LFHSKW3-N
1c289814-e32f-45be-9359-48a9fb278e4d |  |  |  | North | Hochiki |  | Cards & Components |  |  |  | Card | TRUE | FN2127US1ERS120 Main Board |  | Main Board | 1 | 0.35 | 0.62 |  |  |  |  | TRUE | [5 empty] | #FFFFFFFF |  |  | FALSE | FALSE | FALSE | [20 empty] | DESKTOP-GHR3H5U\Anthony | 2019-11-26 15:53 | THOR\acont | 2024-10-09 10:48
5ae25056-7aa7-4320-a70f-48aef8d635d8 | NFPA 170 SMOKE DETECTOR |  |  | North | Kidde |  | Smoke Detector |  |  |  | Module | TRUE | KI-PD w/KI-SB BASE | + | Photoelectric smoke detector | 1 | [6 empty] | FALSE | TRUE |  |  |  |  | #FFFF0000 | FA-NFPA 170 SMOKE DETECTOR | 1 | FALSE | FALSE | FALSE | 1408 | [13 empty] | FALSE | [5 empty] | DESKTOP-7SAL8M7\acont | 2018-09-17 10:05 | THOR\acont | 2024-09-08 17:27 | 20191121 AC Detector with base | [Edwards, Kidde] [SLC EST MODULES/SENSORS] 01 [*] [iO64] DS-HFS (C), DS-PS (C), FX-HD w/IB4U BASE, FX-HD w/RB4U BASE, FX-HD w/SB4U BASE, FX-HD w/SB4U-LF BASE, FX-HD wB4U BASE, FX-PD w/B4U BASE (C), FX-PD w/IB4U BASE (C), FX-PD w/SB4U BASE (C), FX-PD w/SB [Kidde] [SLC EST MODULES SENSORS] [*] [#2 SHARED ADDR ¦ SENSORS] DS-HFS (C), DS-PS (C), FX-HD w/IB4U BASE, FX-HD w/RB4U BASE, FX-HD w/SB4U BASE, FX-HD w/SB4U-LF BASE, FX-HD wB4U BASE, FX-PD w/B4U BASE (C), FX-PD w/IB4U BASE (C), FX-PD w/SB4U BASE (C), FX [Edwards, Kidde] [SLC EST SENSORS] 01 [*] [EST3, iO1000] DS-HFS (C), DS-PS (C), FX-HD w/IB4U BASE, FX-HD w/RB4U BASE, FX-HD w/SB4U BASE, FX-HD w/SB4U-LF BASE, FX-HD wB4U BASE, FX-PD w/B4U BASE (C), FX-PD w/IB4U BASE (C), FX-PD w/SB4U BASE (C), FX-PD w/SB [Kidde] [SLC EST SENSORS] [*] [#4 TYPE ADDR ¦ SENSORS] DS-HFS (C), DS-PS (C), FX-HD w/IB4U BASE, FX-HD w/RB4U BASE, FX-HD w/SB4U BASE, FX-HD w/SB4U-LF BASE, FX-HD wB4U BASE, FX-PD w/B4U BASE (C), FX-PD w/IB4U BASE (C), FX-PD w/SB4U BASE (C), FX-PD w/SB4U
ab8c4e4c-e1a4-4c2a-b4f4-48b34c546f16 |  |  |  | North | Edwards |  | Hardware |  |  |  | Hardware | TRUE | RACCDR |  | Outer Door for RACCR | 1 | [6 empty] | FALSE | [5 empty] | #FFFFFFFF |  |  | FALSE | FALSE | FALSE | [14 empty] | FALSE | [7 empty] | THOR\acont | 2024-10-09 10:48
a319e2f2-0d14-475f-8d11-48b6baf16be9 | NFPA 170 MANUAL PULL |  |  | North | Siemens |  | Manual Station |  |  |  | Module | TRUE | XMS-D |  | MANUAL STATION -DUAL ACTION | 1 | 0.0005 | 0.0005 |  |  |  |  | FALSE | [5 empty] | #FFFF0000 | FA-NFPA 170 MANUAL PULL | 1 | FALSE | FALSE | FALSE | 957 | [13 empty] | FALSE | [5 empty] | DESKTOP-7SAL8M7\acont | 2020-11-12 20:56 | THOR\acont | 2024-09-08 17:27 | Cloned from Siemens HMS-D | [Siemens] [SLC MODULES SENSORS] [*] [#1 SHARED ADDR ¦ MODULES] AD-11P (C), FDBZ492 w/OP921 (C), FDBZ492-HR w/FDO421 (C), FDBZ492-HR w/OP921 (C), FDBZ492-R (C), FDCIO422, HCP, HCP-Z, HFPO-11, HFPT-11, HMS-D, HMS-DE, HMS-DP, HMS-DZ, HMS-S, HMS-SA, HMS-SE,
471930a0-c043-435c-a36c-48b751f9914a |  |  |  | North | MIRCOM | [5 empty] | Module | TRUE | UDACT-300A | ++ | Dialer Module | 1 | 0.045 | 0.12 | [10 empty] | #FFFFFFFF |  |  | FALSE | FALSE | FALSE | [22 empty] | THOR\acont | 2024-10-09 10:48 |  | [MIRCOM] [DACT] 02 UDACT-300A [MIRCOM] [DACT] 01 UDACT-300A | [MIRCOM] UDACT-300A
3f641cca-2880-4dbe-b990-48ba80210c9e | NFPA 170 ADDRESSABLE OUTPUT MODULE |  |  | North | Notifier |  | Addressable Control/Relay |  |  |  | Module | TRUE | EM-1RI | ++ | Intelligent Relay Module, Eclipse™ Series, Isolator version | 1 | 0.002 | 0.0005 |  |  |  |  | FALSE | FALSE |  |  |  |  | #FFFF0000 | FA-NFPA 170 ADDRESSABLE OUTPUT MODULE | 1 | FALSE | FALSE | FALSE | 1100 | [13 empty] | FALSE | [7 empty] | THOR\acont | 2024-09-08 17:27 |  | [Notifier] [AUX POWER, RELAY] [RISER INPUT] EM-1R, EM-1RI, FRM-1, NC-100R, NC-100RA [Honeywell, Notifier, System Sensor] [SLC MODULES] [*] [#3 TYPE ADDR ¦ MODULES] 30-3013 w/FMM-101, Q3013D, ACM-8R, ACPS-610, AMPS-24, AMPS-24E, EM-1M, EM-1MI, EM-1MM, EM-1MMI, EM-1R, EM-1RI, EM-1SR, EM-1SRI, FCM-1, FCM-1-REL, FD7044 MM-101, FDM-1, FDRM-1 [Honeywell, Notifier, System Sensor] [SLC MODULES SENSORS] [*] [#1 SHARED ADDR ¦ MODULES] 30-3013 w/FMM-101, Q3013D, ACM-8R, ACPS-610, AMPS-24, AMPS-24E, EM-1M, EM-1MI, EM-1MM, EM-1MMI, EM-1R, EM-1RI, EM-1SR, EM-1SRI, FCM-1, FCM-1-REL, FD7044 MM-101, FDM | [Notifier, Silent Knight] EM-1R, EM-1RI, FRM-1, HFS-MR, NC-100R, NC-100RA
30378125-bf09-4e4a-94e8-48bebf23830e |  |  |  | North | Edwards |  | Hardware |  |  |  | Hardware | TRUE | 33-30755A |  | Spare Dust Filter for ASD-160H, ASD-320 & ReadySET | 1 | [6 empty] | FALSE | [5 empty] | #FFFFFFFF |  |  | FALSE | FALSE | FALSE | [14 empty] | FALSE | [7 empty] | THOR\acont | 2024-10-09 10:48
81c70761-50bd-46e3-a9c3-48c746cca2b0 |  |  |  | North | Simplex |  | Hardware |  |  |  | Hardware | TRUE | 4100-2303 |  | LEGACY CARD STABILIZER BRKT | 1 | [12 empty] | #FFFFFFFF |  |  | FALSE | FALSE | FALSE | [20 empty] | AULAPTOP-PC\Aulaptop | 2019-07-04 04:36 | THOR\acont | 2024-10-09 10:48
ca11e6f4-af18-406e-b14d-48cce80d85f5 |  |  |  | North | Edwards |  | Hardware |  |  |  | Hardware | TRUE | 4-CAB8D |  | Door Assembly for 3-CAB5B, Bronze | 1 | [12 empty] | #FFFFFFFF |  |  | FALSE | FALSE | FALSE | [20 empty] | DESKTOP-7SAL8M7\acont | 2019-12-13 12:52 | THOR\acont | 2024-10-09 10:48
0cdddc95-4fda-4a53-aba7-48cfeb100bab | NFPA 170 SMOKE CO DETECTOR |  |  | North | Honeywell |  | Smoke/CO Detector |  |  |  | Module | TRUE | 5800CMBOV | ++ | Wireless Smoke/Carbon Monoxide (CO) Detector | 1 | [6 empty] | FALSE | [5 empty] | #FFFF0000 | FA-NFPA 170 SMOKE CO DETECTOR | 1 | FALSE | FALSE | FALSE | 1408 | [13 empty] | FALSE |  |  | W |  |  | THOR\acont | 2025-01-20 12:25 |  |  | Cloned from Resideo 5800CMBOV | [Honeywell, Resideo] [WIRELESS FIRE] 5800CMBOV, 5800CO, 5800PIR-COM, 5806W3 (C), 5808W3 (C), 5809, 5817CB, 5869, DF8M (C)
1e24534b-909c-4859-80ee-48d05d82d842 |  |  |  | North | Edwards |  | Hardware |  |  |  | Hardware | TRUE | 6261-001 |  | Air Sampling Tube - 8" long | 1 | [6 empty] | FALSE | [5 empty] | #FFFFFFFF |  |  | FALSE | FALSE | FALSE | [14 empty] | FALSE | [7 empty] | THOR\acont | 2024-10-09 10:48
f1fbbde4-b958-4bd2-9703-48d1d51e6738 | NFPA 170 HORN STROBE |  |  | North | Generic |  | Horn/Strobe |  |  |  | Module | TRUE | Existing NAC Load (.1A) |  |  | 1 |  | 0.1 |  |  |  |  | TRUE | [5 empty] | #FF0070C0 | FA-NFPA 170 HORN STROBE | 1 | FALSE | FALSE | FALSE | 2012 | [16 empty] | EXP |  |  | DESKTOP-7SAL8M7\acont | 2020-11-20 07:29 | THOR\acont | 2024-09-08 17:27 | Cloned from Generic Existing NAC Load (.03A) | [Generic] [NAC] [*] Existing NAC Load (.01A), Existing NAC Load (.02A), Existing NAC Load (.03A), Existing NAC Load (.04A), Existing NAC Load (.05A), Existing NAC Load (.06A), Existing NAC Load (.07A), Existing NAC Load (.08A), Existing NAC Load (.09A),
988bb351-7820-499d-8ac1-48d518817c50 |  |  |  | North | Bosch | [5 empty] | Module | TRUE | NDE-3503-AL | * | Camera 5Mp Dome | 1 | [12 empty] | #FFFFFFFF |  |  | FALSE | FALSE | FALSE | [20 empty] | DESKTOP-7EIEB7A\acont | 2021-08-13 06:25 | THOR\acont | 2024-10-09 10:48
22530156-cfcf-4689-ac3f-48d6cad24778 | NFPA 170 HORN STROBE |  |  | North | Monaco Enterprises |  | Horn/Strobe |  |  |  | Module | TRUE | 585-103-00 | + | HORN STB:WHITE,T-1,WM,2-WIRE,INDOOR,24V,CLR LENS,NO LTR,15-185 CANDELA | 1 | 0 | 0.119 |  |  |  |  | FALSE | [5 empty] | #FF0070C0 | FA-NFPA 170 HORN STROBE | 1 | FALSE | FALSE | FALSE | 2012 | [13 empty] | FALSE | [5 empty] | DESKTOP-7SAL8M7\acont | 2020-02-23 12:37 | THOR\acont | 2024-09-08 17:27 | Cloned from System Sensor P2WL-P | [Monaco Enterprises] [NAC] [16 VDC, TEMPORAL HIGH] 585-098-00, 585-101-00, 585-102-00, 585-103-00 [Monaco Enterprises] [NAC] [16 VFWR, TEMPORAL HIGH] 585-098-00, 585-101-00, 585-102-00, 585-103-00
eb214a37-465f-4086-a190-48db11edab15 | NC_CORRIDOR LIGHT |  |  | North | Rauland Nurse Call |  | Nurse Call Component |  |  |  | Module | TRUE | 352010 |  | CORRIDOR LIGHT 4 POSITION V2 | 1 | [6 empty] | TRUE | [5 empty] | #FFFF0000 | FA-NC_CORRIDOR LIGHT | 1 | FALSE | FALSE | FALSE | [20 empty] | AUGUSTXPS17-EUP\aucon | 2022-07-26 17:18 | THOR\acont | 2024-09-08 17:27 | Cloned from Rauland Nurse Call New Part
7e4ebac1-bae2-4578-a175-48dcccbd051c | NFPA 170 HORN CEILING |  |  | North | Siemens |  | Horn |  |  |  | Module | TRUE | SL2FSCW-CO | S54329-F114-A1++ | Sounder, Ceiling, Clear, White, CO | 1 | [7 empty] | TRUE |  |  |  |  | #FF0070C0 | FA-NFPA 170 HORN CEILING | 1 | FALSE | FALSE | FALSE | 2023 | [16 empty] | LF |  |  | DESKTOP-7EIEB7A\acont | 2023-08-03 12:10 | THOR\acont | 2024-09-08 17:27 | Cloned from Siemens SL2FSSCW-CO | [Siemens] [NAC] [24 VDC, HORN TEMPORAL] SL2FSCR-AL (C), SL2FSCR-CO (C), SL2FSCR-F (C), SL2FSCR-N (C), SL2FSCW-AL (C), SL2FSCW-CO (C), SL2FSCW-F (C), SL2FSCW-N (C), SL2FSWR-AL, SL2FSWR-CO, SL2FSWR-F, SL2FSWR-N, SL2FSWW-AL, SL2FSWW-CO, SL2FSWW-F, SL2FSWW-N
ab5d466e-e31a-4b02-9aa0-48dec01a04ef |  |  |  | North | Bosch | [5 empty] | Module | TRUE | DS860 | * | DUAL MW/PIR 60X60FT 0000081357 | 1 | [12 empty] | #FFFFFFFF |  |  | FALSE | FALSE | FALSE | [20 empty] | DESKTOP-7EIEB7A\acont | 2021-08-13 06:25 | THOR\acont | 2024-10-09 10:48
02d1d4b9-b1c0-4b6e-9c7e-48e0072273b1 |  |  |  | North | Edwards |  | Hardware |  |  |  | Hardware | TRUE | MN-HSTPMS1 |  | Emitter (loudspeaker) tripod mounting system. 10' tripod with 14' mast. Additional support and guy wires may be necessary. ECC cannot be mounted to this unit. | 1 | [6 empty] | FALSE | [5 empty] | #FFFFFFFF |  |  | FALSE | FALSE | FALSE | [14 empty] | FALSE | [7 empty] | THOR\acont | 2024-10-09 10:48
3ec9d032-8668-4840-ad19-48e0e3321b5b |  |  |  | North | Autocall |  | Hardware |  |  |  | Hardware | TRUE | A100-9835 |  | Termination and Address Label Kit | 1 | 0 | 0 |  |  |  |  | TRUE | [5 empty] | #FFFFFFFF |  |  | FALSE | FALSE | FALSE | [20 empty] | DESKTOP-0D6CQVA\lousc | 2019-07-06 15:16 | THOR\acont | 2024-10-09 10:48 | Cloned from AutoCall A100-9857
56a147bc-cdab-4939-87b2-48e589af9b70 |  |  |  | North | Siemens | [5 empty] | Module | TRUE | FDCIO-EOL | S54312-F7-A1 | EOL resistors for FDCIO422 100 Ohm, Bag containing Qty of 50 Resistors | 1 | [12 empty] | #FFFFFFFF |  |  | FALSE | FALSE | FALSE | [20 empty] | DESKTOP-7SAL8M7\acont | 2019-08-13 09:04 | THOR\acont | 2024-10-09 10:48
fb35755a-6605-4760-8387-48ec97ec0507 |  |  |  | North | Firelite |  | Cards & Components |  |  |  | Card | TRUE | MS-4012 Main Board | ++ | Main Board | 1 | 0.0792 | 0.34 | 3 |  |  |  | TRUE | FALSE |  |  |  |  | #FFFFFFFF |  |  | FALSE | FALSE | FALSE | [14 empty] | FALSE | [5 empty] | THOR\acont | 2024-08-12 11:49 | THOR\acont | 2024-10-09 10:48 | Cloned from Firelite MS-5024 Main Board | [ADT Unimode, Firelite] [IDC] [#1 TROUBLE] 200UDLS Main Board, MS-4012 Main Board, MS-4024 Main Board, MS-5024 Main Board, MS-5210UD Main Board [ADT Unimode, Firelite] [IDC] [#1 ALARM] 200UDLS Main Board, MS-4012 Main Board, MS-4024 Main Board, MS-5024 Main Board, MS-5210UD Main Board [ADT Unimode, AES, Firelite, NAPCO, Notifier] [VAC ] [VAC] 1640, 200UDLS Main Board, 411UDAC Main Board, ACC-25/50 Main Board, BE-500 CPU, CPU-N16LD, CPU-N16LND, ECC-125DA (25V) Main Board, ECC-50/100 Main Board (100W, 25V), ECC-50/100 Main Board (100W, [ADT Unimode, Firelite] [IDC] [#3 SUPERVISORY] 200UDLS Main Board, MS-4012 Main Board, MS-4024 Main Board, MS-5024 Main Board, MS-5210UD Main Board | [Firelite] MS-4012 Main Board
f1e6085c-5457-4d20-b2ad-48f21eda6b45 |  |  |  | North | Siemens |  | Cards & Components |  |  |  | Card | TRUE | FHA2054-U1 | S54400-B58-A1 | FHA2054 Audio Transformer Kit | 1 | [6 empty] | TRUE | [5 empty] | #FFFFFFFF |  |  | FALSE | FALSE | FALSE | [20 empty] | AULAPTOP-PC\Aulaptop | 2019-04-20 11:42 | THOR\acont | 2024-10-09 10:48
6e1a7f61-b998-4ab4-b348-48f298347104 | NFPA 170 HORN STROBE |  |  | North | Siemens |  | Horn/Strobe |  |  |  | Module | TRUE | SL2MTSWW-NR | S54329-F246-A1++ | Multi-Tone Strobe, Wall, Red, White, No Lettering | 1 | [12 empty] | #FF0070C0 | FA-NFPA 170 HORN STROBE | 1 | FALSE | FALSE | FALSE | 2023 | [19 empty] | DESKTOP-7EIEB7A\acont | 2023-08-02 08:23 | THOR\acont | 2024-09-08 17:27 | Cloned from Siemens SL2MTSWW-N | [Siemens] [NAC] [24 VDC, HORN STD] SL2MTSWR-A, SL2MTSWR-F, SL2MTSWR-FB, SL2MTSWR-N, SL2MTSWR-NR, SL2MTSWW-F, SL2MTSWW-FB, SL2MTSWW-N, SL2MTSWW-NA, SL2MTSWW-NB, SL2MTSWW-NG, SL2MTSWW-NR
52b73906-f36f-43ed-af49-48f48adf2a6a | NFPA 170 HORN STROBE |  |  | North | Potter |  | Horn/Strobe |  |  |  | Module | TRUE | HS24-177PR |  | Horn Strobe, High Candela (Fixed 177 Candela), Plain Red | 1 | 0 | 0.152 |  |  |  |  | FALSE | [5 empty] | #FF0070C0 | FA-NFPA 170 HORN STROBE | 1 | FALSE | FALSE | FALSE | 2012 | [13 empty] | FALSE | [7 empty] | THOR\acont | 2024-09-08 17:27 |  | [Potter] [NAC] [24 VDC] HS24-177PR, HS24-177PW, HS24-177R, HS24-177W [Potter] [NAC] [UL MAX] HS24-177PR, HS24-177PW, HS24-177R, HS24-177W
6eb30acf-cdbd-4848-8320-48f81236fb7e | NFPA 170 HEAT DETECTOR |  |  | North | Notifier |  | Heat Detector |  |  |  | Module | TRUE | HD-623 | ++ | Heat Detector, 135°F (57°C) Fixed | 1 | [6 empty] | FALSE | TRUE |  |  |  |  | #FFFF0000 | FA-NFPA 170 HEAT DETECTOR | 1 | FALSE | FALSE | FALSE | 1403 | [13 empty] | FALSE | [7 empty] | THOR\acont | 2024-09-08 17:27 | 20191121 AC Detector without base | [Honeywell, Notifier, System Sensor] [SLC SENSORS] [*] [#4 TYPE ADDR ¦ SENSORS] 2251B (C), 2251-COPTIR (C), 2251-COPTIR w/B200S-WH (C), 2251TB (C), 2251TMB (C), 5251B (C), 5251B-WP (C), 5251H (C), 5251RB (C), 5251RB-WP (C), 7251 (C), 7251DH (C), DH200LP [Chemtronics, Firelite, MIRCOM, Notifier, System Sensor] [IDC] 01 [*] [IDC 2-WIRE ++] 1151 (C), 1151EIS (C), 1400 (C), 1451 (C), 1451DH (C), 1451DHHT (C), 2100AT (C), 2100S (C), 2100TR (C), 2100TS (C), 2151 w/B110LP (C), 2151 w/B116LP (C), 2151 w/B401 (C [Honeywell, Notifier, System Sensor] [SLC MODULES SENSORS] [*] [#2 SHARED ADDR ¦ SENSORS] 2251B (C), 2251-COPTIR (C), 2251-COPTIR w/B200S-WH (C), 2251TB (C), 2251TMB (C), 5251B (C), 5251B-WP (C), 5251H (C), 5251RB (C), 5251RB-WP (C), 7251 (C), 7251DH (C) [Det-Tronics, Edwards, Kidde, Notifier] [IDC] 01 30-3013, 30-3013 w/FMM-101, Q3013D, 5621 (C), 5622 (C), 5623 (C), 5624 (C), BNG-1, BNG-1F, BNG-1FTS, BNG-1R, BNG-1SP, BNG-1TS, BNG-1TSL, BNG-1TSR, BNG-1TSRL, CP-651 (C), HD-601 (C), HD-602 (C), HD-603 (C),
6e6b8464-3975-4e37-a193-48fbc102a8cd | NFPA 170 HORN |  |  | North | Potter |  | Horn |  |  |  | Module | TRUE | ED-889DAW |  | Explosion-Proof AdaptaHorn | 1 | [6 empty] | FALSE | [5 empty] | #FF0070C0 | FA-NFPA 170 HORN | 1 | FALSE | FALSE | FALSE | 2010 | [13 empty] | FALSE |  |  | XP, WP |  |  | DESKTOP-7SAL8M7\acont | 2020-09-14 14:26 | THOR\acont | 2024-09-08 17:27 | Cloned from Edwards WG4RN-H | [Potter] [NAC] ED-889DAW
02d8c328-a6c4-4201-9139-48fd00a4fcfc |  |  |  | North | VES |  | Cards & Components |  |  |  | Card | TRUE | VF1858-10/11 Main Board | + | VF1858 Main Board | 1 | 0.12 | 0.68 | 4.5 |  |  |  | TRUE | [5 empty] | #FFFFFFFF |  |  | FALSE | FALSE | FALSE | [20 empty] | AUGUSTALIEN\aucon | 2024-06-05 17:34 | THOR\acont | 2024-10-09 10:48 | Cloned from VES VF1848-10/11 Main Board | [AutoPulse, Hochiki, VES] [IDC] [#2 TROUBLE] 542R Main Board, FNP-1127 Main Board, HCVR-3 Main Board, VF0810 Main Board, VF0820 Main Board, VF0850 Main Board, VF0860 Main Board, VF1420 Main Board, VF1810-10 Main Board, VF1848-10/11 Main Board, VF1858-10/ [AutoPulse, Hochiki, VES] [IDC] [#3 SUPERVISORY] 542R Main Board, FNP-1127 Main Board, HCVR-3 Main Board, VF0810 Main Board, VF0820 Main Board, VF0850 Main Board, VF0860 Main Board, VF1420 Main Board, VF1810-10 Main Board, VF1848-10/11 Main Board, VF1858 [AutoPulse, Hochiki, VES] [IDC] [#1 ALARM] 542R Main Board, FNP-1127 Main Board, HCVR-3 Main Board, VF0810 Main Board, VF0820 Main Board, VF0850 Main Board, VF0860 Main Board, VF1420 Main Board, VF1810-10 Main Board, VF1848-10/11 Main Board, VF1858-10/11 | [VES] VF1858-10/11 Main Board
ce163d52-8391-42ef-bf5d-490e7086d432 | NFPA 170 HORN STROBE CEILING |  |  | North | Siemens |  | Horn/Strobe |  |  |  | Module | TRUE | SLHSCW-F | S54329-F13-A1 | SLHSCW-F HRN/ST,CLG,WHT,FIRE | 1 | [6 empty] | FALSE | TRUE |  |  |  |  | #FF0070C0 | FA-NFPA 170 HORN STROBE CEILING | 1 | FALSE | FALSE | FALSE | 2013 | [13 empty] | FALSE |  |  | C |  |  | DESKTOP-7SAL8M7\acont | 2018-09-19 06:57 | THOR\acont | 2024-09-08 17:27 | B,T | [Siemens] [NAC] [24 VDC, HIGH DB, CODE 3] SLHSCR-A (C), SLHSCR-AL (C), SLHSCR-F (C), SLHSCR-FB (C), SLHSCR-N (C), SLHSCW-A (C), SLHSCW-AL (C), SLHSCW-F (C), SLHSCW-FB (C), SLHSCW-N (C)
630ebfcb-47a0-42cf-b403-4914738f556a | NFPA 170 CELL COMM | RISER CELL COMM |  | North | NAPCO |  | Cellular Communicator |  |  |  | Module | TRUE | SLE-MAXAI-FIRE | ++ | 5G LTE-M Sole & Dual Path Cellular Commercial Fire Alarm Communicators | 1 | 0.085 | 0.2 |  |  |  |  | TRUE |  | Plastic housing includes three keyhole slots for triple gang boxes |  | 8 x 5-29/64 x 1½" (20.3 x 13.9 x 3.8cm) |  | #FFFF0000 | FA-NFPA 170 CELL COMM | 1 | FALSE | FALSE | FALSE | 250 | [9 empty] | 1 |  |  |  | FALSE | [5 empty] | THOR\acont | 2024-01-04 10:44 | THOR\acont | 2024-09-08 17:27 | Cloned from NAPCO SLE-LTEVI-FIRE | [NAPCO, Potter] [DACT] [#1 DACT] IntelliCom-5GA, IntelliCom-5GV, SLE/4G-CDMA-CFB, SLE/4G-CDMA-CFB-PS, SLE/4G-CDMA-FIRE, SLE/4G-CDMAI-FIRE, SLE-CDMA-CFB, SLE-CDMA-CFB-PS, SLE-CDMA-FIRE, SLE-CDMAI-FIRE, SLE-LTEA-CFB-PS Main Card, SLE-LTEAI-CFB-PS Main Card [NAPCO, Potter] [IDC] [#1 LINE TRBL] IntelliCom-5GA, IntelliCom-5GV, SLE/4G-CDMA-CFB, SLE/4G-CDMA-CFB-PS, SLE/4G-CDMA-FIRE, SLE/4G-CDMAI-FIRE, SLE-CDMA-CFB, SLE-CDMA-CFB-PS, SLE-CDMA-FIRE, SLE-CDMAI-FIRE, SLE-LTEA-CFB-PS Main Card, SLE-LTEAI-CFB-PS Main [NAPCO, Potter] [AUX POWER] [*] CDMA-FIRE, IntelliCom-5GA, IntelliCom-5GV, SLE/4G-CDMA-CFB, SLE/4G-CDMA-CFB-PS, SLE/4G-CDMA-FIRE, SLE/4G-CDMAI-FIRE, SLE-CDMA-CFB, SLE-CDMA-CFB-PS, SLE-CDMA-FIRE, SLE-CDMAI-FIRE, SLE-LTEV-CB, SLE-LTEV-CB-TF, SLE-LTEV-CFB, [NAPCO, Potter] [DACT] [#2 DACT] IntelliCom-5GA, IntelliCom-5GV, SLE/4G-CDMA-CFB, SLE/4G-CDMA-CFB-PS, SLE/4G-CDMA-FIRE, SLE/4G-CDMAI-FIRE, SLE-CDMA-CFB, SLE-CDMA-CFB-PS, SLE-CDMA-FIRE, SLE-CDMAI-FIRE, SLE-LTEA-CFB-PS Main Card, SLE-LTEAI-CFB-PS Main Card [NAPCO, Potter] [IDC] [#2 PS TRBL] IntelliCom-5GA, IntelliCom-5GV, SLE/4G-CDMA-CFB, SLE/4G-CDMA-CFB-PS, SLE/4G-CDMA-FIRE, SLE/4G-CDMAI-FIRE, SLE-CDMA-CFB, SLE-CDMA-CFB-PS, SLE-CDMA-FIRE, SLE-CDMAI-FIRE, SLE-LTEA-CFB-PS Main Card, SLE-LTEAI-CFB-PS Main Ca | [NAPCO, Potter] IntelliCom-5GA, IntelliCom-5GV, SLE-LTEAI-CFB-PS Main Card, SLE-LTEVI-CFB, SLE-LTEVI-CFB-PS Main Card, SLE-LTEVI-FIRE, SLE-MAXAI-CFB, SLE-MAXAI-CFBPS, SLE-MAXAI-CFBPS Main Board, SLE-MAXAI-FIRE, SLE-MAXVI-CFB, SLE-MAXVI-CFBPS, SLE-MAXVI-CF
27fc6a68-efe1-4c5e-a503-49162176aaa7 | NFPA 170 ADDRESSABLE OUTPUT MODULE |  |  | North | Notifier |  | Addressable Control/Relay |  |  |  | Module | TRUE | XP6-C | ++ | Six Circuit Supervised Control Module | 6 | 0.00265 | 0.035 |  |  |  |  | FALSE | FALSE | SURFACE |  | PROVIDED ("WX"HX"D) | N/A | #FFFF0000 | FA-NFPA 170 ADDRESSABLE OUTPUT MODULE | 1 | FALSE | FALSE | FALSE | 1100 |  |  | 7165-0028:0224 | [10 empty] | FALSE |  |  | XP6-C |  |  | DESKTOP-7EIEB7A\acont | 2022-04-22 11:43 | THOR\acont | 2024-09-08 17:27 | Cloned from Notifier XP6-C | [Honeywell, Notifier, System Sensor] [SLC MODULES] [*] [#3 TYPE ADDR ¦ MODULES] 30-3013 w/FMM-101, Q3013D, ACM-8R, ACPS-610, AMPS-24, AMPS-24E, EM-1M, EM-1MI, EM-1MM, EM-1MMI, EM-1R, EM-1RI, EM-1SR, EM-1SRI, FCM-1, FCM-1-REL, FD7044 MM-101, FDM-1, FDRM-1 [Notifier] [SLC MODULES] [#02 ++] ACPS-610, AMPS-24, AMPS-24E, FDM-1, FDRM-1, FWSG, NDM-100, NMM-100-10, NZM-100-6, PMB-AUX, XP10-M, XP6-C, XP6-MA, XP6-R [Notifier] [SLC MODULES] [#06 ++] NMM-100-10, NZM-100-6, XP10-M, XP6-C, XP6-MA, XP6-R [Notifier] [SLC MODULES/SENSORS] [#02 ++] ACPS-610, AMPS-24, AMPS-24E, FDM-1, FDRM-1, FWSG, NDM-100, NMM-100-10, NZM-100-6, PMB-AUX, XP10-M, XP6-C, XP6-MA, XP6-R [Notifier] [SLC MODULES] [#03 ++] ACPS-610, AMPS-24, AMPS-24E, FWSG, NMM-100-10, NZM-100-6, PMB-AUX, XP10-M, XP6-C, XP6-MA, XP6-R [Notifier] [SLC MODULES/SENSORS] [#06 ++] NMM-100-10, NZM-100-6, XP10-M, XP6-C, XP6-MA, XP6-R [Notifier] [SLC MODULES] [#05 ++] ACPS-610, AMPS-24, AMPS-24E, NMM-100-10, NZM-100-6, PMB-AUX, XP10-M, XP6-C, XP6-MA, XP6-R [Honeywell, Notifier, System Sensor] [SLC MODULES SENSORS] [*] [#1 SHARED ADDR ¦ MODULES] 30-3013 w/FMM-101, Q3013D, ACM-8R, ACPS-610, AMPS-24, AMPS-24E, EM-1M, EM-1MI, EM-1MM, EM-1MMI, EM-1R, EM-1RI, EM-1SR, EM-1SRI, FCM-1, FCM-1-REL, FD7044 MM-101, FDM [Notifier] [AUDIO 25v, AUDIO 70.7v] [#2 RISER INPUT] XP6-C [Notifier] [AUDIO 25v, AUDIO 70.7v, AUX POWER, NAC] [#1 RISER INPUT] XP6-C [Notifier] [SLC MODULES/SENSORS] [#04 ++] ACPS-610, AMPS-24, AMPS-24E, NMM-100-10, NZM-100-6, PMB-AUX, XP10-M, XP6-C, XP6-MA, XP6-R [Notifier] [SLC MODULES/SENSORS] [#05 ++] ACPS-610, AMPS-24, AMPS-24E, NMM-100-10, NZM-100-6, PMB-AUX, XP10-M, XP6-C, XP6-MA, XP6-R [Notifier] [SLC MODULES] [#04 ++] ACPS-610, AMPS-24, AMPS-24E, NMM-100-10, NZM-100-6, PMB-AUX, XP10-M, XP6-C, XP6-MA, XP6-R [Notifier] [SLC MODULES/SENSORS] [#03 ++] ACPS-610, AMPS-24, AMPS-24E, FWSG, NMM-100-10, NZM-100-6, PMB-AUX, XP10-M, XP6-C, XP6-MA, XP6-R | [Gamewell FCI, Notifier] MMO-6SF, XP6-C
445a976a-0d94-453c-9d1d-4917aa652a21 |  |  |  | North | Siemens | [5 empty] | Module | TRUE | PTB-RK | 500-634774 | MOUNTS UP TO 2 PTB5 | 1 | [12 empty] | #FFFFFFFF |  |  | FALSE | FALSE | FALSE | [20 empty] | DESKTOP-7SAL8M7\acont | 2019-08-13 09:04 | THOR\acont | 2024-10-09 10:48
b7535483-8993-4323-b091-491a587a7dd2 | NFPA 170 HORN CEILING |  |  | North | Siemens |  | Horn |  |  |  | Module | TRUE | SL2FSCR-AL | S54329-F108-A1++ | Sounder, Ceiling, Clear, Red, Alert | 1 | [7 empty] | TRUE |  |  |  |  | #FF0070C0 | FA-NFPA 170 HORN CEILING | 1 | FALSE | FALSE | FALSE | 2023 | [16 empty] | LF |  |  | DESKTOP-7EIEB7A\acont | 2023-08-03 12:10 | THOR\acont | 2024-09-08 17:27 | Cloned from Siemens SL2FSSCR-AL | [Siemens] [NAC] [24 VDC, HORN TEMPORAL] SL2FSCR-AL (C), SL2FSCR-CO (C), SL2FSCR-F (C), SL2FSCR-N (C), SL2FSCW-AL (C), SL2FSCW-CO (C), SL2FSCW-F (C), SL2FSCW-N (C), SL2FSWR-AL, SL2FSWR-CO, SL2FSWR-F, SL2FSWR-N, SL2FSWW-AL, SL2FSWW-CO, SL2FSWW-F, SL2FSWW-N
ae7f64ee-7417-44b9-baa7-491ccc51a717 | NFPA 170 SMOKE DETECTOR |  |  | North | Monaco Enterprises |  | Smoke Detector |  |  |  | Module | TRUE | 723-353-00 w/B210LP | + | DETECTOR,SYSTEM:PHOTOELECTRIC,15-32VDC,INTELLIGENT,HEAD | 1 | 0.0003 | 0.0065 |  |  |  |  | FALSE | TRUE |  |  |  |  | #FFFF0000 | FA-NFPA 170 SMOKE DETECTOR | 1 | FALSE | FALSE | FALSE | 1408 | [13 empty] | FALSE |  |  | P |  |  | DESKTOP-7SAL8M7\acont | 2020-02-21 06:48 | THOR\acont | 2024-09-08 17:27 | Cloned from MIRCOM MIX-2251B w/B210LP | [Monaco Enterprises] [SLC SENSORS] 01 [*] 721-121-00 w/B200SR-LF-WH (C), 721-121-00 w/B200SR-WH (C), 721-121-00 w/B210LP (C), 721-121-00 w/B224RB-WH (C), 721-121-00 w/B501 (C), 721-124-00 w/B200SR-LF-WH (C), 721-124-00 w/B200SR-WH (C), 721-124-00 w/B210L [Monaco Enterprises] [SLC MODULES/SENSORS] 01 [*] 721-121-00 w/B200SR-LF-WH (C), 721-121-00 w/B200SR-WH (C), 721-121-00 w/B210LP (C), 721-121-00 w/B224RB-WH (C), 721-121-00 w/B501 (C), 721-124-00 w/B200SR-LF-WH (C), 721-124-00 w/B200SR-WH (C), 721-124-00 [Monaco Enterprises] [SLC SENSORS] 01 [*] 721-121-00 w/B200SR-LF-WH (C), 721-121-00 w/B200SR-WH (C), 721-121-00 w/B210LP (C), 721-121-00 w/B224RB-WH (C), 721-121-00 w/B501 (C), 721-124-00 w/B200SR-LF-WH (C), 721-124-00 w/B200SR-WH (C), 721-124-00 w/B210L [Monaco Enterprises] [SLC MODULES SENSORS] 01 [*] 708-026-01, 708-031-00, 721-121-00 w/B200SR-LF-WH (C), 721-121-00 w/B200SR-WH (C), 721-121-00 w/B210LP (C), 721-121-00 w/B224RB-WH (C), 721-121-00 w/B501 (C), 721-124-00 w/B200SR-LF-WH (C), 721-124-00 w/B
79be2d11-e7d3-4cfe-b8f8-49203b9eabfb | NFPA 170 VOICE EVACUATION CONTROL UNIT |  |  | North | Potter |  | Voice Evac Control Unit |  |  |  | Assembly | TRUE | PVC-MP64 | + | Master Panel, 64 Switch Control | 1 | [6 empty] | FALSE | [5 empty] | #FFFF0000 | FA-NFPA 170 VOICE EVACUATION CONTROL UNIT | 1 | FALSE | FALSE | FALSE | 211 | [8 empty] | 7,12,18 |  |  |  |  | TRUE | [5 empty] | DESKTOP-7SAL8M7\acont | 2020-11-03 16:06 | THOR\acont | 2024-09-08 17:27 | Cloned from Hochiki FNVMP64
9b81c6dc-4725-4fcd-a250-4925eaf4fd23 | NFPA 170 FIRE ALARM COMMUNICATOR |  |  | North | Monaco Enterprises |  | Cards & Components |  |  |  | Card | TRUE | 176-206-xx | + | Zone Card | 1 | 0.003 | 0.003 |  |  |  |  | FALSE | [5 empty] | #FFFF0000 | FA-NFPA 170 FIRE ALARM COMMUNICATOR | 1 | FALSE | FALSE | FALSE | 251 | [8 empty] | 7 |  |  |  |  | TRUE | [5 empty] | DESKTOP-7EIEB7A\acont | 2021-11-02 12:08 | THOR\acont | 2024-09-08 17:27 | Cloned from Monaco Enterprises 227-600-xx | [Monaco Enterprises] [IDC] [#3 ZONE] 176-206-xx [Monaco Enterprises] [IDC] [#1 ZONE] 176-206-xx [Monaco Enterprises] [IDC] [#7 ZONE] 176-206-xx [Monaco Enterprises] [IDC] [#6 ZONE] 176-206-xx [Monaco Enterprises] [IDC] [#5 ZONE] 176-206-xx [Monaco Enterprises] [IDC] [#4 ZONE] 176-206-xx [Monaco Enterprises] [RELAY] 176-206-xx, 176-208-00, 176-212-00, 176-214-00, 227-44x-xx, 227-600-xx, 227-600-xx w/BT-XM Upgrade, 227-618-00, 227-623-xx, 227-630-xx, 803-119-01 [Monaco Enterprises] [IDC] [#2 ZONE] 176-206-xx [Monaco Enterprises] [IDC] [#8 ZONE] 176-206-xx | [Monaco Enterprises] 176-206-00, 176-206-xx, 227-630-xx
adcc6962-6c94-43a1-b72d-493009d2600f | NFPA 170 HEAT DETECTOR |  |  | North | Kidde |  | Heat Detector |  |  |  | Module | TRUE | KI-HCD w/KI-SB BASE | ++ | Multisensor Heat, and CO Detector | 1 | 3.2e-05 | 3.2e-05 |  |  |  |  | FALSE | [5 empty] | #FFFF0000 | FA-NFPA 170 HEAT DETECTOR | 1 | FALSE | FALSE | FALSE | 1403 | [13 empty] | FALSE | [5 empty] | DESKTOP-7SAL8M7\acont | 2020-01-02 08:32 | THOR\acont | 2024-10-08 16:26 | Cloned from Edwards SIGA-HCD w/SIGA-SB BASE | [Edwards, Kidde] [SLC EST MODULES/SENSORS] 01 [*] [iO64] DS-HFS (C), DS-PS (C), FX-HD w/IB4U BASE, FX-HD w/RB4U BASE, FX-HD w/SB4U BASE, FX-HD w/SB4U-LF BASE, FX-HD wB4U BASE, FX-PD w/B4U BASE (C), FX-PD w/IB4U BASE (C), FX-PD w/SB4U BASE (C), FX-PD w/SB [Kidde] [SLC EST MODULES SENSORS] [*] [#2 SHARED ADDR ¦ SENSORS] DS-HFS (C), DS-PS (C), FX-HD w/IB4U BASE, FX-HD w/RB4U BASE, FX-HD w/SB4U BASE, FX-HD w/SB4U-LF BASE, FX-HD wB4U BASE, FX-PD w/B4U BASE (C), FX-PD w/IB4U BASE (C), FX-PD w/SB4U BASE (C), FX [Kidde] [SLC EST SENSORS] [*] [#4 TYPE ADDR ¦ SENSORS] DS-HFS (C), DS-PS (C), FX-HD w/IB4U BASE, FX-HD w/RB4U BASE, FX-HD w/SB4U BASE, FX-HD w/SB4U-LF BASE, FX-HD wB4U BASE, FX-PD w/B4U BASE (C), FX-PD w/IB4U BASE (C), FX-PD w/SB4U BASE (C), FX-PD w/SB4U [Edwards, Kidde] [SLC EST SENSORS] 01 [*] [EST3, iO1000] DS-HFS (C), DS-PS (C), FX-HD w/IB4U BASE, FX-HD w/RB4U BASE, FX-HD w/SB4U BASE, FX-HD w/SB4U-LF BASE, FX-HD wB4U BASE, FX-PD w/B4U BASE (C), FX-PD w/IB4U BASE (C), FX-PD w/SB4U BASE (C), FX-PD w/SB
3e83cc09-2276-4ff6-b397-4932e86542d7 |  |  |  | North | Bosch | [5 empty] | Module | TRUE | PB-NDV352F02 | * | FXD MICRO DME 2MP HDR 130 | 1 | [12 empty] | #FFFFFFFF |  |  | FALSE | FALSE | FALSE | [20 empty] | DESKTOP-7EIEB7A\acont | 2021-08-13 06:25 | THOR\acont | 2024-10-09 10:48
ce06b9b8-8cfa-4621-8abd-49440416f405 | CADGEN INTERFACE MODULE |  |  | North | Kidde |  | Interface Module |  |  |  | Module | TRUE | 06-220080-002 |  | ARIES®-SLX Intelligent Communications Module (ICM). For use with ARIES®-SLX and legacy ARIES® control units, w/Enclosure | 1 | [6 empty] | TRUE | [5 empty] | #FFFF0000 | FA-CADGEN INTERFACE MODULE | 1 | FALSE | FALSE | FALSE | [14 empty] | FALSE | [5 empty] | DESKTOP-7EIEB7A\acont | 2023-08-22 14:45 | THOR\acont | 2024-09-08 17:27 | Cloned from Kidde ANS100MDG | [Kidde] [RS-485] [MODBUS] 06-220080-002 [Kidde] [ETHERNET] [ETHERNET] 06-220080-002
49337ced-02b0-4dbb-b286-494653adef9e | NFPA 170 FLAME DETECTOR |  |  | North | Det-Tronics |  | Flame Detector |  |  |  | Module | TRUE | X3302 | + | Multispectrum IR Flame Detector | 1 | 0.116 | 0.116 |  |  |  |  | TRUE | [5 empty] | #FFFF0000 | FA-NFPA 170 FLAME DETECTOR | 1 | FALSE | FALSE | FALSE | 1401 | [16 empty] | XP |  |  | DESKTOP-7SAL8M7\acont | 2020-01-09 11:00 | THOR\acont | 2024-09-08 17:27 | Cloned from Det-Tronics X5200 | [Det-Tronics, Dräger, Potter] [IDC] 01 Flame 3000, U5015 (C), X3301, X3302, X5200 [Det-Tronics, Dräger, Potter] [AUX POWER] [*] Flame 3000, U5015 (C), X3301, X3302, X5200
93767775-13f6-4d1b-bc87-4947be788f6f | NFPA 170 MANUAL PULL |  |  | North | Notifier |  | Manual Station |  |  |  | Module | TRUE | NBG-12L | ++ | Manual Pull Station | 1 | [6 empty] | FALSE | FALSE |  |  |  |  | #FFFF0000 | FA-NFPA 170 MANUAL PULL | 1 | FALSE | FALSE | FALSE | 957 | [13 empty] | FALSE | [7 empty] | THOR\acont | 2024-09-08 17:27 |  | [Chemtronics, Firelite, MIRCOM, Notifier, System Sensor] [IDC] 01 [*] [IDC 2-WIRE ++] 1151 (C), 1151EIS (C), 1400 (C), 1451 (C), 1451DH (C), 1451DHHT (C), 2100AT (C), 2100S (C), 2100TR (C), 2100TS (C), 2151 w/B110LP (C), 2151 w/B116LP (C), 2151 w/B401 (C
6dd8eadb-e33c-4d56-bd60-494e5d7ef6a6 | NFPA 170 STROBE WALL |  |  | North | Federal Signal |  | Strobe |  |  |  | Module | TRUE | 191XL-S024C |  | Flashing LED Hazardous Location Warning Light, Surface Mount, Clear | 1 | 0 | 0.38 |  |  |  |  | FALSE | [5 empty] | #FF0070C0 | FA-NFPA 170 STROBE WALL | 1 | FALSE | FALSE | FALSE | 2023 | [13 empty] | FALSE |  |  | HZ |  |  | DESKTOP-7SAL8M7\acont | 2020-11-17 10:31 | THOR\acont | 2024-09-08 17:27 | Cloned from Federal Signal 191XL-S024A | [Federal Signal] [NAC] [24 VDC] 191XL-024A, 191XL-024B, 191XL-024C, 191XL-024G, 191XL-024R, 191XL-S024A, 191XL-S024B, 191XL-S024C, 191XL-S024G, 191XL-S024R
ebed3d01-bd0a-4ae3-8077-4951c32420e5 |  |  |  | North | Edwards |  | Cards & Components |  |  |  | Card | TRUE | 3-ZA90 |  | OBSOLETE - 90 Watt Zoned Amplifier | 1 | 0.035 | 4.6 |  |  |  |  | TRUE | [5 empty] | #FFFFFFFF |  |  | FALSE | FALSE | FALSE | [14 empty] | FALSE | [7 empty] | THOR\acont | 2024-10-09 10:48
d8ceee74-4c31-439f-858b-4958b70362f7 | NFPA 170 HORN STROBE |  |  | North | Kidde |  | Horn/Strobe |  |  |  | Module | TRUE | INT-T |  | Temporal Horn, Red | 1 | [6 empty] | FALSE | [5 empty] | #FF0070C0 | FA-NFPA 170 HORN STROBE | 1 | FALSE | FALSE | FALSE | 2012 | [13 empty] | FALSE | [5 empty] | DESKTOP-7SAL8M7\acont | 2020-03-23 13:16 | THOR\acont | 2024-09-08 17:27 | Cloned from Kidde INT-7AT | [Kidde] [NAC] [16 VDC, HIGH DB] INT-T [Kidde] [NAC] [24 VDC, HIGH DB] INT-T
5648369e-6138-4670-a0b2-495aa64b611d |  |  |  | North | Edwards |  | Cards & Components |  |  |  | Card | TRUE | 4-FWAL4 | n | Firewall Module | 1 | 0.092 | 0.092 |  |  |  |  | TRUE | [5 empty] | #FFFFFFFF |  |  | FALSE | FALSE | FALSE | [20 empty] | DESKTOP-7SAL8M7\acont | 2019-12-13 12:52 | THOR\acont | 2024-10-09 10:48
ff30fc75-84fb-46d1-a803-495ad12ee8e7 | CADGEN STI STOPPER |  |  | North | STI |  | Accessories |  |  |  | Module | TRUE | STI-13210FR |  | Pull Station Guard, Polycarbonate, Surface Mounting, Open Back, 5 7/16 in Width, 4 in Depth | 1 | [6 empty] | FALSE | [5 empty] | #FFFF0000 | FA-CADGEN STI STOPPER | 1 | FALSE | FALSE | FALSE | [14 empty] | FALSE | [5 empty] | DESKTOP-7SAL8M7\acont | 2020-09-14 15:43 | THOR\acont | 2024-09-08 17:27 | Cloned from STI STI-1250
415af676-b607-473a-95a2-49672a66f184 |  |  |  | North | Bosch | [5 empty] | Module | TRUE | SE88A-90S-304 | * | Transmitter, 90 Second Supervised Asset Tracker | 1 | [12 empty] | #FFFFFFFF |  |  | FALSE | FALSE | FALSE | [20 empty] | DESKTOP-7EIEB7A\acont | 2021-08-13 06:25 | THOR\acont | 2024-10-09 10:48
05831992-a4c7-4c65-9104-4968a79f8b72 | NFPA 170 DUCT SMOKE DETECTOR |  |  | North | Siemens |  | Duct Smoke Detector |  |  |  | Module | TRUE | FDBZ492-HR w/FDO421 | S54319-B23-A1 | DUCT HOUSING - 2 WIRE WITH RELAY FOR ADDRESSABLE SYSTEMS w/ FDO421 | 1 | 0.00025 | 0.00041 |  |  |  |  | FALSE | TRUE |  |  |  |  | #FFFF0000 | FA-NFPA 170 DUCT SMOKE DETECTOR | 1 | FALSE | FALSE | FALSE | 1400 | [13 empty] | FALSE |  |  | R |  |  | DESKTOP-QGO6JOK\acont | 2022-06-14 09:11 | THOR\acont | 2024-09-08 17:27 | Cloned from Siemens FDBZ492-HR w/OP921 | [Siemens] [SLC MODULES SENSORS] [*] [#2 SHARED ADDR ¦ SENSORS] FDBZ492 w/OP921 (C), FDBZ492-HR w/FDO421 (C), FDBZ492-HR w/OP921 (C), FDO421 (C), FDO421 w/DB-11 BASE (C), FDOT421 w/DB-11 BASE (C), FDOT421 w/DB2-HR BASE (C), FDT421 w/DB-11 BASE, FP-11 w/DB [Siemens] [SLC MODULES SENSORS] [*] [#1 SHARED ADDR ¦ MODULES] AD-11P (C), FDBZ492 w/OP921 (C), FDBZ492-HR w/FDO421 (C), FDBZ492-HR w/OP921 (C), FDBZ492-R (C), FDCIO422, HCP, HCP-Z, HFPO-11, HFPT-11, HMS-D, HMS-DE, HMS-DP, HMS-DZ, HMS-S, HMS-SA, HMS-SE, | [Siemens] FDBZ492 w/OP921, FDBZ492-HR w/FDO421, FDBZ492-HR w/OP921, FDBZ492-PR, FDBZ492-R
60dec21c-2bd5-4742-a96b-496b0d7deef8 | CADGEN STI STOPPER |  |  | North | STI |  | Accessories |  |  |  | Module | TRUE | STI-1155 | + | With horn surface mount and gaskets | 1 | [6 empty] | FALSE | [5 empty] | #FFFF0000 | FA-CADGEN STI STOPPER | 1 | FALSE | FALSE | FALSE | [14 empty] | FALSE | [5 empty] | THOR\acont | 2024-02-12 13:23 | THOR\acont | 2024-09-08 17:27 | Cloned from STI STI-1150
f83f4837-f0b4-45d4-a083-4979fbb1248c |  |  |  | North | Edwards |  | Hardware |  |  |  | Hardware | TRUE | QS8-5-G-2E-DT |  | OBSOLETE - FAP w/ 5 Option Card Space, Gray, EN-54, Belgian Dutch, 230V | 1 | [6 empty] | FALSE | [5 empty] | #FFFFFFFF |  |  | FALSE | FALSE | FALSE | [14 empty] | FALSE | [7 empty] | THOR\acont | 2024-10-09 10:48
c6b13256-14f9-4fa6-9649-497a7ea16914 | NFPA 170 HORN |  |  | North | Edwards |  | Horn |  |  |  | Module | TRUE | GL1WN-HD |  | Genesis Horn, 77.1 dBA, White | 1 | 0 | 0.037 |  |  |  |  | FALSE | [5 empty] | #FF0070C0 | FA-NFPA 170 HORN | 1 | FALSE | FALSE | FALSE | 2010 | [13 empty] | FALSE | [7 empty] | THOR\acont | 2024-09-08 17:27 |  | [Edwards, Kidde] [NAC] [24 VDC] GL1RF-HD, GL1WF-HD, GL1WN-HD [Edwards, Kidde] [NAC] [16 VDC] GL1RF-HD, GL1WF-HD, GL1WN-HD [Edwards, Kidde] [NAC] [16 VFWR] GL1RF-HD, GL1WF-HD, GL1WN-HD
f6043a21-4488-412c-9079-497ee1d8bb54 | NFPA 170 SMOKE HEAT CO DETECTOR |  |  | North | Potter |  | Smoke/Heat/CO Detector |  |  |  | Module | TRUE | PAD200-PHCD w/PAD100-4DB | + | Photoelectric Smoke/Heat/CO Detector with 4" Standard Base | 1 | 0.0003 | 0.0003 |  |  |  |  | FALSE | TRUE |  |  |  |  | #FFFF0000 | FA-NFPA 170 SMOKE HEAT CO DETECTOR | 1 | FALSE | FALSE | FALSE | 1411 | [13 empty] | FALSE |  |  | 4DB |  |  | THOR\acont | 2025-02-13 06:47 |  |  | Cloned from Potter PAD200-PCHD w/PAD100-4DB | [Potter] [SLC PAD] [*] [#2 SHARED ADDR ¦ SENSORS] PAD100-CD w/PAD100-4DB, PAD100-CD w/PAD100-6DB, PAD100-CD w/PAD100-IB, PAD100-CD w/PAD100-LFSB, PAD100-CD w/PAD100-RB, PAD100-CD w/PAD100-SB, PAD100-CD w/PAD100-SPKB, PAD100-DUCT (C), PAD100-DUCTR (C), PA
23654474-f192-4ee4-a140-498652239705 |  |  |  | North | MIRCOM | [5 empty] | Card | TRUE | ALCN-792M |  | NETWORK QUAD LOOP CONTROLLER MODULE |  | 0.13 | 0.145 |  |  |  |  | TRUE | [5 empty] | #FFFFFFFF |  |  | FALSE | FALSE | [15 empty] | FALSE | [7 empty] | DESKTOP-7EIEB7A\acont | 2023-03-31 12:04 |  |  | [MIRCOM] ALCN-792D, ALCN-792M
648ec7b3-56e4-4894-89cc-49901299c42f |  |  |  | North | Simplex |  | Cards & Components |  |  |  | Card | TRUE | 4010-9401 Main Board | ++ | Main Board | 1 | 0.316 | 0.43 |  |  |  |  | TRUE | [5 empty] | #FFFFFFFF |  |  | FALSE | FALSE | FALSE | [14 empty] | FALSE | [5 empty] | THOR\acont | 2024-01-24 11:17 | THOR\acont | 2024-10-09 10:48 | Cloned from Simplex 4010-9402 Main Board |  | [Autocall, Simplex] 4010-9401 Main Board, 4010-9402 Main Board, 4100-9111 (4100U) Main Board, 4100-9111 Main Board, A010-9401 Main Board, A010-9402 Main Board, A100-9111 Main Board
06ca8d93-23d8-4c57-b90a-49909680de34 |  |  |  | North | Silent Knight |  | Cards & Components |  |  |  | Card | TRUE | SK-NIC | ++ | Network Interface Card | 1 | 0.021 | 0.021 |  |  | 24 |  | TRUE | [5 empty] | #FFFFFFFF |  |  | FALSE | FALSE | FALSE | [14 empty] | FALSE | [5 empty] | DESKTOP-7SAL8M7\acont | 2020-04-29 10:08 | THOR\acont | 2024-10-09 10:48 | Cloned from Silent Knight SK-F485C | [Silent Knight] [RS-485] [NETWORK ++] SK-NIC | [Silent Knight] SK-NIC
20c53c15-eec0-4b1c-829d-49918f7016ec | NFPA 170 HEAT DETECTOR |  |  | North | Autocall |  | Heat Detector |  |  |  | Module | TRUE | A4098-9733 w/A4098-9792 | + | TrueAlarm Heat Detector w/TrueAlarm Sensor Standard Base | 1 | 0.0008 | 0.001 |  |  |  |  | TRUE | TRUE |  |  |  |  | #FFFF0000 | FA-NFPA 170 HEAT DETECTOR | 1 | FALSE | FALSE | FALSE | 1403 | [19 empty] | DESKTOP-0D6CQVA\lousc | 2019-07-07 15:34 | THOR\acont | 2024-09-08 17:27 | 20191121 AC Detector with base | [Autocall, Simplex] [IDNet] [SENSORS ++] 4098-9714 (C), 4098-9714 w/4098-9770 (C), 4098-9714 w/4098-9771 (C), 4098-9714 w/4098-9772 (C), 4098-9714 w/4098-9773 (C), 4098-9714 w/4098-9780 (C), 4098-9714 w/4098-9789 (C), 4098-9714 w/4098-9791 (C), 4098-9714
c1231d87-9d88-4a07-a7bb-4996a9c2ae12 |  |  |  | North | Monaco Enterprises |  | Cards & Components |  |  |  | Card | TRUE | 205-032-00 |  | MAAP Printer Kit, includes power cable, ink cartridge, optoisolator with power cable, RJ-45 to DB-25 female adapter, and RJ-45 cable | 1 | [6 empty] | TRUE | [5 empty] | #FFFFFFFF |  |  | FALSE | FALSE | FALSE | [20 empty] | AULAPTOP-PC\Aulaptop | 2019-04-20 02:23 | THOR\acont | 2024-10-09 10:48
696c92d9-0f54-4b62-b3b9-499e94de25db |  |  |  | North | Edwards |  | Cards & Components |  |  |  | Card | TRUE | 4-24L24S | + | 24 Indicator 24 Control Display Module | 1 | 0.00852 | 0.00852 |  |  |  |  | TRUE | [5 empty] | #FFFFFFFF |  |  | FALSE | FALSE | FALSE | [20 empty] | DESKTOP-7SAL8M7\acont | 2019-12-13 12:52 | THOR\acont | 2024-10-09 10:48
8099535c-3c7f-4f2d-9dee-49a1f0938ceb | NFPA 170 HEAT DETECTOR |  |  | North | Firelite |  | Heat Detector |  |  |  | Module | TRUE | H365 w/B300-6 | + | White, Low-profile 135°F fixed thermal sensor, Standard Base | 1 | 0.0002 | 0.0045 |  |  |  |  | FALSE | TRUE |  |  |  |  | #FFFF0000 | FA-NFPA 170 HEAT DETECTOR | 1 | FALSE | FALSE | FALSE | 1403 | [13 empty] | FALSE |  |  | 135° |  |  | DESKTOP-7SAL8M7\acont | 2019-03-28 05:42 | THOR\acont | 2024-09-08 17:27 | 20191121 AC Detector with base | [Firelite, System Sensor] [SLC MODULES SENSORS] [*] [#2 SHARED ADDR ¦ SENSORS] AD355 w/B200SR-LF-WH (C), AD355 w/B200SR-WH (C), AD355 w/B210LP (C), AD355 w/B224BI-WH (C), AD355 w/B224RB-WH (C), AD355 w/B501 (C), BEAM355 (C), BEAM355S (C), CP355 w/B200SR- [Firelite, System Sensor] [SLC SENSORS] [*] [#4 TYPE ADDR ¦ SENSORS] AD355 w/B200SR-LF-WH (C), AD355 w/B200SR-WH (C), AD355 w/B210LP (C), AD355 w/B224BI-WH (C), AD355 w/B224RB-WH (C), AD355 w/B501 (C), BEAM355 (C), BEAM355S (C), CP355 w/B200SR-WH (C), CP
bfbc274e-1399-4096-95be-49a35fbf336f |  |  |  | North | Siemens |  | Cards & Components |  |  |  | Card | TRUE | FN2001-A1 | ++ | Network Module (SAFEDLINK) | 1 | 0.035 | 0.035 |  |  |  |  | TRUE | [5 empty] | #FFFFFFFF |  |  | FALSE | FALSE | FALSE | [20 empty] | AULAPTOP-PC\Aulaptop | 2019-04-20 20:32 | THOR\acont | 2024-10-09 10:48 |  | [Siemens] [RS-485] [NETWORK IN] FN2001-A1 | [Siemens] FN2001-A1
cccbf291-6da7-4d34-a523-49a80b654b1e |  |  |  | North | TRANSITION NETWORKS | Security/Access Control |  |  |  |  | Module | TRUE | PS-AC-920 |  | 920 WATT SECONDARY AC POWER SUPPLY | 1 | [12 empty] | #FFFFFFFF |  |  | FALSE | FALSE | FALSE | [20 empty] | THOR\acont | 2024-03-12 21:43 | THOR\acont | 2024-10-09 10:48
fe4a3ee3-7db7-4cf5-ab2f-49b2de3c1acb |  |  |  | North | Edwards |  | Cards & Components |  |  |  | Card | TRUE | 3-EVDVR |  | Driver Module, 24 LEDs, 12 Switches | 1 | 0.005 | 0.005 |  |  |  |  | TRUE | [5 empty] | #FFFFFFFF |  |  | FALSE | FALSE | FALSE | [14 empty] | FALSE | [7 empty] | THOR\acont | 2024-10-09 10:48
179dc26e-d955-4eee-9c29-49bc989df685 | NFPA 170 SPEAKER WALL |  |  | North | Simplex |  | Speaker |  |  |  | Module | TRUE | 49HF-APPLW | + | Wall Mount Addressable High fidelity S/O appliance only. | 1 | 0 | 0 |  |  |  |  | TRUE | [5 empty] | #FF0070C0 | FA-NFPA 170 SPEAKER WALL | 1 | FALSE | FALSE | FALSE | 2019 | [19 empty] | DESKTOP-7EIEB7A\acont | 2022-02-21 14:27 | THOR\acont | 2024-09-08 17:27 | Cloned from Autocall A49HF-APPLW | [Autocall, Simplex] [IDNac] [IDNAC] 49HF-APPLC (C), 49HF-APPLC-BA (C), 49HF-APPLW, 49HF-APPLW-BA, 49SO-APPLC (C), 49SO-APPLC-BA (C), 49SO-APPLC-O (C), 49SO-APPLC-O-BA (C), 49SO-APPLW, 49SO-APPLW-BA, 49SO-APPLW-O, 49SO-APPLW-O-BA, A49HF-APPLC (C), A49HF-A [Autocall, Simplex] [AUDIO 25v] [25V AUDIO] 49HF-APPLW, 49HF-APPLW-BA, 49HFV-APPLW, 49HFV-APPLW-BA, 49SO-APPLW, 49SO-APPLW-BA, 49SO-APPLW-O, 49SO-APPLW-O-BA, 49SV-APPLW, 49SV-APPLW-BA, 49SV-APPLW-O, 49SV-APPLW-O-BA, A49HF-APPLW, A49HF-APPLW-BA, A49HFV-AP [Autocall, Simplex] [AUDIO 70.7v] [70V AUDIO] 49HF-APPLW, 49HF-APPLW-BA, 49HFV-APPLW, 49HFV-APPLW-BA, 49SO-APPLW, 49SO-APPLW-BA, 49SO-APPLW-O, 49SO-APPLW-O-BA, 49SV-APPLW, 49SV-APPLW-BA, 49SV-APPLW-O, 49SV-APPLW-O-BA, A49HF-APPLW, A49HF-APPLW-BA, A49HFV-
8230f420-bf82-4848-8986-49bf1f91df9d |  |  |  | North | Edwards |  | Hardware |  |  |  | Hardware | TRUE | FW-NCZZWP |  | UPGRADE FW-CGSUL license to Non-Redundant Server CLIENT license | 1 | [6 empty] | FALSE | [5 empty] | #FFFFFFFF |  |  | FALSE | FALSE | FALSE | [14 empty] | FALSE | [7 empty] | THOR\acont | 2024-10-09 10:48
c98c522b-304d-47e8-a99d-49c28724f304 |  |  |  | North | West-Com | [5 empty] | Module | TRUE | FCNS‐15 CDT |  | FocusCare® Nurse Station-15 CDT | 1 | [6 empty] | FALSE | [5 empty] | #FFFFFFFF |  |  | FALSE | FALSE | FALSE | [14 empty] | FALSE |  |  | FCNS‐15 CDT |  |  |  |  | THOR\acont | 2024-10-09 10:48
cdb081d7-69af-46e6-a33c-49c322479f64 |  |  |  | North | Notifier |  | Cards & Components |  |  |  | Card | TRUE | DAA2-5025 | + | 120 VAC Digital Audio Amplifier (50 W, 25VRMS), Max Alarm Current | 1 | 0.4 | 3.7 |  |  |  |  | TRUE | FALSE | SURFACE |  | PROVIDED ("WX"HX"D) | N/A | #FFFFFFFF |  |  | FALSE | FALSE | FALSE |  |  |  | 7165-0028:0224 | [5 empty] | 7,12,18,26,55,100 |  |  |  | 50 | FALSE | [7 empty] | THOR\acont | 2024-10-09 10:48 |  | [Notifier] [NAC Trigger] [ALARM BUS] DAA2-5025, DAA2-5070, DAA2-7525, DAX-3525, DAX-3570, DAX-5025, DAX-5070, DS-DB, DVC-EM [Notifier] [RS-485] [DAL] DAA2-5025, DAA2-5070, DAA2-7525, DVC-EM, DVC-RPU [Notifier] [AUDIO LOW] [#2 AUX INPUT B] DAA2-5025, DAA2-5070, DAA2-7525, DVC-EM [Notifier] [AUDIO LOW] [#1 AUX INPUT A] DAA2-5025, DAA2-5070, DAA2-7525, DVC-EM | [Notifier] DAA2-5025 [Notifier] DAA2-5025, DAA2-5070, DAA2-7525
be721fa1-90f0-470f-bdfe-49cc30c8b252 |  |  |  | North | Potter | [5 empty] | Module | TRUE | PFC-100RC |  | Releasing Control Panel | 1 | [6 empty] | FALSE | [5 empty] | #FFFFFFFF |  |  | FALSE | FALSE | FALSE | [14 empty] | FALSE | [7 empty] | THOR\acont | 2024-10-09 10:48
abd29ba2-4b18-404f-9dfe-49cc9f379ede | NFPA 170 REMOTE INDICATOR |  |  | North | Edwards |  | Remote Indicator |  |  |  | Module | TRUE | EC-LED |  | LED Alarm Indicator | 1 | [6 empty] | FALSE | [5 empty] | #FFFF0000 | FA-NFPA 170 REMOTE INDICATOR | 1 | FALSE | FALSE | FALSE | [14 empty] | FALSE | [7 empty] | THOR\acont | 2024-09-08 17:27
41663d19-ddc9-4bce-bb0d-49d2ec3c5454 |  |  |  | North | Edwards |  | Cards & Components |  |  |  | Card | TRUE | FSRSI |  | Remote System Indicator /w comm ctrl LEDs & silence sw | 1 | 0.017 | 0.056 |  |  |  |  | TRUE | [5 empty] | #FFFFFFFF |  |  | FALSE | FALSE | FALSE | [14 empty] | FALSE | [7 empty] | THOR\acont | 2024-10-09 10:48 |  | [Edwards] [RS-485] FSRA10 Mainboard, FSRA10C Mainboard, FSRRM24, FSRSI, FSRZI-A, FSRZI-SA, FSUIM
5b0f0949-0df4-41c8-ae38-49d69cd5bd01 |  |  |  | North | Firelite |  | Cards & Components |  |  |  | Card | TRUE | 4XLMF/RZA-4XF | + | LED Interface Module | 1 | 0.004 | 0.019 |  |  |  |  | TRUE | FALSE |  |  |  |  | #FFFFFFFF |  |  | FALSE | FALSE | FALSE | [20 empty] | DESKTOP-7SAL8M7\acont | 2019-02-17 11:30 | THOR\acont | 2024-10-09 10:48
4347f040-e444-422c-8718-49d6de1e7327 |  |  |  | North | Notifier |  | Hardware |  |  |  | Hardware | TRUE | CMIC-RP |  | Chassis Well and Microphone | 1 | [6 empty] | FALSE |  | SURFACE |  | PROVIDED ("WX"HX"D) | N/A | #FFFFFFFF |  |  | FALSE | FALSE | FALSE |  |  |  | 7165-0028:0224 | [10 empty] | FALSE | [5 empty] | DESKTOP-7EIEB7A\acont | 2021-03-30 12:18 | THOR\acont | 2024-10-09 10:48 | Cloned from Notifier CMIC-1
204ac609-8700-4574-a6fc-49e47a7fe448 | NFPA 170 NOTIFICATION CIRCUIT EXTENDER PANEL | RISER NAC |  | North | DMP |  | Notification Circuit Extender Panel |  |  |  | Assembly | TRUE | 505-12LX |  | 12 Volt Power Supply | 1 | [6 empty] | FALSE | [5 empty] | #FFFF0000 | FA-NFPA 170 NOTIFICATION CIRCUIT EXTENDER PANEL | 1 | FALSE | FALSE | FALSE | 212 | [8 empty] | 7,12,18 |  |  |  |  | TRUE | [5 empty] | DESKTOP-7EIEB7A\acont | 2022-03-10 06:44 | THOR\acont | 2024-09-08 17:27 | Cloned from DMP 505-12LX
6eafc450-4a8a-4603-a884-49f1c178c771 | NFPA 170 SPEAKER STROBE |  |  | North | Edwards |  | Speaker/Strobe |  |  |  | Module | TRUE | G4HFWN-S7VMA |  | 70V Speaker/Strobe, White, 15, 30, 75, 110 cd, Amber | 1 | 0 | 0.078 |  |  |  |  | FALSE | [5 empty] | #FF0070C0 | FA-NFPA 170 SPEAKER STROBE | 1 | FALSE | FALSE | FALSE | 2019 | [13 empty] | FALSE | [7 empty] | THOR\acont | 2024-09-08 17:27 |  | [Edwards, Kidde] [NAC] [24 VDC] G4ERA-A, G4ERA-B, G4ERA-G, G4ERA-R, G4ERF-C, G4ERN-A, G4ERN-B, G4ERN-C, G4ERN-G, G4ERN-R, G4EWA-A, G4EWA-B, G4EWA-G, G4EWA-R, G4EWF-C, G4EWN-A, G4EWN-B, G4EWN-C, G4EWN-G, G4EWN-R, G4F-S2V1575, G4F-S2VM, G4F-S7V1575, G4F-S7 [Edwards, Kidde] [AUDIO 70.7v] [70V AUDIO] G4F-S7, G4F-S7V1575, G4F-S7VM, G4HFRF-S7, G4HFRF-S7VMC, G4HFRN-S7, G4HFRN-S7VMC, G4HFWA-S7, G4HFWA-S7VMA, G4HFWA-S7VMC, G4HFWF-S7, G4HFWF-S7VMC, G4HFWN-S7, G4HFWN-S7VMA, G4HFWN-S7VMB, G4HFWN-S7VMC, G4RF-S7, G4RF [Edwards, Kidde] [NAC] [16 VDC] G4ERA-A, G4ERA-B, G4ERA-G, G4ERA-R, G4ERF-C, G4ERN-A, G4ERN-B, G4ERN-C, G4ERN-G, G4ERN-R, G4EWA-A, G4EWA-B, G4EWA-G, G4EWA-R, G4EWF-C, G4EWN-A, G4EWN-B, G4EWN-C, G4EWN-G, G4EWN-R, G4F-S2V1575, G4F-S2VM, G4F-S7V1575, G4F-S7
8a04225e-2eb5-4809-9844-49f45c459a8e | NFPA 170 SPEAKER WALL |  |  | North | Edwards |  | Speaker |  |  |  | Module | TRUE | WGSRF-SP | ++ | Outdoor rated speaker, wall, red, feugo | 1 | [6 empty] | FALSE | FALSE |  |  |  |  | #FF0070C0 | FA-NFPA 170 SPEAKER WALL | 1 | FALSE | FALSE | FALSE | 2021 | [13 empty] | FALSE |  |  | WP |  |  | THOR\acont | 2024-04-09 09:04 | THOR\acont | 2024-09-08 17:27 | Cloned from Edwards WGSRF CLONED | [Edwards, Hochiki, Kidde] [AUDIO 70.7v] [70V AUDIO] EG4SRF, EG4SRN, EG4SVRF, EG4SVRN, EG4SVWA, EG4SVWF, EG4SVWN, EG4SWA, EG4SWF, EG4SWN, G4SRF, G4SRN, G4SVRF, G4SVRN, G4SVWA, G4SVWF, G4SVWN, G4SWA, G4SWF, G4SWN, WGSRA, WGSRF, WGSRF-FR, WGSRF-SP, WGSRN, W [Edwards, Hochiki, Kidde] [AUDIO 25v] [25V AUDIO] EG4SRF, EG4SRN, EG4SVRF, EG4SVRN, EG4SVWA, EG4SVWF, EG4SVWN, EG4SWA, EG4SWF, EG4SWN, G4SRF, G4SRN, G4SVRF, G4SVRN, G4SVWA, G4SVWF, G4SVWN, G4SWA, G4SWF, G4SWN, WGSRA, WGSRF, WGSRF-FR, WGSRF-SP, WGSRN, WGS
9cca685d-999a-46ba-a712-49f4cad531c9 | NFPA 170 STROBE WALL |  |  | North | Siemens |  | Strobe |  |  |  | Module | TRUE | SL2SWW-F | S54329-F217-A1++ | Strobe, Wall, Clear, White, Fire | 1 | [12 empty] | #FF0070C0 | FA-NFPA 170 STROBE WALL | 1 | FALSE | FALSE | FALSE | 2023 | [19 empty] | DESKTOP-7EIEB7A\acont | 2023-08-02 11:51 | THOR\acont | 2024-09-08 17:27 | Cloned from Siemens SL2SWW-A | [Siemens] [NAC] [16.0 – 33.0 VDC] SL2SPSWR-AL, SL2SPSWR-ALA, SL2SPSWR-F, SL2SPSWR-FB, SL2SPSWR-M, SL2SPSWR-N, SL2SPSWR-NA, SL2SPSWW-AL, SL2SPSWW-ALA, SL2SPSWW-F, SL2SPSWW-FB, SL2SPSWW-M, SL2SPSWW-N, SL2SPSWW-NA, SL2SWR-A, SL2SWR-AL, SL2SWR-ALA, SL2SWR-AL
989bec6f-af1d-4fe4-a385-49f92a496159 |  |  |  | North | Edwards |  | Hardware |  |  |  | Hardware | TRUE | 454750ARE |  | 12/2 Solid Twisted,OS, Red-Jacket FPLP (Plenum) | 1 | [6 empty] | FALSE | [5 empty] | #FFFFFFFF |  |  | FALSE | FALSE | FALSE | [14 empty] | FALSE | [7 empty] | THOR\acont | 2024-10-09 10:48
d5ed7ed1-8a7d-480a-a7d7-4a00ba24b234 | NFPA 170 SMOKE DETECTOR |  |  | North | System Sensor |  | Smoke Detector |  |  |  | Module | TRUE | 2112ATR | ++ | Photoelectric Detector, 4-wire direct, 12VDC, Temporal, F | 1 | 0.0005 | 0.06 |  |  |  |  | FALSE | TRUE |  |  |  |  | #FFFF0000 | FA-NFPA 170 SMOKE DETECTOR | 1 | FALSE | FALSE | FALSE | 1408 | [13 empty] | FALSE | [7 empty] | THOR\acont | 2024-09-08 17:27 | 20191121 AC Detector without base | [Firelite, Macurco, Notifier, Silent Knight, System Sensor] [IDC] 01 [IDC 4-WIRE ++] 1251B (C), 1412B (C), 1424 (C), 2112/24AT (C), 2112/24S (C), 2112/24TS (C), 2112AITR (C), 2112ATR (C), 2112R (C), 2124AITR (C), 2124ATR (C), 2124R (C), 2151 w/B110RLP (C [Firelite, Macurco, Notifier, Silent Knight, System Sensor] [AUX POWER] [*] [AUX INPUT ++] 1251B (C), 1412B (C), 1424 (C), 2112/24AT (C), 2112/24S (C), 2112/24TS (C), 2112AITR (C), 2112ATR (C), 2112R (C), 2124AITR (C), 2124ATR (C), 2124R (C), 2151 w/B110
47934f55-4cb8-456a-b162-4a012acc9902 |  |  |  | North | Kidde |  | Hardware |  |  |  | Hardware | TRUE | SD-T8 |  | SuperDuct, Air sample tube, 8 inch | 1 | [6 empty] | FALSE | [5 empty] | #FFFFFFFF |  |  | FALSE | FALSE | FALSE | [14 empty] | FALSE | [5 empty] | DESKTOP-7SAL8M7\acont | 2020-08-05 12:23 | THOR\acont | 2024-10-09 10:48 | Cloned from Edwards SD-T8
cd30da0a-5cd9-4813-899c-4a0ca1147451 | NFPA 170 VOICE EVACUATION CONTROL UNIT |  |  | North | Potter |  | Voice Evac Control Unit |  |  |  | Assembly | TRUE | PVX-200E |  | 200W Voice Evacuation System Expander | 1 | [6 empty] | FALSE | [5 empty] | #FFFF0000 | FA-NFPA 170 VOICE EVACUATION CONTROL UNIT | 1 | FALSE | FALSE | FALSE | 211 | [8 empty] | 7,12,18 |  |  |  |  | TRUE | [7 empty] | THOR\acont | 2024-09-08 17:27
960898c2-8fac-40b1-98ee-4a13e3a21399 |  |  |  | North | Simplex |  | Hardware |  |  |  | Hardware | TRUE | DPSVC |  | DP SVCS (PERMITS/FEES/BONDS) | 1 | [6 empty] | FALSE | [5 empty] | #FFFFFFFF |  |  | FALSE | FALSE | FALSE | [14 empty] | FALSE | [7 empty] | THOR\acont | 2024-10-09 10:48
d25f3eac-db88-489b-b18d-4a14f0d89fb5 | NFPA 170 FIRE SUPPRESSION CONTROL UNIT | RISER FACP |  | North | Notifier |  | Fire Suppression Control Panel |  |  |  | Assembly | TRUE | RP-2001 | + | Agent Release Panel | 1 | [6 empty] | FALSE | FALSE |  |  |  |  | #FFFF0000 | FA-NFPA 170 FIRE SUPPRESSION CONTROL UNIT | 1 | FALSE | FALSE | FALSE | 203 | [8 empty] | 7,12,18 |  |  | 7 |  | TRUE | [7 empty] | THOR\acont | 2024-09-08 17:27
e7471979-bd22-4dcd-91b7-4a161f6d1104 |  |  |  | North | Edwards | [5 empty] | Assembly | TRUE | QS4-12-R-1 |  | FAP w/ 12 Option Card Space, Red | 1 | [6 empty] | FALSE | [5 empty] | #FFFFFFFF |  |  | FALSE | FALSE | FALSE | [14 empty] | FALSE | [7 empty] | THOR\acont | 2024-10-09 10:48
477f8096-19b8-44cd-9969-4a16db790346 |  |  |  | North | Simplex | [5 empty] | Module | TRUE | 4100-6306 | ++ | ES Net NIC dual channel Ethernet media card | 1 | 0.02 | 0.02 | [10 empty] | #FFFFFFFF |  |  | FALSE | FALSE | FALSE | [20 empty] | THOR\acont | 2024-02-23 05:54 | THOR\acont | 2024-10-09 10:48 | Cloned from Simplex 4100-6104 | [Autocall, Simplex] [ETHERNET] 4007-6306, 4007-9817, 4010-6306, 4100-6306, 4190-9856, A007-6306, A007-9817, A010-6306, A100-6306, A190-9856 | [Autocall, Simplex] 4007-6306, 4007-9817, 4010-6306, 4100-6306, 4190-9856, A007-6306, A007-9817, A010-6306, A100-6306, A190-9856
afdc8710-0403-484a-81d5-4a19ea6e492e |  |  |  | North | Edwards |  | Cards & Components |  |  |  | Card | TRUE | ANS50AMD2 |  | 50 Watt audio notification module with DMR and microphone | 1 | 0.15 | 0.8 |  |  |  |  | TRUE | [5 empty] | #FFFFFFFF |  |  | FALSE | FALSE | FALSE | [14 empty] | FALSE | [7 empty] | THOR\acont | 2024-10-09 10:48 |  |  | [Edwards, Kidde] ANS50A, ANS50AM, ANS50AMD, ANS50AMD2
d1651399-12e6-4451-8ba3-4a1a677aff26 | NFPA 170 REMOTE ANNUNCIATOR | RISER ANNUNCIATOR |  | North | Silent Knight |  | Remote Annunciator |  |  |  | Module | TRUE | RZA-4XF | + | Remote Zone Annunciator for 4XZMF Zone Relay Module | 1 | 0.004 | 0.019 |  |  |  |  | TRUE | [5 empty] | #FFFF0000 | FA-NFPA 170 REMOTE ANNUNCIATOR | 1 | FALSE | FALSE | FALSE | [20 empty] | DESKTOP-7EIEB7A\acont | 2023-02-24 18:04 | THOR\acont | 2024-09-08 17:27 | Cloned from Firelite RZA-5F CLONED | [Silent Knight] [AUX POWER] [*] [AUX ++] 5128, RZA-4X, RZA-4XF, RZA-5F
bf8f7769-67df-4db2-8047-4a1c90afe7cb | NFPA 170 SPEAKER WALL |  |  | North | Eaton Wheelock |  | Speaker |  |  |  | Module | TRUE | ELSPKW | + | WALL SPEAKER, WHITE, FIRE | 1 | [6 empty] | TRUE | [5 empty] | #FF0070C0 | FA-NFPA 170 SPEAKER WALL | 1 | FALSE | FALSE | FALSE | 2020 | [19 empty] | DESKTOP-7EIEB7A\acont | 2021-04-29 08:00 | THOR\acont | 2024-09-08 17:27 | Cloned from Eaton Wheelock ELSPKR | [Concealite, Eaton Wheelock] [AUDIO 70.7v] [70V AUDIO] ELSPKR, ELSPKR-AL, ELSPKRC (C), ELSPKRC-AL (C), ELSPKRC-N (C), ELSPKR-N, ELSPKW, ELSPKW-AL, ELSPKWC (C), ELSPKWC-AL (C), ELSPKWC-N (C), ELSPKW-N, ELSPSTR, ELSPSTR-AL, ELSPSTRC (C), ELSPSTRC-AL (C), E [Concealite, Eaton Wheelock] [AUDIO 25v] [25V AUDIO] ELSPKR, ELSPKR-AL, ELSPKRC (C), ELSPKRC-AL (C), ELSPKRC-N (C), ELSPKR-N, ELSPKW, ELSPKW-AL, ELSPKWC (C), ELSPKWC-AL (C), ELSPKWC-N (C), ELSPKW-N, ELSPSTR, ELSPSTR-AL, ELSPSTRC (C), ELSPSTRC-AL (C), ELS
a037d03e-6ae9-442d-abce-4a1e5885e40e | NFPA 170 FIRE ALARM CONTROL UNIT | RISER FACP |  | North | Hochiki |  | Fire Alarm Control Unit |  |  |  | Assembly | TRUE | LA403K1-14 |  | FireNET L@TITUDE Analog Addressable Fire Alarm Control Panel, 4 Slot Deep Plex-Door Enclosure, 10.25 A Auto Voltage, 2-Loop Panel Module, Hochiki Protocol, Network Module, and Media Gateway™, Red, Printer / 48 Zone LEDs | 1 | [6 empty] | FALSE |  |  | *Refer to Install Sheet | 16.5in (W) x 23.2in (H) x 8in (D) | KM5FCRD (Optional Semi-Flush Mounting Kit) | #FFFF0000 | FA-NFPA 170 FIRE ALARM CONTROL UNIT | 1 | FALSE | FALSE | FALSE | 202 | [8 empty] | 7,12,18,28 |  |  | 10.25 |  | TRUE | [5 empty] | DESKTOP-GHR3H5U\Anthony | 2019-11-27 07:05 | THOR\acont | 2024-09-08 17:27
78bce84a-4bab-444d-9d85-4a1e79f0c54e |  |  |  | North | Bosch | [5 empty] | Module | TRUE | DS-B465MRC | * | Bosch IP Dialer | 1 | [12 empty] | #FFFFFFFF |  |  | FALSE | FALSE | FALSE | [20 empty] | DESKTOP-7EIEB7A\acont | 2021-08-13 06:25 | THOR\acont | 2024-10-09 10:48
c30eed8c-5fd8-4ef2-86fa-4a2144f0317b | NFPA 170 VALVE SUPERVISORY SWITCH |  |  | North | Potter |  | Valve Supervisory Switch |  |  |  | Module | TRUE | OSYSU Series | + | Outside Screw and Yoke Valve Supervisory Switch | 1 | [6 empty] | FALSE | [5 empty] | #FFFF0000 | FA-NFPA 170 VALVE SUPERVISORY SWITCH | 1 | FALSE | FALSE | FALSE |  |  |  | 7770-0328:0010 | [10 empty] | FALSE | [7 empty] | THOR\acont | 2024-09-08 17:27 |  | [Potter] [IDC] 01 OSYSU Series, OSYSU-CRH, OSYSU-EX, OSYSU-EX-O, PCVS Series, PCVS-CRH, PIVS-U-EX, PIVSU-EX-O, PS10 Series, PS10-EX, PS15, PS25, PS40 Series, PS40-EX, RBVS, VSG, VSR Series, VSR-10, VSR-AT, VSR-C, VSR-CF, VSR-FE-2, VSR-FEX Series, VSR-S S
3e0f471e-862b-4838-866d-4a22c36466b2 | NFPA 170 SPEAKER STROBE |  |  | North | Edwards |  | Speaker/Strobe |  |  |  | Module | TRUE | G4HFRF-S2VMC |  | 25V Speaker/Strobe, Red, FIRE 15, 30, 75, 110 cd, Clear | 1 | 0 | 0.078 |  |  |  |  | FALSE | [5 empty] | #FF0070C0 | FA-NFPA 170 SPEAKER STROBE | 1 | FALSE | FALSE | FALSE | 2019 | [13 empty] | FALSE | [7 empty] | THOR\acont | 2024-09-08 17:27 |  | [Edwards, Kidde] [AUDIO 25v] [25V AUDIO] EGCF-S2VMH (C), G4F-S2, G4F-S2V1575, G4F-S2VM, G4HFRF-S2, G4HFRF-S2VMC, G4HFRN-S2, G4HFRN-S2VMC, G4HFWA-S2, G4HFWA-S2VMA, G4HFWA-S2VMC, G4HFWF-S2, G4HFWF-S2VMC, G4HFWN-S2, G4HFWN-S2VMA, G4HFWN-S2VMC, G4RF-S2, G4RF [Edwards, Kidde] [NAC] [24 VDC] G4ERA-A, G4ERA-B, G4ERA-G, G4ERA-R, G4ERF-C, G4ERN-A, G4ERN-B, G4ERN-C, G4ERN-G, G4ERN-R, G4EWA-A, G4EWA-B, G4EWA-G, G4EWA-R, G4EWF-C, G4EWN-A, G4EWN-B, G4EWN-C, G4EWN-G, G4EWN-R, G4F-S2V1575, G4F-S2VM, G4F-S7V1575, G4F-S7 [Edwards, Kidde] [NAC] [16 VDC] G4ERA-A, G4ERA-B, G4ERA-G, G4ERA-R, G4ERF-C, G4ERN-A, G4ERN-B, G4ERN-C, G4ERN-G, G4ERN-R, G4EWA-A, G4EWA-B, G4EWA-G, G4EWA-R, G4EWF-C, G4EWN-A, G4EWN-B, G4EWN-C, G4EWN-G, G4EWN-R, G4F-S2V1575, G4F-S2VM, G4F-S7V1575, G4F-S7
7a614f6d-01f8-420b-804c-4a23b3b8d7a5 | NFPA 170 FIRE ALARM CONTROL UNIT | RISER FACP |  | North | Hochiki |  | Fire Alarm Control Unit |  |  |  | Assembly | TRUE | LA703K1-14 |  | FireNET L@TITUDE Analog Addressable Fire Alarm Control Panel, 8 Slot Standard Enclosure, 10.25 A Auto Voltage, 2-Loop Panel Module, Hochiki Protocol, Network Module, and Media Gateway™, Red, Printer / 48 Zone LEDs | 1 | [6 empty] | FALSE |  |  | *Refer to Install Sheet | 16.5in (W) x 23.2in (H) x 6in (D) | KM5FCRD (Optional Semi-Flush Mounting Kit) | #FFFF0000 | FA-NFPA 170 FIRE ALARM CONTROL UNIT | 1 | FALSE | FALSE | FALSE | 202 | [8 empty] | 7,12,18,28,33,40 |  |  | 10.25 |  | TRUE | [5 empty] | DESKTOP-GHR3H5U\Anthony | 2019-11-27 07:05 | THOR\acont | 2024-09-08 17:27
1bcf0135-3485-48a6-b845-4a2b035d8b13 |  |  |  | North | Siemens | [5 empty] | Module | TRUE | TSRM-312 | 500-637018 | TSRM-312 SMART RELAY MODULE | 1 | [12 empty] | #FFFFFFFF |  |  | FALSE | FALSE | FALSE | [20 empty] | DESKTOP-7SAL8M7\acont | 2019-08-13 09:04 | THOR\acont | 2024-10-09 10:48
864cb35f-43d3-4b53-a58a-4a2ba7bbf66d | NFPA 170 SPEAKER STROBE |  |  | North | Edwards |  | Speaker/Strobe |  |  |  | Module | TRUE | 757-3A-SS70 |  | 30cdW, 15cdC Strobe, Cone Speaker, 70V .25 .5, 1, 2w | 1 | [6 empty] | FALSE | [5 empty] | #FF0070C0 | FA-NFPA 170 SPEAKER STROBE | 1 | FALSE | FALSE | FALSE | 2019 | [13 empty] | FALSE | [7 empty] | THOR\acont | 2024-09-08 17:27
ec9cf17b-e621-482f-ba98-4a37fd8c052e | NFPA 170 SPEAKER STROBE |  |  | North | Edwards |  | Speaker/Strobe |  |  |  | Module | TRUE | G4WN-S2VMA |  | 25V Speaker/Strobe, White, no markings, Multi-cd amber | 1 | 0 | 0.294 |  |  |  |  | FALSE | [5 empty] | #FF0070C0 | FA-NFPA 170 SPEAKER STROBE | 1 | FALSE | FALSE | FALSE | 2019 | [13 empty] | FALSE | [7 empty] | THOR\acont | 2024-09-08 17:27 |  | [Edwards, Kidde] [NAC] [16 VDC] G4ERA-A, G4ERA-B, G4ERA-G, G4ERA-R, G4ERF-C, G4ERN-A, G4ERN-B, G4ERN-C, G4ERN-G, G4ERN-R, G4EWA-A, G4EWA-B, G4EWA-G, G4EWA-R, G4EWF-C, G4EWN-A, G4EWN-B, G4EWN-C, G4EWN-G, G4EWN-R, G4F-S2V1575, G4F-S2VM, G4F-S7V1575, G4F-S7 [Edwards, Kidde] [NAC] [24 VDC] G4ERA-A, G4ERA-B, G4ERA-G, G4ERA-R, G4ERF-C, G4ERN-A, G4ERN-B, G4ERN-C, G4ERN-G, G4ERN-R, G4EWA-A, G4EWA-B, G4EWA-G, G4EWA-R, G4EWF-C, G4EWN-A, G4EWN-B, G4EWN-C, G4EWN-G, G4EWN-R, G4F-S2V1575, G4F-S2VM, G4F-S7V1575, G4F-S7 [Edwards, Kidde] [AUDIO 25v] [25V AUDIO] EGCF-S2VMH (C), G4F-S2, G4F-S2V1575, G4F-S2VM, G4HFRF-S2, G4HFRF-S2VMC, G4HFRN-S2, G4HFRN-S2VMC, G4HFWA-S2, G4HFWA-S2VMA, G4HFWA-S2VMC, G4HFWF-S2, G4HFWF-S2VMC, G4HFWN-S2, G4HFWN-S2VMA, G4HFWN-S2VMC, G4RF-S2, G4RF
f9ed2e7c-fa3f-40f5-8649-4a3af9d123b2 |  |  |  | North | Edwards |  | Cards & Components |  |  |  | Card | TRUE | 3X-ETH2 |  | 10/100 Ethernet port for CS, prog/diag | 1 | 0.042 | 0.054 |  |  |  |  | TRUE | [5 empty] | #FFFFFFFF |  |  | FALSE | FALSE | FALSE | [14 empty] | FALSE | [7 empty] | THOR\acont | 2024-10-09 10:48
a1cc713a-7bb0-42c6-843c-4a3c93595ab9 |  |  |  | North | Edwards |  | Cards & Components |  |  |  | Card | TRUE | 4-ANNAUDTEL | + | Annunciator Audio Telephone Interface Module (Required for Master Only) | 1 | 0.098 | 0.098 |  |  |  |  | TRUE | [5 empty] | #FFFFFFFF |  |  | FALSE | FALSE | FALSE | [20 empty] | DESKTOP-7SAL8M7\acont | 2019-12-13 12:52 | THOR\acont | 2024-10-09 10:48
a468bc17-3341-4c1a-88d7-4a3d20777ca1 | NFPA 170 ADDRESSABLE INPUT MONITOR MODULE |  |  | North | Potter |  | Addressable Module |  |  |  | Module | TRUE | PAD100-MIM | + | Micro Input Module | 1 | 0.0002 | 0.0002 |  |  |  |  | FALSE | [5 empty] | #FFFF0000 | FA-NFPA 170 ADDRESSABLE INPUT MONITOR MODULE | 1 | FALSE | FALSE | FALSE | 1000 | [13 empty] | FALSE | [7 empty] | THOR\acont | 2024-09-08 17:27 |  | [Potter] [SLC PAD] [*] [#1 SHARED ADDR ¦ MODULES] PAD100-DIM, PAD100-DIM CL-A, PAD100-LED, PAD100-LEDK, PAD100-MIM, PAD100-NAC, PAD100-OROI, PAD100-PSDA, PAD100-PSSA, PAD100-RM, PAD100-SIM, PAD100-SM, PAD100-TRTI, PAD100-TRTI CL-A, PAD100-ZM, PAD100-ZM C | [Potter] PAD100-MIM, PAD100-OROI, PAD100-SIM, PAD100-ZM, WTX-M
8b9b5905-a107-490f-92e7-4a3fe7c446da |  |  |  | North | Edwards |  | Hardware |  |  |  | Hardware | TRUE | 75182MRNxx |  | 18/2 Solid Red With colored tracer FPLR | 1 | [6 empty] | FALSE | [5 empty] | #FFFFFFFF |  |  | FALSE | FALSE | FALSE | [14 empty] | FALSE | [7 empty] | THOR\acont | 2024-10-09 10:48
20da9b93-1511-4ee0-8359-4a43a8726594 | NFPA 170 HEAT DETECTOR |  |  | North | Farenhyt |  | Heat Detector |  |  |  | Module | TRUE | WIDP-HEAT w/B210W | + | Addressable Wireless Fixed-Temperature (135 Degrees) Heat Detector | 1 | [6 empty] | FALSE | [5 empty] | #FFFF0000 | FA-NFPA 170 HEAT DETECTOR | 1 | FALSE | FALSE | FALSE | 1403 | [13 empty] | FALSE |  |  | W |  |  | DESKTOP-7SAL8M7\acont | 2019-07-13 12:24 | THOR\acont | 2024-09-08 17:27 | 20191121 AC Detector without base | [Farenhyt, Firelite, Gamewell FCI, Notifier, Silent Knight] [SWIFT MESH DEVICES] 01 FWH-200FIX135, FWH-200ROR135, FW-MM, FW-RM, NBG-12WL, WAM-MM, WAM-RC, W-BG12LX, W-CRF, W-H355, W-H355R, WIDP-HEAT w/B210W, WIDP-HEAT-ROR w/B210W, WIDP-MONITOR, WIDP-PULL- [Farenhyt, Silent Knight] [SLC MODULES SENSORS] [*] [#2 SHARED ADDR ¦ SENSORS] CO1224TR w/ IDP-MINIMON, CO1224TR w/ IDP-MONITOR, DNR w/IDP-PHOTO-R-W (C), DNR w/SK-PHOTO-R-W (C), DNRW w/IDP-PHOTO-R-W (C), DNRW w/SK-PHOTO-R-W (C), HFS-D (C), HFS-P (C), HFS [Farenhyt] [SLC IDP SENSORS] [*] [#4 TYPE ADDR ¦ SENSORS] DNR w/IDP-PHOTO-R-W (C), DNRW w/IDP-PHOTO-R-W (C), IDP-ACCLIMATE (C), IDP-BEAM (C), IDP-DUCT-W w/IDP-PHOTO-R-W (C), IDP-FIRE-CO-W w/B200S-LF-WH (C), IDP-FIRE-CO-W w/B200S-WH (C), IDP-FIRE-CO-W w/B
11074462-0893-4b29-944d-4a4f3486c458 | NFPA 170 HEAT DETECTOR |  |  | North | Edwards |  | Heat Detector |  |  |  | Module | TRUE | SIGA-HFS w/SIGA-AB4G BASE | ++ | Heat Detector, 135F Fixed Temperature | 1 | 4.5e-05 | 4.5e-05 |  |  |  |  | FALSE | [5 empty] | #FFFF0000 | FA-NFPA 170 HEAT DETECTOR | 1 | FALSE | FALSE | FALSE | 1403 | [13 empty] | FALSE | [7 empty] | THOR\acont | 2024-10-08 16:33 | 20191121 AC Detector with base | [Edwards, Kidde] [SLC EST MODULES SENSORS] [*] [#2 SHARED ADDR ¦ SENSORS] KI-DDOS (C), SIGA2-COS w/SIGA-AB4G BASE, SIGA2-COS w/SIGA-AB4G-LF BASE, SIGA2-COS w/SIGA-AB4GT BASE, SIGA2-COS w/SIGA-IB BASE, SIGA2-COS w/SIGA-RB BASE, SIGA2-COS w/SIGA-SB BASE, S [Edwards, Kidde] [SLC EST SENSORS] [*] [#4 TYPE ADDR ¦ SENSORS] KI-DDOS (C), SIGA2-COS w/SIGA-AB4G BASE, SIGA2-COS w/SIGA-AB4G-LF BASE, SIGA2-COS w/SIGA-AB4GT BASE, SIGA2-COS w/SIGA-IB BASE, SIGA2-COS w/SIGA-RB BASE, SIGA2-COS w/SIGA-SB BASE, SIGA2-HCOS [Edwards, Kidde] [SLC EST SENSORS] 01 [*] [EST3, iO1000] DS-HFS (C), DS-PS (C), FX-HD w/IB4U BASE, FX-HD w/RB4U BASE, FX-HD w/SB4U BASE, FX-HD w/SB4U-LF BASE, FX-HD wB4U BASE, FX-PD w/B4U BASE (C), FX-PD w/IB4U BASE (C), FX-PD w/SB4U BASE (C), FX-PD w/SB [Edwards, Kidde] [AUX POWER] FX-HD w/SB4U BASE, FX-PD w/SB4U BASE (C), FX-PHD w/SB4U BASE (C), KI-COD w/KI-ABST BASE (C), KI-HCD w/KI-ABST BASE, KI-HRD w/KI-ABST BASE, KI-PCD w/KI-ABST BASE (C), KI-PD w/KI-ABST BASE (C), KI-PHCD w/KI-ABST BASE (C), KI-PH [Edwards, Kidde] [SLC EST MODULES/SENSORS] 01 [*] [iO64] DS-HFS (C), DS-PS (C), FX-HD w/IB4U BASE, FX-HD w/RB4U BASE, FX-HD w/SB4U BASE, FX-HD w/SB4U-LF BASE, FX-HD wB4U BASE, FX-PD w/B4U BASE (C), FX-PD w/IB4U BASE (C), FX-PD w/SB4U BASE (C), FX-PD w/SB
c11c3e6c-ed05-4dc8-ab42-4a5b02b35061 | NFPA 170 STROBE WALL |  |  | North | Autocall |  | Strobe |  |  |  | Module | TRUE | A49VO-APPLW-O-BA | + | Wall Mount Weatherproof Visible and Audible/Visible Notification Appliances, Specify Cover, Assembled in USA | 1 | 0 | 0 |  |  |  |  | TRUE | [5 empty] | #FF0070C0 | FA-NFPA 170 STROBE WALL | 1 | FALSE | FALSE | FALSE | 2012 | [16 empty] | WP |  |  | DESKTOP-7EIEB7A\acont | 2022-02-21 21:50 | THOR\acont | 2024-09-08 17:27 | Cloned from Autocall A49AV-APPLW-O-BA | [Autocall, Simplex] [IDNac] [23VDC UL1638] 49SV-APPLW-O, 49SV-APPLW-O-BA, 49VO-APPLW-O, 49VO-APPLW-O-BA, A49SV-APPLW-O, A49SV-APPLW-O-BA, A49VO-APPLW-O, A49VO-APPLW-O-BA [Autocall, Simplex] [IDNac] [23VDC UL1971] 49SV-APPLW-O, 49SV-APPLW-O-BA, 49VO-APPLW-O, 49VO-APPLW-O-BA, A49SV-APPLW-O, A49SV-APPLW-O-BA, A49VO-APPLW-O, A49VO-APPLW-O-BA
0cac60c4-a7fa-40a8-9fb3-4a5d7ae980d2 |  |  |  | North | Edwards |  | Hardware |  |  |  | Hardware | TRUE | G4ERB |  | G4 Dual-Strobe Format Surface Box, red | 1 | [6 empty] | FALSE | [5 empty] | #FFFFFFFF |  |  | FALSE | FALSE | FALSE | [14 empty] | FALSE | [7 empty] | THOR\acont | 2024-10-09 10:48
400911c5-7d33-4be6-b6eb-4a5d97c923cf | NFPA 170 STROBE CEILING |  |  | North | Autocall |  | Strobe |  |  |  | Module | TRUE | A4906-9115 | + | Multi-candela strobe, Ceiling Mount, Alert, White | 1 | 0 | 0 |  |  |  |  | TRUE | TRUE |  |  |  |  | #FF0070C0 | FA-NFPA 170 STROBE CEILING | 1 | FALSE | FALSE | FALSE | 2022 | [16 empty] | C |  |  | DESKTOP-7EIEB7A\acont | 2022-03-07 06:47 | THOR\acont | 2024-09-08 17:27 | Cloned from Autocall A4906-9104 CLONED | [Autocall, Simplex] [NAC] [MAX] 4906-9102 (C), 4906-9104 (C), 4906-9110 (C), 4906-9112 (C), 4906-9114 (C), 4906-9115 (C), 4906-9116 (C), 4906-9117 (C), A4906-9102 (C), A4906-9104 (C), A4906-9110 (C), A4906-9112 (C), A4906-9114 (C), A4906-9115 (C), A4906-
f961fcf4-de1a-49e4-a8e8-4a602d572b01 | NFPA 170 STROBE CEILING |  |  | North | Siemens |  | Strobe |  |  |  | Module | TRUE | SL2SCR-A | S54329-F186-A1++ | Strobe, Ceiling, Clear, Red, Agent | 1 | [7 empty] | TRUE |  |  |  |  | #FF0070C0 | FA-NFPA 170 STROBE CEILING | 1 | FALSE | FALSE | FALSE | 2023 | [19 empty] | DESKTOP-7EIEB7A\acont | 2023-08-03 09:40 | THOR\acont | 2024-09-08 17:27 | Cloned from Siemens SL2SWR-A | [Siemens] [NAC] [16.0 – 33.0 VDC] SL2SCR-A (C), SL2SCR-AL (C), SL2SCR-ALA (C), SL2SCR-ALB (C), SL2SCR-F (C), SL2SCR-FB (C), SL2SCR-N (C), SL2SCR-NA (C), SL2SCR-NB (C), SL2SCW-A (C), SL2SCW-AL (C), SL2SCW-ALA (C), SL2SCW-ALB (C), SL2SCW-EV (C), SL2SCW-F (
eda2ca4d-6305-4f4d-833d-4a61adecf06d | NFPA 170 HORN STROBE |  |  | North | Potter |  | Horn/Strobe |  |  |  | Module | TRUE | CHS-24GR |  | Horn Strobe, Wall, Red, Green | 1 | 0 | 0.366 |  |  |  |  | FALSE | FALSE |  |  |  |  | #FF0070C0 | FA-NFPA 170 HORN STROBE | 1 | FALSE | FALSE | FALSE | 2012 |  |  | 7135-0328:0210 | [10 empty] | FALSE | [7 empty] | THOR\acont | 2024-09-08 17:27 |  | [Potter] [NAC] [UL MAX, HIGH DB] CHS-24BR, CHS-24BW, CHS-24GR, CHS-24GW, CHS-24RR, CHS-24RW
9f61f59c-e41c-4c69-8e6e-4a621416db85 | NFPA 170 HEAT DETECTOR |  |  | North | Autocall |  | Heat Detector |  |  |  | Module | TRUE | A4098-9612E w/A4098-9684E | + | Electronic Heat Detector 2-Wire 135° F (57° C) with remote LED, High Humidity | 1 | 0.0001 | 0.086 |  |  |  |  | TRUE | TRUE |  |  |  |  | #FFFF0000 | FA-NFPA 170 HEAT DETECTOR | 1 | FALSE | FALSE | FALSE | 1403 | [16 empty] | 135 |  |  | THOR\acont | 2024-02-22 15:26 | THOR\acont | 2024-09-08 17:27 | Cloned from Autocall A4098-9612E w/A4098-9682E | [Autocall, Simplex] [IDC] 02 [*] 4090-9008, 4098-9612E w/4098-9683E (C), 4098-9612E w/4098-9684E (C), 4098-9612E w/4098-9788E (C), 4098-9613E w/4098-9683E (C), 4098-9613E w/4098-9684E (C), 4098-9613E w/4098-9788E (C), 4098-9614E w/4098-9683E (C), 4098-96 | [Autocall, Simplex] 4098-9612 w/4098-9682, 4098-9612E w/4098-9682E, 4098-9612E w/4098-9683E, 4098-9612E w/4098-9684E, 4098-9612E w/4098-9788E, 4098-9613 w/4098-9682, 4098-9613E w/4098-9682E, 4098-9613E w/4098-9683E, 4098-9613E w/4098-9684E, 4098-9613E w/4
ea8b7813-8bfa-4220-8f4d-4a631a747c4f | NFPA 170 HORN STROBE |  |  | North | System Sensor |  | Horn/Strobe |  |  |  | Module | TRUE | P2WLED-SP | ++ | 2-Wire, Horn Strobe, White, Fuego | 1 | 0 | 0.245 |  |  |  |  | FALSE | [5 empty] | #FF0070C0 | FA-NFPA 170 HORN STROBE | 1 | FALSE | FALSE | FALSE | 2012 | [13 empty] | FALSE | [5 empty] | DESKTOP-QGO6JOK\acont | 2023-10-18 21:13 | THOR\acont | 2024-09-08 17:27 | Cloned from System Sensor P2WL-SP | [System Sensor] [NAC] [24VDC, TEMPORAL LOW] P2GRLED, P2GWLED, P2RLED, P2RLED w/WAV-RL, P2RLED-P, P2RLED-SP, P2WLED, P2WLED w/ WAV-WL, P2WLED-P, P2WLED-SP [System Sensor] [NAC] [24VDC, TEMPORAL HIGH] P2GRLED, P2GWLED, P2RLED, P2RLED w/WAV-RL, P2RLED-P, P2RLED-SP, P2WLED, P2WLED w/ WAV-WL, P2WLED-P, P2WLED-SP
56d61917-a6bc-4a16-8137-4a6607172af8 |  |  |  | North | Edwards |  | Cards & Components |  |  |  | Card | TRUE | VS1-GL-F |  | FACP, 1 Loop, 64pt, 2 Cl B NACs, gray, 120v, w/ 8 RY & 8YY LED, FCdn | 1 | [6 empty] | TRUE | [5 empty] | #FFFFFFFF |  |  | FALSE | FALSE | FALSE | [14 empty] | FALSE | [7 empty] | THOR\acont | 2024-10-09 10:48
8e0afc48-931a-4e80-8a0d-4a67b96eb003 | NFPA 170 EM STROBE WALL |  |  | North | Siemens |  | Strobe |  |  |  | Module | TRUE | ST-CMC-R-MNS-ALERT | S54301-Z103-A1+ | MNS Clear Strobe, multi Candela − Wall Mount, Red − ‘ALERT’ | 1 | [12 empty] | #FF0070C0 | FA-NFPA 170 EM STROBE WALL | 1 | FALSE | FALSE | FALSE | 2008 | [19 empty] | DESKTOP-7SAL8M7\acont | 2019-08-13 09:04 | THOR\acont | 2024-09-08 17:27 | B,T | [Siemens] [NAC] [VDC WALL] SET-CMC-CR-MNS-ALERT (C), SET-CMC-CW-MNS-ALERT (C), SET-CMC-R-MNS-ALERT, SET-CMC-W-MNS-ALERT, ST-CMC-CR-MNS-ALRT (C), ST-CMC-CW-MNS-ALRT (C), ST-CMC-RETRO-R-MNS, ST-CMC-RETRO-W-MNS, ST-CMC-R-MNS-ALERT, ST-CMC-W-MNS-ALERT [Siemens] [NAC] [VFWR CEILING] SET-CMC-CR-MNS-ALERT (C), SET-CMC-CW-MNS-ALERT (C), SET-CMC-R-MNS-ALERT, SET-CMC-W-MNS-ALERT, ST-CMC-CR-MNS-ALRT (C), ST-CMC-CW-MNS-ALRT (C), ST-CMC-RETRO-R-MNS, ST-CMC-RETRO-W-MNS, ST-CMC-R-MNS-ALERT, ST-CMC-W-MNS-ALERT [Siemens] [NAC] [VFWR WALL] SET-CMC-CR-MNS-ALERT (C), SET-CMC-CW-MNS-ALERT (C), SET-CMC-R-MNS-ALERT, SET-CMC-W-MNS-ALERT, ST-CMC-CR-MNS-ALRT (C), ST-CMC-CW-MNS-ALRT (C), ST-CMC-RETRO-R-MNS, ST-CMC-RETRO-W-MNS, ST-CMC-R-MNS-ALERT, ST-CMC-W-MNS-ALERT [Siemens] [NAC] [VDC CEILING] SET-CMC-CR-MNS-ALERT (C), SET-CMC-CW-MNS-ALERT (C), SET-CMC-R-MNS-ALERT, SET-CMC-W-MNS-ALERT, ST-CMC-CR-MNS-ALRT (C), ST-CMC-CW-MNS-ALRT (C), ST-CMC-RETRO-R-MNS, ST-CMC-RETRO-W-MNS, ST-CMC-R-MNS-ALERT, ST-CMC-W-MNS-ALERT
538c1c18-d467-4094-813e-4a6d2af67be8 | NFPA 170 BELL |  |  | North | Eaton Wheelock |  | Bell |  |  |  | Module | TRUE | GB10-120 |  | Bell 10" Housing, 24VDC | 1 | [6 empty] | FALSE | FALSE |  |  |  |  | #FFFF0000 | FA-NFPA 170 BELL | 1 | FALSE | FALSE | FALSE | 2000 | [13 empty] | FALSE | [7 empty] | THOR\acont | 2024-09-08 17:27
c72feb34-8db3-40c4-a21f-4a736220da7e | NFPA 170 NOTIFICATION CIRCUIT EXTENDER PANEL | RISER NAC |  | North | Silent Knight |  | Notification Circuit Extender Panel |  |  |  | Assembly | TRUE | SK-PS6 | ++ | 6.0 A, 120 VAC remote charger power supply in a lockable,metal enclosure | 1 | [6 empty] | FALSE | FALSE |  |  | 20.0”H x 14.5”W x 3.5”D (cm: 50.8H x 36.83W x 8.9D) |  | #FFFF0000 | FA-NFPA 170 NOTIFICATION CIRCUIT EXTENDER PANEL | 1 | FALSE | FALSE | FALSE | 212 |  |  | 7315-0559:0522 | [5 empty] | 7,12,18,33 |  | 33 |  |  | TRUE | [5 empty] | DESKTOP-7EIEB7A\acont | 2021-06-30 11:05 | THOR\acont | 2024-09-08 17:27 | Cloned from Gamewell FCI HPF-PS6
c362291a-4c04-40a1-8678-4a834ed154e0 |  |  |  | North | Potter | [5 empty] | Module | TRUE | TAM |  | Trouble Annunciator Module | 1 | [6 empty] | FALSE | [5 empty] | #FFFFFFFF |  |  | FALSE | FALSE | FALSE | [14 empty] | FALSE | [7 empty] | THOR\acont | 2024-10-09 10:48
2fc5f6c0-ad39-4c5a-915d-4a845d2ef66d |  |  |  | North | Edwards |  | Cards & Components |  |  |  | Card | TRUE | FSRRM24 |  | Remote Relay Module | 1 | 0.026 | 0.07 |  |  |  |  | TRUE | [5 empty] | #FFFFFFFF |  |  | FALSE | FALSE | FALSE | [14 empty] | FALSE | [7 empty] | THOR\acont | 2024-10-09 10:48 |  | [Edwards] [RS-485] FSRA10 Mainboard, FSRA10C Mainboard, FSRRM24, FSRSI, FSRZI-A, FSRZI-SA, FSUIM
1dc68f03-7c61-49d1-9090-4a89bb74cbda | NFPA 170 ADDRESSABLE OUTPUT MODULE |  |  | North | MIRCOM |  | Addressable Control/Relay |  |  |  | Module | TRUE | MIX-100S | ++ | Intelligent Addressable Supervised Control Module | 1 | 0.001 | 0.001 |  |  |  |  | FALSE |  |  |  | 4.0” W x 4.0” H x 1.3” D |  | #FFFF0000 | FA-NFPA 170 ADDRESSABLE OUTPUT MODULE | 1 | FALSE | FALSE | FALSE | 1100 | [13 empty] | FALSE |  |  | CM |  |  | THOR\acont | 2024-04-03 13:44 | THOR\acont | 2024-09-08 17:27 | Cloned from Monaco Enterprises 729-158-00 | [MIRCOM, Monaco Enterprises] [AUX POWER] [AUX] 729-158-00, 729-225-00, MIX-100S [MIRCOM] [SLC MODULES SENSORS] [*] [#1 SHARED ADDR ¦ MODULES] CR-6, CZ-6, IM-10, MIX-100P, MIX-100R, MIX-100S, MIX-100X, MIX-101P, MIX-4040, MIX-4040M, MIX-4041, MIX-4045, MIX-4045-M, MIX-4046, MIX-M500DM, MIX-M500DMAP, MIX-M500FP, MIX-M500M, MIX-M500MAP [MIRCOM] [AUDIO 25v, AUDIO 70.7v, FFT, NAC] [RISER INPUT] MIX-100S, MIX-4046 [MIRCOM] [SLC MODULES] [*] [#3 TYPE ADDR ¦ MODULES] CR-6, CZ-6, IM-10, MIX-100P, MIX-100R, MIX-100S, MIX-101P, MIX-4040, MIX-4040M, MIX-4041, MIX-4045, MIX-4045-M, MIX-4046, MIX-M500DM, MIX-M500DMAP, MIX-M500FP, MIX-M500M, MIX-M500MAP, MIX-M500R, MIX-M50 | [MIRCOM] MIX-100S
29c88809-9191-4109-aab1-4aa72e562686 | NFPA 170 ADDRESSABLE INPUT MONITOR MODULE |  |  | North | Secutron |  | Addressable Module |  |  |  | Module | TRUE | MRI-M500S | ++ | Supervised Control Module | 1 | 0.0004 | 0.0055 |  |  |  |  | FALSE | FALSE |  |  | 4.25"W x 4.65"H x 1.1"D |  | #FFFF0000 | FA-NFPA 170 ADDRESSABLE INPUT MONITOR MODULE | 1 | FALSE | FALSE | FALSE | 1000 | [13 empty] | FALSE | [5 empty] | DESKTOP-7EIEB7A\acont | 2023-06-24 20:18 | THOR\acont | 2024-09-08 17:27 | Cloned from Secutron MRI-M500DM CLONED CLONED | [Secutron] [SLC MODULES SENSORS] [*] [#1 SHARED ADDR ¦ MODULES] MRI-501MA, MRI-M500DM, MRI-M500M, MRI-M500R, MRI-M500S, MRI-M501M, MRI-M502M, MRM-800MP, MRM-802MP, MRM-810MPU, MRM-822MP [Secutron] [SLC MODULES] [*] [#3 TYPE ADDR ¦ MODULES] MRI-501MA, MRI-M500DM, MRI-M500M, MRI-M500R, MRI-M500S, MRI-M501M, MRI-M502M, MRM-800MP, MRM-802MP, MRM-810MPU, MRM-822MP [Secutron] [AUX POWER, NAC] [RISER INPUT] MRI-M500S | [Secutron] MRI-M500S
74c204b1-7497-4a90-b320-4aa826a7be17 |  |  |  | North | GRI PRODUCTS | Security/Access Control |  |  |  |  | Module | TRUE | 195-12 |  |  | 1 | [12 empty] | #FFFFFFFF |  |  | FALSE | FALSE | FALSE | [20 empty] | THOR\acont | 2024-03-12 21:43 | THOR\acont | 2024-10-09 10:48
e233a69b-347c-4a66-b76c-4aa960a07503 |  |  |  | North | Siemens | [5 empty] | Module | TRUE | EK-33 | 545-083277 | EK-33 RAIL KIT 2 LEFT/RIGHT MOUNT RAIL/KR-3R 2 MOUNTING U BRACKET/KU-1 2 MOUNTING BRACKET/KZ-3 | 1 | [12 empty] | #FFFFFFFF |  |  | FALSE | FALSE | FALSE | [20 empty] | DESKTOP-7SAL8M7\acont | 2019-08-13 09:04 | THOR\acont | 2024-10-09 10:48
3edcc74d-dbc8-4716-8c4f-4aafb3e1491c | NFPA 170 HEAT DETECTOR |  |  | North | Kidde |  | Heat Detector |  |  |  | Module | TRUE | FX-HD w/IB4U BASE | ++ | Intelligent Addressable Fixed Temperature or Rate-of-rise Heat Detector | 1 | 4.5e-05 | 4.5e-05 |  |  |  |  | FALSE | [5 empty] | #FFFF0000 | FA-NFPA 170 HEAT DETECTOR | 1 | FALSE | FALSE | FALSE | 1403 | [13 empty] | FALSE | [5 empty] | DESKTOP-7EIEB7A\acont | 2022-03-08 14:37 | THOR\acont | 2024-09-08 17:27 | Cloned from Edwards SIGA-HRD w/SIGA-IB BASE | [Edwards, Kidde] [SLC EST MODULES/SENSORS] 01 [*] [iO64] DS-HFS (C), DS-PS (C), FX-HD w/IB4U BASE, FX-HD w/RB4U BASE, FX-HD w/SB4U BASE, FX-HD w/SB4U-LF BASE, FX-HD wB4U BASE, FX-PD w/B4U BASE (C), FX-PD w/IB4U BASE (C), FX-PD w/SB4U BASE (C), FX-PD w/SB [Edwards, Kidde] [SLC EST SENSORS] 01 [*] [EST3, iO1000] DS-HFS (C), DS-PS (C), FX-HD w/IB4U BASE, FX-HD w/RB4U BASE, FX-HD w/SB4U BASE, FX-HD w/SB4U-LF BASE, FX-HD wB4U BASE, FX-PD w/B4U BASE (C), FX-PD w/IB4U BASE (C), FX-PD w/SB4U BASE (C), FX-PD w/SB [Kidde] [SLC EST SENSORS] [*] [#4 TYPE ADDR ¦ SENSORS] DS-HFS (C), DS-PS (C), FX-HD w/IB4U BASE, FX-HD w/RB4U BASE, FX-HD w/SB4U BASE, FX-HD w/SB4U-LF BASE, FX-HD wB4U BASE, FX-PD w/B4U BASE (C), FX-PD w/IB4U BASE (C), FX-PD w/SB4U BASE (C), FX-PD w/SB4U [Kidde] [SLC EST MODULES SENSORS] [*] [#2 SHARED ADDR ¦ SENSORS] DS-HFS (C), DS-PS (C), FX-HD w/IB4U BASE, FX-HD w/RB4U BASE, FX-HD w/SB4U BASE, FX-HD w/SB4U-LF BASE, FX-HD wB4U BASE, FX-PD w/B4U BASE (C), FX-PD w/IB4U BASE (C), FX-PD w/SB4U BASE (C), FX
f2c37c8e-4a0e-46fb-9e97-4ab0d244b878 | NFPA 170 CELL COMM | NFPA 170 CELL COMM PS |  | North | NAPCO |  | Cards & Components |  |  |  | Card | TRUE | SLE-LTEAI-CFB-PS Main Card | ++ | Main Board | 1 | 0.2 | 0.2 |  |  |  |  | TRUE | [5 empty] | #FFFF0000 | FA-NFPA 170 CELL COMM | 1 | FALSE | FALSE | FALSE | 250 | [13 empty] | FALSE | [5 empty] | DESKTOP-QGO6JOK\acont | 2023-06-20 09:38 | THOR\acont | 2024-09-08 17:27 | Cloned from NAPCO SLE-LTEVI-CFB-PS Main Card | [NAPCO, Potter] [DACT] [#2 DACT] IntelliCom-5GA, IntelliCom-5GV, SLE/4G-CDMA-CFB, SLE/4G-CDMA-CFB-PS, SLE/4G-CDMA-FIRE, SLE/4G-CDMAI-FIRE, SLE-CDMA-CFB, SLE-CDMA-CFB-PS, SLE-CDMA-FIRE, SLE-CDMAI-FIRE, SLE-LTEA-CFB-PS Main Card, SLE-LTEAI-CFB-PS Main Card [NAPCO, Potter] [IDC] [#2 PS TRBL] IntelliCom-5GA, IntelliCom-5GV, SLE/4G-CDMA-CFB, SLE/4G-CDMA-CFB-PS, SLE/4G-CDMA-FIRE, SLE/4G-CDMAI-FIRE, SLE-CDMA-CFB, SLE-CDMA-CFB-PS, SLE-CDMA-FIRE, SLE-CDMAI-FIRE, SLE-LTEA-CFB-PS Main Card, SLE-LTEAI-CFB-PS Main Ca [NAPCO, Potter] [IDC] [#1 LINE TRBL] IntelliCom-5GA, IntelliCom-5GV, SLE/4G-CDMA-CFB, SLE/4G-CDMA-CFB-PS, SLE/4G-CDMA-FIRE, SLE/4G-CDMAI-FIRE, SLE-CDMA-CFB, SLE-CDMA-CFB-PS, SLE-CDMA-FIRE, SLE-CDMAI-FIRE, SLE-LTEA-CFB-PS Main Card, SLE-LTEAI-CFB-PS Main [NAPCO] [VAC ] FL-255FACP Main Board, FL-32FACP Main Board, FL-FACP-LTE Main Board, FL-X2-32 Main Board, GEM-ACM1D Main Board, GEMC-128MB, GEMC-12V2APS-CF Main Board, GEMC-12V2APS-R Main Board, GEMC-255MB, GEMC-32MB, GEMC-96MB, GEMC-NAC6 Main Board, GEMC [NAPCO, Potter] [DACT] [#1 DACT] IntelliCom-5GA, IntelliCom-5GV, SLE/4G-CDMA-CFB, SLE/4G-CDMA-CFB-PS, SLE/4G-CDMA-FIRE, SLE/4G-CDMAI-FIRE, SLE-CDMA-CFB, SLE-CDMA-CFB-PS, SLE-CDMA-FIRE, SLE-CDMAI-FIRE, SLE-LTEA-CFB-PS Main Card, SLE-LTEAI-CFB-PS Main Card | [NAPCO, Potter] IntelliCom-5GA, IntelliCom-5GV, SLE-LTEAI-CFB-PS Main Card, SLE-LTEVI-CFB, SLE-LTEVI-CFB-PS Main Card, SLE-LTEVI-FIRE, SLE-MAXAI-CFB, SLE-MAXAI-CFBPS, SLE-MAXAI-CFBPS Main Board, SLE-MAXAI-FIRE, SLE-MAXVI-CFB, SLE-MAXVI-CFBPS, SLE-MAXVI-CF
7de79f9d-dd3c-4654-9af3-4ab0fae7542e | NFPA 170 VOICE EVACUATION CONTROL UNIT |  |  | North | Hochiki |  | Voice Evac Control Unit |  |  |  | Assembly | TRUE | EVAX-25EM-H | + | 25W Voice Evacuation Panel w/ mic | 1 | [6 empty] | FALSE |  |  | *Refer to Install Sheet |  |  | #FFFF0000 | FA-NFPA 170 VOICE EVACUATION CONTROL UNIT | 1 | FALSE | FALSE | FALSE | 211 | [8 empty] | 7,12,18 |  |  |  | 25 | TRUE | [5 empty] | DESKTOP-7SAL8M7\acont | 2019-11-05 06:01 | THOR\acont | 2024-09-08 17:27
37e134db-5cfe-441e-b6ee-4ac5d986d586 | NFPA 170 HEAT DETECTOR |  |  | North | Kidde |  | Heat Detector |  |  |  | Module | TRUE | KI-HCD w/KI-ABLT BASE | ++ | Multisensor Heat, and CO Detector | 1 | 3.2e-05 | 3.2e-05 |  |  |  |  | FALSE | [5 empty] | #FFFF0000 | FA-NFPA 170 HEAT DETECTOR | 1 | FALSE | FALSE | FALSE | 1403 | [13 empty] | FALSE | [5 empty] | DESKTOP-7SAL8M7\acont | 2020-01-02 08:32 | THOR\acont | 2024-10-08 16:26 | Cloned from Edwards SIGA-HCD w/SIGA-AB4G-LF BASE | [Kidde] [AUX POWER] [24VDC TC4 HIGH] KI-COD w/KI-ABLT BASE (C), KI-HCD w/KI-ABLT BASE, KI-HRD w/KI-ABLT BASE, KI-OSCD w/KI-ABLT BASE, KI-OSD w/KI-ABLT BASE, KI-PCD w/KI-ABLT BASE (C), KI-PD w/KI-ABLT BASE (C), KI-PHCD w/KI-ABLT BASE (C), KI-PHD w/KI-ABLT [Kidde] [AUX POWER] [24VDC STEADY HIGH] KI-COD w/KI-ABLT BASE (C), KI-HCD w/KI-ABLT BASE, KI-HRD w/KI-ABLT BASE, KI-OSCD w/KI-ABLT BASE, KI-OSD w/KI-ABLT BASE, KI-PCD w/KI-ABLT BASE (C), KI-PD w/KI-ABLT BASE (C), KI-PHCD w/KI-ABLT BASE (C), KI-PHD w/KI-A [Edwards, Kidde] [SLC EST SENSORS] 01 [*] [EST3, iO1000] DS-HFS (C), DS-PS (C), FX-HD w/IB4U BASE, FX-HD w/RB4U BASE, FX-HD w/SB4U BASE, FX-HD w/SB4U-LF BASE, FX-HD wB4U BASE, FX-PD w/B4U BASE (C), FX-PD w/IB4U BASE (C), FX-PD w/SB4U BASE (C), FX-PD w/SB [Kidde] [AUX POWER] [24VDC TC3/TC4 HIGH] KI-COD w/KI-ABLT BASE (C), KI-HCD w/KI-ABLT BASE, KI-HRD w/KI-ABLT BASE, KI-OSCD w/KI-ABLT BASE, KI-OSD w/KI-ABLT BASE, KI-PCD w/KI-ABLT BASE (C), KI-PD w/KI-ABLT BASE (C), KI-PHCD w/KI-ABLT BASE (C), KI-PHD w/KI- [Edwards, Kidde] [SLC EST MODULES/SENSORS] 01 [*] [iO64] DS-HFS (C), DS-PS (C), FX-HD w/IB4U BASE, FX-HD w/RB4U BASE, FX-HD w/SB4U BASE, FX-HD w/SB4U-LF BASE, FX-HD wB4U BASE, FX-PD w/B4U BASE (C), FX-PD w/IB4U BASE (C), FX-PD w/SB4U BASE (C), FX-PD w/SB [Kidde] [AUX POWER] [24VDC TC3/TC4 LOW] KI-COD w/KI-ABLT BASE (C), KI-HCD w/KI-ABLT BASE, KI-HRD w/KI-ABLT BASE, KI-OSCD w/KI-ABLT BASE, KI-OSD w/KI-ABLT BASE, KI-PCD w/KI-ABLT BASE (C), KI-PD w/KI-ABLT BASE (C), KI-PHCD w/KI-ABLT BASE (C), KI-PHD w/KI-A [Kidde] [SLC EST MODULES SENSORS] [*] [#2 SHARED ADDR ¦ SENSORS] DS-HFS (C), DS-PS (C), FX-HD w/IB4U BASE, FX-HD w/RB4U BASE, FX-HD w/SB4U BASE, FX-HD w/SB4U-LF BASE, FX-HD wB4U BASE, FX-PD w/B4U BASE (C), FX-PD w/IB4U BASE (C), FX-PD w/SB4U BASE (C), FX [Kidde] [SLC EST SENSORS] [*] [#4 TYPE ADDR ¦ SENSORS] DS-HFS (C), DS-PS (C), FX-HD w/IB4U BASE, FX-HD w/RB4U BASE, FX-HD w/SB4U BASE, FX-HD w/SB4U-LF BASE, FX-HD wB4U BASE, FX-PD w/B4U BASE (C), FX-PD w/IB4U BASE (C), FX-PD w/SB4U BASE (C), FX-PD w/SB4U [Kidde] [AUX POWER] [24VDC STEADY LOW] KI-COD w/KI-ABLT BASE (C), KI-HCD w/KI-ABLT BASE, KI-HRD w/KI-ABLT BASE, KI-OSCD w/KI-ABLT BASE, KI-OSD w/KI-ABLT BASE, KI-PCD w/KI-ABLT BASE (C), KI-PD w/KI-ABLT BASE (C), KI-PHCD w/KI-ABLT BASE (C), KI-PHD w/KI-AB [Kidde] [AUX POWER] [24VDC TC4 LOW] KI-COD w/KI-ABLT BASE (C), KI-HCD w/KI-ABLT BASE, KI-HRD w/KI-ABLT BASE, KI-OSCD w/KI-ABLT BASE, KI-OSD w/KI-ABLT BASE, KI-PCD w/KI-ABLT BASE (C), KI-PD w/KI-ABLT BASE (C), KI-PHCD w/KI-ABLT BASE (C), KI-PHD w/KI-ABLT
d272ecee-362c-40d5-b88d-4ac7ef0bfb0d |  |  |  | North | Edwards |  | Cards & Components |  |  |  | Card | TRUE | 4-COMREL | n | COMMON RELAY MODULE | 1 | 0 | 0.008 |  |  |  |  | TRUE | [5 empty] | #FFFFFFFF |  |  | FALSE | FALSE | FALSE | [20 empty] | DESKTOP-7SAL8M7\acont | 2019-12-13 12:52 | THOR\acont | 2024-10-09 10:48
286d1115-c19b-4384-abd5-4ac9aea4c795 | NFPA 170 AMPLIFIER RACK | RISER AMP |  | North | Potter |  | Cards & Components |  |  |  | Card | TRUE | SCA-5070 (70V) Main Board | + | Main Board | 1 | 0.058 | 0.608 |  |  |  |  | TRUE | [5 empty] | #FFFF0000 | FA-NFPA 170 AMPLIFIER RACK | 1 | FALSE | FALSE | FALSE | 300 | [13 empty] | FALSE | [5 empty] | DESKTOP-7EIEB7A\acont | 2021-12-21 08:40 | THOR\acont | 2024-09-08 17:27 | Cloned from Potter SCA-5070 (70V) | [Advanced, Potter] [VAC ] [120VAC] AFC-100 Main Board, AFC-1000 Main Board, AFC-50 Main Board, ARC-100 Main Board, AX-PSN104 Main Board, AX-PSN106 Main Board, AX-PSN108 Main Board, AX-PSN-64 Main Board, DCA-10025 (25V) Main Board, DCA-10025 (70V) Main Bo [Potter] [V-LINK] [#2 V-LINK] DCA-10025 (25V) Main Board, DCA-10025 (70V) Main Board, DCA-5025 (25V) Main Board, LOC-1000 Main Board, SCA-10070 (25V) Main Board, SCA-10070 (70V) Main Board, SCA-2525 (25V) Main Board, SCA-2570 (25V) Main Board, SCA-2570 ( [Potter] [P-LINK] [*] [P-LINK] DCA-10025 (25V) Main Board, DCA-10025 (70V) Main Board, DCA-5025 (25V) Main Board, FFT-1000 Main Board, LOC-1000 Main Board, SCA-10070 (25V) Main Board, SCA-10070 (70V) Main Board, SCA-2525 (25V) Main Board, SCA-2570 (25V) | [Potter] DCA-10025 (70V) Main Board, SCA-10070 (70V) Main Board, SCA-2570 (70V) Main Board, SCA-5070 (70V) Main Board
06697943-b3a4-42c8-9cd9-4acdd87de701 | NFPA 170 HORN |  |  | North | Edwards |  | Horn |  |  |  | Module | TRUE | G4AWF |  | Wall horn, white, FIRE | 1 | [6 empty] | FALSE |  | GRSW-10 |  |  |  | #FF0070C0 | FA-NFPA 170 HORN | 1 | FALSE | FALSE | FALSE | 2010 | [13 empty] | FALSE | [5 empty] | DESKTOP-7SAL8M7\acont | 2019-08-29 12:20 | THOR\acont | 2024-09-08 17:27 |  | [Edwards, Kidde] [NAC] [VFWR, HIGH DB] EG4ARF, EG4ARF-FR, EG4ARF-SP, EG4ARN, EG4AWF, EG4AWF-FR, EG4AWF-SP, EG4AWN, G4ARF, G4ARF-FR, G4ARF-SP, G4ARN, G4AWF, G4AWF-FR, G4AWF-SP, G4AWN [Edwards, Kidde] [NAC] [VDC, LOW DB] EG4ARF, EG4ARF-FR, EG4ARF-SP, EG4ARN, EG4AWF, EG4AWF-FR, EG4AWF-SP, EG4AWN, G4ARF, G4ARF-FR, G4ARF-SP, G4ARN, G4AWF, G4AWF-FR, G4AWF-SP, G4AWN [Edwards, Kidde] [NAC] [VDC, HIGH DB] EG4ARF, EG4ARF-FR, EG4ARF-SP, EG4ARN, EG4AWF, EG4AWF-FR, EG4AWF-SP, EG4AWN, G4ARF, G4ARF-FR, G4ARF-SP, G4ARN, G4AWF, G4AWF-FR, G4AWF-SP, G4AWN [Edwards, Kidde] [NAC] [VFWR, LOW DB] EG4ARF, EG4ARF-FR, EG4ARF-SP, EG4ARN, EG4AWF, EG4AWF-FR, EG4AWF-SP, EG4AWN, G4ARF, G4ARF-FR, G4ARF-SP, G4ARN, G4AWF, G4AWF-FR, G4AWF-SP, G4AWN
988d5676-9de3-4eca-bac9-4ad519aab380 |  |  |  | North | Autocall |  | Cards & Components |  |  |  | Card | TRUE | A100-0622 |  | 3-8 Channel Digital Audio Riser Module; with NAA input | 1 | 0.07 | 0.07 |  |  |  |  | TRUE | [5 empty] | #FFFFFFFF |  |  | FALSE | FALSE | FALSE | [20 empty] | DESKTOP-0D6CQVA\lousc | 2019-07-07 14:51 | THOR\acont | 2024-10-09 10:48 | Cloned from AutoCall A100-0621 | [Autocall, Simplex] [DIGITAL AUDIO LOOP] [Digital Audio Riser] 4100-0622, A100-0622
64eea745-4d35-423f-ab77-4ad5cd9f5b83 |  |  |  | North | BluePoint |  | Cards & Components |  |  |  | Card | TRUE | BP-MCQXM-BP MAIN BOARD | + | QX-MINI-BP(-W) Main Board | 1 | 0.21 | 0.21 |  |  |  |  | TRUE | [5 empty] | #FFFFFFFF |  |  | FALSE | FALSE | FALSE | [14 empty] | FALSE | [5 empty] | THOR\acont | 2024-04-12 14:01 | THOR\acont | 2024-10-09 10:48 | Cloned from MIRCOM QX-MINI-BP MAIN BOARD | [BluePoint, MIRCOM] [RS-485] ALC-198S, BP-MCQXM-BP MAIN BOARD, QX-MINI-BP MAIN BOARD [BluePoint, MIRCOM] [NAC Trigger] BP-MCQXM MAIN BOARD, BP-MCQXM-BP MAIN BOARD, QX-MINI MAIN BOARD, QX-MINI-BP MAIN BOARD | [BluePoint, MIRCOM] BP-MCQXM MAIN BOARD, BP-MCQXM-BP MAIN BOARD, QX-MINI MAIN BOARD, QX-MINI-BP MAIN BOARD
5aabc6d1-4c3d-49c6-ab1d-4ad67cbd05b4 | NFPA 170 SMOKE DETECTOR |  |  | North | Edwards |  | Smoke Detector |  |  |  | Module | TRUE | SIGA2-PCOS w/SIGA-IB BASE | ++ | Photoelectric Smoke / Carbon Monoxide Detector | 1 | 7e-05 | 7e-05 |  |  |  |  | FALSE | TRUE |  |  |  |  | #FFFF0000 | FA-NFPA 170 SMOKE DETECTOR | 1 | FALSE | FALSE | FALSE | 1408 | [13 empty] | FALSE | [7 empty] | THOR\acont | 2024-10-08 16:26 | 20191121 AC Detector with base | [Edwards, Kidde] [SLC EST SENSORS] 01 [*] [EST3, iO1000] DS-HFS (C), DS-PS (C), FX-HD w/IB4U BASE, FX-HD w/RB4U BASE, FX-HD w/SB4U BASE, FX-HD w/SB4U-LF BASE, FX-HD wB4U BASE, FX-PD w/B4U BASE (C), FX-PD w/IB4U BASE (C), FX-PD w/SB4U BASE (C), FX-PD w/SB [Edwards, Kidde] [SLC EST MODULES/SENSORS] 01 [*] [iO64] DS-HFS (C), DS-PS (C), FX-HD w/IB4U BASE, FX-HD w/RB4U BASE, FX-HD w/SB4U BASE, FX-HD w/SB4U-LF BASE, FX-HD wB4U BASE, FX-PD w/B4U BASE (C), FX-PD w/IB4U BASE (C), FX-PD w/SB4U BASE (C), FX-PD w/SB [Edwards, Kidde] [SLC EST MODULES SENSORS] [*] [#2 SHARED ADDR ¦ SENSORS] KI-DDOS (C), SIGA2-COS w/SIGA-AB4G BASE, SIGA2-COS w/SIGA-AB4G-LF BASE, SIGA2-COS w/SIGA-AB4GT BASE, SIGA2-COS w/SIGA-IB BASE, SIGA2-COS w/SIGA-RB BASE, SIGA2-COS w/SIGA-SB BASE, S [Edwards, Kidde] [SLC EST SENSORS] [*] [#4 TYPE ADDR ¦ SENSORS] KI-DDOS (C), SIGA2-COS w/SIGA-AB4G BASE, SIGA2-COS w/SIGA-AB4G-LF BASE, SIGA2-COS w/SIGA-AB4GT BASE, SIGA2-COS w/SIGA-IB BASE, SIGA2-COS w/SIGA-RB BASE, SIGA2-COS w/SIGA-SB BASE, SIGA2-HCOS
b04b26c7-5f46-425c-a0f6-4ae630d74094 |  |  |  | North | Edwards | [5 empty] | Module | TRUE | SIGA-AB4G-LF | ++ | Low frequency audible (sounder) base for CO and fire detectors | 1 | 0.006 | 0.0764 |  |  |  |  | FALSE | [5 empty] | #FFFFFFFF |  |  | FALSE | FALSE | FALSE | [14 empty] | FALSE |  |  | LF |  |  |  |  | THOR\acont | 2024-10-09 10:48
ed85ba97-cdc8-4135-9afd-4ae7fa17d27f | NFPA 170 REMOTE ANNUNCIATOR | RISER ANNUNCIATOR |  | North | Secutron |  | Remote Annunciator |  |  |  | Module | TRUE | MR-2644R | ++ | MR-2644 LCD annunciator, flush mount, Red | 1 | 0.03 | 0.07 |  |  |  |  | FALSE |  |  |  | 4.5” (H) x 10” (W) 10.2cm (H) x 25.4cm (W) |  | #FFFF0000 | FA-NFPA 170 REMOTE ANNUNCIATOR | 1 | FALSE | FALSE | FALSE | 255 | [8 empty] | 7,12,18 |  |  |  |  | TRUE | [5 empty] | DESKTOP-7EIEB7A\acont | 2023-06-24 11:36 | THOR\acont | 2024-09-08 17:27 | Cloned from Firelite LCD-80F | [Secutron] [RS-485] [*] [DATA/POWER] MR-2644G, MR-2644R [ADT Unimode, Eaton Wheelock, Farenhyt, Firelite, Gamewell FCI, Monaco Enterprises, Notifier, Potter, Secutron, Silent Knight] [AUX POWER] [*] 790-012-00, ACM-16ATF, ACM-30, ACM-32AF, ACM-48A, ACM-8RF, ADT-LCD-80, AEM-16ATF, AEM-32AF, AFM-16AF, AFM-16ATF
137ecf1d-b4ef-4836-bc21-4aecbf715f58 | NFPA 170 SMOKE DETECTOR |  |  | North | Honeywell |  | Smoke Detector |  |  |  | Module | TRUE | 4192CP |  | Ionization Smoke Detector | 1 | [6 empty] | FALSE | TRUE |  |  |  |  | #FFFF0000 | FA-NFPA 170 SMOKE DETECTOR | 1 | FALSE | FALSE | FALSE | 1408 | [13 empty] | FALSE | [5 empty] | AULAPTOP-PC\Aulaptop | 2018-09-03 05:46 | THOR\acont | 2024-09-08 17:27 | 20191121 AC Detector without base
a046078b-8910-4bdd-86ee-4af0e0631aeb | NFPA 170 SMOKE DETECTOR |  |  | North | Simplex |  | Smoke Detector |  |  |  | Module | TRUE | 4098-9714 w/4098-9772 | + | TrueAlarm Analog Sensors, Photoelectric smoke sensor, White, 520 Hz Sounder Base | 1 | 0.0008 | 0.001 |  |  |  |  | FALSE | TRUE |  |  |  |  | #FFFF0000 | FA-NFPA 170 SMOKE DETECTOR | 1 | FALSE | FALSE | FALSE | 1408 | [13 empty] | FALSE |  |  | SB |  |  | AULAPTOP-PC\Aulaptop | 2019-07-04 05:06 | THOR\acont | 2024-09-08 17:27 | 20191121 AC Detector with base | [Autocall, Simplex] [AUX POWER] [16VDC, 520 HZ SIGNAL] 4098-9714 w/4098-9772 (C), A4098-9714 w/A4098-9772 (C) [Autocall, Simplex] [IDNet] [SENSORS ++] 4098-9714 (C), 4098-9714 w/4098-9770 (C), 4098-9714 w/4098-9771 (C), 4098-9714 w/4098-9772 (C), 4098-9714 w/4098-9773 (C), 4098-9714 w/4098-9780 (C), 4098-9714 w/4098-9789 (C), 4098-9714 w/4098-9791 (C), 4098-9714
66f1146d-6e6f-4af9-a12f-4afde78a8abf |  |  |  | North | Bosch | [5 empty] | Module | TRUE | NDA-U-PSMB-RO | * | ***(Ross)Pendant wall/ceiling mount SMB (quote 7000077509/4) | 1 | [12 empty] | #FFFFFFFF |  |  | FALSE | FALSE | FALSE | [20 empty] | DESKTOP-7EIEB7A\acont | 2021-08-13 06:25 | THOR\acont | 2024-10-09 10:48
25978abb-59fc-4740-9f29-4b015f1d5748 |  |  |  | North | Autocall |  | Cards & Components |  |  |  | Card | TRUE | A100-1327 |  | Digital Flex-50, 50 W Amplifier, constant supervision compatible 70.7 VRMS output | 1 | 0.085 | 2.27 |  |  |  |  | TRUE | [5 empty] | #FFFFFFFF |  |  | FALSE | FALSE | FALSE | [20 empty] | DESKTOP-0D6CQVA\lousc | 2019-07-07 13:45 | THOR\acont | 2024-10-09 10:48 | Cloned from AutoCall A100-1313 |  | [Autocall] A100-1313, A100-1327
dddcfc85-f92c-4ee2-ad82-4b055b6ec915 |  |  |  | North | Edwards |  | Cards & Components |  |  |  | Card | TRUE | FSP1004R Mainboard |  | Mainboard for FSP1004R assembly | 1 | 0.128 | 0.242 |  |  |  |  | TRUE | [5 empty] | #FFFFFFFF |  |  | FALSE | FALSE | FALSE | [14 empty] | FALSE | [7 empty] | THOR\acont | 2024-10-09 10:48 |  | [Edwards, Kidde] [VAC ] 2IDC, 76-600000-001 Main Board, 76-800xxx-xxx Main Board, 77-600000-901 Main Board, 84-732001-901 Main Board, APS10A Mainboard, APS6A Mainboard, BPS10A Mainboard, BPS10A/230 Mainboard, BPS6A Mainboard, BPS6A/230 Mainboard, EST1-2Z [Edwards, Kidde, Macurco] [IDC] [#1 ALARM] 2IDC, 76-600000-001 Main Board, 76-800xxx-xxx Main Board, 77-600000-901 Main Board, 84-732001-901 Main Board, DVP-120 Mainboard, EST1-2Z Mainboard, FSP1004G Mainboard, FSP1004G-2 Mainboard, FSP1004GD Mainboard, [Edwards, Kidde, Macurco] [IDC] [#2 TROUBLE] 2IDC, 76-600000-001 Main Board, 76-800xxx-xxx Main Board, 77-600000-901 Main Board, 84-732001-901 Main Board, DVP-120 Mainboard, EST1-2Z Mainboard, FSP1004G Mainboard, FSP1004G-2 Mainboard, FSP1004GD Mainboard [Edwards, Kidde, Macurco] [IDC] [#3 SUPERVISORY] 2IDC, 76-600000-001 Main Board, 76-800xxx-xxx Main Board, 77-600000-901 Main Board, 84-732001-901 Main Board, DVP-120 Mainboard, EST1-2Z Mainboard, FSP1004G Mainboard, FSP1004G-2 Mainboard, FSP1004GD Mainb | [Edwards] FSP1004R Mainboard [Edwards] FSP1004G Mainboard, FSP1004G-2 Mainboard, FSP1004GD Mainboard, FSP1004R Mainboard, FSP1004RD Mainboard [Edwards] FSP1004G Mainboard, FSP1004G-2 Mainboard, FSP1004GD Mainboard, FSP1004R Mainboard, FSP1004RD Mainboard [Edwards, Kidde] FSP1004G Mainboard, FSP1004G-2 Mainboard, FSP1004GD Mainboard, FSP1004R Mainboard, FSP1004RD Mainboard, FSP302G Mainboard, FSP302G-2 Mainboard, FSP302GD Mainboard, FSP302R Mainboard, FSP302RD Mainboard, FSP502G Mainboard, FSP502G-2 Mainbo
f5030a34-af87-47b1-91a3-4b09f9b19288 |  |  |  | North | Edwards |  | Hardware |  |  |  | Hardware | TRUE | 74LV004641 |  | 4 Fiber Multi-Mode OFNR | 1 | [6 empty] | FALSE | [5 empty] | #FFFFFFFF |  |  | FALSE | FALSE | FALSE | [14 empty] | FALSE | [7 empty] | THOR\acont | 2024-10-09 10:48
be517073-b92b-45dc-9a5e-4b0a5bcd6e3f |  |  |  | North | Firelite |  | Cards & Components |  |  |  | Card | TRUE | MS-2 Main Board | + | Fire Alarm Control Panel Main Board | 1 | 0.08 | 0.112 |  |  |  |  | TRUE | FALSE |  |  |  |  | #FFFFFFFF |  |  | FALSE | FALSE | FALSE | [14 empty] | FALSE | [7 empty] | THOR\acont | 2024-10-09 10:48 |  | [Ditek, Monaco Enterprises, Spectronix, WBOX] [VAC ] [VAC] 0E-SPROACHW, 210-524-00, DTK-120HW, DTK-120HWLOK, DTK-120HW-SS, DTK-1F, DTK-1FF, SA400 Main Board [ADT Unimode, AES, Firelite, NAPCO, Notifier] [VAC ] [VAC] 1640, 200UDLS Main Board, 411UDAC Main Board, ACC-25/50 Main Board, BE-500 CPU, CPU-N16LD, CPU-N16LND, ECC-125DA (25V) Main Board, ECC-50/100 Main Board (100W, 25V), ECC-50/100 Main Board (100W, | [Firelite] MS-2 Main Board
672cad27-9d36-41f7-a21a-4b0dfe84e343 | NFPA 170 SMOKE DETECTOR |  |  | North | Bosch |  | Smoke Detector |  |  |  | Module | TRUE | FCP-350-P w/FAA-350 | ++ | Smoke detector head, photoelectric w/popit base | 1 | 5.9e-05 | 0.005 |  |  | 24 | [7 empty] | #FFFF0000 | FA-NFPA 170 SMOKE DETECTOR | 1 | FALSE | FALSE | FALSE | [20 empty] | THOR\acont | 2024-04-23 12:39 | THOR\acont | 2024-09-08 17:27 | Cloned from Bosch FCP-350-P | [Bosch] [AUX POWER] [*] F220-135 w/F220-B6PS, F220-P w/F220-B6PS (C), F220-PTH w/F220-B6PS (C), FCP-350-P w/FAA-350, FCP-350-PTH w/FAA-350 [Bosch] [SLC POPIT BOSCH] [*] [#1 ++] D9127T, D9127U, F220-135 w/F220-B6PS, F220-P w/F220-B6PS (C), F220-PTH w/F220-B6PS (C), FCP-350-P w/FAA-350, FCP-350-PTH w/FAA-350, FMM-462, FMM-462-D
3d05eee6-9bc8-4a99-9fc7-4b1427c36ccb |  |  |  | North | Potter | [5 empty] | Module | TRUE | BVL |  | Lever Type Bleeder Valve | 1 | [6 empty] | FALSE | [5 empty] | #FFFFFFFF |  |  | FALSE | FALSE | FALSE | [14 empty] | FALSE | [7 empty] | THOR\acont | 2024-10-09 10:48
a1f44780-fb23-43a1-bd6f-4b15064e07df | CAMERA MINI DOME |  |  | North | Hikvision |  | CCTV Component |  |  |  | Module | TRUE | DS-2CD2132-F HI |  | Camera Indoor/outdoor Dome 2.8 mm 3 Mega Pixel High Quality image | 1 | [6 empty] | FALSE | [5 empty] | #FFFF0000 | FA-CAMERA MINI DOME | 1 | FALSE | FALSE | FALSE | [14 empty] | FALSE | [7 empty] | THOR\acont | 2024-09-08 17:27 |  | [Digital Watchdog, Generic, Hikvision] [ETHERNET] [*] [Camera] Camera IP, DS-2CD2132-F HI, DS-2CD2512F-I HIK, DS-2CD2532F-I HIK, DS-2CD2732F-I HIK, DWC-MF21M4TIR (C)
c74d91ea-1f61-4cde-b56a-4b1e7380a235 |  |  |  | North | Edwards |  | Hardware |  |  |  | Hardware | TRUE | SoftKeyUSB |  | Fire & Access Software CD-ROM and Software USB Key | 1 | [6 empty] | FALSE | [5 empty] | #FFFFFFFF |  |  | FALSE | FALSE | FALSE | [14 empty] | FALSE | [7 empty] | THOR\acont | 2024-10-09 10:48
5333f6e4-4016-4331-8494-4b1fc7de8f35 |  |  |  | North | DMP |  | Cards & Components |  |  |  | Card | TRUE | 277 |  | Trouble Sounder | 1 | 0.005 | 0.005 |  |  |  |  | TRUE | [5 empty] | #FFFFFFFF |  |  | FALSE | FALSE | FALSE | [20 empty] | DESKTOP-7EIEB7A\acont | 2022-03-21 14:24 | THOR\acont | 2024-10-09 10:48
fe8bac2d-baf0-4fcf-a7d4-4b20390add5e | NFPA 170 SMOKE DETECTOR |  |  | North | Hochiki |  | Smoke Detector |  |  |  | Module | TRUE | SLR-24V w/HSC-221L LATCHING LED BASE | SLR-24V w/HSC-221L LATCHING LED BASE | PHOTOELECTRIC SMOKE DETECTOR w/ LATCHING LED BASE | 1 |  | 0.191 |  |  |  |  | TRUE | TRUE |  | *Refer to Install Sheet |  |  | #FFFF0000 | FA-NFPA 170 SMOKE DETECTOR | 1 | FALSE | FALSE | FALSE | 1408 | [16 empty] | L |  |  | DESKTOP-0D6CQVA\lousc | 2019-10-06 17:46 | THOR\acont | 2024-09-08 17:27 | from Hochiki SOC-24V w/HSC-221L LATCHING LED BASE | [Hochiki] [IDC] 02 [IDC] SLR-24H w/HSC-220L LATCHING LED BASE (C), SLR-24H w/HSC-220R - 2 WIRE RELAY BASE (C), SLR-24H w/HSC-221L LATCHING LED BASE (C), SLR-24H w/HSC-221R - 2 WIRE RELAY BASE (C), SLR-24H w/HSC-224L LATCHING LED BASE (C), SLR-24H w/HSC-2
3a0180a2-3dac-438f-8393-4b20b7f06562 |  |  |  | North | Edwards |  | Hardware |  |  |  | Hardware | TRUE | 2-WB3D |  | OBSOLETE - Outer and Inner Door for 2-WB3 | 1 | [6 empty] | FALSE | [5 empty] | #FFFFFFFF |  |  | FALSE | FALSE | FALSE | [14 empty] | FALSE | [7 empty] | THOR\acont | 2024-10-09 10:48
cadb1914-8586-45ac-a60e-4b24a74c1c5f | NFPA 170 HORN |  |  | North | Siemens |  | Hardware |  |  |  | Hardware | TRUE | LFSBB-R | S54329-A9-A1 | Low Frequency Sounder Surface Backbox - Red | 1 | [12 empty] | #FF0070C0 | FA-NFPA 170 HORN | 1 | FALSE | FALSE | FALSE | [17 empty] | LF |  |  | DESKTOP-7SAL8M7\acont | 2019-08-13 09:04 | THOR\acont | 2024-09-08 17:27
56097b5b-74c8-4c8c-9a71-4b26d2a7f00a | NFPA 170 SMOKE DETECTOR |  |  | North | Edwards |  | Smoke Detector |  |  |  | Module | TRUE | EC2-OS w/EC2-RB4 BASE | + | Smoke detector, photoelectric, two-wire | 1 |  | 0.06 |  |  |  |  | FALSE | TRUE |  |  |  |  | #FFFF0000 | FA-NFPA 170 SMOKE DETECTOR | 1 | FALSE | FALSE | FALSE | 1408 | [13 empty] | FALSE | [5 empty] | DESKTOP-7EIEB7A\acont | 2022-07-19 07:27 | THOR\acont | 2024-09-08 17:27 | Cloned from Edwards EC2-OS w/EC2-RB BASE | [Edwards] [IDC] 01 [*] EC2-H w/EC2-RB BASE (C), EC2-H w/EC2-RB4 BASE (C), EC2-H w/EC2-SB BASE (C), EC2-H w/EC2-SB4 BASE (C), EC2-OS w/EC2-RB BASE (C), EC2-OS w/EC2-RB4 BASE (C), EC2-OS w/EC2-SB BASE (C), EC2-OS w/EC2-SB4 BASE (C), EC2-OSH w/EC2-RB BASE (
d3a486cc-c1c8-487d-853a-4b277bf3e7c1 | NFPA 170 SPEAKER STROBE |  |  | North | Edwards |  | Speaker/Strobe |  |  |  | Module | TRUE | WGSVRA | ++ | Outdoor rated speaker strobe, wall, red, alert | 1 | [6 empty] | FALSE | FALSE |  |  |  |  | #FF0070C0 | FA-NFPA 170 SPEAKER STROBE | 1 | FALSE | FALSE | FALSE | 2019 | [13 empty] | FALSE |  |  | WP |  |  | THOR\acont | 2024-04-09 09:02 | THOR\acont | 2024-09-08 17:27 | Cloned from Edwards G4SVRF | [Edwards, Kidde] [NAC] [VDC] WGSVRA, WGSVRF, WGSVRF-FR, WGSVRF-SP, WGSVRN, WGSVWA, WGSVWF, WGSVWF-FR, WGSVWF-SP, WGSVWN, WGVRA, WGVRF, WGVRF-FR, WGVRF-SP, WGVRN, WGVWA, WGVWF, WGVWF-FR, WGVWF-SP, WGVWN [Edwards, Hochiki, Kidde] [AUDIO 70.7v] [70V AUDIO] EG4SRF, EG4SRN, EG4SVRF, EG4SVRN, EG4SVWA, EG4SVWF, EG4SVWN, EG4SWA, EG4SWF, EG4SWN, G4SRF, G4SRN, G4SVRF, G4SVRN, G4SVWA, G4SVWF, G4SVWN, G4SWA, G4SWF, G4SWN, WGSRA, WGSRF, WGSRF-FR, WGSRF-SP, WGSRN, W [Edwards, Hochiki, Kidde] [AUDIO 25v] [25V AUDIO] EG4SRF, EG4SRN, EG4SVRF, EG4SVRN, EG4SVWA, EG4SVWF, EG4SVWN, EG4SWA, EG4SWF, EG4SWN, G4SRF, G4SRN, G4SVRF, G4SVRN, G4SVWA, G4SVWF, G4SVWN, G4SWA, G4SWF, G4SWN, WGSRA, WGSRF, WGSRF-FR, WGSRF-SP, WGSRN, WGS
9debc22e-9747-4468-bf86-4b279b218b3a |  |  |  | North | Bosch | [5 empty] | Module | TRUE | SE88-30S-304-EA | * | Transmitter watch type 304MHz (30sec) 0000095123 | 1 | [12 empty] | #FFFFFFFF |  |  | FALSE | FALSE | FALSE | [20 empty] | DESKTOP-7EIEB7A\acont | 2021-08-13 06:25 | THOR\acont | 2024-10-09 10:48
be29dc8e-63b4-4ece-91d5-4b295698fd89 |  |  |  | North | Bosch | [5 empty] | Module | TRUE | VDA-70112-SMB-RO | * | ***(ROSS) FLEXIDOME IP panoramic 7000 MP Surface mount box | 1 | [12 empty] | #FFFFFFFF |  |  | FALSE | FALSE | FALSE | [20 empty] | DESKTOP-7EIEB7A\acont | 2021-08-13 06:25 | THOR\acont | 2024-10-09 10:48
e9fde5e3-a18f-49c1-81c3-4b2d6a7c7429 |  |  |  | North | Autocall |  | Cards & Components |  |  |  | Card | TRUE | A007-9812 | ++ | Dual RS-232 Interface Module, compatible with Simplex remote printer, PC annunciator or third party interface (two ports/connections maximum). | 1 | 0.06 | 0.06 |  |  |  |  | TRUE | [5 empty] | #FFFFFFFF |  |  | FALSE | FALSE | FALSE | [20 empty] | DESKTOP-7SAL8M7\acont | 2020-05-11 17:12 | THOR\acont | 2024-10-09 10:48 | Cloned from AutoCall A007-9809
771d47bd-10c5-4293-8323-4b3489b3a263 | NFPA 170 HORN STROBE |  |  | North | Potter |  | Horn/Strobe |  |  |  | Module | TRUE | HS24-177R |  | Horn Strobe, High Candela (Fixed 177 Candela), Red | 1 | 0 | 0.269 |  |  |  |  | FALSE | [5 empty] | #FF0070C0 | FA-NFPA 170 HORN STROBE | 1 | FALSE | FALSE | FALSE | 2012 | [13 empty] | FALSE | [7 empty] | THOR\acont | 2024-09-08 17:27 |  | [Potter] [NAC] [UL MAX] HS24-177PR, HS24-177PW, HS24-177R, HS24-177W [Potter] [NAC] [24 VDC] HS24-177PR, HS24-177PW, HS24-177R, HS24-177W
e91f97db-e192-4f77-a0c3-4b3690acf9d5 |  |  |  | North | Potter |  | Cards & Components |  |  |  | Card | TRUE | PFC-6030 MAIN BOARD | ++ | Main Board | 1 | 0.13 | 0.22 | 3.5 |  |  |  | TRUE | [5 empty] | #FFFFFFFF |  |  | FALSE | FALSE | FALSE | [14 empty] | FALSE | [5 empty] | DESKTOP-7EIEB7A\acont | 2023-02-02 09:38 | THOR\acont | 2024-10-09 10:48 | Cloned from Potter PFC-6075 MAIN BOARD | [Potter] [IDC] [#2 TROUBLE] AFC-100 Main Board, AFC-1000 Main Board, AFC-50 Main Board, ARC-100 Main Board, IPA-100 MAIN BOARD, IPA-4000 MAIN BOARD, IPA-4000V MAIN BOARD, IPA-60 MAIN BOARD, P200 MAIN BOARD, PFC-4064 MAIN BOARD, PFC-4410G3 MAIN BOARD, PFC [Potter] [IDC] [#1 ALARM] AFC-100 Main Board, AFC-1000 Main Board, AFC-50 Main Board, ARC-100 Main Board, IPA-100 MAIN BOARD, IPA-4000 MAIN BOARD, IPA-4000V MAIN BOARD, IPA-60 MAIN BOARD, P200 MAIN BOARD, PFC-4064 MAIN BOARD, PFC-4410G3 MAIN BOARD, PFC-4 [Advanced, Potter] [VAC ] [120VAC] AFC-100 Main Board, AFC-1000 Main Board, AFC-50 Main Board, ARC-100 Main Board, AX-PSN104 Main Board, AX-PSN106 Main Board, AX-PSN108 Main Board, AX-PSN-64 Main Board, DCA-10025 (25V) Main Board, DCA-10025 (70V) Main Bo [Potter] [IDC] [#3 SUPERVISORY] AFC-100 Main Board, AFC-1000 Main Board, AFC-50 Main Board, ARC-100 Main Board, IPA-100 MAIN BOARD, IPA-4000 MAIN BOARD, IPA-4000V MAIN BOARD, IPA-60 MAIN BOARD, P200 MAIN BOARD, PFC-4064 MAIN BOARD, PFC-4410G3 MAIN BOARD, | [Potter] PFC-6030 MAIN BOARD
e0c33825-d38f-4a62-86b5-4b3baffa463e | D128 |  |  | North | Consilium |  | Miscellaneous |  |  |  | Module | TRUE | 040000 + 5100774-00A | ++ | EV-H/A1R Heat detector, Analogue, addressable, 54°C Wet space IP67, incl. SCI | 1 | 0.00026 | 0.018 |  |  | 24 |  | TRUE | [5 empty] | #FFFF0000 | FA-D128 | 1 | FALSE | FALSE | FALSE | [20 empty] | THOR\acont | 2023-09-19 06:26 | THOR\acont | 2024-09-08 17:27 | Cloned from Consilium 5101061-00A + 5100774-00A | [Consilium] [SLC CONSILIUM] [*] [#1 SHARED ADDR ¦ ALL] 040000 + 5100774-00A, 040005 + 5100774-00A, 040020 + 5100776-00A + 5100774-00A, 040020 + 5200313-00A, 040030 + 5100776-00A + 5100774-00A, 040030 + 5200313-00A + 5100626-00B, 5101060-00A + 5100774-00A
d8debeaa-b7a3-4dba-9cfb-4b3be1df82f6 | NFPA 170 FIRE ALARM CONTROL UNIT | RISER FACP |  | North | Hochiki |  | Fire Alarm Control Unit |  |  |  | Assembly | TRUE | LA101K4-44 |  | FireNET L@TITUDE Analog Addressable Fire Alarm Control Panel, 4 Slot Standard Enclosure, 5.25 A 115V, 8-Loop Panel Module, Hochiki Protocol, Network Module, and Media Gateway™, Gray, Printer / 48 Zone LEDs | 1 | [6 empty] | FALSE |  |  | *Refer to Install Sheet | 16.5in (W) x 23.2in (H) x 6in (D) | KM5FCRD (Optional Semi-Flush Mounting Kit) | #FFFF0000 | FA-NFPA 170 FIRE ALARM CONTROL UNIT | 1 | FALSE | FALSE | FALSE | 202 | [8 empty] | 7,12,18,28 |  |  | 5.25 |  | TRUE | [5 empty] | DESKTOP-7SAL8M7\acont | 2019-12-04 15:59 | THOR\acont | 2024-09-08 17:27 | Cloned from Hochiki LA101K1-44 CLONED
ab0110c2-58a9-48dc-b167-4b3cfb7a101c | NFPA 170 SPEAKER STROBE CEILING |  |  | North | Potter |  | Speaker/Strobe |  |  |  | Module | TRUE | CSPKSTR-24BR |  | Plain Blue Speaker/Strobe, Ceiling, Red | 1 | 0 | 0.28 |  |  |  |  | FALSE | TRUE |  |  |  |  | #FF0070C0 | FA-NFPA 170 SPEAKER STROBE CEILING | 1 | FALSE | FALSE | FALSE | 2020 |  |  | 7320-0328:0206 | [10 empty] | FALSE |  |  | C |  |  |  |  | THOR\acont | 2024-09-08 17:27 |  | [Gentex, Hochiki, Potter] [AUDIO 25v] [25V AUDIO] CSPKSTR-24AR (C), CSPKSTR-24AW (C), CSPKSTR-24BR (C), CSPKSTR-24BW (C), CSPKSTR-24GR (C), CSPKSTR-24GW (C), CSPKSTR-24RR (C), CSPKSTR-24RW (C), FASPKR-R (C), FASPKR-W (C), FASPKR-WR, FASPKR-WW, FASPK-WPR, [Potter] [NAC] [UL MAX] CSPKSTR-24BR (C), CSPKSTR-24BW (C), WCSPKSTR-24BR, WCSPKSTR-24BW [Gentex, Hochiki, Potter] [AUDIO 70.7v] [70V AUDIO] CSPKSTR-24AR (C), CSPKSTR-24AW (C), CSPKSTR-24BR (C), CSPKSTR-24BW (C), CSPKSTR-24GR (C), CSPKSTR-24GW (C), CSPKSTR-24RR (C), CSPKSTR-24RW (C), FASPKR-R (C), FASPKR-W (C), FASPKR-WR, FASPKR-WW, FASPK-WP
ead42a07-600e-48be-a452-4b4d43e825ca | NFPA 170 FIRE ALARM CONTROL UNIT | RISER FACP |  | North | Hochiki |  | Fire Alarm Control Unit |  |  |  | Assembly | TRUE | LA901K1-14 |  | FireNET L@TITUDE Analog Addressable Fire Alarm Control Panel, 8 Slot Deep Enclosure, 5.25 A 115V, 2-Loop Panel Module, Hochiki Protocol, Network Module, and Media Gateway™, Red, Printer / 48 Zone LEDs | 1 | [6 empty] | FALSE |  |  | *Refer to Install Sheet | 16.5in (W) x 23.2in (H) x 8in (D) | KM5FCRD (Optional Semi-Flush Mounting Kit) | #FFFF0000 | FA-NFPA 170 FIRE ALARM CONTROL UNIT | 1 | FALSE | FALSE | FALSE | 202 | [8 empty] | 7,12,18,28,33,40 |  |  | 5.25 |  | TRUE | [5 empty] | DESKTOP-GHR3H5U\Anthony | 2019-11-27 07:05 | THOR\acont | 2024-09-08 17:27
6f52d94a-d9e1-4eb9-8125-4b50e1e8ce3a | NFPA 170 SMOKE DETECTOR |  |  | North | Hochiki |  | Smoke Detector |  |  |  | Module | TRUE | SLR-24H w/NS6-224 STANDARD BASE | SLR-24H w/NS6-224 STANDARD BASE | PHOTOELECTRIC SMOKE DETECTOR w/ STANDARD BASE | 1 |  | 0.193 |  |  |  |  | TRUE | TRUE |  | *Refer to Install Sheet |  |  | #FFFF0000 | FA-NFPA 170 SMOKE DETECTOR | 1 | FALSE | FALSE | FALSE | 1408 | [19 empty] | DESKTOP-0D6CQVA\lousc | 2019-10-12 06:54 | THOR\acont | 2024-09-08 17:27 | from Hochiki SLR-24V w/NS6-224 STANDARD BASE | [Hochiki] [IDC] 02 [IDC] SLR-24H w/HSC-220L LATCHING LED BASE (C), SLR-24H w/HSC-220R - 2 WIRE RELAY BASE (C), SLR-24H w/HSC-221L LATCHING LED BASE (C), SLR-24H w/HSC-221R - 2 WIRE RELAY BASE (C), SLR-24H w/HSC-224L LATCHING LED BASE (C), SLR-24H w/HSC-2
cc76df0f-2caa-450b-87ef-4b5aaaa41a87 | NFPA 170 SPEAKER STROBE |  |  | North | Gentex |  | Speaker/Strobe |  |  |  | Module | TRUE | SSPK-60WR |  | Speaker/Strobe, 24 Vdc, , wall mount, red | 1 | 0 | 0.245 |  |  |  |  | FALSE | FALSE |  |  |  |  | #FF0070C0 | FA-NFPA 170 SPEAKER STROBE | 1 | FALSE | FALSE | FALSE | 2019 | [13 empty] | FALSE | [7 empty] | THOR\acont | 2024-09-08 17:27 |  | [Gentex] [NAC] [UL MAX] SSPK-/WR, SSPK-/WW, SSPK-60WR, SSPK-60WW, SSPK-WR, SSPK-WW [Gentex, Hochiki, Potter] [AUDIO 70.7v] [70V AUDIO] CSPKSTR-24AR (C), CSPKSTR-24AW (C), CSPKSTR-24BR (C), CSPKSTR-24BW (C), CSPKSTR-24GR (C), CSPKSTR-24GW (C), CSPKSTR-24RR (C), CSPKSTR-24RW (C), FASPKR-R (C), FASPKR-W (C), FASPKR-WR, FASPKR-WW, FASPK-WP [Gentex, Hochiki, Potter] [AUDIO 25v] [25V AUDIO] CSPKSTR-24AR (C), CSPKSTR-24AW (C), CSPKSTR-24BR (C), CSPKSTR-24BW (C), CSPKSTR-24GR (C), CSPKSTR-24GW (C), CSPKSTR-24RR (C), CSPKSTR-24RW (C), FASPKR-R (C), FASPKR-W (C), FASPKR-WR, FASPKR-WW, FASPK-WPR,
714b4289-45d9-4fd7-b17d-4b5d3ed1006a | NFPA 170 SPEAKER STROBE CEILING |  |  | North | Edwards |  | Speaker/Strobe |  |  |  | Module | TRUE | 965-5A-8SW |  | 15cd Strobe, 8" Square Cone, 70V .5, 1, 2, 4w | 1 | [6 empty] | FALSE | TRUE |  |  |  |  | #FF0070C0 | FA-NFPA 170 SPEAKER STROBE CEILING | 1 | FALSE | FALSE | FALSE | 2020 | [13 empty] | FALSE |  |  | C |  |  |  |  | THOR\acont | 2024-09-08 17:27
5ba1731d-230a-4eba-bc39-4b686b8cd4ea | NFPA 170 HORN STROBE CEILING |  |  | North | Siemens |  | Horn/Strobe |  |  |  | Module | TRUE | SL2MTSCW-NR | S54329-F253-A1++ | Multi-Tone Strobe, Ceiling, Red, White, No Lettering | 1 | [12 empty] | #FF0070C0 | FA-NFPA 170 HORN STROBE CEILING | 1 | FALSE | FALSE | FALSE | 2023 | [19 empty] | DESKTOP-7EIEB7A\acont | 2023-08-03 09:20 | THOR\acont | 2024-09-08 17:27 | Cloned from Siemens SL2MTSWW-NR | [Siemens] [NAC] [24 VDC, HORN STD] SL2MTSCR-F, SL2MTSCR-FB, SL2MTSCW-F, SL2MTSCW-NA, SL2MTSCW-NB, SL2MTSCW-NG, SL2MTSCW-NR
0b4c712c-2de8-493f-b7f7-4b68a3107ce9 | NFPA 170 FIRE ALARM CONTROL UNIT | RISER FACP |  | North | Simplex |  | Fire Alarm Control Unit |  |  |  | Assembly | TRUE | 4007-9202 | ++ | 4007ES with a 3 A, Class B, IDNAC SLC for up to 127 addressable notification appliances, and 4 A output power supply/battery charger; includes IDNet+ communications for 100 addressable points - Platinum | 1 | 0.18 | 0.185 |  |  |  |  | TRUE | [5 empty] | #FFFF0000 | FA-NFPA 170 FIRE ALARM CONTROL UNIT | 1 | FALSE | FALSE | FALSE | 202 | [8 empty] | 7,12,18 |  |  |  |  | TRUE | [5 empty] | DESKTOP-7SAL8M7\acont | 2020-05-11 16:52 | THOR\acont | 2024-09-08 17:27 | Cloned from AutoCall A007-9202
687876ff-acfe-46dc-b2f3-4b692d184362 |  |  |  | North | Siemens | [5 empty] | Module | TRUE | EA-32 | 599-021032 | 1 16 MOD ENCLOSURE KIT/EA-32 KIT 1 EB-32 BACKBOX 1 ED-32 DOOR RAIL KIT FOR THE EK-32 KIT | 1 | [12 empty] | #FFFFFFFF |  |  | FALSE | FALSE | FALSE | [20 empty] | DESKTOP-7SAL8M7\acont | 2019-08-13 09:04 | THOR\acont | 2024-10-09 10:48
55f3e8c2-114e-46ef-81d1-4b6f95a986c1 | NFPA 170 DUCT SMOKE DETECTOR |  |  | North | Silent Knight |  | Duct Smoke Detector |  |  |  | Module | TRUE | HFS-D | ++ | ADDRESSABLE AIR DUCT SMOKE DETECTOR | 1 | [6 empty] | FALSE | TRUE |  |  |  |  | #FFFF0000 | FA-NFPA 170 DUCT SMOKE DETECTOR | 1 | FALSE | FALSE | FALSE | 1400 | [13 empty] | FALSE | [7 empty] | THOR\acont | 2024-09-08 17:27 | 20191121 AC Detector without base | [Silent Knight, System Sensor] [SLC SK SENSORS] [*] [#4 TYPE ADDR ¦ SENSORS] DNR w/SK-PHOTO-R-W (C), DNRW w/SK-PHOTO-R-W (C), HFS-D (C), HFS-P (C), HFS-PT (C), HFS-T (C), OSI-RI-SK (C), SK-ACCLIMATE (C), SK-BEAM (C), SK-DUCT-W w/SK-PHOTO-R-W (C), SK-FIRE [Farenhyt, Silent Knight] [SLC MODULES SENSORS] [*] [#2 SHARED ADDR ¦ SENSORS] CO1224TR w/ IDP-MINIMON, CO1224TR w/ IDP-MONITOR, DNR w/IDP-PHOTO-R-W (C), DNR w/SK-PHOTO-R-W (C), DNRW w/IDP-PHOTO-R-W (C), DNRW w/SK-PHOTO-R-W (C), HFS-D (C), HFS-P (C), HFS
9eec8bcb-2a3c-41bb-bac5-4b71ca655dc9 | NFPA 170 ASPIRATING SMOKE DETECTOR |  |  | North | Autocall |  | Air Sampling Detection |  |  |  | Module | TRUE | A4098-VES-A00-P | ++ | VESDA-E VES with LEDs | 5 | [6 empty] | FALSE |  |  |  | 13.8 in. x 8.9 in. x 5.3 in. (350 mm x 225 mm x 135 mm) |  | #FFFF0000 | FA-NFPA 170 ASPIRATING SMOKE DETECTOR | 1 | FALSE | FALSE | FALSE | [14 empty] | FALSE | [5 empty] | THOR\acont | 2024-02-20 16:47 | THOR\acont | 2024-09-08 17:27 | Cloned from Xtralis VEP-A00-P-NTF | [Autocall, Simplex, Xtralis] [AUX POWER] [ASPIRATOR SETTING 1, ASPIRATOR SETTING 10, ASPIRATOR SETTING 5] 4098-VES-A00-P, A4098-VES-A00-P, VES-A00-P [Autocall, Simplex, Xtralis] [IDC] [#3] 4098-VEP-A00-1P, 4098-VEP-A00-P, 4098-VEP-A10-P, 4098-VES-A00-P, 4098-VES-A10-P, A4098-VEP-A00-1P, A4098-VEP-A00-P, A4098-VEP-A10-P, A4098-VES-A00-P, A4098-VES-A10-P, VEP-A00-1P, VEP-A00-1P-NTF, VEP-A00-P, VEP-A10- [Autocall, Simplex] [IDNet] [MODULES ++] 2080-9056, 2080-9057, 2080-9067, 2080-9068, 2080-9069, 2080-9070, 4009-9201 Main Board, 4009-9401 Main Board, 4010-9901, 4090-5261, 4090-9001, 4090-9002, 4090-9005, 4090-9006, 4090-9008, 4090-9116, 4098-9019 (Cont [Autocall, Simplex, Xtralis] [IDC] [#1] 4098-VEP-A00-1P, 4098-VEP-A00-P, 4098-VEP-A10-P, 4098-VES-A00-P, 4098-VES-A10-P, A4098-VEP-A00-1P, A4098-VEP-A00-P, A4098-VEP-A10-P, A4098-VES-A00-P, A4098-VES-A10-P, VEP-A00-1P, VEP-A00-1P-NTF, VEP-A00-P, VEP-A10- [Autocall, Simplex, Xtralis] [IDC] [#2] 4098-VEP-A00-1P, 4098-VEP-A00-P, 4098-VEP-A10-P, 4098-VES-A00-P, 4098-VES-A10-P, A4098-VEP-A00-1P, A4098-VEP-A00-P, A4098-VEP-A10-P, A4098-VES-A00-P, A4098-VES-A10-P, VEP-A00-1P, VEP-A00-1P-NTF, VEP-A00-P, VEP-A10- [Autocall, Simplex] [RS-485] 4098-VEP-A00-1P, 4098-VEP-A00-P, 4098-VEP-A10-P, 4098-VES-A00-P, 4098-VES-A10-P, A4098-VEP-A00-1P, A4098-VEP-A00-P, A4098-VEP-A10-P, A4098-VES-A00-P, A4098-VES-A10-P [Autocall, Simplex, Xtralis] [IDC] [#5] 4098-VEP-A00-1P, 4098-VEP-A00-P, 4098-VEP-A10-P, 4098-VES-A00-P, 4098-VES-A10-P, A4098-VEP-A00-1P, A4098-VEP-A00-P, A4098-VEP-A10-P, A4098-VES-A00-P, A4098-VES-A10-P, VEP-A00-1P, VEP-A00-1P-NTF, VEP-A00-P, VEP-A10- [Autocall, Simplex, Xtralis] [IDC] [#4] 4098-VEP-A00-1P, 4098-VEP-A00-P, 4098-VEP-A10-P, 4098-VES-A00-P, 4098-VES-A10-P, A4098-VEP-A00-1P, A4098-VEP-A00-P, A4098-VEP-A10-P, A4098-VES-A00-P, A4098-VES-A10-P, VEP-A00-1P, VEP-A00-1P-NTF, VEP-A00-P, VEP-A10-
46fff67e-3698-4e03-aacd-4b784a96087d | NFPA 170 HEAT DETECTOR |  |  | North | Gamewell FCI |  | Heat Detector |  |  |  | Module | TRUE | ATD-L3-IV w/B224BI-IV | + | Thermal heat detector, 135°F fixed, ivory, Velociti/CLIP w/ Isolator base, ivory | 1 | 0.0002 | 0.0045 |  |  |  |  | FALSE | TRUE | FLUSH |  | 4" SQ. DEEP | 3 "O" PLASTER RING | #FFFF0000 | FA-NFPA 170 HEAT DETECTOR | 1 | FALSE | FALSE | FALSE | 1403 | [13 empty] | FALSE |  |  | I |  |  | DESKTOP-7SAL8M7\acont | 2019-05-06 09:58 | THOR\acont | 2024-09-08 17:27 | 20191121 AC Detector with base | [Gamewell FCI] [SLC SENSORS] [*] [#4 TYPE ADDR ¦ SENSORS] ADPF (C), ASD-PL2F w/B200S-LF-WH (C), ASD-PL2F w/B210LP (C), ASD-PL2FR (C), ASD-PL3 w/B200S-LF-WH (C), ASD-PL3 w/B200SR-LF-WH (C), ASD-PL3 w/B200SR-WH (C), ASD-PL3 w/B224BI-WH (C), ASD-PL3 w/B224R [Gamewell FCI] [SLC MODULES SENSORS] [*] [#2 SHARED ADDR ¦ SENSORS] ADPF (C), ASD-PL2F w/B200S-LF-WH (C), ASD-PL2F w/B210LP (C), ASD-PL2FR (C), ASD-PL3 w/B200S-LF-WH (C), ASD-PL3 w/B200SR-LF-WH (C), ASD-PL3 w/B200SR-WH (C), ASD-PL3 w/B224BI-WH (C), ASD-P
540917c7-e5af-4088-aea1-4b7c8d3c71f7 |  |  |  | North | Edwards |  | Hardware |  |  |  | Hardware | TRUE | MN-HSMP650EXWARR2 |  | 650 Watt MP extended warranty - 2 years total. Must be ordered when unit is ordered. | 1 | [6 empty] | FALSE | [5 empty] | #FFFFFFFF |  |  | FALSE | FALSE | FALSE | [14 empty] | FALSE | [7 empty] | THOR\acont | 2024-10-09 10:48
d2607cce-263a-4577-af9c-4b7d39488194 | NFPA 170 FIRE ALARM CONTROL UNIT | RISER FACP |  | North | Autocall |  | Fire Alarm Control Unit |  |  |  | Assembly | TRUE | A050-9101 | ++ | A050FS FACU with 4 x 40 LCD display, single MX addressable initiating loop with 50 devices maximum and 2 conventional NAC circuits | 1 | [6 empty] | TRUE | [5 empty] | #FFFF0000 | FA-NFPA 170 FIRE ALARM CONTROL UNIT | 1 | FALSE | FALSE | FALSE | 202 | [8 empty] | 7,10,12.7,18,25 |  | 18 |  |  | TRUE | [5 empty] | DESKTOP-QGO6JOK\acont | 2023-12-23 12:46 | THOR\acont | 2024-09-08 17:27 | Cloned from Autocall A010-9404
547d1fd2-312d-43b6-9380-4b8031d38906 | NFPA 170 SPEAKER STROBE CEILING |  |  | North | Kidde |  | Speaker/Strobe |  |  |  | Module | TRUE | EGCSVWA |  | Speaker/Strobe, Ceiling, White, ALERT | 1 | [6 empty] | FALSE | TRUE |  |  |  |  | #FF0070C0 | FA-NFPA 170 SPEAKER STROBE CEILING | 1 | FALSE | FALSE | FALSE | 2020 | [13 empty] | FALSE |  |  | C |  |  | DESKTOP-7EIEB7A\acont | 2021-05-24 09:24 | THOR\acont | 2024-09-08 17:27 | Cloned from Edwards GCSVWA | [Edwards, Kidde] [AUDIO 25v] [25V AUDIO] EGCSRF (C), EGCSRN (C), EGCSVHRF (C), EGCSVHRF-FR (C), EGCSVHRF-SP (C), EGCSVHRN (C), EGCSVHWA (C), EGCSVHWF (C), EGCSVHWF-FR (C), EGCSVHWF-SP (C), EGCSVHWN (C), EGCSVRF (C), EGCSVRN (C), EGCSVWA (C), EGC [Edwards, Kidde] [AUDIO 70.7v] [70V AUDIO] EGCSRF (C), EGCSRN (C), EGCSVHRF (C), EGCSVHRF-FR (C), EGCSVHRF-SP (C), EGCSVHRN (C), EGCSVHWA (C), EGCSVHWF (C), EGCSVHWF-FR (C), EGCSVHWF-SP (C), EGCSVHWN (C), EGCSVRF (C), EGCSVRN (C), EGCSVWA (C), E [Edwards, Kidde] [NAC] [24 FWR] EGCSVRF (C), EGCSVRN (C), EGCSVWA (C), EGCSVWF (C), EGCSVWN (C), EGCVRF (C), EGCVRN (C), EGCVWF (C), EGCVWN (C), GCSVRF (C), GCSVRN (C), GCSVWA (C), GCSVWF (C), GCSVWN (C), GCVRF (C), GCVRN (C), GCVWF (C), GCVWN (C) [Edwards, Kidde] [NAC] [24 VDC] EGCSVRF (C), EGCSVRN (C), EGCSVWA (C), EGCSVWF (C), EGCSVWN (C), EGCVRF (C), EGCVRN (C), EGCVWF (C), EGCVWN (C), GCSVRF (C), GCSVRN (C), GCSVWA (C), GCSVWF (C), GCSVWN (C), GCVRF (C), GCVRN (C), GCVWF (C), GCVWN (C)
157ca775-0e48-46a2-9c82-4b8a3e1150fa |  |  |  | North | Siemens | [5 empty] | Module | TRUE | 40/40R-222SF | S54430-F99-A1 | IR FLM DET WO2 85C 3/4" SS FM | 1 | [12 empty] | #FFFFFFFF |  |  | FALSE | FALSE | FALSE | [20 empty] | DESKTOP-7SAL8M7\acont | 2019-08-13 09:04 | THOR\acont | 2024-10-09 10:48
133a6ed4-3e17-42d0-8df4-4b8c5ff4ef61 | NFPA 170 HEAT DETECTOR |  |  | North | Edwards |  | Heat Detector |  |  |  | Module | TRUE | 282B-PL |  | Heat Detector, 194 FT, 15F ROR /w plastic mtg plate | 1 | [6 empty] | FALSE | [5 empty] | #FFFF0000 | FA-NFPA 170 HEAT DETECTOR | 1 | FALSE | FALSE | FALSE | 1403 | [13 empty] | FALSE | [7 empty] | THOR\acont | 2024-09-08 17:27 | 20191121 AC Detector without base | [Edwards, Kidde, Monaco Enterprises] [IDC] 01 1534-1, 200-GAOF, 270A-DPO, 270A-SPO, 270-DOC, 270-DOC-B, 270-DOC-F, 270-DPO, 270-GAO, 270-GAOB, 270-GAO-DOC, 270-GAO-DOCF, 270P-DPO, 270P-SPO, 270-SPO, 270-SPOW, 270-SPOWB, 270-SPOWF, 271-KR1/SR/GS, 276A-REL
609cfd10-2ab1-4173-beba-4b935dd0c573 | NFPA 170 HORN |  |  | North | Potter |  | Horn |  |  |  | Module | TRUE | PE-LFHNR-N | ++ | Low Frequency Sounder, Red, No Lettering | 1 | [6 empty] | FALSE | [5 empty] | #FF0070C0 | FA-NFPA 170 HORN | 1 | FALSE | FALSE | FALSE | 2010 | [13 empty] | FALSE |  |  | LF |  |  | THOR\acont | 2024-03-05 07:22 | THOR\acont | 2024-09-08 17:27 | Cloned from System Sensor HW-LF | [Potter] [NAC] [24VDC] PE-LFHNR, PE-LFHNR-N, PE-LFHNW, PE-LFHNW-N
5803297b-a58a-47bd-a106-4b94f0ddab37 | NFPA 170 HORN |  |  | North | System Sensor |  | Horn |  |  |  | Module | TRUE | HGWL | + | Compact Horn, White | 1 | 0 | 0.047 |  |  |  |  | FALSE | [5 empty] | #FF0070C0 | FA-NFPA 170 HORN | 1 | FALSE | FALSE | FALSE | 2010 | [13 empty] | FALSE | [7 empty] | THOR\acont | 2024-09-08 17:27 |  | [System Sensor] [NAC] [VDC, TEMPORAL HIGH] HGRL, HGWL, HRL, HWL [System Sensor] [NAC] [VFWR, TEMPORAL HIGH] HGRL, HGWL, HRL, HWL
f04a8105-3226-43ba-98cd-4baf13866426 | NFPA 170 SPEAKER STROBE |  |  | North | Eaton Wheelock |  | Speaker/Strobe |  |  |  | Module | TRUE | E90-24MCWH-FR | + | Speaker/Strobe, 24 VDC, Multi-Candela, , 25/70 Vrms, red | 1 | 0 | 0.42 |  |  |  |  | FALSE | FALSE |  |  |  |  | #FF0070C0 | FA-NFPA 170 SPEAKER STROBE | 1 | FALSE | FALSE | FALSE | 2019 | [13 empty] | FALSE | [5 empty] | DESKTOP-7EIEB7A\acont | 2022-03-29 11:52 | THOR\acont | 2024-09-08 17:27 | Cloned from Eaton Wheelock E70-24MCWH-FR | [Bosch, Eaton Wheelock] [AUDIO 70.7v] [70V AUDIO] E70-24MCW-FR, E70-24MCW-FW, E70-24MCW-FW, E70-24MCWH-FR, E70-24MCWH-FW, E70-24W-FR, E90-24MCWH-FR, E90-24MCWH-FW [Eaton Wheelock] [NAC] [UL MAX FWR] E70-24MCWH-FR, E70-24MCWH-FW, E90-24MCWH-FR, E90-24MCWH-FW [Bosch, Eaton Wheelock] [AUDIO 25v] [25V AUDIO] E70-24MCW-FR, E70-24MCW-FW, E70-24MCW-FW, E70-24MCWH-FR, E70-24MCWH-FW, E70-24W-FR, E90-24MCWH-FR, E90-24MCWH-FW
239b5044-51cc-4143-be24-4bb8375b7dd2 | NFPA 170 STROBE WALL |  |  | North | Harrington |  | Strobe |  |  |  | Module | TRUE | SSG3-24WR |  | Selectable Candela, Low Profile Evacuation Strobe, Red | 1 | 0 | 0.096 |  |  |  |  | FALSE | [5 empty] | #FF0070C0 | FA-NFPA 170 STROBE WALL | 1 | FALSE | FALSE | FALSE | 2023 | [13 empty] | FALSE | [7 empty] | THOR\acont | 2024-09-08 17:27 |  | [Harrington] [NAC] [UL MAX] SSG3-24WR, SSG3-24WW
346a8309-91e7-4f04-9efb-4bb920056bc2 |  |  |  | North | Edwards |  | Cards & Components |  |  |  | Card | TRUE | QS4-CPU-1-PG |  | CPU/Display with 1 Annunciator Option Space, Portuguese | 1 | 0.199 | 0.235 |  |  |  |  | TRUE | [5 empty] | #FFFFFFFF |  |  | FALSE | FALSE | FALSE | [14 empty] | FALSE | [7 empty] | THOR\acont | 2024-10-09 10:48
c7faaf8b-dbba-4702-9ab4-4bb97b58ed22 | NFPA 170 GAS DETECTOR |  |  | North | Monaco Enterprises |  | Gas Detection |  |  |  | Module | TRUE | 725-602-00 |  | DETECTOR,CARBON MONOXIDE:12/24VDC WITH SOUNDER BASE | 1 | 0.02 | 0.04 |  |  |  |  | FALSE | [5 empty] | #FFFF0000 | FA-NFPA 170 GAS DETECTOR | 1 | FALSE | FALSE | FALSE | 1402 | [13 empty] | FALSE |  |  | CO |  |  | DESKTOP-7SAL8M7\acont | 2020-02-23 09:50 | THOR\acont | 2024-09-08 17:27 | Cloned from System Sensor CO1224TR | [Monaco Enterprises] [AUX POWER] 725-602-00, 725-602-01 [Monaco Enterprises] [IDC] 02 725-602-00, 725-602-01
7ce95f1a-c145-4e26-8d3a-4bbc62f5a793 | NFPA 170 SMOKE DETECTOR |  |  | North | NAPCO |  | Smoke Detector |  |  |  | Module | TRUE | FWC-FSLC-SMK w/FWC-FSLC-SMK6B | ++ | Addressable Analog SLC Smoke, photoelectric, head** | 1 | 0.001 | 0.001 |  |  | 24 |  |  | TRUE |  |  |  |  | #FFFF0000 | FA-NFPA 170 SMOKE DETECTOR | 1 | FALSE | FALSE | FALSE | 1408 | [19 empty] | DESKTOP-7SAL8M7\acont | 2020-01-21 11:59 | THOR\acont | 2024-09-08 17:27 |  | [NAPCO] [SLC NAPCO FIRE] 01 [*] FWC-FSLC-CZM, FWC-FSLC-DUCT (C), FWC-FSLC-EZM1, FWC-FSLC-EZM2, FWC-FSLC-HEAT w/FWC-FSLC-SMK6B, FWC-FSLC-ISO, FWC-FSLC-PULL, FWC-FSLC-PULL2, FWC-FSLC-PULLK, FWC-FSLC-PULLK2, FWC-FSLC-RM2, FWC-FSLC-SMK w/FWC-FSLC-SMK6B (C),
cda6c552-d5d2-4be6-a822-4bbe9625c1ae |  |  |  | North | Siemens |  | Hardware |  |  |  | Hardware | TRUE | SLSPBBCR | S54329-F55-A1 | SLSPBBCR BACKBOX,SPK,CLG,RED,SURF | 1 | [7 empty] | TRUE |  |  |  |  | #FFFFFFFF |  |  | FALSE | FALSE | FALSE | [20 empty] | DESKTOP-7SAL8M7\acont | 2019-08-13 09:04 | THOR\acont | 2024-10-09 10:48
ea6593b6-ead8-4a92-b65b-4bc53fe75ac7 | NFPA 170 HORN STROBE CEILING |  |  | North | Potter |  | Horn/Strobe |  |  |  | Module | TRUE | CHS-24PR |  | Horn Strobe, Ceiling, Plain Red | 1 | 0 | 0.223 |  |  |  |  | FALSE | TRUE |  |  |  |  | #FF0070C0 | FA-NFPA 170 HORN STROBE CEILING | 1 | FALSE | FALSE | FALSE | 2013 |  |  | 7135-0328:0210 | [10 empty] | FALSE |  |  | C |  |  |  |  | THOR\acont | 2024-09-08 17:27 |  | [Potter] [NAC] [24 VDC, HIGH DB] CHS-24PR (C), CHS-24PW (C), CHS-24R (C), CHS-24W (C) [Potter] [NAC] [UL MAX, HIGH DB] CHS-24PR (C), CHS-24PW (C), CHS-24R (C), CHS-24W (C)
0ecc4b57-d5d5-44ba-8c67-4bc844980191 | NFPA 170 SMOKE DETECTOR |  |  | North | System Sensor |  | Smoke Detector |  |  |  | Module | TRUE | 2100TS | ++ | Photoelectric Detector, 2-wire direct, 12/24VDC, 135 degree | 1 | 5e-05 | 0 |  |  |  |  | FALSE | TRUE |  |  |  |  | #FFFF0000 | FA-NFPA 170 SMOKE DETECTOR | 1 | FALSE | FALSE | FALSE | 1408 | [13 empty] | FALSE | [7 empty] | THOR\acont | 2024-09-08 17:27 | 20191121 AC Detector without base | [Chemtronics, Firelite, MIRCOM, Notifier, System Sensor] [IDC] 01 [*] [IDC 2-WIRE ++] 1151 (C), 1151EIS (C), 1400 (C), 1451 (C), 1451DH (C), 1451DHHT (C), 2100AT (C), 2100S (C), 2100TR (C), 2100TS (C), 2151 w/B110LP (C), 2151 w/B116LP (C), 2151 w/B401 (C
cad50f10-f832-4584-acac-4bd56edba942 | NFPA 170 HEAT DETECTOR |  |  | North | Fenwal |  | Heat Detector |  |  |  | Module | TRUE | 28021-5 190°F |  | Vertical, Coupling Head 190°F | 1 | [6 empty] | FALSE | TRUE |  |  |  |  | #FFFF0000 | FA-NFPA 170 HEAT DETECTOR | 1 | FALSE | FALSE | FALSE | 1403 | [13 empty] | FALSE |  |  | 190° |  |  | DESKTOP-7SAL8M7\acont | 2020-11-17 10:18 | THOR\acont | 2024-09-08 17:27 | Cloned from Fenwal 27121-20 | [Fenwal] [IDC] 01 12-E27121-000-04-0T (C), 12-F27121-000-06-0T (C), 12-X27020-000 (C), 12-X27020-001 (C), 12-X27021-000 (C), 12-X27021-001 (C), 12-X27121-000-600 (C), 12-X27121-001-600 (C), 27020-0 140°F (C), 27020-0 190°F (C), 27020-1 140°F (C), 27021-0
1a2ad925-aecb-4cd5-b00b-4bd7f22388d1 | NFPA 170 SMOKE DETECTOR |  |  | North | Firelite |  | Smoke Detector |  |  |  | Module | TRUE | SD355T w/B210LP | + | White, Addressable photoelectric detector, Thermal, Standard Base | 1 | 0.0003 | 0.0065 |  |  |  |  | FALSE | TRUE |  |  |  |  | #FFFF0000 | FA-NFPA 170 SMOKE DETECTOR | 1 | FALSE | FALSE | FALSE | 1408 | [13 empty] | FALSE | [5 empty] | DESKTOP-7SAL8M7\acont | 2019-03-28 06:28 | THOR\acont | 2024-09-08 17:27 | 20191121 AC Detector with base | [Firelite, System Sensor] [SLC MODULES SENSORS] [*] [#2 SHARED ADDR ¦ SENSORS] AD355 w/B200SR-LF-WH (C), AD355 w/B200SR-WH (C), AD355 w/B210LP (C), AD355 w/B224BI-WH (C), AD355 w/B224RB-WH (C), AD355 w/B501 (C), BEAM355 (C), BEAM355S (C), CP355 w/B200SR- [Firelite, System Sensor] [SLC SENSORS] [*] [#4 TYPE ADDR ¦ SENSORS] AD355 w/B200SR-LF-WH (C), AD355 w/B200SR-WH (C), AD355 w/B210LP (C), AD355 w/B224BI-WH (C), AD355 w/B224RB-WH (C), AD355 w/B501 (C), BEAM355 (C), BEAM355S (C), CP355 w/B200SR-WH (C), CP
2ca671cc-f440-4812-8be2-4bde75357e77 | NFPA 170 SPEAKER STROBE |  |  | North | Monaco Enterprises |  | Speaker/Strobe |  |  |  | Module | TRUE | 580-105-00 | + | Outdoor Speaker Strobe, Standard cd, Clear Lens, ALERT Printed | 1 | 0 | 0.181 |  |  |  |  | FALSE | FALSE |  |  |  |  | #FF0070C0 | FA-NFPA 170 SPEAKER STROBE | 1 | FALSE | FALSE | FALSE | 2019 | [13 empty] | FALSE |  |  | WP |  |  | DESKTOP-7EIEB7A\acont | 2022-05-05 12:07 | THOR\acont | 2024-09-08 17:27 | Cloned from System Sensor SPSWK-CLR-ALERT | [Monaco Enterprises] [AUDIO 70.7v] [70V AUDIO] 580-105-00 [Monaco Enterprises] [AUDIO 25v] [25V AUDIO] 580-105-00 [Monaco Enterprises] [NAC] [VDC, TEMPORAL HIGH] 580-105-00 [Monaco Enterprises] [NAC] [VFWR, TEMPORAL HIGH] 580-105-00
025bc4bc-3447-4ac8-ac75-4bdebc645d57 |  |  |  | North | Gamewell FCI |  | Cards & Components |  |  |  | Card | TRUE | ILI-S-E3 | ++ | Intelligent Loop Interface-Expansion Board | 1 | 0.081 | 0.15 |  |  |  |  | TRUE | [5 empty] | #FFFFFFFF |  |  | FALSE | FALSE | FALSE | [14 empty] | FALSE | [7 empty] | THOR\acont | 2024-10-09 10:48 |  |  | [Gamewell FCI] ILI-S-E3
28621561-50a7-4ba7-b875-4be27954b9b9 | NFPA 170 SPEAKER STROBE |  |  | North | Gentex |  | Speaker/Strobe |  |  |  | Module | TRUE | SSPK24WLPR |  | Speaker/Strobe, 24 VDC, Wall Mount, Red | 1 | 0 | 0.137 |  |  |  |  | FALSE | FALSE |  |  |  |  | #FF0070C0 | FA-NFPA 170 SPEAKER STROBE | 1 | FALSE | FALSE | FALSE | 2019 | [13 empty] | FALSE | [7 empty] | THOR\acont | 2024-09-08 17:27 |  | [Gentex, Hochiki, Potter] [AUDIO 70.7v] [70V AUDIO] CSPKSTR-24AR (C), CSPKSTR-24AW (C), CSPKSTR-24BR (C), CSPKSTR-24BW (C), CSPKSTR-24GR (C), CSPKSTR-24GW (C), CSPKSTR-24RR (C), CSPKSTR-24RW (C), FASPKR-R (C), FASPKR-W (C), FASPKR-WR, FASPKR-WW, FASPK-WP [Gentex, Hochiki] [NAC] [UL MAX] HSSPK24WLPPR, HSSPK24WLPPW, HSSPK24WLPR, HSSPK24WLPW, SSPK24AWR, SSPK24AWW, SSPK24CR (C), SSPK24CW (C), SSPK24WLPR, SSPK24WLPW [Gentex, Hochiki, Potter] [AUDIO 25v] [25V AUDIO] CSPKSTR-24AR (C), CSPKSTR-24AW (C), CSPKSTR-24BR (C), CSPKSTR-24BW (C), CSPKSTR-24GR (C), CSPKSTR-24GW (C), CSPKSTR-24RR (C), CSPKSTR-24RW (C), FASPKR-R (C), FASPKR-W (C), FASPKR-WR, FASPKR-WW, FASPK-WPR,
9719f6d1-350a-4b5e-83ae-4be2d23b2bf8 |  |  |  | North | Potter | [5 empty] | Module | TRUE | THERMOFLEX® CR-MP Series |  | Indoor Outdoor Rate of Rise Heat Detector | 1 | [6 empty] | FALSE | [5 empty] | #FFFFFFFF |  |  | FALSE | FALSE | FALSE | [14 empty] | FALSE | [7 empty] | THOR\acont | 2024-10-09 10:48
b268376f-2e68-4440-8b78-4be2e058a130 | NFPA 170 CONTACT DEVICE |  |  | East | N/A |  | Contact Device |  |  |  | Module | TRUE | FURNISHED BY OTHERS |  | CONTACT DEVICE | 1 | [6 empty] | FALSE | FALSE | PROVIDED BY SPRINKLER CONTRACTOR |  | PROVIDED BY OTHERS |  | #FFFF0000 | FA-NFPA 170 CONTACT DEVICE | 1 | FALSE | FALSE | FALSE | [14 empty] | FALSE | [5 empty] | DESKTOP-7EIEB7A\acont | 2022-02-02 10:55 | THOR\acont | 2024-09-08 17:27 | Cloned from Generic CONTACT DEVICE | [Generic, N/A, Space Age Electronics] [JUNCTION PASSTHROUGH] 02 [ALL DEVICES ++] CLASS A RETURN, END OF LINE DEVICE, END OF LINE RESISTOR, FIBER PATCH PANEL, FIRE ALARM TERMINAL CABINET, FURNISHED BY OTHERS, FURNISHED BY OTHERS, JUNCTION BOX, JUNCTION BO [Det-Tronics, Generic, Macurco, N/A, STI] [IDC] 01 30-3013, AIR PRESSURE SWITCH, AIR PRESSURE SWITCH HIGH/LOW, BACKFLOW VALVE, CM-12, CONTACT DEVICE, DUCT DETECTOR (C), Fire Suppression Control Unit (FSCU), FURNISHED BY OTHERS, FURNISHED BY OTHERS, FURNI
1b449a80-40c3-46ce-bf9e-4be3516e3fa0 | NFPA 170 HORN |  |  | North | Edwards |  | Horn |  |  |  | Module | TRUE | G1AWN |  | Horn, Wall, White, None | 1 | [12 empty] | #FF0070C0 | FA-NFPA 170 HORN | 1 | FALSE | FALSE | FALSE | 2010 | [19 empty] | DESKTOP-7SAL8M7\acont | 2020-02-25 06:42 | THOR\acont | 2024-09-08 17:27 | Cloned from Kidde EG1AWN | [Edwards, Kidde] [NAC] [16 VDC, LOW] EG1ARF, EG1ARN, EG1AWF, EG1AWN, G1ARF, G1ARN, G1AWF, G1AWN [Edwards, Kidde] [NAC] [16 VFWR, HIGH] EG1ARF, EG1ARN, EG1AWF, EG1AWN, G1ARF, G1ARN, G1AWF, G1AWN [Edwards, Kidde] [NAC] [16 VFWR, LOW] EG1ARF, EG1ARN, EG1AWF, EG1AWN, G1ARF, G1ARN, G1AWF, G1AWN [Edwards, Kidde] [NAC] [16 VDC, HIGH] EG1ARF, EG1ARN, EG1AWF, EG1AWN, G1ARF, G1ARN, G1AWF, G1AWN
f3fd3cb1-d6aa-4355-86e6-4be71b609e97 | NFPA 170 AREA OF REFUGE MASTER |  |  | North | Rath Area of Refuge |  | Area of Refuge Component |  |  |  | Assembly | TRUE | 2500-210PSS |  | 10 ZONE FLUSH MOUNT CABINET W/DOOR | 1 | [6 empty] | FALSE | [5 empty] | #FF00B050 | FA-NFPA 170 AREA OF REFUGE MASTER | 1 | FALSE | FALSE | FALSE | 4000 | [13 empty] | FALSE | [5 empty] | DESKTOP-7EIEB7A\acont | 2022-08-01 13:01 | THOR\acont | 2024-09-08 17:27 | Cloned from Rath Area of Refuge 2500-210FM
b619a301-5e71-473e-9b9c-4bea6a4d4d38 | NFPA 170 HORN STROBE |  |  | North | Generic |  | Horn/Strobe |  |  |  | Module | TRUE | Existing NAC Load (.7A) |  |  | 1 |  | 0.7 |  |  |  |  | TRUE | [5 empty] | #FF0070C0 | FA-NFPA 170 HORN STROBE | 1 | FALSE | FALSE | FALSE | 2012 | [16 empty] | EXP |  |  | DESKTOP-7SAL8M7\acont | 2020-11-20 07:30 | THOR\acont | 2024-09-08 17:27 | Cloned from Generic Existing NAC Load (.4A) | [Generic] [NAC] [*] Existing NAC Load (.01A), Existing NAC Load (.02A), Existing NAC Load (.03A), Existing NAC Load (.04A), Existing NAC Load (.05A), Existing NAC Load (.06A), Existing NAC Load (.07A), Existing NAC Load (.08A), Existing NAC Load (.09A),
ba480998-1835-4e6b-975e-4bef44586a00 | 170 BASIC SHAPE |  |  | North | Generic |  | Miscellaneous |  |  |  | Module | TRUE | LOC AUX Current |  |  | 1 | 0.1 | 0.1 |  |  |  |  | TRUE | [5 empty] | #FFFF0000 | FA-170 BASIC SHAPE | 1 | FALSE | FALSE | FALSE | 2012 | [16 empty] | EXP |  |  | THOR\acont | 2023-11-17 07:37 | THOR\acont | 2024-09-08 17:27 | Cloned from Generic Existing NAC Load (.01A) | [Generic, N/A] [AUX POWER] FURNISHED BY OTHERS, GENERIC FIRE ALARM DISCONNECT, LOC AUX Current
7a8bde9a-e20d-44a0-9d1f-4bf300e2cf62 | NFPA 170 MANUAL PULL |  |  | North | N/A |  | Manual Station |  |  |  | Module | TRUE | FURNISHED BY OTHERS |  | MANUAL PULL | 1 | [6 empty] | FALSE | FALSE |  |  |  |  | #FFFF0000 | FA-NFPA 170 MANUAL PULL | 1 | FALSE | FALSE | FALSE | 957 | [13 empty] | FALSE | [5 empty] | DESKTOP-7EIEB7A\acont | 2022-02-02 10:55 | THOR\acont | 2024-09-08 17:27 | Cloned from Generic MANUAL PULL | [Det-Tronics, Generic, Macurco, N/A, STI] [IDC] 01 30-3013, AIR PRESSURE SWITCH, AIR PRESSURE SWITCH HIGH/LOW, BACKFLOW VALVE, CM-12, CONTACT DEVICE, DUCT DETECTOR (C), Fire Suppression Control Unit (FSCU), FURNISHED BY OTHERS, FURNISHED BY OTHERS, FURNI
ec99b00f-418e-4ce9-a534-4bf537cbb0ae |  |  |  | North | Edwards |  | Hardware |  |  |  | Hardware | TRUE | MPSR-LP |  | Double action cover for MPSR1-D45WX-GE | 1 | [6 empty] | FALSE | [5 empty] | #FFFFFFFF |  |  | FALSE | FALSE | FALSE | [14 empty] | FALSE | [7 empty] | THOR\acont | 2024-10-09 10:48
4c2e5cda-9cb8-42f7-a504-4bf53ffebd43 |  |  |  | North | Edwards |  | Cards & Components |  |  |  | Card | TRUE | BPS6A/230 Mainboard |  | Mainboard for BPS6A/230 assembly | 1 | 0.07 | 0.27 |  |  |  |  | TRUE | [5 empty] | #FFFFFFFF |  |  | FALSE | FALSE | FALSE | [14 empty] | FALSE | [7 empty] | THOR\acont | 2024-10-09 10:48 |  | [Altronix, Edwards, Harrington, Kidde] [NAC Trigger] AL1002ULADA Main Board, AL1002ULADA Main Board, APS10A Mainboard, APS6A Mainboard, BPS10A Mainboard, BPS10A/230 Mainboard, BPS6A Mainboard, BPS6A/230 Mainboard, MIRBPS10A Mainboard, MIRBPS10A/230 Mainb [Edwards, Kidde] [VAC ] 2IDC, 76-600000-001 Main Board, 76-800xxx-xxx Main Board, 77-600000-901 Main Board, 84-732001-901 Main Board, APS10A Mainboard, APS6A Mainboard, BPS10A Mainboard, BPS10A/230 Mainboard, BPS6A Mainboard, BPS6A/230 Mainboard, EST1-2Z | [Edwards, Kidde] APS10A Mainboard, APS6A Mainboard, BPS10A Mainboard, BPS10A/230 Mainboard, BPS6A Mainboard, BPS6A/230 Mainboard, MIRBPS10A Mainboard, MIRBPS10A/230 Mainboard, MIRBPS6A Mainboard, MIRBPS6A/230 Mainboard
fdd4a447-53af-407f-a11d-4bf65b0aab44 | NFPA 170 HEAT DETECTOR |  |  | North | Notifier |  | Heat Detector |  |  |  | Module | TRUE | FST-851H w/B200SR | ++ | Intelligent Addressable 195°F (88°C) Thermal Heat Detector w/ Flashscan, Sounder Base, Low Frequency | 1 | 0.0003 | 0.0065 |  |  |  |  | FALSE | TRUE | FLUSH |  | 4" SQ. DEEP | 3 "O" PLASTER RING | #FFFF0000 | FA-NFPA 170 HEAT DETECTOR | 1 | FALSE | FALSE | FALSE | 1403 |  |  | 7270-0028:0196 | [10 empty] | FALSE |  |  | LF¦SB |  |  |  |  | THOR\acont | 2024-09-08 17:27 | 20191121 AC Detector with base | [Notifier] [AUX POWER] B200SR-WH, FSD-751P w/B200SR (C), FSD-751PL w/B200SR (C), FSD-751RP w/B200SR (C), FSD-751RPL w/B200SR (C), FSI-851 w/B200SR (C), FSL-751 w/B200SR (C), FSP-851 w/B200SR (C), FSP-851T w/B200SR (C), FST-851 w/B200SR (C), FST-851H w/B2 [Honeywell, Notifier, System Sensor] [SLC SENSORS] [*] [#4 TYPE ADDR ¦ SENSORS] 2251B (C), 2251-COPTIR (C), 2251-COPTIR w/B200S-WH (C), 2251TB (C), 2251TMB (C), 5251B (C), 5251B-WP (C), 5251H (C), 5251RB (C), 5251RB-WP (C), 7251 (C), 7251DH (C), DH200LP [Honeywell, Notifier, System Sensor] [SLC MODULES SENSORS] [*] [#2 SHARED ADDR ¦ SENSORS] 2251B (C), 2251-COPTIR (C), 2251-COPTIR w/B200S-WH (C), 2251TB (C), 2251TMB (C), 5251B (C), 5251B-WP (C), 5251H (C), 5251RB (C), 5251RB-WP (C), 7251 (C), 7251DH (C)
98a5a771-1070-42f9-8ca6-4bf847b9b7ff |  |  |  | North | Siemens |  | Cards & Components |  |  |  | Card | TRUE | LCM-8 | 500-033100 | (8) LED MODULE MOUNTS TO ID-MP | 1 | [6 empty] | TRUE | [5 empty] | #FFFFFFFF |  |  | FALSE | FALSE | FALSE | [22 empty] | THOR\acont | 2024-10-09 10:48
7d74f621-dc99-4bd8-b48a-4c02d569f3c1 | NFPA 170 SMOKE DETECTOR |  |  | North | Notifier |  | Smoke Detector |  |  |  | Module | TRUE | NP-100R w/B210LP | ++ | Intelligent Addressable Photo detector w/ Remote Test | 1 | 0.0003 | 0.0065 |  |  |  |  | FALSE | TRUE |  |  |  |  | #FFFF0000 | FA-NFPA 170 SMOKE DETECTOR | 1 | FALSE | FALSE | FALSE | 1408 | [13 empty] | FALSE | [7 empty] | THOR\acont | 2024-09-08 17:27 | 20191121 AC Detector with base | [Honeywell, Notifier, System Sensor] [SLC SENSORS] [*] [#4 TYPE ADDR ¦ SENSORS] 2251B (C), 2251-COPTIR (C), 2251-COPTIR w/B200S-WH (C), 2251TB (C), 2251TMB (C), 5251B (C), 5251B-WP (C), 5251H (C), 5251RB (C), 5251RB-WP (C), 7251 (C), 7251DH (C), DH200LP [Honeywell, Notifier, System Sensor] [SLC MODULES SENSORS] [*] [#2 SHARED ADDR ¦ SENSORS] 2251B (C), 2251-COPTIR (C), 2251-COPTIR w/B200S-WH (C), 2251TB (C), 2251TMB (C), 5251B (C), 5251B-WP (C), 5251H (C), 5251RB (C), 5251RB-WP (C), 7251 (C), 7251DH (C)
66cbce01-dc69-4cb5-b4c0-4c03235ad04a |  |  |  | North | NAPCO |  | Cards & Components |  |  |  | Card | TRUE | 8 Zones Used (Max) | ++ | Current added for 8 zones | 1 | 0.024 | 0.192 |  |  | 24 |  | TRUE | [5 empty] | #FFFFFFFF |  |  | FALSE | FALSE | FALSE | [20 empty] | THOR\acont | 2023-11-16 12:46 | THOR\acont | 2024-10-09 10:48 | Cloned from NAPCO GEMC-F8ZCPIM
e59300bc-5120-4dff-9f6d-4c106746f926 | NFPA 170 SPEAKER WALL |  |  | North | Edwards |  | Speaker |  |  |  | Module | TRUE | G4HFWA-S2 |  | 25V Speaker, White, running man, ALERT | 1 | [6 empty] | FALSE | [5 empty] | #FF0070C0 | FA-NFPA 170 SPEAKER WALL | 1 | FALSE | FALSE | FALSE | 2021 | [13 empty] | FALSE | [7 empty] | THOR\acont | 2024-09-08 17:27 |  | [Edwards, Kidde] [AUDIO 25v] [25V AUDIO] EGCF-S2VMH (C), G4F-S2, G4F-S2V1575, G4F-S2VM, G4HFRF-S2, G4HFRF-S2VMC, G4HFRN-S2, G4HFRN-S2VMC, G4HFWA-S2, G4HFWA-S2VMA, G4HFWA-S2VMC, G4HFWF-S2, G4HFWF-S2VMC, G4HFWN-S2, G4HFWN-S2VMA, G4HFWN-S2VMC, G4RF-S2, G4RF
a5cca1f3-5b5a-499f-a806-4c1ef10973c0 | NFPA 170 GAS DETECTOR |  |  | North | Gamewell FCI |  | Gas Detection |  |  |  | Module | TRUE | MCS-CO3 w/B224RB-IV | + | Intelligent addressable carbon monoxide detector, white w/ Intelligent relay base, ivory, UL listed | 1 | 0.0002 | 0.0045 |  |  |  |  | FALSE | TRUE | FLUSH |  | 4" SQ. DEEP | 3 "O" PLASTER RING | #FFFF0000 | FA-NFPA 170 GAS DETECTOR | 1 | FALSE | FALSE | FALSE | 1402 | [13 empty] | FALSE |  |  | R |  |  | DESKTOP-7EIEB7A\acont | 2021-02-28 15:38 | THOR\acont | 2024-09-08 17:27 | Cloned from Notifier FSCO-951 w/B224RB-IV | [Gamewell FCI] [SLC MODULES SENSORS] [*] [#2 SHARED ADDR ¦ SENSORS] ADPF (C), ASD-PL2F w/B200S-LF-WH (C), ASD-PL2F w/B210LP (C), ASD-PL2FR (C), ASD-PL3 w/B200S-LF-WH (C), ASD-PL3 w/B200SR-LF-WH (C), ASD-PL3 w/B200SR-WH (C), ASD-PL3 w/B224BI-WH (C), ASD-P [Gamewell FCI] [SLC SENSORS] [*] [#4 TYPE ADDR ¦ SENSORS] ADPF (C), ASD-PL2F w/B200S-LF-WH (C), ASD-PL2F w/B210LP (C), ASD-PL2FR (C), ASD-PL3 w/B200S-LF-WH (C), ASD-PL3 w/B200SR-LF-WH (C), ASD-PL3 w/B200SR-WH (C), ASD-PL3 w/B224BI-WH (C), ASD-PL3 w/B224R
c824e6de-dbae-465f-951f-4c23bc45d6e1 | NFPA 170 EM STROBE WALL |  |  | North | Siemens |  | Strobe |  |  |  | Module | TRUE | ST-AMC-RETRO-W-MNS | S54301-Z77-A1+ | MNS Amber Strobe, multi Candela − Wall Mount, White [RETRO PLATE] − ‘ALERT’ | 1 | [12 empty] | #FF0070C0 | FA-NFPA 170 EM STROBE WALL | 1 | FALSE | FALSE | FALSE | 2008 | [19 empty] | DESKTOP-7SAL8M7\acont | 2019-08-13 09:04 | THOR\acont | 2024-09-08 17:27 | B,T | [Siemens] [NAC] [VDC WALL] SET-AMC-CR-MNS-ALERT (C), SET-AMC-CW-MNS-ALERT (C), SET-AMC-R-MNS-ALERT, SET-AMC-W-MNS-ALERT, ST-AMC-CR-MNS-ALRT (C), ST-AMC-CW-MNS-ALRT (C), ST-AMC-RETRO-R-MNS, ST-AMC-RETRO-W-MNS, ST-AMC-R-MNS-ALERT, ST-AMC-W-MNS-ALERT [Siemens] [NAC] [VFWR WALL] SET-AMC-CR-MNS-ALERT (C), SET-AMC-CW-MNS-ALERT (C), SET-AMC-R-MNS-ALERT, SET-AMC-W-MNS-ALERT, ST-AMC-CR-MNS-ALRT (C), ST-AMC-CW-MNS-ALRT (C), ST-AMC-RETRO-R-MNS, ST-AMC-RETRO-W-MNS, ST-AMC-R-MNS-ALERT, ST-AMC-W-MNS-ALERT [Siemens] [NAC] [VFWR CEILING] SET-AMC-CR-MNS-ALERT (C), SET-AMC-CW-MNS-ALERT (C), SET-AMC-R-MNS-ALERT, SET-AMC-W-MNS-ALERT, ST-AMC-CR-MNS-ALRT (C), ST-AMC-CW-MNS-ALRT (C), ST-AMC-RETRO-R-MNS, ST-AMC-RETRO-W-MNS, ST-AMC-R-MNS-ALERT, ST-AMC-W-MNS-ALERT [Siemens] [NAC] [VDC CEILING] SET-AMC-CR-MNS-ALERT (C), SET-AMC-CW-MNS-ALERT (C), SET-AMC-R-MNS-ALERT, SET-AMC-W-MNS-ALERT, ST-AMC-CR-MNS-ALRT (C), ST-AMC-CW-MNS-ALRT (C), ST-AMC-RETRO-R-MNS, ST-AMC-RETRO-W-MNS, ST-AMC-R-MNS-ALERT, ST-AMC-W-MNS-ALERT
bf28b8ce-5f0f-4890-8a52-4c2762966a4c |  |  |  | North | Siemens | [5 empty] | Module | TRUE | SLSBBW | S54329-F21-A2 | SLSBBW BACKBOX,WHITE | 1 | [12 empty] | #FFFFFFFF |  |  | FALSE | FALSE | FALSE | [20 empty] | DESKTOP-7SAL8M7\acont | 2019-08-13 09:04 | THOR\acont | 2024-10-09 10:48
2dcc62b2-23d5-4e50-8c0d-4c2b3abca2fc |  |  |  | North | Edwards |  | Cards & Components |  |  |  | Card | TRUE | 3X-PMI |  | Audio system control /w mic and control switches, LEDs | 1 | 0.023 | 0.029 |  |  |  |  | TRUE | [5 empty] | #FFFFFFFF |  |  | FALSE | FALSE | FALSE | [14 empty] | FALSE | [7 empty] | THOR\acont | 2024-10-09 10:48
14b19b87-5ca3-4eac-aaa9-4c2cb1b199b5 |  |  |  | North | Edwards |  | Hardware |  |  |  | Hardware | TRUE | 2-WBS |  | OBSOLETE - Gray Surface Wallbox | 1 | [6 empty] | FALSE | [5 empty] | #FFFFFFFF |  |  | FALSE | FALSE | FALSE | [14 empty] | FALSE | [7 empty] | THOR\acont | 2024-10-09 10:48
3b8f2328-3e3a-4771-af5f-4c36bc88ab59 |  |  |  | North | Bosch | [5 empty] | Module | TRUE | DIP-7188-8HD | * | Divar Ip7000 Video Mgt, 2U Raid-5, 8 X 8Tb Storage Up To 128 Channels | 1 | [12 empty] | #FFFFFFFF |  |  | FALSE | FALSE | FALSE | [20 empty] | DESKTOP-7EIEB7A\acont | 2021-08-13 06:25 | THOR\acont | 2024-10-09 10:48
7d55558a-1f3e-432d-9e36-4c3a13c0e16e | NFPA 170 HEAT DETECTOR |  |  | North | Edwards |  | Heat Detector |  |  |  | Module | TRUE | 284B-PL | F | Heat Detector, 135°F (57°C) Fixed & Rate-of-rise | 1 | [6 empty] | FALSE | TRUE |  |  |  |  | #FFFF0000 | FA-NFPA 170 HEAT DETECTOR | 1 | FALSE | FALSE | FALSE | 1403 | [13 empty] | FALSE | [5 empty] | FIRECAD\AutoCAD | 2018-09-27 11:52 | THOR\acont | 2024-09-08 17:27 | 20191121 AC Detector without base | [Edwards, Potter, Thermotech] [IDC] 01 284B-PL (C), 302-135 (C), 302-194 (C), 302-AW-194, 302-EPM-135 (C), 302-EPM-194 (C), 302-ET-135 (C), 302-ET-194 (C) [Edwards, Silent Knight] [IDC] 01 284B-PL (C), Hood Zone, PS-DA, PS-SA, PS-SATK
8398d574-868e-4e89-9447-4c41cd6126aa | NFPA 170 HEAT DETECTOR |  |  | North | MIRCOM |  | Heat Detector |  |  |  | Module | TRUE | MIX-3300 w/ MIX-2001HT |  | ADDRESSABLE THERMAL DETECTOR w/ MIX-2001HT SOUNDER BASE | 1 | 0.0003 | 0.0003 |  |  |  |  | FALSE | [5 empty] | #FFFF0000 | FA-NFPA 170 HEAT DETECTOR | 1 | FALSE | FALSE | FALSE | 1403 | [13 empty] | FALSE | [7 empty] | THOR\acont | 2024-09-08 17:27 | 20191121 AC Detector with base | [MIRCOM] [SLC MODULES SENSORS] [*] [#2 SHARED ADDR ¦ SENSORS] DNR w/MIX-2251BR (C), DNR w/MIX-2351RAP (C), MIX-1251AP w/B200SR-LF-WH (C), MIX-1251AP w/B200SR-WH (C), MIX-1251AP w/B210LP (C), MIX-1251AP w/B224RB-WH (C), MIX-1251AP w/B501 (C), MIX-1251B w/ [MIRCOM] [SLC SENSORS] [*] [#4 TYPE ADDR ¦ SENSORS] DNR w/MIX-2251BR (C), DNR w/MIX-2351RAP (C), MIX-1251AP w/B200SR-LF-WH (C), MIX-1251AP w/B200SR-WH (C), MIX-1251AP w/B210LP (C), MIX-1251AP w/B224RB-WH (C), MIX-1251AP w/B501 (C), MIX-1251B w/B200SR-LF-
3019259e-2a87-427f-ac51-4c48d432b4e6 |  |  |  | North | Notifier | [5 empty] | Module | TRUE | RA100Z | ++ | Remote Annunciator LED | 1 | 0 | 0.012 |  |  |  |  | FALSE | FALSE |  |  |  |  | #FFFFFFFF |  |  | FALSE | FALSE | FALSE | [14 empty] | FALSE | [7 empty] | THOR\acont | 2024-10-09 10:48 |  | [Farenhyt, Fike, Firelite, Gamewell FCI, MIRCOM, Monaco Enterprises, Notifier, System Sensor] [IDC, LED, RTS] [*] [INPUT TYPE] 729-091-00, RA100Z, RA100Z
ce187e55-80a7-4d43-ad9b-4c4920667a95 | NFPA 170 GAS DETECTOR |  |  | North | Notifier |  | Gas Detection |  |  |  | Module | TRUE | FSCO-951 w/B501-BL | + | Intelligent addressable carbon monoxide detector, white w/ 4” Flangeless mounting base, black | 1 | 0.0002 | 0.0045 |  |  |  |  | FALSE | TRUE | FLUSH |  | 4" SQ. DEEP | 3 "O" PLASTER RING | #FFFF0000 | FA-NFPA 170 GAS DETECTOR | 1 | FALSE | FALSE | FALSE | 1402 | [13 empty] | FALSE | [5 empty] | DESKTOP-7SAL8M7\acont | 2020-11-20 12:18 | THOR\acont | 2024-09-08 17:27 | Cloned from Gamewell MCS-COP3 w/B501-BL | [Honeywell, Notifier, System Sensor] [SLC SENSORS] [*] [#4 TYPE ADDR ¦ SENSORS] 2251B (C), 2251-COPTIR (C), 2251-COPTIR w/B200S-WH (C), 2251TB (C), 2251TMB (C), 5251B (C), 5251B-WP (C), 5251H (C), 5251RB (C), 5251RB-WP (C), 7251 (C), 7251DH (C), DH200LP [Honeywell, Notifier, System Sensor] [SLC MODULES SENSORS] [*] [#2 SHARED ADDR ¦ SENSORS] 2251B (C), 2251-COPTIR (C), 2251-COPTIR w/B200S-WH (C), 2251TB (C), 2251TMB (C), 5251B (C), 5251B-WP (C), 5251H (C), 5251RB (C), 5251RB-WP (C), 7251 (C), 7251DH (C)
c706a7f1-28e7-44c4-af1e-4c499949dcbb | NFPA 170 SPEAKER STROBE CEILING |  |  | North | Potter |  | Speaker/Strobe |  |  |  | Module | TRUE | PE-SPSTWC | ++ | Speaker/Strobe, Ceiling, White | 1 | 0 | 0.043 |  |  |  |  | FALSE | TRUE |  |  |  |  | #FF0070C0 | FA-NFPA 170 SPEAKER STROBE CEILING | 1 | FALSE | FALSE | FALSE | 2023 | [13 empty] | FALSE |  |  | C |  |  | THOR\acont | 2024-12-04 12:37 |  |  | Cloned from Potter PE-SPSTRC | [Potter] [AUDIO 70.7v] [70V AUDIO] PE-SPKR, PE-SPKW, PE-SPKWC (C), PE-SPSTR, PE-SPSTRC (C), PE-SPSTWC (C) [Potter] [AUDIO 25v] [25V AUDIO] PE-SPKR, PE-SPKW, PE-SPKWC (C), PE-SPSTR, PE-SPSTRC (C), PE-SPSTWC (C) [Potter] [NAC] [VDC] PE-SPSTRC (C), PE-SPSTWC (C), PE-STRC (C), PE-STWC (C)
bd2f56ee-6d7c-46bc-899b-4c599772c3a7 | NFPA 170 HEAT DETECTOR |  |  | North | Ansul |  | Heat Detector |  |  |  | Module | TRUE | 430565 | ++ | Electronic Heat Detectors For Two-Wire Bases 135 °F (57 °C) | 1 | 0.0001 | 0.0001 |  |  |  |  | TRUE | [5 empty] | #FFFF0000 | FA-NFPA 170 HEAT DETECTOR | 1 | FALSE | FALSE | FALSE | [20 empty] | AUGUSTXPS17-EUP\aucon | 2022-05-25 03:56 | THOR\acont | 2024-09-08 17:27 | Cloned from Ansul New Part | [Ansul] [IDC] 01 [*] [ALL DEVICES ++] 428655, 428656, 430559, 430562, 430565, 430566, 431196, 433940, 433941
4578d919-75db-448c-8654-4c64932b5a74 | NFPA 170 ISOLATION MODULE |  |  | North | Kidde |  | Isolator Module |  |  |  | Module | TRUE | 74-200012-002 | ++ | Loop Isolator - 1 Gang Box mounted | 1 | [6 empty] | FALSE | [5 empty] | #FFFF0000 | FA-NFPA 170 ISOLATION MODULE | 1 | FALSE | FALSE | FALSE | 1200 | [13 empty] | FALSE | [5 empty] | DESKTOP-7EIEB7A\acont | 2023-07-10 09:38 | THOR\acont | 2024-09-08 17:27 | Cloned from Kidde FX-ISO | [Kidde] [ISO] 01 [ISO ++] 74-200012-002, 74-200012-004
678fd410-eecb-4e0b-962e-4c65c0c8314f | NFPA 170 REMOTE ANNUNCIATOR | RISER ANNUNCIATOR |  | North | Autocall |  | Remote Annunciator |  |  |  | Module | TRUE | A4606-9202 | + | Remote Color Touchscreen LCD Annunciator; for flush mounting in a 5-gang RACO 944 box, or equal, supplied separately - Red | 1 | 0.045 | 0.124 |  |  |  |  | TRUE | [5 empty] | #FFFF0000 | FA-NFPA 170 REMOTE ANNUNCIATOR | 1 | FALSE | FALSE | FALSE | 255 | [19 empty] | DESKTOP-0D6CQVA\lousc | 2019-06-24 18:37 | THOR\acont | 2024-09-08 17:27 | Cloned from AutoCall A4606-9205 | [Autocall, Simplex] [AUX POWER] [*] 4606-9202, A4606-9202 [Autocall, Simplex] [RUI] 4009-9401 Main Board, 4100-9404, 4100-9405, 4100-9616, 4100-9617, 4606-9202, A009-9401 Main Board, A009-970x MAIN BOARD, A009-970xx MAIN BOARD, A100-9404, A100-9405, A100-9616, A100-9617, A4606-9202
3237e926-f30c-43f3-81a3-4c68f988844c | NFPA 170 HORN STROBE CEILING |  |  | North | Siemens |  | Horn/Strobe |  |  |  | Module | TRUE | SL2HSCW-A | S54329-F92-A1++ | Horn-Strobe, Ceiling, Clear, White, Agent | 1 | [7 empty] | TRUE |  |  |  |  | #FF0070C0 | FA-NFPA 170 HORN STROBE CEILING | 1 | FALSE | FALSE | FALSE | 2023 | [16 empty] | C |  |  | DESKTOP-7EIEB7A\acont | 2023-08-03 09:28 | THOR\acont | 2024-09-08 17:27 | Cloned from Siemens SL2HSWW-A | [Siemens] [NAC] [24 VDC, HORN TEMPORAL] SL2FSCR-AL (C), SL2FSCR-CO (C), SL2FSCR-F (C), SL2FSCR-N (C), SL2FSCW-AL (C), SL2FSCW-CO (C), SL2FSCW-F (C), SL2FSCW-N (C), SL2FSWR-AL, SL2FSWR-CO, SL2FSWR-F, SL2FSWR-N, SL2FSWW-AL, SL2FSWW-CO, SL2FSWW-F, SL2FSWW-N [Siemens] [NAC] [24 VDC, HORN HIGH] SL2HSCR-A (C), SL2HSCR-AL (C), SL2HSCR-F (C), SL2HSCR-FB (C), SL2HSCR-N (C), SL2HSCW-A (C), SL2HSCW-AL (C), SL2HSCW-F (C), SL2HSCW-FB (C), SL2HSCW-N (C) [Siemens] [NAC] [24 VDC, HORN TEMPORAL] SL2FSSCR-AL (C), SL2FSSCR-CO (C), SL2FSSCR-F (C), SL2FSSCR-N (C), SL2FSSCW-AL (C), SL2FSSCW-CO (C), SL2FSSCW-F (C), SL2FSSCW-N (C), SL2FSSWR-AL, SL2FSSWR-CO, SL2FSSWR-F, SL2FSSWR-N, SL2FSSWW-CO, SL2FSSWW-F, SL2FSSW
485997d9-ea8d-4ffa-9f8f-4c6d3e29d737 |  |  |  | North | Edwards |  | Hardware |  |  |  | Hardware | TRUE | 33-30695A |  | Spare ASD-640 Detector Flow Sensor Assembly | 1 | [6 empty] | FALSE | [5 empty] | #FFFFFFFF |  |  | FALSE | FALSE | FALSE | [14 empty] | FALSE | [7 empty] | THOR\acont | 2024-10-09 10:48
89e30b93-f4ce-4108-8efc-4c6d6d2885d5 | NFPA 170 FIRE ALARM CONTROL UNIT | RISER FACP |  | North | Ansul |  | Fire Alarm Control Unit |  |  |  | Assembly | TRUE | 430525 | ++ | AUTOPULSE Z-10 with 2 conventional 2 A NACs, 4 class B IDCs, 2 Class B SPMs, 2 Class B RACs and a 3 A output power supply/battery charger | 1 | [6 empty] | TRUE | [5 empty] | #FFFF0000 | FA-NFPA 170 FIRE ALARM CONTROL UNIT | 1 | FALSE | FALSE | FALSE | 202 | [8 empty] | 7,12,17,25 |  |  | 6 |  | TRUE | [5 empty] | AUGUSTXPS17-EUP\aucon | 2022-05-25 03:56 | THOR\acont | 2024-09-08 17:27 | Cloned from Ansul New Part CLONED
29fa6e46-87ad-44ae-b600-4c7e18bfdb13 |  |  |  | North | Edwards |  | Hardware |  |  |  | Hardware | TRUE | MN-HS32SPKHRG5P |  | 3200 Watt HPSA (5 of 5 Active Panels) replacement speaker head - complete | 1 | [6 empty] | FALSE | [5 empty] | #FFFFFFFF |  |  | FALSE | FALSE | FALSE | [14 empty] | FALSE | [7 empty] | THOR\acont | 2024-10-09 10:48
47063a54-5cff-4c1b-a65f-4c7e69892894 | NFPA 170 AMPLIFIER RACK | RISER AMP |  | North | Kidde |  | Amplifier |  |  |  | Assembly | TRUE | ANS50MDR2 |  | 50W Audio Notification Panel, Red | 1 | [6 empty] | FALSE | [5 empty] | #FFFF0000 | FA-NFPA 170 AMPLIFIER RACK | 1 | FALSE | FALSE | FALSE | 300 | [8 empty] | 7,12,18 |  |  |  |  | TRUE | [5 empty] | DESKTOP-7EIEB7A\acont | 2021-05-24 09:30 | THOR\acont | 2024-09-08 17:27 | Cloned from Edwards ANS50MDR2
26f598f2-5cd9-4f64-9442-4c837fcad49d | NFPA 170 DGP |  |  | North | Notifier |  | Hardware |  |  |  | Hardware | TRUE | SBB-D4 |  | Backbox assembly, four tiers, BLACK, 40 lbs. | 1 | [6 empty] | FALSE | [5 empty] | #FFFF0000 | FA-NFPA 170 DGP | 1 | FALSE | FALSE | FALSE | [9 empty] | 7,12,18 |  |  |  |  | TRUE | [7 empty] | THOR\acont | 2024-09-08 17:27
517c1b99-9426-4cb4-8115-4c8683cecd83 | NFPA 170 ADDRESSABLE OUTPUT MODULE |  |  | North | Firelite |  | Addressable Control/Relay |  |  |  | Module | TRUE | CMF-300 | + | Addressable Control Module for one Style Y/Z (Class B/A) zone of supervised polarized Notification Appliances | 1 | 0.00035 | 0.0065 |  |  |  |  | FALSE | FALSE |  |  |  |  | #FFFF0000 | FA-NFPA 170 ADDRESSABLE OUTPUT MODULE | 1 | FALSE | FALSE | FALSE | 1100 | [13 empty] | FALSE |  |  | CM |  |  |  |  | THOR\acont | 2024-09-08 17:27 |  | [Firelite] [SLC MODULES SENSORS] [*] [#1 SHARED ADDR ¦ MODULES] BG-12LX, BG-12LXSP, CDRM-300, CMF-300, CMF-300-6, CRF-300, CRF-300-6, MDF-300, MMF-300, MMF-300-10, MMF-301, MMF-302, MMF-302-6, WAV-CRL, WAV-CWL, WAV-RL, WAV-WL, W-BG12LX, W-CRF, W-DIS-D, W [Firelite] [SLC MODULES] [*] [#3 TYPE ADDR ¦ MODULES] BG-12LX, BG-12LXSP, CDRM-300, CMF-300, CMF-300-6, CRF-300, CRF-300-6, MDF-300, MMF-300, MMF-300-10, MMF-301, MMF-302, MMF-302-6, WAV-CRL, WAV-CWL, WAV-RL, WAV-WL, W-BG12LX, W-CRF, W-GATE, W-MMF, W-SYN [Firelite] [AUX POWER, NAC] [RISER INPUT] CMF-300 | [Firelite] CMF-300
ecfe0f4e-2bde-4725-a09f-4c86f4419656 | NFPA 170 HEAT DETECTOR |  |  | North | Farenhyt |  | Heat Detector |  |  |  | Module | TRUE | IDP-HEAT-ROR-W w/B300-6 | ++ | White, low-profile intelligent rate-of-rise thermal sensor, w/Standard Base | 1 | 0.0002 | 0.0045 |  |  |  |  | FALSE | [5 empty] | #FFFF0000 | FA-NFPA 170 HEAT DETECTOR | 1 | FALSE | FALSE | FALSE | 1403 | [13 empty] | FALSE | [5 empty] | DESKTOP-7EIEB7A\acont | 2023-02-27 07:10 | THOR\acont | 2024-09-08 17:27 | Cloned from Silent Knight SK-HEAT-ROR-W w/B300-6 | [Farenhyt, Silent Knight] [SLC MODULES SENSORS] [*] [#2 SHARED ADDR ¦ SENSORS] CO1224TR w/ IDP-MINIMON, CO1224TR w/ IDP-MONITOR, DNR w/IDP-PHOTO-R-W (C), DNR w/SK-PHOTO-R-W (C), DNRW w/IDP-PHOTO-R-W (C), DNRW w/SK-PHOTO-R-W (C), HFS-D (C), HFS-P (C), HFS [Farenhyt] [SLC IDP SENSORS] [*] [#4 TYPE ADDR ¦ SENSORS] DNR w/IDP-PHOTO-R-W (C), DNRW w/IDP-PHOTO-R-W (C), IDP-ACCLIMATE (C), IDP-BEAM (C), IDP-DUCT-W w/IDP-PHOTO-R-W (C), IDP-FIRE-CO-W w/B200S-LF-WH (C), IDP-FIRE-CO-W w/B200S-WH (C), IDP-FIRE-CO-W w/B
bc06f27d-d311-434f-81e7-4c9336db0be8 | NFPA 170 HEAT DETECTOR |  |  | North | Hochiki |  | Heat Detector |  |  |  | Module | TRUE | DFE-190 w/NS4-221 STANDARD BASE | DFE-190 w/NS4-221 STANDARD BASE | HEAT DETECTOR w/ STANDARD BASE | 1 |  | 0.196 |  |  |  |  | TRUE | TRUE |  | *Refer to Install Sheet |  |  | #FFFF0000 | FA-NFPA 170 HEAT DETECTOR | 1 | FALSE | FALSE | FALSE | 1403 | [19 empty] | DESKTOP-0D6CQVA\lousc | 2019-10-12 07:53 | THOR\acont | 2024-09-08 17:27 | Cloned from Hochiki DCD-135 w/NS4-221 STANDARD BASE | [Hochiki] [IDC] 01 [IDC] DCD-135 w/HSC-220L LATCHING LED BASE (C), DCD-135 w/HSC-220R - 2 WIRE RELAY BASE (C), DCD-135 w/HSC-221L LATCHING LED BASE (C), DCD-135 w/HSC-221R - 2 WIRE RELAY BASE (C), DCD-135 w/HSC-224L LATCHING LED BASE (C), DCD-135 w
503606f4-59bc-4f22-bad5-4c940d9f7f82 |  |  |  | North | Ampac | [5 empty] | Card | TRUE | SP1X Base Card |  | Base Card for SP1X Panels | 1 | [6 empty] | TRUE | [5 empty] | #FFFFFFFF |  |  | FALSE | FALSE | [21 empty] | XPS-17-9710\August | 2024-11-06 05:17 | XPS-17-9710\August | 2024-11-07 06:13 |  |  | [Ampac] SP1X Base Card
3e12040e-fe93-4557-993a-4c9d2b6dfac8 | NFPA 170 AEROSOL MANUAL PULL |  |  | North | Block Definition Only |  | Manual Station |  |  |  | Module | TRUE | NFPA 170 AEROSOL MANUAL PULL |  | NFPA 170 AEROSOL MANUAL PULL | 1 | [12 empty] | #FFFF0000 | FA-NFPA 170 AEROSOL MANUAL PULL | 1 | FALSE | FALSE | FALSE | 902 | [19 empty] | AULAPTOP-PC\Aulaptop | 2020-03-26 07:41 | THOR\acont | 2024-09-08 17:27
72608349-d4d1-4e88-9dc7-4ca001f30d37 |  |  |  | North | Edwards |  | Cards & Components |  |  |  | Card | TRUE | MN-HS32T5P |  | 3200 Watt Omni-directional HPSA Assembly (5 of 5 Active Panels) with lockable NEMA 4 amplifier, 110V, 60 Hz. inverter/battery charger and electronics enclosure, lockable NEMA 4 battery enclosure (w/o batteries). Enclosures equipped with tamper switches. AC powered amplifier with DC backup. Edwards hard-wire interface included. Batteries and accessories are ordered separately. Tan colored speaker head. | 1 | [6 empty] | TRUE | [5 empty] | #FFFFFFFF |  |  | FALSE | FALSE | FALSE | [14 empty] | FALSE | [7 empty] | THOR\acont | 2024-10-09 10:48
d0fc9c08-5146-4397-879d-4ca2ee87f0bc | NFPA 170 HORN |  |  | North | System Sensor |  | Horn |  |  |  | Module | TRUE | PA400W | + | Mini-Alert sounder, White | 1 | 0 | 0.029 |  |  |  |  | FALSE | FALSE |  |  |  |  | #FF0070C0 | FA-NFPA 170 HORN | 1 | FALSE | FALSE | FALSE | 2010 | [13 empty] | FALSE | [5 empty] | THOR\acont | 2024-10-30 13:30 |  |  | Cloned from System Sensor PA400R | [System Sensor] [NAC] [VDC, TEMPORAL HIGH] PA400R, PA400W
674dee2a-2f89-4a24-ad02-4ca397eef32b | NFPA 170 STROBE CEILING |  |  | North | Autocall |  | Strobe |  |  |  | Module | TRUE | A49VOH-APPLC | + | Visual Only Notification Appliances, Indoor Ceiling Mount Strobe | 1 | 0 | 0 |  |  |  |  | TRUE | TRUE |  |  |  |  | #FF0070C0 | FA-NFPA 170 STROBE CEILING | 1 | FALSE | FALSE | FALSE | 2022 | [16 empty] | C |  |  | DESKTOP-7EIEB7A\acont | 2021-11-14 11:16 | THOR\acont | 2024-09-08 17:27 | Cloned from Autocall A49VO-APPLC | [Autocall, Simplex] [IDNac] [23VDC] 49HFVH-APPLC (C), 49HFVH-APPLC-BA (C), 49SVH-APPLC (C), 49SVH-APPLC-BA (C), 49VOH-APPLC (C), 49VOH-APPLC-BA (C), A49HFVH-APPLC (C), A49HFVH-APPLC-BA (C), A49SVH-APPLC (C), A49SVH-APPLC-BA (C), A49VOH-APPLC (C), A49VOH-
d05771eb-070e-449f-8dd0-4ca4efbfa86c | CADGEN ELECTRIC STRIKE |  |  | North | Von Duprin | Security/Access Control | Electric Strike |  |  |  | Module | TRUE | 6224AL | ++ | 6200 Series - Strikes for mortise or cylindrical devices | 1 | 0.06 | 0.06 |  |  | 12 |  | TRUE | [5 empty] | #FFFF0000 | FA-CADGEN ELECTRIC STRIKE | 1 | FALSE | FALSE | FALSE | [17 empty] | R1 |  |  | DESKTOP-7EIEB7A\acont | 2023-01-27 07:14 | THOR\acont | 2024-09-08 17:27 | Cloned from Von Duprin 6221 CLONED CLONED CLONED | [Alarm Controls, ALARM CONTROLS CORPORATION, ASSA ABLOY, Generic, HES, RCI, Von Duprin] [ACCESS CONTROL OUTPUT] [*] 1200L, 1200LB, 1200S, 1500, 1600, 4200, 5100, 600D, 600L, 600S, 6210, 6211, 6211AL, 6211WF, 6212, 6212WF, 6213, 6214, 6215, 6216, 6221, 62
e6c6475a-d899-4b78-b218-4ca9167aef51 |  |  |  | North | Edwards |  | Hardware |  |  |  | Hardware | TRUE | MN-GVTRVL1 |  | Travel expenses - call for quote | 1 | [6 empty] | FALSE | [5 empty] | #FFFFFFFF |  |  | FALSE | FALSE | FALSE | [14 empty] | FALSE | [7 empty] | THOR\acont | 2024-10-09 10:48
39c55590-54d5-43f0-b70e-4cad681bf2bf | NFPA 170 HORN |  |  | North | Siemens |  | Horn |  |  |  | Module | TRUE | MTH-R | 500-636076 | MULTI TONE HORN RED | 1 | [12 empty] | #FF0070C0 | FA-NFPA 170 HORN | 1 | FALSE | FALSE | FALSE | 2010 | [19 empty] | DESKTOP-7SAL8M7\acont | 2019-08-13 09:04 | THOR\acont | 2024-09-08 17:27 | B,T
61911caa-4b70-4d13-a948-4cb0d189b915 |  |  |  | North | Edwards |  | Hardware |  |  |  | Hardware | TRUE | 6831-3 |  | Frontplate, Surface, Red, Breakglass, Lock | 1 | [6 empty] | FALSE | [5 empty] | #FFFFFFFF |  |  | FALSE | FALSE | FALSE | [14 empty] | FALSE | [7 empty] | THOR\acont | 2024-10-09 10:48
2fd520f6-d781-48ee-a5e7-4cb0f9b42fd6 | NFPA 170 HEAT DETECTOR |  |  | North | Fenwal |  | Heat Detector |  |  |  | Module | TRUE | 27121-20 140°F |  | Vertical, Stainless Steel 140°F | 1 | [6 empty] | FALSE | TRUE |  |  |  |  | #FFFF0000 | FA-NFPA 170 HEAT DETECTOR | 1 | FALSE | FALSE | FALSE | 1403 | [13 empty] | FALSE |  |  | 140° |  |  | DESKTOP-7SAL8M7\acont | 2020-11-17 10:17 | THOR\acont | 2024-09-08 17:27 | Cloned from Fenwal 27021-1 | [Fenwal] [IDC] 01 12-E27121-000-04-0T (C), 12-F27121-000-06-0T (C), 12-X27020-000 (C), 12-X27020-001 (C), 12-X27021-000 (C), 12-X27021-001 (C), 12-X27121-000-600 (C), 12-X27121-001-600 (C), 27020-0 140°F (C), 27020-0 190°F (C), 27020-1 140°F (C), 27021-0
6b64c089-fd41-4a26-aaf8-4cb903167064 |  |  |  | North | Autocall |  | Cards & Components |  |  |  | Card | TRUE | A100-1302 |  | Eight function HOA (On, Off, Auto) Control Module with labeled switches | 1 | 0.024 | 0.024 |  |  |  |  | TRUE | [5 empty] | #FFFFFFFF |  |  | FALSE | FALSE | FALSE | [20 empty] | DESKTOP-0D6CQVA\lousc | 2019-07-07 18:10 | THOR\acont | 2024-10-09 10:48 | Cloned from AutoCall A100-1275
883c0422-958a-44ff-b4dc-4cbfc6d6cd0c | NFPA 170 HORN STROBE |  |  | North | Siemens |  | Horn/Strobe |  |  |  | Module | TRUE | FDS226-RW/FDB227-R | ++ | Wall Sounder VAD with Short Circuit isolator, Red Body, White LEDs (IP65 rated) 75…99 dB (A) High = W-3.2-10 Medium = W-2.4-7.5 Low = O-2-6.2 | 1 | [12 empty] | #FF0070C0 | FA-NFPA 170 HORN STROBE | 1 | FALSE | FALSE | FALSE | [20 empty] | DESKTOP-7EIEB7A\acont | 2021-11-19 10:16 | THOR\acont | 2024-09-08 17:27 |  | [Siemens] [C-NET] [#2 BEACON WHITE INDICATOR] FDS226-RW/FDB227-R, FDS227-RW/FDB227-R [Siemens] [C-NET] [#2 BEACON/SOUNDER WHITE HIGH, #2 BEACON/SOUNDER WHITE INDICATOR, #2 BEACON/SOUNDER WHITE LOW, #2 BEACON/SOUNDER WHITE MED] FDS226-RW/FDB227-R [Siemens] [C-NET] [#2 BEACON WHITE LOW] FDS226-RW/FDB227-R, FDS227-RW/FDB227-R [Siemens] [C-NET] [#2 BEACON WHITE HIGH, #2 BEACON WHITE INDICATOR, #2 BEACON WHITE LOW, #2 BEACON WHITE MED] FDS226-RW/FDB227-R, FDS227-RW/FDB227-R [Siemens] [C-NET] [#2 BEACON WHITE MED] FDS226-RW/FDB227-R, FDS227-RW/FDB227-R
07d72ccc-2cf9-4dc5-8399-4cc2ec919a4f |  |  |  | North | Bosch | [5 empty] | Module | TRUE | GES3-12WR | * | Wall strobe, 15-75cd 12V, red 0000166961 | 1 | [12 empty] | #FFFFFFFF |  |  | FALSE | FALSE | FALSE | [20 empty] | DESKTOP-7EIEB7A\acont | 2021-08-13 06:25 | THOR\acont | 2024-10-09 10:48
9fcdf953-717c-4a9f-b2ab-4cc388a4fd71 | NFPA 170 HORN |  |  | North | System Sensor |  | Horn |  |  |  | Module | TRUE | HW-LF | + | Low Frequency Sounder, White | 1 | 0 | 0.047 |  |  |  |  | FALSE | [5 empty] | #FF0070C0 | FA-NFPA 170 HORN | 1 | FALSE | FALSE | FALSE | 2010 | [13 empty] | FALSE |  |  | LF |  |  | DESKTOP-7EIEB7A\acont | 2022-06-21 18:40 | THOR\acont | 2024-09-08 17:27 | Cloned from System Sensor HWL-LF | [Bosch, System Sensor] [NAC] [24VDC, TEMPORAL HIGH] HR-LF, HW-LF, SS-HR-LF [Bosch, System Sensor] [NAC] [24VFWR, TEMPORAL HIGH] HR-LF, HW-LF, SS-HR-LF
21e834f7-f74a-479f-805a-4cc3fb821e2d | NFPA 170 ADDRESSABLE INPUT MONITOR MODULE |  |  | North | DMP |  | Addressable Module |  |  |  | Module | TRUE | 712-8 |  | 8 Zone Input Module | 1 | 0.0186 | 0.019 |  |  | 12 |  | FALSE | [5 empty] | #FFFF0000 | FA-NFPA 170 ADDRESSABLE INPUT MONITOR MODULE | 1 | FALSE | FALSE | FALSE | 1000 | [13 empty] | FALSE | [5 empty] | DESKTOP-7EIEB7A\acont | 2023-05-05 13:49 | THOR\acont | 2024-09-08 17:27 | Cloned from DMP 714 | [BluePoint, DMP] [DMP LX BUS] [*] [LX BUS] 712-8, 714, 714-16, 714-16L-G, 714-16L-R, 714-16PCB, 714-16-R, 714-8, 714-8L-G, 714-8L-R, 714-8PCB, 714-8-R, 715-16, 715-16PCB, 715-8, 715-8 COPY, 715-8PCB, BP-DHE-714-8 | [BluePoint, DMP] 712-8, 714-8, 714-8L-G, 714-8L-R, 714-8PCB, 714-8-R, 715-8, 715-8 COPY, 715-8PCB, BP-DHE-714-8
6d3f5f8b-41a4-4212-9f1e-4ccec8aec1b7 | NFPA 170 NOTIFICATION CIRCUIT EXTENDER PANEL | RISER NAC |  | North | BluePoint |  | Notification Circuit Extender Panel |  |  |  | Assembly | TRUE | BP-AL802JGBP | ++ | NAC Panel | 1 | [6 empty] | FALSE | FALSE |  |  | 18” x 14.5” x 4.625” (457.2mm x 368.3mm x 117.5mm) |  | #FFFF0000 | FA-NFPA 170 NOTIFICATION CIRCUIT EXTENDER PANEL | 1 | FALSE | FALSE | FALSE | 212 | [8 empty] | 7,12,18,40 |  | 18 |  |  | TRUE |  |  | B |  |  | THOR\acont | 2024-04-12 13:53 | THOR\acont | 2024-09-08 17:27 | Cloned from Altronix AL1042ULADA
d269748d-b54d-4fa5-9da2-4cd0c05d017f | NFPA 170 SMOKE DETECTOR |  |  | North | Monaco Enterprises |  | Smoke Detector |  |  |  | Module | TRUE | 723-345-00 w/B210LP | + | DETECTOR,SYSTEM:IONIZATION,15-32VDC,INTELLIGENT,HEAD | 1 | 0.0007 | 0.06 |  |  |  |  | FALSE | TRUE |  |  |  |  | #FFFF0000 | FA-NFPA 170 SMOKE DETECTOR | 1 | FALSE | FALSE | FALSE | 1408 | [13 empty] | FALSE |  |  | P |  |  | DESKTOP-7SAL8M7\acont | 2020-03-03 09:21 | THOR\acont | 2024-09-08 17:27 | Cloned from Monaco Enterprises 723-353-00 w/B210LP | [Monaco Enterprises] [SLC SENSORS] 01 [*] 721-121-00 w/B200SR-LF-WH (C), 721-121-00 w/B200SR-WH (C), 721-121-00 w/B210LP (C), 721-121-00 w/B224RB-WH (C), 721-121-00 w/B501 (C), 721-124-00 w/B200SR-LF-WH (C), 721-124-00 w/B200SR-WH (C), 721-124-00 w/B210L [Monaco Enterprises] [SLC SENSORS] 01 [*] 721-121-00 w/B200SR-LF-WH (C), 721-121-00 w/B200SR-WH (C), 721-121-00 w/B210LP (C), 721-121-00 w/B224RB-WH (C), 721-121-00 w/B501 (C), 721-124-00 w/B200SR-LF-WH (C), 721-124-00 w/B200SR-WH (C), 721-124-00 w/B210L [Monaco Enterprises] [SLC MODULES/SENSORS] 01 [*] 721-121-00 w/B200SR-LF-WH (C), 721-121-00 w/B200SR-WH (C), 721-121-00 w/B210LP (C), 721-121-00 w/B224RB-WH (C), 721-121-00 w/B501 (C), 721-124-00 w/B200SR-LF-WH (C), 721-124-00 w/B200SR-WH (C), 721-124-00 [Monaco Enterprises] [SLC MODULES SENSORS] 01 [*] 708-026-01, 708-031-00, 721-121-00 w/B200SR-LF-WH (C), 721-121-00 w/B200SR-WH (C), 721-121-00 w/B210LP (C), 721-121-00 w/B224RB-WH (C), 721-121-00 w/B501 (C), 721-124-00 w/B200SR-LF-WH (C), 721-124-00 w/B
bf7ee3f9-eb29-42c3-96fe-4cd704b27576 | CADGEN MOTION DETECTOR WALL |  |  | North | Bosch |  | Motion Detector |  |  |  | Module | TRUE | ISC-BDL2-WP6G | ++ | Motion detector, pet friendly, 20ft (6m) | 1 | 0.01 | 0.01 |  |  | 12 |  | FALSE | [5 empty] | #FFFF0000 | FA-CADGEN MOTION DETECTOR WALL | 1 | FALSE | FALSE | FALSE | [14 empty] | FALSE | [5 empty] | DESKTOP-7EIEB7A\acont | 2022-07-26 11:30 | THOR\acont | 2024-09-08 17:27 | Cloned from Bosch ISC-BDL2-W12G | [BluePoint, Bosch, Honeywell] [AUX POWER] [*] [12VDC ++] BP01-302, BP01-303, D125B, D185, DS1101i, DS1102i, DS1103i, DS1108i, DS936 (C), DS9360 (C), DS936B (C), DS936-CHI (C), DS936-FRA (C), DS937 (C), DS9370 (C), DS9371 (C), DS939 (C), DS939-CHI (C), EN [Bosch, Optex] [IDC] 01 [INPUT] DS1101i, DS1102i, DS1103i, DS1108i, DS936 (C), DS9360 (C), DS936B (C), DS936-CHI (C), DS936-FRA (C), DS937 (C), DS9370 (C), DS9371 (C), DS939 (C), DS939-CHI (C), FX-360 (C), ISC-BDL2-W12G, ISC-BDL2-W12GE, ISC-BDL2-W12HE, I [Bosch, Optex] [ACCESS CONTROL INPUT] [*] [INPUT] DS1101i, DS1102i, DS1103i, DS1108i, DS936 (C), DS9360 (C), DS936B (C), DS936-CHI (C), DS936-FRA (C), DS937 (C), DS9370 (C), DS9371 (C), DS939 (C), DS939-CHI (C), FX-360 (C), ISC-BDL2-W12G, ISC-BDL2-W12GE,
94074c24-eb5b-4877-a623-4cd92277063a | NFPA 170 SMOKE DETECTOR |  |  | North | System Sensor |  | Smoke Detector |  |  |  | Module | TRUE | 4WTA-B | ++ | 4-wire i3 Detector with Fixed 135° Thermal Sensor and Sounder | 1 | 5e-05 | 0.035 |  |  |  |  | TRUE | TRUE |  |  |  |  | #FFFF0000 | FA-NFPA 170 SMOKE DETECTOR | 1 | FALSE | FALSE | FALSE | 1408 | [16 empty] | 135°¦SB |  |  | DESKTOP-7SAL8M7\acont | 2019-04-01 16:16 | THOR\acont | 2024-09-08 17:27 | 20191121 AC Detector without base | [Firelite, Macurco, Notifier, Silent Knight, System Sensor] [IDC] 01 [IDC 4-WIRE ++] 1251B (C), 1412B (C), 1424 (C), 2112/24AT (C), 2112/24S (C), 2112/24TS (C), 2112AITR (C), 2112ATR (C), 2112R (C), 2124AITR (C), 2124ATR (C), 2124R (C), 2151 w/B110RLP (C [Firelite, Macurco, Notifier, Silent Knight, System Sensor] [AUX POWER] [*] [AUX INPUT ++] 1251B (C), 1412B (C), 1424 (C), 2112/24AT (C), 2112/24S (C), 2112/24TS (C), 2112AITR (C), 2112ATR (C), 2112R (C), 2124AITR (C), 2124ATR (C), 2124R (C), 2151 w/B110
8ca18241-6476-42c1-b082-4ce378f4cedc | NFPA 170 ADDRESSABLE OUTPUT MODULE |  |  | North | Siemens |  | Addressable Control/Relay |  |  |  | Module | TRUE | HCP | 500-034860 | Intelligent Control Point | 1 | 0.001 | 0.001 |  |  |  |  | FALSE | [5 empty] | #FFFF0000 | FA-NFPA 170 ADDRESSABLE OUTPUT MODULE | 1 | FALSE | FALSE | FALSE | 1100 | [13 empty] | FALSE | [7 empty] | THOR\acont | 2024-09-08 17:27 |  | [Siemens] [AUDIO 25v, AUDIO 70.7v, AUX POWER, FFT, NAC] [RISER INPUT] HCP, HCP-Z [Siemens] [SLC MODULES SENSORS] [*] [#1 SHARED ADDR ¦ MODULES] AD-11P (C), FDBZ492 w/OP921 (C), FDBZ492-HR w/FDO421 (C), FDBZ492-HR w/OP921 (C), FDBZ492-R (C), FDCIO422, HCP, HCP-Z, HFPO-11, HFPT-11, HMS-D, HMS-DE, HMS-DP, HMS-DZ, HMS-S, HMS-SA, HMS-SE, | [Siemens] HCP, HCP-Z
22d94a94-1b79-4d0a-8865-4ce6ff2231bc |  |  |  | North | Siemens | [5 empty] | Module | TRUE | TIK-5128 | 599-293218 | 1 DUAL PACK-RJ31X BLOCK & CORD | 1 | [12 empty] | #FFFFFFFF |  |  | FALSE | FALSE | FALSE | [20 empty] | DESKTOP-7SAL8M7\acont | 2019-08-13 09:04 | THOR\acont | 2024-10-09 10:48
c2a0b588-76e5-440c-ab62-4ce94105a2c4 |  |  |  | North | Bosch | [5 empty] | Module | TRUE | D5370-UB | * | RPS SECURITY DONGLE USB | 1 | [12 empty] | #FFFFFFFF |  |  | FALSE | FALSE | FALSE | [20 empty] | DESKTOP-7EIEB7A\acont | 2021-08-13 06:25 | THOR\acont | 2024-10-09 10:48
4e010d94-ebcf-43a9-b47a-4cf03f0d39f9 | CADGEN DOOR CONTACT |  |  | North | NASCOM |  | Door Contact |  |  |  | Module | TRUE | MET-202C AR | ++ | Surface Mount Armored Commercial Type W/Wire Leads or Armored Cable | 1 |  |  |  |  | 1.5 | [7 empty] | #FFFF0000 | FA-CADGEN DOOR CONTACT | 1 | FALSE | FALSE | FALSE | [17 empty] | REX |  |  | DESKTOP-7EIEB7A\acont | 2023-01-30 11:17 | THOR\acont | 2024-09-08 17:27 | Cloned from NASCOM MET-202C | [NASCOM] [ACCESS CONTROL INPUT] [*] [INPUT] C CONTACT, D CONTACT, MET-200, MET-200 AR, MET-201B, MET-201B AR, MET-202C, MET-202C AR, MET-202C AR-WP18, MET-204C, MET-204C AR, N1178CGSHK/STO36W1, N200AU/ST036, N200AU/ST036 x 2, N505AUTMC, N707AU/M, N707AU/ [NASCOM] [IDC] 01 [INPUT] C CONTACT, D CONTACT, MET-200, MET-200 AR, MET-201B, MET-201B AR, MET-202C, MET-202C AR, MET-202C AR-WP18, MET-204C, MET-204C AR, N1178CGSHK/STO36W1, N200AU/ST036, N200AU/ST036 x 2, N505AUTMC, N707AU/M, N707AU/ST, N707AU/STATS,
b4f60027-ffa6-44b0-9d95-4cf0ec0a2a19 | NFPA 170 HORN STROBE CEILING |  |  | North | Edwards |  | Horn/Strobe |  |  |  | Module | TRUE | WG4RN-HVMHC (C) |  | Outdoor horn-strobe, red w/o marking, high candela, clear lens | 1 | 0 | 0.526 |  |  |  |  | FALSE | TRUE |  |  |  |  | #FF0070C0 | FA-NFPA 170 HORN STROBE CEILING | 1 | FALSE | FALSE | FALSE | 2013 | [13 empty] | FALSE |  |  | C, WP |  |  | DESKTOP-7SAL8M7\acont | 2018-08-27 11:54 | THOR\acont | 2024-09-08 17:27 | Cloned from Edwards WG4RN-HVMHC | [Edwards, Kidde] [NAC] [UL1971, 16 VDC, CONTINUOUS] WG4RF-HVMHC, WG4RF-HVMHC (C) (C), WG4RN-HVMHC, WG4RN-HVMHC (C) (C), WG4WF-HVMHC, WG4WF-HVMHC (C) (C), WG4WN-HVMHC, WG4WN-HVMHC (C) (C) [Edwards, Kidde] [NAC] [UL1638, 16 VDC, CONTINUOUS] WG4RF-HVMHC, WG4RF-HVMHC (C) (C), WG4RN-HVMHC, WG4RN-HVMHC (C) (C), WG4WF-HVMHC, WG4WF-HVMHC (C) (C), WG4WN-HVMHC, WG4WN-HVMHC (C) (C) [Edwards, Kidde] [NAC] [UL1971, 16 VFWR, CONTINUOUS] WG4RF-HVMHC, WG4RF-HVMHC (C) (C), WG4RN-HVMHC, WG4RN-HVMHC (C) (C), WG4WF-HVMHC, WG4WF-HVMHC (C) (C), WG4WN-HVMHC, WG4WN-HVMHC (C) (C) [Edwards, Kidde] [NAC] [UL1971, 24 VDC, CONTINUOUS] WG4RF-HVMHC, WG4RF-HVMHC (C) (C), WG4RN-HVMHC, WG4RN-HVMHC (C) (C), WG4WF-HVMHC, WG4WF-HVMHC (C) (C), WG4WN-HVMHC, WG4WN-HVMHC (C) (C) [Edwards, Kidde] [NAC] [UL1638, 24 VDC, CONTINUOUS] WG4RF-HVMHC, WG4RF-HVMHC (C) (C), WG4RN-HVMHC, WG4RN-HVMHC (C) (C), WG4WF-HVMHC, WG4WF-HVMHC (C) (C), WG4WN-HVMHC, WG4WN-HVMHC (C) (C) [Edwards, Kidde] [NAC] [UL1638, 16 VFWR, CONTINUOUS] WG4RF-HVMHC, WG4RF-HVMHC (C) (C), WG4RN-HVMHC, WG4RN-HVMHC (C) (C), WG4WF-HVMHC, WG4WF-HVMHC (C) (C), WG4WN-HVMHC, WG4WN-HVMHC (C) (C)
f2941b51-3756-450b-9467-4cf6bafae369 | NFPA 170 HEAT DETECTOR |  |  | North | Notifier |  | Heat Detector |  |  |  | Module | TRUE | FST-951 w/B200S-LF-WH | ++ | Low-profile 135°F fixed thermal sensor. FlashScan only. Low Freq. Sounder Base | 1 | 0.0002 | 0.0045 |  |  |  |  | FALSE | TRUE | FLUSH |  | 4" SQ. DEEP | 3 "O" PLASTER RING | #FFFF0000 | FA-NFPA 170 HEAT DETECTOR | 1 | FALSE | FALSE | FALSE | 1403 |  |  | 7272-0028:0206 | [10 empty] | FALSE |  |  | LF |  |  | DESKTOP-7EIEB7A\acont | 2021-05-14 10:49 | THOR\acont | 2024-09-08 17:27 | Cloned from Notifier FST-951 w/B200S-WH | [Honeywell, Notifier, System Sensor] [SLC SENSORS] [*] [#4 TYPE ADDR ¦ SENSORS] 2251B (C), 2251-COPTIR (C), 2251-COPTIR w/B200S-WH (C), 2251TB (C), 2251TMB (C), 5251B (C), 5251B-WP (C), 5251H (C), 5251RB (C), 5251RB-WP (C), 7251 (C), 7251DH (C), DH200LP [Notifier] [AUX POWER] [16VDC, HIGH VOLUME] B200S-LF-WH, FCO-851 w/B200S-LF (C), FCO-951 w/B200S-LF-WH (C), FPC-951 w/B200S-LF-IV (C), FPC-951 w/B200S-LF-WH (C), FPTI-951 w/B200S-LF-IV (C), FPTI-951 w/B200S-LF-WH (C), FSCO-951 w/B200S-LF-IV (C), FSCO-951 [Honeywell, Notifier, System Sensor] [SLC MODULES SENSORS] [*] [#2 SHARED ADDR ¦ SENSORS] 2251B (C), 2251-COPTIR (C), 2251-COPTIR w/B200S-WH (C), 2251TB (C), 2251TMB (C), 5251B (C), 5251B-WP (C), 5251H (C), 5251RB (C), 5251RB-WP (C), 7251 (C), 7251DH (C) [Notifier] [AUX POWER] [16VDC, LOW VOLUME] B200S-LF-WH, FCO-851 w/B200S-LF (C), FCO-951 w/B200S-LF-WH (C), FPC-951 w/B200S-LF-IV (C), FPC-951 w/B200S-LF-WH (C), FPTI-951 w/B200S-LF-IV (C), FPTI-951 w/B200S-LF-WH (C), FSCO-951 w/B200S-LF-IV (C), FSCO-951
54d7e4bf-b407-4173-9cb1-4cfed27a00de | NFPA 170 PRESSURE SWITCH |  |  | North | Potter |  | Pressure Switch |  |  |  | Module | TRUE | PS25 | + | Low/High Supervisory Pressure Switch for Low Differential Dry and Preaction Valves - Nominal System Pressure 25 psi | 1 | [6 empty] | FALSE | [5 empty] | #FFFF0000 | FA-NFPA 170 PRESSURE SWITCH | 1 | FALSE | FALSE | FALSE | [14 empty] | FALSE | [7 empty] | THOR\acont | 2024-09-08 17:27 |  | [Potter] [IDC] 01 OSYSU Series, OSYSU-CRH, OSYSU-EX, OSYSU-EX-O, PCVS Series, PCVS-CRH, PIVS-U-EX, PIVSU-EX-O, PS10 Series, PS10-EX, PS15, PS25, PS40 Series, PS40-EX, RBVS, VSG, VSR Series, VSR-10, VSR-AT, VSR-C, VSR-CF, VSR-FE-2, VSR-FEX Series, VSR-S S
e9af3441-9176-451b-a33c-4d04220c7b34 | NFPA 170 HORN STROBE CEILING |  |  | North | Eaton Wheelock |  | Horn/Strobe |  |  |  | Module | TRUE | ZNS-24MCC-FW |  | Horn/Strobe, Ceiling mount 24 VDC, white with easy snap base | 1 | 0 | 0.082 |  |  |  |  | FALSE | TRUE |  |  |  |  | #FF0070C0 | FA-NFPA 170 HORN STROBE CEILING | 1 | FALSE | FALSE | FALSE | 2013 | [13 empty] | FALSE |  |  | C |  |  |  |  | THOR\acont | 2024-09-08 17:27 |  | [Eaton Wheelock] [NAC] ZNS-24MCC-FR (C), ZNS-24MCC-FW (C)
498b92f2-f0cc-4349-bac7-4d10c0696ad6 | NFPA 170 HORN STROBE |  |  | North | Eaton Wheelock |  | Horn/Strobe |  |  |  | Module | TRUE | EL4XSPSTA-NW | ++ | Outdoor speaker/strobe, amber, white, none | 1 | [6 empty] | TRUE | [5 empty] | #FF0070C0 | FA-NFPA 170 HORN STROBE | 1 | FALSE | FALSE | FALSE | 2020 | [16 empty] | WP |  |  | THOR\acont | 2025-01-28 12:43 |  |  | Cloned from Eaton Wheelock EL3RSPSTA-NW CLONED | [Eaton Wheelock] [NAC] [16-33 VFWR] EL3RSPSTA-ALW, EL3RSPSTA-NW, EL4XSPSTA-ALW, EL4XSPSTA-NW [Eaton Wheelock] [AUDIO 25v] [25V AUDIO] EL3RSPK-NR, EL3RSPK-NW, EL3RSPSTA-ALW, EL3RSPSTA-NW, EL3RSPST-FR, EL3RSPST-FW, EL4XSPK-NR, EL4XSPK-NW, EL4XSPSTA-ALW, EL4XSPSTA-NW, EL4XSPST-FR, EL4XSPST-FW [Eaton Wheelock] [AUDIO 70.7v] [70V AUDIO] EL3RSPK-NR, EL3RSPK-NW, EL3RSPSTA-ALW, EL3RSPSTA-NW, EL3RSPST-FR, EL3RSPST-FW, EL4XSPK-NR, EL4XSPK-NW, EL4XSPSTA-ALW, EL4XSPSTA-NW, EL4XSPST-FR, EL4XSPST-FW
4d6501aa-8ebf-4975-a2c4-4d11969df3d5 | NFPA 170 MANUAL PULL |  |  | North | Edwards |  | Manual Station |  |  |  | Module | TRUE | 270-SPOWF |  | Pull Station, cast metal, terminals, French | 1 | [6 empty] | FALSE | [5 empty] | #FFFF0000 | FA-NFPA 170 MANUAL PULL | 1 | FALSE | FALSE | FALSE | 957 | [13 empty] | FALSE | [7 empty] | THOR\acont | 2024-09-08 17:27 |  | [Edwards, Kidde, Monaco Enterprises] [IDC] 01 1534-1, 200-GAOF, 270A-DPO, 270A-SPO, 270-DOC, 270-DOC-B, 270-DOC-F, 270-DPO, 270-GAO, 270-GAOB, 270-GAO-DOC, 270-GAO-DOCF, 270P-DPO, 270P-SPO, 270-SPO, 270-SPOW, 270-SPOWB, 270-SPOWF, 271-KR1/SR/GS, 276A-REL
d408af2f-4a55-4562-9280-4d157c2e6812 |  |  |  | North | Siemens |  | Cards & Components |  |  |  | Card | TRUE | XINC | S54430-A16-A1++ | Network Ring Card | 1 | 0.5 | 0.5 |  |  |  |  | TRUE | [5 empty] | #FFFFFFFF |  |  | FALSE | FALSE | FALSE | [12 empty] | 0.5 | [7 empty] | THOR\acont | 2024-09-25 11:17 | THOR\acont | 2024-10-09 10:48 | Cloned from Siemens FCL2001-A1 | [Siemens] [CAN, HNET-XNET] [INPUT TYPE] XINC | [Siemens] XINC
af97035b-3ed9-4e1f-9928-4d172da028d8 | NFPA 170 HORN STROBE |  |  | North | Eaton Wheelock |  | Horn/Strobe |  |  |  | Module | TRUE | EL3RMTST-FW | ++ | WALL HORN STROBE, WHITE, WP | 1 | [6 empty] | TRUE | [5 empty] | #FF0070C0 | FA-NFPA 170 HORN STROBE | 1 | FALSE | FALSE | FALSE | 2020 | [16 empty] | WP |  |  | THOR\acont | 2024-09-11 19:25 | THOR\acont | 2024-10-09 10:48 | Cloned from Eaton Wheelock EL3RHS-FW | [Eaton Wheelock] [NAC] [24VDC, HIGH HORN] EL3RMTSTA-ALW, EL3RMTSTA-NW, EL3RMTST-FR, EL3RMTST-FW, EL4XMTSTA-ALW, EL4XMTSTA-NW, EL4XMTST-FR, EL4XMTST-FW [Eaton Wheelock] [NAC] [24VDC, STD HORN] EL3RMTSTA-ALW, EL3RMTSTA-NW, EL3RMTST-FR, EL3RMTST-FW, EL4XMTSTA-ALW, EL4XMTSTA-NW, EL4XMTST-FR, EL4XMTST-FW
da332fcf-c066-4a7a-9537-4d17787f52e5 | NFPA 170 HEAT DETECTOR |  |  | North | Potter |  | Heat Detector |  |  |  | Module | TRUE | PAD300-HD w/PAD300-4DB | ++ | Heat Detector with 4" Standard Base | 1 | 0.0003 | 0.0003 |  |  |  |  | FALSE | [5 empty] | #FFFF0000 | FA-NFPA 170 HEAT DETECTOR | 1 | FALSE | FALSE | FALSE | 1403 | [13 empty] | FALSE |  |  | 4DB |  |  | DESKTOP-7EIEB7A\acont | 2023-01-20 07:12 | THOR\acont | 2024-09-08 17:27 | Cloned from Potter PAD100-HD w/PAD100-4DB | [Potter] [SLC PAD] [*] [#2 SHARED ADDR ¦ SENSORS] PAD100-CD w/PAD100-4DB, PAD100-CD w/PAD100-6DB, PAD100-CD w/PAD100-IB, PAD100-CD w/PAD100-LFSB, PAD100-CD w/PAD100-RB, PAD100-CD w/PAD100-SB, PAD100-CD w/PAD100-SPKB, PAD100-DUCT (C), PAD100-DUCTR (C), PA
a0c23015-958a-4c74-9d78-4d196fa987fe | CADGEN GLASS BREAK |  |  | North | Bosch |  | Glass Break Detector |  |  |  | Module | TRUE | RFGB | ++ | Glass Break Detector | 1 |  |  |  |  | 3 | [7 empty] | #FFFF0000 | FA-CADGEN GLASS BREAK | 1 | FALSE | FALSE | FALSE | [17 empty] | RPT |  |  | DESKTOP-7EIEB7A\acont | 2022-07-26 16:38 | THOR\acont | 2024-09-08 17:27 | Cloned from Bosch RFGB-A | [BluePoint, Bosch] [BOSCH WIRELESS] [ALL DEVICES ++] BP01-302, BP02-202M, BP02-202P, BP02-A202M, BP02-A202P, BP02-A202PH, BP03-302, BP03-A102M, BP03-A102P, RFBT-A, RFDL-11, RFDL-11-A, RFDL-11-CHI, RFDW-RM, RFDW-RM-A, RFDW-RM-CHI, RFDW-SM, RFDW-SM-A, RFDW
97f0d58b-7f8b-478a-980b-4d2720c477ba | NFPA 170 REMOTE ANNUNCIATOR | RISER ANNUNCIATOR |  | North | MIRCOM |  | Remote Annunciator |  |  |  | Module | TRUE | RAXN-4000LCDG | ++ | Remote Graphic LCD Annunciator | 1 | 0.139 | 0.164 | [10 empty] | #FFFF0000 | FA-NFPA 170 REMOTE ANNUNCIATOR | 1 | FALSE | FALSE | FALSE | [20 empty] | THOR\acont | 2024-02-24 16:13 | THOR\acont | 2024-09-08 17:27 |  | [MIRCOM] [AUX POWER] [*] [AUX] RAXN-4000LCD, RAXN-4000LCDG [MIRCOM] [RS-485] [ANNUNCIATOR] RAXN-4000LCD, RAXN-4000LCDG
8bba1531-f889-423f-b71d-4d2a1e9270e2 | NFPA 170 HORN |  |  | North | Autocall |  | Horn |  |  |  | Module | TRUE | A59AO-APPLWR-O | ++ | Notification Appliances, Wall Mount Horn, Red | 1 | 0 | 0 |  |  |  |  | TRUE | [5 empty] | #FF0070C0 | FA-NFPA 170 HORN | 1 | FALSE | FALSE | FALSE | 2023 | [16 empty] | WP |  |  | THOR\acont | 2024-03-15 08:21 | THOR\acont | 2024-09-08 17:27 | Cloned from Autocall A59AO-APPLWR | [Autocall] [IDNac] [23 VDC RMS, UL 464 CODED HIGH] A59AO-APPLWR, A59AO-APPLWR-O, A59AO-APPLWW, A59AO-APPLWW-O [Autocall] [IDNac] [23 VDC RMS, UL 464 CODED LOW] A59AO-APPLWR, A59AO-APPLWR-O, A59AO-APPLWW, A59AO-APPLWW-O
de6106f4-3ac3-4d9f-9cdc-4d2c9207ae82 |  |  |  | North | Edwards |  | Hardware |  |  |  | Hardware | TRUE | 30095 |  | Spare Quadra Filter | 1 | [6 empty] | FALSE | [5 empty] | #FFFFFFFF |  |  | FALSE | FALSE | FALSE | [14 empty] | FALSE | [7 empty] | THOR\acont | 2024-10-09 10:48
3ddc6d4a-02cb-4d94-81e5-4d371f002e20 |  |  |  | North | Edwards |  | Hardware |  |  |  | Hardware | TRUE | MN-GVOSS1 |  | HPSA On-site standard installation (excluding pole or electrical service installation), w/o travel | 1 | [6 empty] | FALSE | [5 empty] | #FFFFFFFF |  |  | FALSE | FALSE | FALSE | [14 empty] | FALSE | [7 empty] | THOR\acont | 2024-10-09 10:48
a5544f56-8c92-4ccd-b0e2-4d37998f27a9 | NFPA 170 SMOKE DETECTOR |  |  | North | Firelite |  | Smoke Detector |  |  |  | Module | TRUE | SD355T w/B501 | + | White, Addressable photoelectric detector, Thermal, Standard Base | 1 | 0.0003 | 0.0065 |  |  |  |  | FALSE | TRUE |  |  |  |  | #FFFF0000 | FA-NFPA 170 SMOKE DETECTOR | 1 | FALSE | FALSE | FALSE | 1408 | [13 empty] | FALSE | [5 empty] | DESKTOP-7SAL8M7\acont | 2019-03-28 06:28 | THOR\acont | 2024-09-08 17:27 | 20191121 AC Detector with base | [Firelite, System Sensor] [SLC SENSORS] [*] [#4 TYPE ADDR ¦ SENSORS] AD355 w/B200SR-LF-WH (C), AD355 w/B200SR-WH (C), AD355 w/B210LP (C), AD355 w/B224BI-WH (C), AD355 w/B224RB-WH (C), AD355 w/B501 (C), BEAM355 (C), BEAM355S (C), CP355 w/B200SR-WH (C), CP [Firelite, System Sensor] [SLC MODULES SENSORS] [*] [#2 SHARED ADDR ¦ SENSORS] AD355 w/B200SR-LF-WH (C), AD355 w/B200SR-WH (C), AD355 w/B210LP (C), AD355 w/B224BI-WH (C), AD355 w/B224RB-WH (C), AD355 w/B501 (C), BEAM355 (C), BEAM355S (C), CP355 w/B200SR-
f5d635e2-f8bd-41e0-aeda-4d3a55de8748 | NFPA 170 ADDRESSABLE INPUT MONITOR MODULE |  |  | North | Consilium |  | Addressable Module |  |  |  | Module | TRUE | 5200273-00A | ++ | Address Unit IC10 WP | 1 | 0.0002 | 0.0002 |  |  | 35 |  | TRUE | [5 empty] | #FFFF0000 | FA-NFPA 170 ADDRESSABLE INPUT MONITOR MODULE | 1 | FALSE | FALSE | FALSE | [20 empty] | DESKTOP-7EIEB7A\acont | 2022-07-28 16:13 | THOR\acont | 2024-09-08 17:27 | Cloned from Consilium 040020 w/UB-6 SCI | [Consilium] [SLC CONSILIUM] [*] [#1 SHARED ADDR ¦ ALL] 040000 + 5100774-00A, 040005 + 5100774-00A, 040020 + 5100776-00A + 5100774-00A, 040020 + 5200313-00A, 040030 + 5100776-00A + 5100774-00A, 040030 + 5200313-00A + 5100626-00B, 5101060-00A + 5100774-00A | [Consilium] 5200273-00A
70c97bcd-a170-4d31-a330-4d3b80dfda53 | NFPA 170 FIRE ALARM CONTROL UNIT | RISER FACP |  | North | Edwards |  | Fire Alarm Control Unit |  |  |  | Assembly | TRUE | FSP502GD |  | FACP - 5 Cl 'B' IDCs, 2 Cl 'B' NACs, 120V, Dialer, Gray | 1 | [6 empty] | FALSE | [5 empty] | #FFFF0000 | FA-NFPA 170 FIRE ALARM CONTROL UNIT | 1 | FALSE | FALSE | FALSE | 202 | [8 empty] | 7,12,18 |  |  |  |  | TRUE | [7 empty] | THOR\acont | 2024-09-08 17:27
b43a9f89-aa76-4011-ab9b-4d3e8bc3d029 | NFPA 170 HORN STROBE CEILING |  |  | North | Siemens |  | Horn/Strobe |  |  |  | Module | TRUE | SLHSCR-N | S54329-F33-A2 | SLHSCR-N HRN/ST,CLG,RED,NO-TXT | 1 | [7 empty] | TRUE |  |  |  |  | #FF0070C0 | FA-NFPA 170 HORN STROBE CEILING | 1 | FALSE | FALSE | FALSE | 2013 | [16 empty] | C |  |  | DESKTOP-7SAL8M7\acont | 2019-08-13 09:04 | THOR\acont | 2024-09-08 17:27 | B,T | [Siemens] [NAC] [24 VDC, HIGH DB, CODE 3] SLHSCR-A (C), SLHSCR-AL (C), SLHSCR-F (C), SLHSCR-FB (C), SLHSCR-N (C), SLHSCW-A (C), SLHSCW-AL (C), SLHSCW-F (C), SLHSCW-FB (C), SLHSCW-N (C)
11cbe26e-3ff9-4955-bd60-4d3ffad31829 |  |  |  | North | Notifier |  | Cards & Components |  |  |  | Card | TRUE | B210LP |  | Plug-in Detector Base | 1 | [6 empty] | TRUE | FALSE |  |  |  |  | #FFFFFFFF |  |  | FALSE | FALSE | FALSE | [14 empty] | FALSE | [7 empty] | THOR\acont | 2024-10-09 10:48
d86713d3-a696-43d8-bbd0-4d43f90130b9 | NFPA 170 CEILING MOUNT INDICATOR |  |  | North | Block Definition Only |  | Remote Indicator |  |  |  | Module | TRUE | NFPA 170 CEILING MOUNT INDICATOR |  | NFPA 170 CEILING MOUNT INDICATOR | 1 | [12 empty] | #FFFF0000 | FA-NFPA 170 CEILING MOUNT INDICATOR | 1 | FALSE | FALSE | FALSE | 2002 | [19 empty] | AULAPTOP-PC\Aulaptop | 2020-03-26 07:41 | THOR\acont | 2024-09-08 17:27
f9671ef5-92b2-4853-ac3b-4d44fef26bae | NFPA 170 STROBE WALL |  |  | North | Edwards |  | Strobe |  |  |  | Module | TRUE | G4SEWA-B |  | White Strobe Expander, White, ALERT Marking, Blue Lens | 1 | [6 empty] | TRUE | [5 empty] | #FF0070C0 | FA-NFPA 170 STROBE WALL | 1 | FALSE | FALSE | FALSE | [20 empty] | AUGUSTXPS17-EUP\aucon | 2022-08-27 12:20 | THOR\acont | 2024-09-08 17:27 | Cloned from Edwards G4SEWN-B CLONED CLONED | [Edwards] [NAC] [24 FWR] G4SERA-A, G4SEWA-A, G4SEWN-A [Edwards] [NAC] [24 VDC] G4SEWA-B, G4SEWN-B [Edwards] [NAC] [24 VDC] G4SERA-A, G4SEWA-A, G4SEWN-A [Edwards] [NAC] [24 FWR] G4SEWA-B, G4SEWN-B
247d7be0-cffa-4013-b3f2-4d46147134b4 |  |  |  | North | Silent Knight |  | Cards & Components |  |  |  | Card | TRUE | ZNAC-PS | + | Optional Class A converter card | 1 | 0.135 | 0.142 |  |  |  |  | TRUE | [5 empty] | #FFFFFFFF |  |  | FALSE | FALSE | FALSE | [14 empty] | FALSE | [5 empty] | DESKTOP-7EIEB7A\acont | 2021-08-20 07:15 | THOR\acont | 2024-10-09 10:48 | Cloned from Edwards NT-A
57fce907-731a-42d2-bc74-4d46c243d121 | NFPA 170 ISOLATION MODULE |  |  | North | Siemens |  | Isolator Module |  |  |  | Module | TRUE | HLIM | 500-033170 | LINE ISOLATOR | 1 | [6 empty] | FALSE | [5 empty] | #FFFF0000 | FA-NFPA 170 ISOLATION MODULE | 1 | FALSE | FALSE | FALSE | 1200 | [13 empty] | FALSE | [7 empty] | THOR\acont | 2024-09-08 17:27
a2c8c89b-a4f1-4cf3-8978-4d49bc02899e |  |  |  | North | Edwards |  | Hardware |  |  |  | Hardware | TRUE | QS2-1-G-2E-BR |  | OBSOLETE - FAP w/ 1 Option Card Space, Gray, EN-54, British, 230V | 1 | [6 empty] | FALSE | [5 empty] | #FFFFFFFF |  |  | FALSE | FALSE | FALSE | [14 empty] | FALSE | [7 empty] | THOR\acont | 2024-10-09 10:48
deaaf471-e722-4c5f-9561-4d4a751d90c3 | NFPA 170 ADDRESSABLE OUTPUT MODULE |  |  | North | Kidde |  | Addressable Control/Relay |  |  |  | Module | TRUE | GSA-CC1S | ++ | Synchronization Output Module (Standard Mount) - UL/ULC Listed | 1 | 0.000223 | 0.0001 |  |  | 19.95 | 15.2 | FALSE |  | North American 2½ inch (64 mm) deep two-gang boxes and 1½ inch (38 mm) deep 4 inch square boxes with 2-gang covers and SIGA-MP mounting plates |  |  |  | #FFFF0000 | FA-NFPA 170 ADDRESSABLE OUTPUT MODULE | 1 | FALSE | FALSE | FALSE | 1000 | [13 empty] | FALSE | [5 empty] | AULAPTOP-PC\Aulaptop | 2018-09-03 13:55 | THOR\acont | 2024-09-08 17:27 |  | [Edwards, Kidde] [SLC EST MODULES/SENSORS] 02 [*] [iO64] 70-417008-001, FX-2WIRE, FX-IDC1A, FX-IDC1B, FX-IDC2B, FX-IDCWS, FX-NAC, GSA-CC1, GSA-CC1S, GSA-CC2, GSA-CT1, GSA-CT2, GSA-IO, GSA-MAB, GSA-MCC1, GSA-MCC1S, GSA-MCC2, GSA-MCT2, GSA-MIO, GSA-MM1, GS [Edwards, Kidde] [AUDIO 25v, AUDIO 70.7v, AUX POWER, FFT, HORN, NAC] [RISER INPUT] ANSZM4B2A, FX-NAC, GSA-CC1, GSA-CC1S, GSA-CC2, GSA-MAB, GSA-MCC1, GSA-MCC1S, GSA-MCC2, GSA-MRM1, GSA-RM1, GSA-UM, SIGA-CC1, SIGA-CC1S, SIGA-CC2, SIGA-CC2A, SIGA-MAB, SIGA- [Kidde] [SLC EST MODULES] [*] [#3 TYPE ADDR ¦ MODULES] 76-330002-101, 84-330002-001, FX-270, FX-278, FX-2WIRE, FX-IDC1A, FX-IDC1B, FX-IDC2B, FX-IDCWS, FX-ISO, FX-NAC, FX-RLY, GSA-CC1, GSA-CC1S, GSA-CC2, GSA-CR, GSA-CRH, GSA-CRR, GSA-CT1, GSA-CT2, GSA-IO, [Edwards, Kidde] [SLC EST MODULES] 01 [*] [EST3, iO1000 ] FX-2WIRE, FX-IDC1A, FX-IDC1B, FX-IDC2B, FX-IDCWS, FX-ISO, FX-NAC, GSA-CC1, GSA-CC1S, GSA-CC2, GSA-CT1, GSA-CT2, GSA-IO, GSA-MAB, GSA-MCC1, GSA-MCC1S, GSA-MCC2, GSA-MCT2, GSA-MIO, GSA-MM1, GSA-MRM1 [Kidde] [SLC EST MODULES SENSORS] [*] [#1 SHARED ADDR ¦ MODULES] 76-330002-101, 84-330002-001, FX-270, FX-278, FX-2WIRE, FX-IDC1A, FX-IDC1B, FX-IDC2B, FX-IDCWS, FX-ISO, FX-NAC, FX-RLY, GSA-CC1, GSA-CC1S, GSA-CC2, GSA-CR, GSA-CRH, GSA-CRR, GSA-CT1, GSA-CT | [Apollo, Edwards, Kidde] 55000-825ADV , FX-NAC, GSA-CC1, GSA-CC1S, GSA-CC2, GSA-MAB, GSA-MCC1, GSA-MCC1S, GSA-MCC2, GSA-UM, SIGA-CC1, SIGA-CC1S, SIGA-CC2, SIGA-CC2A, SIGA-MAB, SIGA-MCC1, SIGA-MCC1S, SIGA-MCC2, SIGA-MCC2A, SIGA-UM
cd27020a-020a-41eb-808d-4d4bb370f1a3 | NFPA 170 REMOTE EVACUATION AMPLIFIER CABINET | RISER LOC |  | North | Gamewell FCI |  | Amplifier Cabinet |  |  |  | Assembly | TRUE | E3 Series Voice Evac Assembly (4 x AM-50-70) | + | E3 Series Voice Evacuation Panel w/4 x AM-50-70 | 1 | [6 empty] | TRUE | [5 empty] | #FFFF0000 | FA-NFPA 170 REMOTE EVACUATION AMPLIFIER CABINET | 1 | FALSE | FALSE | FALSE | 300 | [13 empty] | TRUE | [5 empty] | DESKTOP-7EIEB7A\acont | 2022-01-20 06:38 | THOR\acont | 2024-09-08 17:27 | Cloned from Gamewell FCI E3 Series Amplifier (100W, 25V)
e669bd7e-63bc-4ad0-9b99-4d53894e6911 | NFPA 170 NON ADDRESSABLE RELAY |  |  | North | Edwards |  | Non-Addressable Relay |  |  |  | Module | TRUE | MR204/C |  | 4 DPDT Relays /w LED & Metal Enclosure | 1 | 0 | 0.14 |  |  |  |  | FALSE | [5 empty] | #FFFF0000 | FA-NFPA 170 NON ADDRESSABLE RELAY | 1 | FALSE | FALSE | FALSE | 1300 | [13 empty] | FALSE | [7 empty] | THOR\acont | 2024-09-08 17:27 |  | [Edwards] [AUX POWER] MR204/C, MR204/T
eff3d9c6-24ee-47c4-af9d-4d5b0605186c | NFPA 170 HORN CEILING |  |  | North | Siemens |  | Horn |  |  |  | Module | TRUE | SL2HCW-N | S54329-F84-A1++ | Horn, Ceiling, White, Fire, No Lettering | 1 | [7 empty] | TRUE |  |  |  |  | #FF0070C0 | FA-NFPA 170 HORN CEILING | 1 | FALSE | FALSE | FALSE | 2010 | [19 empty] | DESKTOP-7EIEB7A\acont | 2023-08-03 09:27 | THOR\acont | 2024-09-08 17:27 | Cloned from Siemens SL2HWW-N | [Siemens] [NAC] [24 VDC, HORN HIGH] SL2HCR-N (C), SL2HCW-N (C), SL2HWR-N, SL2HWW-N
810a15bf-2d8d-4fcc-a863-4d63ed755386 | NFPA 170 MANUAL PULL |  |  | North | Notifier |  | Manual Station |  |  |  | Module | TRUE | NBG-12LA | ++ | Dual action lexan station with Annunciator contacts | 1 | [6 empty] | FALSE | FALSE |  |  |  |  | #FFFF0000 | FA-NFPA 170 MANUAL PULL | 1 | FALSE | FALSE | FALSE | 957 | [13 empty] | FALSE | [7 empty] | THOR\acont | 2024-09-08 17:27 |  | [Chemtronics, Firelite, MIRCOM, Notifier, System Sensor] [IDC] 01 [*] [IDC 2-WIRE ++] 1151 (C), 1151EIS (C), 1400 (C), 1451 (C), 1451DH (C), 1451DHHT (C), 2100AT (C), 2100S (C), 2100TR (C), 2100TS (C), 2151 w/B110LP (C), 2151 w/B116LP (C), 2151 w/B401 (C
f01c7983-5814-4e5d-b391-4d6678789b76 | NFPA 170 KITCHEN HOOD |  |  | North | Generic |  | Miscellaneous |  |  |  | Module | TRUE | HOOD SYSTEM MONITOR |  |  | 1 | [6 empty] | FALSE | FALSE |  |  |  |  | #FFFF0000 | FA-NFPA 170 KITCHEN HOOD | 1 | FALSE | FALSE | FALSE | [14 empty] | FALSE |  |  | HOOD |  |  |  |  | THOR\acont | 2024-09-08 17:27 |  | [Det-Tronics, Generic, Macurco, N/A, STI] [IDC] 01 30-3013, AIR PRESSURE SWITCH, AIR PRESSURE SWITCH HIGH/LOW, BACKFLOW VALVE, CM-12, CONTACT DEVICE, DUCT DETECTOR (C), Fire Suppression Control Unit (FSCU), FURNISHED BY OTHERS, FURNISHED BY OTHERS, FURNI
66f9da1d-a457-4278-bb6f-4d6824ad2d35 | 170 BASIC SHAPE |  |  | North | Siemens |  | Hardware |  |  |  | Hardware | TRUE | PTB | 500-033390 | POWER TERMINATION BOARD REQUIRED FOR APPLICATIONS WHICH USE MORE THAN ONE PSX-12) MOUNTS IN CAB'S | 1 | [12 empty] | #FFFF0000 | FA-170 BASIC SHAPE | 1 | FALSE | FALSE | FALSE | 5000 | [21 empty] | THOR\acont | 2024-09-08 17:27
bedee074-5319-4c9a-bce1-4d72b7595780 | NFPA 170 STROBE WALL |  |  | North | Federal Signal |  | Strobe |  |  |  | Module | TRUE | 191XL-S024A |  | Flashing LED Hazardous Location Warning Light, Surface Mount, Amber | 1 | 0 | 0.38 |  |  |  |  | FALSE | [5 empty] | #FF0070C0 | FA-NFPA 170 STROBE WALL | 1 | FALSE | FALSE | FALSE | 2023 | [13 empty] | FALSE |  |  | HZ |  |  | DESKTOP-7SAL8M7\acont | 2020-11-17 10:28 | THOR\acont | 2024-09-08 17:27 | Cloned from Federal Signal WMXC-R-SB | [Federal Signal] [NAC] [24 VDC] 191XL-024A, 191XL-024B, 191XL-024C, 191XL-024G, 191XL-024R, 191XL-S024A, 191XL-S024B, 191XL-S024C, 191XL-S024G, 191XL-S024R
ad1fc501-b327-4344-818a-4d784f472719 |  |  |  | North | Edwards |  | Cards & Components |  |  |  | Card | TRUE | MN-FNS4C2F3 |  | 4 Fast Ethernet (RJ45), 2 GB SFP, Layer 3 Lite. 24 VDC. | 1 | 0.418 | 0.418 |  |  |  |  | TRUE | [5 empty] | #FFFFFFFF |  |  | FALSE | FALSE | FALSE | [14 empty] | FALSE | [7 empty] | THOR\acont | 2024-10-09 10:48
5bbf2118-eb8c-4deb-aa38-4d7e196ffb39 |  |  |  | North | Edwards |  | Hardware |  |  |  | Hardware | TRUE | 4-CAB16D |  | Door Assembly for 3-CAB7 | 1 | [12 empty] | #FFFFFFFF |  |  | FALSE | FALSE | FALSE | [20 empty] | DESKTOP-7SAL8M7\acont | 2019-12-13 12:52 | THOR\acont | 2024-10-09 10:48
53dc0088-740a-468b-8e62-4d7eefc069b9 | CADGEN MOTION DETECTOR WALL |  |  | North | Bosch |  | Motion Detector |  |  |  | Module | TRUE | ISC-PDL1-WA18G | ++ | Motion detector, anti-mask, 60ft (18m) | 1 | 0.018 | 0.026 |  |  | 12 |  | FALSE | [5 empty] | #FFFF0000 | FA-CADGEN MOTION DETECTOR WALL | 1 | FALSE | FALSE | FALSE | [14 empty] | FALSE | [7 empty] | THOR\acont | 2024-09-08 17:27 | Cloned from Bosch ISC-CDL1-WA15G | [Bosch, Optex] [ACCESS CONTROL INPUT] [*] [INPUT] DS1101i, DS1102i, DS1103i, DS1108i, DS936 (C), DS9360 (C), DS936B (C), DS936-CHI (C), DS936-FRA (C), DS937 (C), DS9370 (C), DS9371 (C), DS939 (C), DS939-CHI (C), FX-360 (C), ISC-BDL2-W12G, ISC-BDL2-W12GE, [Bosch, Optex] [IDC] 01 [INPUT] DS1101i, DS1102i, DS1103i, DS1108i, DS936 (C), DS9360 (C), DS936B (C), DS936-CHI (C), DS936-FRA (C), DS937 (C), DS9370 (C), DS9371 (C), DS939 (C), DS939-CHI (C), FX-360 (C), ISC-BDL2-W12G, ISC-BDL2-W12GE, ISC-BDL2-W12HE, I [BluePoint, Bosch, Honeywell] [AUX POWER] [*] [12VDC ++] BP01-302, BP01-303, D125B, D185, DS1101i, DS1102i, DS1103i, DS1108i, DS936 (C), DS9360 (C), DS936B (C), DS936-CHI (C), DS936-FRA (C), DS937 (C), DS9370 (C), DS9371 (C), DS939 (C), DS939-CHI (C), EN
86d2313b-8138-4c1f-93d2-4d7f1a7c1aee |  |  |  | North | Chemtronics |  | Hardware |  |  |  | Hardware | TRUE | ATA | ++ | Adapter plate for A & AT Series Heat Detectors | 1 | [6 empty] | FALSE | FALSE |  |  |  |  | #FFFFFFFF |  |  | FALSE | FALSE | FALSE | [14 empty] | FALSE | [7 empty] | THOR\acont | 2024-10-09 10:48
296256eb-6eb9-43a0-900e-4d80473a3416 |  |  |  | North | Notifier |  | Cards & Components |  |  |  | Card | TRUE | MPS-24 | ++ | Main power supply | 1 | 0.022 | 0.062 | 3 |  |  |  | TRUE | FALSE |  |  |  |  | #FFFFFFFF |  |  | FALSE | FALSE | FALSE | [12 empty] | 6 |  | FALSE | [5 empty] | THOR\acont | 2024-02-12 11:31 | THOR\acont | 2024-10-09 10:48 | Cloned from Notifier MPS-24 |  | [Notifier] MPS-24, MPS-24A, MPS-24B
5fc08452-c948-44ef-9c2f-4d846a2129d1 |  |  |  | North | Edwards |  | Cards & Components |  |  |  | Card | TRUE | 4-NET-SM | + | SFP network media interface, single mode fiber | 1 | 0.005 | 0.005 |  |  |  |  | TRUE | [5 empty] | #FFFFFFFF |  |  | FALSE | FALSE | FALSE | [20 empty] | DESKTOP-7SAL8M7\acont | 2019-12-13 12:52 | THOR\acont | 2024-10-09 10:48 |  | [Edwards] [Fiber Optic] 4-NET-MM, 4-NET-SM, 4-NET-SMD, 4-NET-SMH, 4-NET-SMU | [Edwards] 4-NET-MM, 4-NET-SM, 4-NET-SMD, 4-NET-SMH, 4-NET-SMU
1350a183-5866-4100-84dd-4d85c9f1e7f7 | NFPA 170 DUCT SMOKE DETECTOR |  |  | North | Notifier |  | Duct Smoke Detector |  |  |  | Module | TRUE | ND-100R | ++ | Addressable low-flow duct detector housing with photoelectric smoke detector with DPDT relay. | 1 | 0.0003 | 0.0065 |  |  |  |  | FALSE | TRUE |  |  |  |  | #FFFF0000 | FA-NFPA 170 DUCT SMOKE DETECTOR | 1 | FALSE | FALSE | FALSE | 1400 | [13 empty] | FALSE | [7 empty] | THOR\acont | 2024-09-08 17:27 | 20191121 AC Detector without base | [Honeywell, Notifier, System Sensor] [SLC MODULES] [*] [#3 TYPE ADDR ¦ MODULES] 30-3013 w/FMM-101, Q3013D, ACM-8R, ACPS-610, AMPS-24, AMPS-24E, EM-1M, EM-1MI, EM-1MM, EM-1MMI, EM-1R, EM-1RI, EM-1SR, EM-1SRI, FCM-1, FCM-1-REL, FD7044 MM-101, FDM-1, FDRM-1 [Notifier] [AUX POWER] [AUX INPUT ++] ND-100R (C) [Honeywell, Notifier, System Sensor] [SLC MODULES SENSORS] [*] [#1 SHARED ADDR ¦ MODULES] 30-3013 w/FMM-101, Q3013D, ACM-8R, ACPS-610, AMPS-24, AMPS-24E, EM-1M, EM-1MI, EM-1MM, EM-1MMI, EM-1R, EM-1RI, EM-1SR, EM-1SRI, FCM-1, FCM-1-REL, FD7044 MM-101, FDM [Honeywell, Notifier, System Sensor] [SLC MODULES SENSORS] [*] [#2 SHARED ADDR ¦ SENSORS] 2251B (C), 2251-COPTIR (C), 2251-COPTIR w/B200S-WH (C), 2251TB (C), 2251TMB (C), 5251B (C), 5251B-WP (C), 5251H (C), 5251RB (C), 5251RB-WP (C), 7251 (C), 7251DH (C) [Honeywell, Notifier, System Sensor] [SLC SENSORS] [*] [#4 TYPE ADDR ¦ SENSORS] 2251B (C), 2251-COPTIR (C), 2251-COPTIR w/B200S-WH (C), 2251TB (C), 2251TMB (C), 5251B (C), 5251B-WP (C), 5251H (C), 5251RB (C), 5251RB-WP (C), 7251 (C), 7251DH (C), DH200LP
19deffef-b79a-4bc6-9b38-4d8c660b37b9 | NFPA 170 STROBE CEILING |  |  | North | Siemens |  | Strobe |  |  |  | Module | TRUE | SLSCR-N | S54329-F20-A2 | SLSCR-N ST,CLG,RED,NO-TXT | 1 | [7 empty] | TRUE |  |  |  |  | #FF0070C0 | FA-NFPA 170 STROBE CEILING | 1 | FALSE | FALSE | FALSE | 2022 | [19 empty] | DESKTOP-7SAL8M7\acont | 2019-08-13 09:04 | THOR\acont | 2024-09-08 17:27 |  | [Siemens] [NAC] [24 VDC] SL2SPSCW-F (C), SLSCR-AL (C), SLSCR-ALA (C), SLSCR-F (C), SLSCR-FB (C), SLSCR-N (C), SLSCR-NA (C), SLSCW-A (C), SLSCW-AL (C), SLSCW-ALA (C), SLSCW-F (C), SLSCW-FB (C), SLSCW-N (C), SLSCW-NA (C), SLSPSCR-A (C), SLSPSCR-AL (C), SLS
b76976cc-56f4-4758-ab4d-4d8d42887ee4 | NFPA 170 MANUAL RELEASING STATION |  |  | North | Block Definition Only |  | Manual Releasing Station |  |  |  | Module | TRUE | NFPA 170 MANUAL RELEASING STATION |  | NFPA 170 MANUAL RELEASING STATION | 1 | [12 empty] | #FFFF0000 | FA-NFPA 170 MANUAL RELEASING STATION | 1 | FALSE | FALSE | FALSE | 958 | [19 empty] | AULAPTOP-PC\Aulaptop | 2020-03-26 07:41 | THOR\acont | 2024-09-08 17:27
a5d97913-0a5a-4bf9-ab46-4d933a192d67 | NFPA 170 ADDRESSABLE INPUT MONITOR MODULE |  |  | North | Fike |  | Addressable Module |  |  |  | Module | TRUE | 55-056 |  | Dual Monitor Module Non-Isolator Version | 1 | [6 empty] | FALSE | [5 empty] | #FFFF0000 | FA-NFPA 170 ADDRESSABLE INPUT MONITOR MODULE | 1 | FALSE | FALSE | FALSE | 1000 | [13 empty] | FALSE |  |  | D |  |  |  |  | THOR\acont | 2024-09-08 17:27 |  | [Fike] [AUX POWER] 20-1063, 20-1064, 20-1343, 55-019/020 (C), 55-021 (C), 55-023 (C), 55-043, 55-047, 55-048, 55-050, 55-055, 55-056, 55-060, 55-061, 60-1028 (C), 60-1039 (C), 60-1040 (C), 63-028/029 (C), 63-1021 (C), 63-1052 (C), 63-1053 (C), 63-1056 (C [Fike] [SLC FIKE] [*] [#1 SHARED ADDR ¦ ALL] 20-1063, 20-1064, 20-1343, 55-019/020 (C), 55-021 (C), 55-023 (C), 55-041, 55-042, 55-043, 55-045, 55-046, 55-047, 55-048, 55-050, 55-052, 55-055, 55-056, 55-060, 55-061, 60-1028 (C), 60-1039 (C), 60-1040 (C),
44899316-fe0a-4f62-aeaf-4d9f601894fd | NFPA 170 STROBE CEILING |  |  | North | Simplex |  | Strobe |  |  |  | Module | TRUE | 49VOH-APPLC-O-BA | + | Visible Only Notification Appliances, Weatherproof Ceiling Mount Multi-Candela Horn/Strobe, Specify Cover, Assembled in USA | 1 | 0 | 0 |  |  |  |  | TRUE | TRUE |  |  |  |  | #FF0070C0 | FA-NFPA 170 STROBE CEILING | 1 | FALSE | FALSE | FALSE | 2013 | [16 empty] | C, WP |  |  | DESKTOP-7EIEB7A\acont | 2022-02-21 13:58 | THOR\acont | 2024-09-08 17:27 | Cloned from Simplex 49AVH-APPLC-O-BA | [Autocall, Simplex] [IDNac] [23VDC] 49SVH-APPLC-O (C), 49SVH-APPLC-O-BA (C), 49VOH-APPLC-O (C), 49VOH-APPLC-O-BA (C), A49SVH-APPLC-O (C), A49SVH-APPLC-O-BA (C), A49VOH-APPLC-O (C), A49VOH-APPLC-O-BA (C)
e1a4b2c7-6fd6-4df4-acdd-4dae020b833a | NFPA 170 ADDRESSABLE OUTPUT MODULE |  |  | North | Simplex |  | Addressable Control/Relay |  |  |  | Module | TRUE | 4090-9008 | ++ | Dual Contact Relay IAM | 1 | 0.0008 | 0.001 |  |  |  |  | TRUE | [5 empty] | #FFFF0000 | FA-NFPA 170 ADDRESSABLE OUTPUT MODULE | 1 | FALSE | FALSE | FALSE | 1000 | [16 empty] | E |  |  | DESKTOP-7EIEB7A\acont | 2021-08-17 11:27 | THOR\acont | 2024-09-08 17:27 | Cloned from Ansul 4090-9051 | [Autocall, Simplex] [IDC] 01 2098-9201 (C), 2098-9202 (C), 2098-9203 (C), 2098-9208 (C), 2098-9576 (C), 2099-9101 (C), 2099-9102 (C), 2099-9103 (C), 2099-9104 (C), 2099-9105 (C), 2099-9107 (C), 2099-9108 (C), 2099-9754 (C), 2099-9755 (C), 2099-9756 (C), [Autocall, Simplex] [IDNet] [MODULES ++] 2080-9056, 2080-9057, 2080-9067, 2080-9068, 2080-9069, 2080-9070, 4009-9201 Main Board, 4009-9401 Main Board, 4010-9901, 4090-5261, 4090-9001, 4090-9002, 4090-9005, 4090-9006, 4090-9008, 4090-9116, 4098-9019 (Cont [Autocall, Simplex] [IDC] 02 [*] 4090-9008, 4098-9612E w/4098-9683E (C), 4098-9612E w/4098-9684E (C), 4098-9612E w/4098-9788E (C), 4098-9613E w/4098-9683E (C), 4098-9613E w/4098-9684E (C), 4098-9613E w/4098-9788E (C), 4098-9614E w/4098-9683E (C), 4098-96 [Autocall, Simplex] [RELAY] 2098-9737, 4090-9008, 4098-9822, 4098-9843, 4098-9860, A2098-9735, A2098-9737, A2098-9739, A4090-9008, A4098-9822, A4098-9860 | [Autocall, Simplex] 4090-9008, A4090-9008
3a8a649d-1db1-4093-9cb2-4dbbae931e85 |  |  |  | North | Siemens |  | Cards & Components |  |  |  | Card | TRUE | OCM-16 | 500-033150 | OUTPUT CONTROL MODULE; (16) MOUNTS TO REMBOX-MP'S OR IN CUSTOM GRAPHIC | 1 | 0.174 | 0.174 | [10 empty] | #FFFFFFFF |  |  | FALSE | FALSE | FALSE | [20 empty] | DESKTOP-7SAL8M7\acont | 2019-08-13 09:04 | THOR\acont | 2024-10-09 10:48 |  | [Siemens] [CAN] OCM-16, SSD-C-REM, SSD-LOC, VTA2001-A1, ZAM-180 (25V), ZAM-180 (70V)
e40aa551-b27e-4058-993a-4dbe7cfc85a4 | TELEPHONE_DATA OUTLET |  |  | North | Generic | Structured Cabling | Data Telecom |  |  |  | Module | TRUE | Telephone Data Outlet |  | Telephone Data Outlet | 1 | [6 empty] | TRUE | [5 empty] | #FFFF0000 | FA-TELEPHONE_DATA OUTLET | 1 | FALSE | FALSE | FALSE | [20 empty] | XPS-17-9710\August | 2024-04-04 07:07 | THOR\acont | 2024-10-09 10:48 | Cloned from Generic Data Outlet CLONED
676fca24-e0de-4dc2-80e1-4dc27f1c30db | NFPA 170 SPEAKER WALL |  |  | North | Edwards |  | Speaker |  |  |  | Module | TRUE | 90243A-802-06-L | UL1480 HyperSpike LineWave Loudspeaker Array 4 White | HyperSpike UL LineWave line array loudspeaker 4 White | 1 | [12 empty] | #FF0070C0 | FA-NFPA 170 SPEAKER WALL | 1 | FALSE | FALSE | FALSE | 2021 | [16 empty] | X4 |  |  | HOMEAUGUSTXPS-1\aucon | 2021-01-25 12:46 | THOR\acont | 2024-09-08 17:27 | August Added Hyperspike | [Edwards] [AUDIO 70.7v] 90243A-802-01-L, 90243A-802-05-L, 90243A-802-06-L, 90243A-802-07-L [Edwards] [AUDIO 25v] 90243A-802-01-L, 90243A-802-05-L, 90243A-802-06-L, 90243A-802-07-L
baf8884c-4402-4b13-b879-4dc6c0ff654d | NFPA 170 HORN STROBE |  |  | North | System Sensor |  | Horn/Strobe |  |  |  | Module | TRUE | P2GRL | + | 2-Wire, Compact Horn Strobe, Red | 1 | 0 | 0.245 |  |  |  |  | FALSE | [5 empty] | #FF0070C0 | FA-NFPA 170 HORN STROBE | 1 | FALSE | FALSE | FALSE | 2012 | [13 empty] | FALSE | [7 empty] | THOR\acont | 2024-09-08 17:27 |  | [System Sensor] [NAC] [24VDC, TEMPORAL HIGH] P2GRL, P2GWL, P2RL, P2RL w/WAV-RL, P2RL-P, P2RL-SP, P2WL, P2WL w/ WAV-WL, P2WL-P, P2WL-SP [System Sensor] [NAC] [24VFWR, TEMPORAL HIGH] P2GRL, P2GWL, P2RL, P2RL w/WAV-RL, P2RL-P, P2RL-SP, P2WL, P2WL w/ WAV-WL, P2WL-P, P2WL-SP [System Sensor] [NAC] [12VDC, TEMPORAL HIGH] P2GRL, P2GWL, P2RL, P2RL w/WAV-RL, P2RL-P, P2RL-SP, P2WL, P2WL w/ WAV-WL, P2WL-P, P2WL-SP
0b5ec2c8-8fa5-4c89-96c8-4dcae31ae51d |  |  |  | North | Bosch | [5 empty] | Module | TRUE | PB-NIN013A3S | * | CAMERA | 1 | [12 empty] | #FFFFFFFF |  |  | FALSE | FALSE | FALSE | [20 empty] | DESKTOP-7EIEB7A\acont | 2021-08-13 06:25 | THOR\acont | 2024-10-09 10:48
6538e780-2613-40e4-bb6e-4dcb0edd79a3 | NFPA 170 BELL |  |  | North | System Sensor |  | Bell |  |  |  | Module | TRUE | SSV120-6 |  | Alarm Bell 6" 24VDC, red | 1 | 0 | 0.053 |  |  |  |  | FALSE | FALSE |  |  |  |  | #FFFF0000 | FA-NFPA 170 BELL | 1 | FALSE | FALSE | FALSE | 2000 | [13 empty] | FALSE | [7 empty] | THOR\acont | 2024-09-08 17:27 |  | [Hochiki, System Sensor] [NAC] B10-24, SSV120-10, SSV120-6, SSV120-8
c68f3f92-636e-4039-a4a1-4dcbfe50e3e2 |  |  |  | North | Kidde |  | Cards & Components |  |  |  | Card | TRUE | FX-5RD Mainboard | ++ | Mainboard for FX-5RD assembly | 1 | 0.104 | 0.224 | 4.25 |  |  |  | TRUE | [5 empty] | #FFFFFFFF |  |  | FALSE | FALSE | FALSE | [14 empty] | FALSE | [7 empty] | THOR\acont | 2024-10-09 10:48 |  | [Edwards, Kidde] [VAC ] 2IDC, 76-600000-001 Main Board, 76-800xxx-xxx Main Board, 77-600000-901 Main Board, 84-732001-901 Main Board, APS10A Mainboard, APS6A Mainboard, BPS10A Mainboard, BPS10A/230 Mainboard, BPS6A Mainboard, BPS6A/230 Mainboard, EST1-2Z [Edwards, Kidde, Macurco] [IDC] [#3 SUPERVISORY] 2IDC, 76-600000-001 Main Board, 76-800xxx-xxx Main Board, 77-600000-901 Main Board, 84-732001-901 Main Board, DVP-120 Mainboard, EST1-2Z Mainboard, FSP1004G Mainboard, FSP1004G-2 Mainboard, FSP1004GD Mainb [Edwards, Kidde, Macurco] [IDC] [#2 TROUBLE] 2IDC, 76-600000-001 Main Board, 76-800xxx-xxx Main Board, 77-600000-901 Main Board, 84-732001-901 Main Board, DVP-120 Mainboard, EST1-2Z Mainboard, FSP1004G Mainboard, FSP1004G-2 Mainboard, FSP1004GD Mainboard [Edwards, Kidde, Macurco] [IDC] [#1 ALARM] 2IDC, 76-600000-001 Main Board, 76-800xxx-xxx Main Board, 77-600000-901 Main Board, 84-732001-901 Main Board, DVP-120 Mainboard, EST1-2Z Mainboard, FSP1004G Mainboard, FSP1004G-2 Mainboard, FSP1004GD Mainboard, | [Edwards, Kidde] FSP1004G Mainboard, FSP1004G-2 Mainboard, FSP1004GD Mainboard, FSP1004R Mainboard, FSP1004RD Mainboard, FSP302G Mainboard, FSP302G-2 Mainboard, FSP302GD Mainboard, FSP302R Mainboard, FSP302RD Mainboard, FSP502G Mainboard, FSP502G-2 Mainbo [Kidde] FX-5RD Mainboard
9f20816e-17ba-4ea4-bd29-4dcef192690c | NFPA 170 HEAT DETECTOR |  |  | North | Fenwal |  | Heat Detector |  |  |  | Module | TRUE | 12-X27020-000 |  | Horizontal, Flush Mount | 1 | [6 empty] | FALSE | TRUE |  |  |  |  | #FFFF0000 | FA-NFPA 170 HEAT DETECTOR | 1 | FALSE | FALSE | FALSE | 1403 | [13 empty] | FALSE | [5 empty] | DESKTOP-7EIEB7A\acont | 2022-08-18 14:33 | THOR\acont | 2024-09-08 17:27 | Cloned from Fenwal 12-X27020-001 | [Fenwal] [IDC] 01 12-E27121-000-04-0T (C), 12-F27121-000-06-0T (C), 12-X27020-000 (C), 12-X27020-001 (C), 12-X27021-000 (C), 12-X27021-001 (C), 12-X27121-000-600 (C), 12-X27121-001-600 (C), 27020-0 140°F (C), 27020-0 190°F (C), 27020-1 140°F (C), 27021-0
e987eecb-fa0a-4428-8580-4dd86aa21ffd | NFPA 170 STROBE WALL |  |  | North | Eaton Wheelock |  | Strobe |  |  |  | Module | TRUE | RSSP-2475W-FR | ++ | Strobe, 24 Vdc, Red, 75cd | 1 | 0 | 0.347 |  |  |  |  | FALSE | FALSE |  |  |  |  | #FF0070C0 | FA-NFPA 170 STROBE WALL | 1 | FALSE | FALSE | FALSE | 2022 | [13 empty] | FALSE | [5 empty] | THOR\acont | 2023-10-23 16:50 | THOR\acont | 2024-09-08 17:27 | Cloned from Eaton Wheelock RS-2415W-FR CLONED | [Eaton Wheelock] [NAC] [DC] RSS-2475W-FR, RSSP-2475W-FR
0a0bee4d-520f-47b2-b52a-4dd956195db9 |  |  |  | North | Potter |  | Cards & Components |  |  |  | Card | TRUE | AFC-100 Main Board |  | Fire Alarm Control Panel Main Board | 1 | 0.13 | 0.2 |  |  |  |  | TRUE | [5 empty] | #FFFFFFFF |  |  | FALSE | FALSE | FALSE | [12 empty] | 5 |  | FALSE | [7 empty] | THOR\acont | 2024-10-09 10:48 |  | [Advanced, Potter] [VAC ] [120VAC] AFC-100 Main Board, AFC-1000 Main Board, AFC-50 Main Board, ARC-100 Main Board, AX-PSN104 Main Board, AX-PSN106 Main Board, AX-PSN108 Main Board, AX-PSN-64 Main Board, DCA-10025 (25V) Main Board, DCA-10025 (70V) Main Bo [Potter] [IDC] [#3 SUPERVISORY] AFC-100 Main Board, AFC-1000 Main Board, AFC-50 Main Board, ARC-100 Main Board, IPA-100 MAIN BOARD, IPA-4000 MAIN BOARD, IPA-4000V MAIN BOARD, IPA-60 MAIN BOARD, P200 MAIN BOARD, PFC-4064 MAIN BOARD, PFC-4410G3 MAIN BOARD, [Potter] [IDC] [#2 TROUBLE] AFC-100 Main Board, AFC-1000 Main Board, AFC-50 Main Board, ARC-100 Main Board, IPA-100 MAIN BOARD, IPA-4000 MAIN BOARD, IPA-4000V MAIN BOARD, IPA-60 MAIN BOARD, P200 MAIN BOARD, PFC-4064 MAIN BOARD, PFC-4410G3 MAIN BOARD, PFC [Potter] [IDC] [#1 ALARM] AFC-100 Main Board, AFC-1000 Main Board, AFC-50 Main Board, ARC-100 Main Board, IPA-100 MAIN BOARD, IPA-4000 MAIN BOARD, IPA-4000V MAIN BOARD, IPA-60 MAIN BOARD, P200 MAIN BOARD, PFC-4064 MAIN BOARD, PFC-4410G3 MAIN BOARD, PFC-4 | [Potter] AFC-100 Main Board
8c3a9e6c-b8e4-4861-a472-4ddbfa9825fb | NFPA 170 REMOTE ANNUNCIATOR | RISER ANNUNCIATOR |  | North | Firelite |  | Remote Annunciator |  |  |  | Module | TRUE | ANN-I/O | + | LED driver module | 1 | 0.035 | 0.2 |  |  |  |  | TRUE | FALSE |  |  |  |  | #FFFF0000 | FA-NFPA 170 REMOTE ANNUNCIATOR | 1 | FALSE | FALSE | FALSE | 255 | [13 empty] | FALSE | [5 empty] | DESKTOP-7SAL8M7\acont | 2019-02-18 18:05 | THOR\acont | 2024-09-08 17:27 | Cloned from Firelite ANN-80 | [Farenhyt, Firelite, Gamewell FCI] [RS-485] ANN-100, ANN-80, ANN-80-W, ANN-I/O, ANN-I/O LED, ANN-LC, ANN-LED, ANN-RLED, ANN-RLY, ANN-S/PG, GFANN-80, GFANN-80-W, VW-DIS-D, W-DIS-D [ADT Unimode, Eaton Wheelock, Farenhyt, Firelite, Gamewell FCI, Monaco Enterprises, Notifier, Potter, Secutron, Silent Knight] [AUX POWER] [*] 790-012-00, ACM-16ATF, ACM-30, ACM-32AF, ACM-48A, ACM-8RF, ADT-LCD-80, AEM-16ATF, AEM-32AF, AFM-16AF, AFM-16ATF
9462ec40-7883-4713-b3a1-4dddae18e29d |  |  |  | North | Siemens | [5 empty] | Module | TRUE | ZIC-JMPR | 500-634878 | JUMPER SET | 1 | [12 empty] | #FFFFFFFF |  |  | FALSE | FALSE | FALSE | [20 empty] | DESKTOP-7SAL8M7\acont | 2019-08-13 09:04 | THOR\acont | 2024-10-09 10:48
aacdf9f9-fdf8-47e1-a3a4-4dde31e6774b | NFPA 170 GAS DETECTOR |  |  | North | Gamewell FCI |  | Gas Detection |  |  |  | Module | TRUE | MCS-CO3 w/B200S-WH | + | Intelligent addressable carbon monoxide detector, white w/ Intelligent sounder base, white, UL-listed | 1 | 0.0002 | 0.0045 |  |  |  |  | FALSE | TRUE | FLUSH |  | 4" SQ. DEEP | 3 "O" PLASTER RING | #FFFF0000 | FA-NFPA 170 GAS DETECTOR | 1 | FALSE | FALSE | FALSE | 1402 | [13 empty] | FALSE |  |  | S |  |  | DESKTOP-7EIEB7A\acont | 2021-02-28 15:38 | THOR\acont | 2024-09-08 17:27 | Cloned from Notifier FSCO-951 w/B200S-WH | [Gamewell FCI] [AUX POWER] MCS-CO3 w/B200S-IV (C), MCS-CO3 w/B200S-WH (C), MCS-COF3 w/B200S-WH (C), MCS-COP3 w/B200S-IV (C), MCS-COP3 w/B200S-WH (C) [Gamewell FCI] [SLC MODULES SENSORS] [*] [#2 SHARED ADDR ¦ SENSORS] ADPF (C), ASD-PL2F w/B200S-LF-WH (C), ASD-PL2F w/B210LP (C), ASD-PL2FR (C), ASD-PL3 w/B200S-LF-WH (C), ASD-PL3 w/B200SR-LF-WH (C), ASD-PL3 w/B200SR-WH (C), ASD-PL3 w/B224BI-WH (C), ASD-P [Gamewell FCI] [SLC SENSORS] [*] [#4 TYPE ADDR ¦ SENSORS] ADPF (C), ASD-PL2F w/B200S-LF-WH (C), ASD-PL2F w/B210LP (C), ASD-PL2FR (C), ASD-PL3 w/B200S-LF-WH (C), ASD-PL3 w/B200SR-LF-WH (C), ASD-PL3 w/B200SR-WH (C), ASD-PL3 w/B224BI-WH (C), ASD-PL3 w/B224R
9ce113eb-d218-4f78-b9de-4de0eb15985d |  |  |  | North | Simplex |  | Cards & Components |  |  |  | Card | TRUE | 4100-0205 |  | Master Telephone | 1 | 0.022 | 0.142 |  |  |  |  | TRUE | [5 empty] | #FFFFFFFF |  |  | FALSE | FALSE | FALSE | [20 empty] | THOR\acont | 2024-12-06 06:09 | THOR\acont | 2024-12-06 06:47 | Cloned from Simplex Microphone
23414161-c503-418e-b818-4de1aee01fa9 | NFPA 170 HVAC PANEL |  |  | North | Kirkland |  | HVAC Panel |  |  |  | Assembly | TRUE | BBTC-FC100-NFS |  | Fan Control Enclosure | 1 | [6 empty] | TRUE | [5 empty] | #FFFF0000 | FA-NFPA 170 HVAC PANEL | 1 | FALSE | FALSE | FALSE | [20 empty] | DESKTOP-7SAL8M7\acont | 2019-12-04 09:47 | THOR\acont | 2024-09-08 17:27
a73965c3-054e-45ce-bd25-4de2074ef03b | ASD MODULASER DETECTOR |  |  | North | Edwards |  | Air Sampling Detection |  |  |  | Assembly | TRUE | FHSD8330-ULF | ++ | LaserSense Modulaser - Detector module | 1 | [6 empty] | TRUE | [5 empty] | #FFFF0000 | FA-ASD MODULASER DETECTOR | 1 | FALSE | FALSE | FALSE | [17 empty] | Det |  |  | DESKTOP-EUPOT3B\aucon | 2022-01-20 05:31 | THOR\acont | 2024-09-08 17:27 | Cloned from Edwards New Part | [Edwards] [RS-485] FHSD8330-ULF | [Edwards] FHSD8330-ULF
ef96988c-d42f-4810-874d-4de38cd3f589 | NFPA 170 HEAT DETECTOR |  |  | North | Silent Knight |  | Heat Detector |  |  |  | Module | TRUE | WSK-HEAT | + | Addressable Wireless Fixed-Temperature (135 Degrees) Heat Detector | 1 | [6 empty] | FALSE | [5 empty] | #FFFF0000 | FA-NFPA 170 HEAT DETECTOR | 1 | FALSE | FALSE | FALSE | 1403 | [13 empty] | FALSE |  |  | W |  |  | DESKTOP-7SAL8M7\acont | 2019-07-13 08:52 | THOR\acont | 2024-09-08 17:27 | 20191121 AC Detector without base | [Silent Knight, System Sensor] [SLC SK SENSORS] [*] [#4 TYPE ADDR ¦ SENSORS] DNR w/SK-PHOTO-R-W (C), DNRW w/SK-PHOTO-R-W (C), HFS-D (C), HFS-P (C), HFS-PT (C), HFS-T (C), OSI-RI-SK (C), SK-ACCLIMATE (C), SK-BEAM (C), SK-DUCT-W w/SK-PHOTO-R-W (C), SK-FIRE [Farenhyt, Firelite, Gamewell FCI, Notifier, Silent Knight] [SWIFT MESH DEVICES] 01 FWH-200FIX135, FWH-200ROR135, FW-MM, FW-RM, NBG-12WL, WAM-MM, WAM-RC, W-BG12LX, W-CRF, W-H355, W-H355R, WIDP-HEAT w/B210W, WIDP-HEAT-ROR w/B210W, WIDP-MONITOR, WIDP-PULL- [Farenhyt, Silent Knight] [SLC MODULES SENSORS] [*] [#2 SHARED ADDR ¦ SENSORS] CO1224TR w/ IDP-MINIMON, CO1224TR w/ IDP-MONITOR, DNR w/IDP-PHOTO-R-W (C), DNR w/SK-PHOTO-R-W (C), DNRW w/IDP-PHOTO-R-W (C), DNRW w/SK-PHOTO-R-W (C), HFS-D (C), HFS-P (C), HFS
b0aad285-9576-43ff-a955-4de7feb9f430 | NFPA 170 SMOKE HEAT DETECTOR |  |  | North | Kidde |  | Smoke/Heat Detector |  |  |  | Module | TRUE | KIR-OSHD w/KI-SB BASE | ++ | Intelligent Multisensor Smoke and Heat Detector | 1 | 4.3e-05 | 7e-05 |  |  |  |  | FALSE | TRUE |  |  |  |  | #FFFF0000 | FA-NFPA 170 SMOKE HEAT DETECTOR | 1 | FALSE | FALSE | FALSE | 1408 | [13 empty] | FALSE | [5 empty] | DESKTOP-7EIEB7A\acont | 2023-05-24 19:27 | THOR\acont | 2024-09-08 17:27 | Cloned from Kidde KIR-COD w/KI-SB BASE | [Edwards, Kidde] [SLC EST SENSORS] 01 [*] [EST3, iO1000] DS-HFS (C), DS-PS (C), FX-HD w/IB4U BASE, FX-HD w/RB4U BASE, FX-HD w/SB4U BASE, FX-HD w/SB4U-LF BASE, FX-HD wB4U BASE, FX-PD w/B4U BASE (C), FX-PD w/IB4U BASE (C), FX-PD w/SB4U BASE (C), FX-PD w/SB [Edwards, Kidde] [SLC EST MODULES/SENSORS] 01 [*] [iO64] DS-HFS (C), DS-PS (C), FX-HD w/IB4U BASE, FX-HD w/RB4U BASE, FX-HD w/SB4U BASE, FX-HD w/SB4U-LF BASE, FX-HD wB4U BASE, FX-PD w/B4U BASE (C), FX-PD w/IB4U BASE (C), FX-PD w/SB4U BASE (C), FX-PD w/SB [Kidde] [SLC EST MODULES SENSORS] [*] [#2 SHARED ADDR ¦ SENSORS] DS-HFS (C), DS-PS (C), FX-HD w/IB4U BASE, FX-HD w/RB4U BASE, FX-HD w/SB4U BASE, FX-HD w/SB4U-LF BASE, FX-HD wB4U BASE, FX-PD w/B4U BASE (C), FX-PD w/IB4U BASE (C), FX-PD w/SB4U BASE (C), FX [Kidde] [SLC EST SENSORS] [*] [#4 TYPE ADDR ¦ SENSORS] DS-HFS (C), DS-PS (C), FX-HD w/IB4U BASE, FX-HD w/RB4U BASE, FX-HD w/SB4U BASE, FX-HD w/SB4U-LF BASE, FX-HD wB4U BASE, FX-PD w/B4U BASE (C), FX-PD w/IB4U BASE (C), FX-PD w/SB4U BASE (C), FX-PD w/SB4U
a536614a-ae64-4302-8b06-4de880375d54 |  |  |  | North | Edwards |  | Cards & Components |  |  |  | Card | TRUE | 2-SMK |  | OBSOLETE - Smoke Power Converter | 1 | [6 empty] | TRUE | [5 empty] | #FFFFFFFF |  |  | FALSE | FALSE | FALSE | [14 empty] | FALSE | [7 empty] | THOR\acont | 2024-10-09 10:48
8adcf903-36e7-43f6-89bf-4de8ca6c02a9 |  |  |  | North | Potter | [5 empty] | Module | TRUE | IS-24 |  | Ionization Smoke Detector | 1 | [6 empty] | FALSE | [5 empty] | #FFFFFFFF |  |  | FALSE | FALSE | FALSE | [14 empty] | FALSE | [7 empty] | THOR\acont | 2024-10-09 10:48
689047dd-d798-421b-be9a-4de97b4d278e |  |  |  | North | Edwards |  | Hardware |  |  |  | Hardware | TRUE | 2-SMDN-C |  | OBSOLETE - LCD Annunciator /w FA controls for SAN mtg, EST2 | 1 | [6 empty] | FALSE | [5 empty] | #FFFFFFFF |  |  | FALSE | FALSE | FALSE | [14 empty] | FALSE | [7 empty] | THOR\acont | 2024-10-09 10:48
664a0d77-a756-4046-b6bd-4df7361c6334 |  |  |  | North | Firelite |  | Cards & Components |  |  |  | Card | TRUE | ANN-RLY | + | Relay Module provides 10 programmable Form C relays | 1 | 0.015 | 0.075 |  |  |  |  | TRUE | FALSE |  |  |  |  | #FFFFFFFF |  |  | FALSE | FALSE | FALSE | [14 empty] | FALSE | [5 empty] | DESKTOP-7SAL8M7\acont | 2019-02-18 18:12 | THOR\acont | 2024-10-09 10:48 | Cloned from Firelite ANN-I/O LED | [Firelite] [AUX POWER] ACM-8RF, ANN-RLY [Firelite] [IDC] 09 ACM-8RF, ANN-RLY [Firelite] [IDC] 02 ACM-8RF, ANN-RLY, CDRM-300, CRF-300, CRF-300-6, ES-1000X MAIN BOARD, ES-200X MAIN BOARD with PWRMOD24, ES-200X MAIN BOARD without PWRMOD24, ES-50X Main Board, ES-50XP Main Board [Farenhyt, Firelite, Gamewell FCI] [RS-485] ANN-100, ANN-80, ANN-80-W, ANN-I/O, ANN-I/O LED, ANN-LC, ANN-LED, ANN-RLED, ANN-RLY, ANN-S/PG, GFANN-80, GFANN-80-W, VW-DIS-D, W-DIS-D [Firelite] [IDC] 04 ACM-8RF, ANN-RLY, CRF-300-6, ES-1000X MAIN BOARD, ES-200X MAIN BOARD with PWRMOD24, ES-200X MAIN BOARD without PWRMOD24, ES-50X Main Board, ES-50XP Main Board [Firelite] [IDC] 11 ANN-RLY [Firelite] [IDC] 03 ACM-8RF, ANN-RLY, CDRM-300, CRF-300-6, ES-1000X MAIN BOARD, ES-200X MAIN BOARD with PWRMOD24, ES-200X MAIN BOARD without PWRMOD24, ES-50X Main Board, ES-50XP Main Board [Firelite] [IDC] 07 ACM-8RF, ANN-RLY, CRF-300-6 [Firelite] [IDC] 05 ACM-8RF, ANN-RLY, CRF-300-6 [Firelite] [IDC] 10 ANN-RLY, CRF-300-6 [Firelite] [IDC] 08 ACM-8RF, ANN-RLY [Firelite] [IDC] 06 ACM-8RF, ANN-RLY, CRF-300-6
31b88a56-f7d5-41ee-b192-4df8540193ef | NFPA 170 DGP |  |  | North | Notifier |  | Hardware |  |  |  | Hardware | TRUE | DR-AA4R |  | Door assembly, window, one tier (no battery compartment), RED, 9.8 lbs. | 1 | [6 empty] | FALSE | [5 empty] | #FFFF0000 | FA-NFPA 170 DGP | 1 | FALSE | FALSE | FALSE | [9 empty] | 7,12,18 |  |  |  |  | TRUE | [5 empty] | DESKTOP-7EIEB7A\acont | 2021-04-01 14:48 | THOR\acont | 2024-09-08 17:27 | Cloned from Notifier DR-C4
5a420999-06a7-4578-b8b3-4dfa6d08d81d | NFPA 170 SMOKE CO DETECTOR |  |  | North | Edwards |  | Smoke/CO Detector |  |  |  | Module | TRUE | SIGA-PCD w/SIGA-AB4G-LF BASE | ++ | Photoelectric smoke and carbon monoxide life safety detector, | 1 | 5.1e-05 | 6.8e-05 |  |  |  |  | FALSE | TRUE |  |  |  |  | #FFFF0000 | FA-NFPA 170 SMOKE CO DETECTOR | 1 | FALSE | FALSE | FALSE | 1408 | [13 empty] | FALSE |  |  | LF |  |  |  |  | THOR\acont | 2024-10-08 16:47 | 20191121 AC Detector with base | [Edwards, Kidde] [AUX POWER] FX-HD w/SB4U-LF BASE, FX-PD w/SB4U-LF BASE (C), FX-PHD w/SB4U-LF BASE (C), SIGA2-COS w/SIGA-AB4G-LF BASE, SIGA2-HCOS w/SIGA-AB4G-LF BASE, SIGA2-HFS w/SIGA-AB4G-LF BASE, SIGA2-HRS w/SIGA-AB4G-LF BASE, SIGA2-PCOS w/SIGA-AB4G-LF [Edwards, Kidde] [SLC EST MODULES/SENSORS] 01 [*] [iO64] DS-HFS (C), DS-PS (C), FX-HD w/IB4U BASE, FX-HD w/RB4U BASE, FX-HD w/SB4U BASE, FX-HD w/SB4U-LF BASE, FX-HD wB4U BASE, FX-PD w/B4U BASE (C), FX-PD w/IB4U BASE (C), FX-PD w/SB4U BASE (C), FX-PD w/SB [Edwards, Kidde] [SLC EST SENSORS] 01 [*] [EST3, iO1000] DS-HFS (C), DS-PS (C), FX-HD w/IB4U BASE, FX-HD w/RB4U BASE, FX-HD w/SB4U BASE, FX-HD w/SB4U-LF BASE, FX-HD wB4U BASE, FX-PD w/B4U BASE (C), FX-PD w/IB4U BASE (C), FX-PD w/SB4U BASE (C), FX-PD w/SB [Edwards, Kidde] [SLC EST SENSORS] [*] [#4 TYPE ADDR ¦ SENSORS] KI-DDOS (C), SIGA2-COS w/SIGA-AB4G BASE, SIGA2-COS w/SIGA-AB4G-LF BASE, SIGA2-COS w/SIGA-AB4GT BASE, SIGA2-COS w/SIGA-IB BASE, SIGA2-COS w/SIGA-RB BASE, SIGA2-COS w/SIGA-SB BASE, SIGA2-HCOS [Edwards, Kidde] [SLC EST MODULES SENSORS] [*] [#2 SHARED ADDR ¦ SENSORS] KI-DDOS (C), SIGA2-COS w/SIGA-AB4G BASE, SIGA2-COS w/SIGA-AB4G-LF BASE, SIGA2-COS w/SIGA-AB4GT BASE, SIGA2-COS w/SIGA-IB BASE, SIGA2-COS w/SIGA-RB BASE, SIGA2-COS w/SIGA-SB BASE, S
4cdbd888-db5c-4543-9b18-4dfb1d3a04eb | NFPA 170 ASPIRATING SMOKE DETECTOR |  |  | North | Xtralis |  | Air Sampling Detection |  |  |  | Module | TRUE | VEA-040-A10-NTF |  | VESDA-E VEA-40-NTF Aspirating Smoke Detector with 3.5” Display | 45 | [6 empty] | FALSE | TRUE |  |  |  |  | #FFFF0000 | FA-NFPA 170 ASPIRATING SMOKE DETECTOR | 1 | FALSE | FALSE | FALSE | 1408 | [13 empty] | FALSE | [5 empty] | THOR\acont | 2024-01-26 07:36 | THOR\acont | 2024-09-08 17:27 | Cloned from Xtralis VEA-040-A10 | [Gamewell FCI, Xtralis] [SLC SENSORS] [#3 TYPE ADDR ¦ SENSORS] AAD-7100X (C), AAD-8100 (C), VEA-040-A00 (C), VEA-040-A10 (C), VEA-040-A10-NTF (C), VEP-A00-1P-NTF, VEP-A00-P-NTF, VEP-A10-P-NTF
df1f22fa-52ec-4818-94af-4dfbc221d6fb |  |  |  | North | Bosch | [5 empty] | Module | TRUE | ISN-CSM20-WGW | * | CNTCT SM CMMRCL- WHT | 1 | [12 empty] | #FFFFFFFF |  |  | FALSE | FALSE | FALSE | [20 empty] | DESKTOP-7EIEB7A\acont | 2021-08-13 06:25 | THOR\acont | 2024-10-09 10:48
dd519880-b710-45f9-8877-4e002b0f6cc7 | NFPA 170 STROBE WALL |  |  | North | Federal Signal |  | Strobe |  |  |  | Module | TRUE | FSEX-24PMC-MOD | ++ | Clear Explosion Proof Strobe | 1 | [6 empty] | FALSE | [5 empty] | #FF0070C0 | FA-NFPA 170 STROBE WALL | 1 | FALSE | FALSE | FALSE | 2010 | [13 empty] | FALSE | [5 empty] | THOR\acont | 2024-08-14 12:32 | THOR\acont | 2024-09-08 17:27 | Cloned from Potter FSEX-24PMC-MOD | [Federal Signal, Potter] [NAC] FSEX-24 PMR, FSEX-24PMA-MOD, FSEX-24PMB-MOD, FSEX-24PMC-MOD, FSEX-24PMR, FSEX-24PMR-MOD
4e643212-1ae7-4412-916d-4e0a435233d3 | NFPA 170 HORN STROBE |  |  | North | Eaton Wheelock |  | Horn/Strobe |  |  |  | Module | TRUE | HS4-24MCW-FW | + | Horn Strobe, 24 VDC, white | 1 | 0 | 0.249 |  |  |  |  | FALSE | FALSE |  |  |  |  | #FF0070C0 | FA-NFPA 170 HORN STROBE | 1 | FALSE | FALSE | FALSE | 2012 | [13 empty] | FALSE | [7 empty] | THOR\acont | 2024-09-08 17:27 |  | [Eaton Wheelock] [NAC] [VDC, CODE 3 MEDIUM DB] HS4-24MCW-FR, HS4-24MCW-FW
35878109-c6c9-4609-a280-4e0e2e2f6242 |  |  |  | North | Siemens | [5 empty] | Module | TRUE | ZN-31U | 500-886170 | DUAL CONTACT ZONE MODULE (1) SPACE | 1 | [12 empty] | #FFFFFFFF |  |  | FALSE | FALSE | FALSE | [20 empty] | DESKTOP-7SAL8M7\acont | 2019-08-13 09:04 | THOR\acont | 2024-10-09 10:48
3f059a30-498e-49dd-ad5e-4e16bd7795dc |  |  |  | North | Kidde |  | Cards & Components |  |  |  | Card | TRUE | VS1-GD Mainboard |  | Mainboard for VS1-GD assembly | 1 | 0.251 | 0.37 |  |  |  |  | TRUE | [5 empty] | #FFFFFFFF |  |  | FALSE | FALSE | FALSE | [14 empty] | FALSE | [7 empty] | THOR\acont | 2024-10-09 10:48 |  | [Edwards, Kidde, Macurco] [IDC] [#3 SUPERVISORY] 2IDC, 76-600000-001 Main Board, 76-800xxx-xxx Main Board, 77-600000-901 Main Board, 84-732001-901 Main Board, DVP-120 Mainboard, EST1-2Z Mainboard, FSP1004G Mainboard, FSP1004G-2 Mainboard, FSP1004GD Mainb [Edwards, Kidde, Macurco] [IDC] [#2 TROUBLE] 2IDC, 76-600000-001 Main Board, 76-800xxx-xxx Main Board, 77-600000-901 Main Board, 84-732001-901 Main Board, DVP-120 Mainboard, EST1-2Z Mainboard, FSP1004G Mainboard, FSP1004G-2 Mainboard, FSP1004GD Mainboard [Edwards, Kidde, Macurco] [IDC] [#1 ALARM] 2IDC, 76-600000-001 Main Board, 76-800xxx-xxx Main Board, 77-600000-901 Main Board, 84-732001-901 Main Board, DVP-120 Mainboard, EST1-2Z Mainboard, FSP1004G Mainboard, FSP1004G-2 Mainboard, FSP1004GD Mainboard, [Edwards, Kidde] [VAC ] 2IDC, 76-600000-001 Main Board, 76-800xxx-xxx Main Board, 77-600000-901 Main Board, 84-732001-901 Main Board, APS10A Mainboard, APS6A Mainboard, BPS10A Mainboard, BPS10A/230 Mainboard, BPS6A Mainboard, BPS6A/230 Mainboard, EST1-2Z | [Edwards, Kidde] FSP1004GD Mainboard, FSP1004RD Mainboard, FSP302GD Mainboard, FSP302RD Mainboard, FSP502GD Mainboard, FSP502RD Mainboard, FX-1000D Mainboard, FX-64RD Mainboard, iO1000GD Mainboard, iO1000RD Mainboard, iO64GD Mainboard, iO64RD Mainboard, V [Edwards, Kidde] FX-1000 Mainboard, FX-1000D Mainboard, FX-64RD Mainboard, iO1000G Mainboard, iO1000G-2 Mainboard, iO1000G-2-PG Mainboard, iO1000G-2-SP Mainboard, iO1000GC Mainboard, iO1000GD Mainboard, iO1000G-F Mainboard, iO1000G-PG Mainboard, iO1000G-S [Edwards, Kidde] FX-64R Mainboard, FX-64RD Mainboard, iO64G Mainboard, iO64G-2 Mainboard, iO64G-2-PG Mainboard, iO64G-2-SP Mainboard, iO64GD Mainboard, iO64GL Mainboard, iO64GL-F Mainboard, iO64G-PG Mainboard, iO64G-SP Mainboard, iO64R Mainboard, iO64R-2 [Edwards, Kidde] FX-64R Mainboard, FX-64RD Mainboard, iO64G Mainboard, iO64G-2 Mainboard, iO64G-2-PG Mainboard, iO64G-2-SP Mainboard, iO64GD Mainboard, iO64GL Mainboard, iO64GL-F Mainboard, iO64G-PG Mainboard, iO64G-SP Mainboard, iO64R Mainboard, iO64R-2 [Edwards, Kidde] FX-1000 Mainboard, FX-1000D Mainboard, FX-64RD Mainboard, iO1000G Mainboard, iO1000G-2 Mainboard, iO1000G-2-PG Mainboard, iO1000G-2-SP Mainboard, iO1000GC Mainboard, iO1000GD Mainboard, iO1000G-F Mainboard, iO1000G-PG Mainboard, iO1000G-S [Kidde] VS1-GD Mainboard [Edwards, Kidde] FX-64R Mainboard, FX-64RD Mainboard, iO64G Mainboard, iO64G-2 Mainboard, iO64G-2-PG Mainboard, iO64G-2-SP Mainboard, iO64GD Mainboard, iO64GL Mainboard, iO64GL-F Mainboard, iO64G-PG Mainboard, iO64G-SP Mainboard, iO64R Mainboard, iO64R-2
fed1e513-ec3f-403a-b6e4-4e17144a5174 | NFPA 170 SMOKE DETECTOR |  |  | North | Hochiki |  | Smoke Detector |  |  |  | Module | TRUE | SOC-24V w/NS4-220 STANDARD BASE | SOC-24V w/NS4-220 STANDARD BASE | PHOTOELECTRIC SMOKE DETECTOR w/ STANDARD BASE | 1 |  | 0.196 |  |  |  |  | TRUE | TRUE |  | *Refer to Install Sheet |  |  | #FFFF0000 | FA-NFPA 170 SMOKE DETECTOR | 1 | FALSE | FALSE | FALSE | 1408 | [19 empty] | DESKTOP-0D6CQVA\lousc | 2019-10-06 17:23 | THOR\acont | 2024-09-08 17:27 | from Hochiki SOC-24V w/NS6-220 BASE | [Hochiki] [IDC] 02 [IDC] SLR-24H w/HSC-220L LATCHING LED BASE (C), SLR-24H w/HSC-220R - 2 WIRE RELAY BASE (C), SLR-24H w/HSC-221L LATCHING LED BASE (C), SLR-24H w/HSC-221R - 2 WIRE RELAY BASE (C), SLR-24H w/HSC-224L LATCHING LED BASE (C), SLR-24H w/HSC-2
a1ef858a-23fb-44b5-b765-4e2239a5e01d | NFPA 170 GAS DETECTOR |  |  | North | Gamewell FCI |  | Gas Detection |  |  |  | Module | TRUE | MCS-CO3 w/B501-BL | + | Intelligent addressable carbon monoxide detector, white w/ 4” Flangeless mounting base, black | 1 | 0.0002 | 0.0045 |  |  |  |  | FALSE | TRUE | FLUSH |  | 4" SQ. DEEP | 3 "O" PLASTER RING | #FFFF0000 | FA-NFPA 170 GAS DETECTOR | 1 | FALSE | FALSE | FALSE | 1402 | [13 empty] | FALSE | [5 empty] | DESKTOP-7EIEB7A\acont | 2021-02-28 15:38 | THOR\acont | 2024-09-08 17:27 | Cloned from Notifier FSCO-951 w/B501-BL | [Gamewell FCI] [SLC SENSORS] [*] [#4 TYPE ADDR ¦ SENSORS] ADPF (C), ASD-PL2F w/B200S-LF-WH (C), ASD-PL2F w/B210LP (C), ASD-PL2FR (C), ASD-PL3 w/B200S-LF-WH (C), ASD-PL3 w/B200SR-LF-WH (C), ASD-PL3 w/B200SR-WH (C), ASD-PL3 w/B224BI-WH (C), ASD-PL3 w/B224R [Gamewell FCI] [SLC MODULES SENSORS] [*] [#2 SHARED ADDR ¦ SENSORS] ADPF (C), ASD-PL2F w/B200S-LF-WH (C), ASD-PL2F w/B210LP (C), ASD-PL2FR (C), ASD-PL3 w/B200S-LF-WH (C), ASD-PL3 w/B200SR-LF-WH (C), ASD-PL3 w/B200SR-WH (C), ASD-PL3 w/B224BI-WH (C), ASD-P
0dae67c7-f60e-4987-b062-4e2368ad5cdf | NFPA 170 HEAT DETECTOR |  |  | North | Simplex |  | Heat Detector |  |  |  | Module | TRUE | 4098-9614 w/4098-9684 | + | Electronic Heat Detector 2-Wire 200° F (93° C) with connection for remote LED | 1 | 0.0001 | 0.024 |  |  |  |  | TRUE | TRUE |  |  |  |  | #FFFF0000 | FA-NFPA 170 HEAT DETECTOR | 1 | FALSE | FALSE | FALSE | 1403 | [16 empty] | 200 |  |  | DESKTOP-7EIEB7A\acont | 2022-02-15 10:16 | THOR\acont | 2024-09-08 17:27 | Cloned from Autocall A4098-9614 w/A4098-9684 | [Autocall, Simplex] [IDC] 01 2098-9201 (C), 2098-9202 (C), 2098-9203 (C), 2098-9208 (C), 2098-9576 (C), 2099-9101 (C), 2099-9102 (C), 2099-9103 (C), 2099-9104 (C), 2099-9105 (C), 2099-9107 (C), 2099-9108 (C), 2099-9754 (C), 2099-9755 (C), 2099-9756 (C),
e2f88766-3b09-4613-a629-4e28db8a1210 | NFPA 170 FIRE ALARM CONTROL UNIT | RISER FACP |  | North | Notifier |  | Fire Alarm Control Unit |  |  |  | Assembly | TRUE | NFS2-640 | + | Intelligent Addressable Fire Alarm Control Panel | 1 | [6 empty] | FALSE | FALSE |  |  |  |  | #FFFF0000 | FA-NFPA 170 FIRE ALARM CONTROL UNIT | 1 | FALSE | FALSE | FALSE | 202 | [8 empty] | 18,26,55,100 |  |  | 6 |  | TRUE | [7 empty] | THOR\acont | 2024-09-08 17:27
a0b8427d-bb2b-4ca4-80fc-4e3bddb3cce8 | NFPA 170 REMOTE ANNUNCIATOR | RISER ANNUNCIATOR |  | North | Silent Knight |  | Remote Annunciator |  |  |  | Module | TRUE | RZA-5F | + | REMOTE ANNUNCIATOR, 5 ALRM-1 TROUBLE, USE W/ADM-12 DRIVER | 1 | 0.004 | 0.019 |  |  |  |  | TRUE | [5 empty] | #FFFF0000 | FA-NFPA 170 REMOTE ANNUNCIATOR | 1 | FALSE | FALSE | FALSE | [20 empty] | DESKTOP-7EIEB7A\acont | 2023-02-24 18:04 | THOR\acont | 2024-09-08 17:27 | Cloned from Firelite RZA-5F CLONED CLONED | [Silent Knight] [AUX POWER] [*] [AUX ++] 5128, RZA-4X, RZA-4XF, RZA-5F
bd924b24-af4c-4ed3-a61b-4e3cde56dafd | NFPA 170 PRINTER |  |  | North | Edwards |  | Annunciator |  |  |  | Module | TRUE | PT-1S+ |  | System Event Printer | 1 | [6 empty] | TRUE | [5 empty] | #FFFF0000 | FA-NFPA 170 PRINTER | 1 | FALSE | FALSE | [21 empty] | AUGUSTALIEN\aucon | 2024-10-31 09:59 | AUGUSTALIEN\aucon | 2024-10-31 10:04 |  | [Edwards] [RS-232] PT-1S+
408c37e3-e964-473e-b599-4e3e43b62a3f | NFPA 170 HEAT DETECTOR |  |  | North | MIRCOM |  | Heat Detector |  |  |  | Module | TRUE | MIX-5251AP w/B224RB | + | White, Low-profile 135°F fixed thermal sensor, Relay Base | 1 | 0.0003 | 0.0065 |  |  |  |  | FALSE | TRUE |  |  |  |  | #FFFF0000 | FA-NFPA 170 HEAT DETECTOR | 1 | FALSE | FALSE | FALSE | 1403 | [13 empty] | FALSE |  |  | 135° |  |  | DESKTOP-7SAL8M7\acont | 2019-04-12 13:26 | THOR\acont | 2024-09-08 17:27 | 20191121 AC Detector with base | [MIRCOM] [SLC MODULES SENSORS] [*] [#2 SHARED ADDR ¦ SENSORS] DNR w/MIX-2251BR (C), DNR w/MIX-2351RAP (C), MIX-1251AP w/B200SR-LF-WH (C), MIX-1251AP w/B200SR-WH (C), MIX-1251AP w/B210LP (C), MIX-1251AP w/B224RB-WH (C), MIX-1251AP w/B501 (C), MIX-1251B w/ [MIRCOM] [SLC SENSORS] [*] [#4 TYPE ADDR ¦ SENSORS] DNR w/MIX-2251BR (C), DNR w/MIX-2351RAP (C), MIX-1251AP w/B200SR-LF-WH (C), MIX-1251AP w/B200SR-WH (C), MIX-1251AP w/B210LP (C), MIX-1251AP w/B224RB-WH (C), MIX-1251AP w/B501 (C), MIX-1251B w/B200SR-LF-
f286cc7c-1139-46e2-b0d2-4e436c0bfacb |  |  |  | North | Edwards |  | Hardware |  |  |  | Hardware | TRUE | QS8-5-G-2E-PG |  | OBSOLETE - FAP w/ 5 Option Card Space, Gray, EN-54, Portugues, 230V | 1 | [6 empty] | FALSE | [5 empty] | #FFFFFFFF |  |  | FALSE | FALSE | FALSE | [14 empty] | FALSE | [7 empty] | THOR\acont | 2024-10-09 10:48
fd8a678b-97ec-482f-b6db-4e4488162926 |  |  |  | North | Siemens |  | Hardware |  |  |  | Hardware | TRUE | OD-GP-R | 500-634920 | CAB OUTER DOOR GRILL PLATE - RED MOUNTS TO CAB OUTER DOOR | 1 | [12 empty] | #FFFFFFFF |  |  | FALSE | FALSE | FALSE | [20 empty] | DESKTOP-7SAL8M7\acont | 2019-08-13 09:04 | THOR\acont | 2024-10-09 10:48
dc37f6a4-5e9c-45b7-8095-4e48e141a72e | 170 BASIC SHAPE |  |  | North | Siemens |  | Hardware |  |  |  | Hardware | TRUE | UB121000 |  | BATTERY, 12V, 100AH | 1 | [12 empty] | #FFFF0000 | FA-170 BASIC SHAPE | 1 | FALSE | FALSE | FALSE | 5000 | [21 empty] | THOR\acont | 2024-09-08 17:27
8a9f862d-5e35-44f5-9c29-4e4a0489f1cb | NFPA 170 REMOTE INDICATOR |  |  | North | Apollo |  | Remote Indicator |  |  |  | Module | FALSE | D900-DD RMT TEST |  | REMOTE TEST SWITCH | 1 | 0.001 | 0.001 |  |  |  |  | FALSE | [5 empty] | #FFFF0000 | FA-NFPA 170 REMOTE INDICATOR | 1 | FALSE | FALSE | FALSE | 2016 | [13 empty] | FALSE | [7 empty] | THOR\acont | 2024-09-08 17:27 |  | [Apollo] [RTS] D900-DD RMT TEST [Apollo] [RTS] D900-DD RMT TEST, D900-RMT LED
e87332e8-bce5-4fb8-b5ae-4e59f2b7353e | NFPA 170 SMOKE HEAT CO DETECTOR |  |  | North | Simplex |  | Smoke/Heat/CO Detector |  |  |  | Module | TRUE | 4098-9754 w/4098-9770 | + | Multi-Sensor Photoelectric and Heat Sensing w/CO Base, Standard operation | 1 | 0.0008 | 0.001 |  |  |  |  | TRUE | TRUE |  |  |  |  | #FFFF0000 | FA-NFPA 170 SMOKE HEAT CO DETECTOR | 1 | FALSE | FALSE | FALSE | 1408 | [16 empty] | CO |  |  | DESKTOP-7EIEB7A\acont | 2022-04-16 07:43 | THOR\acont | 2024-09-08 17:27 | Cloned from Autocall A4098-9754 w/A4098-9770 | [Autocall, Simplex] [IDNet] [SENSORS ++] 4098-9714 (C), 4098-9714 w/4098-9770 (C), 4098-9714 w/4098-9771 (C), 4098-9714 w/4098-9772 (C), 4098-9714 w/4098-9773 (C), 4098-9714 w/4098-9780 (C), 4098-9714 w/4098-9789 (C), 4098-9714 w/4098-9791 (C), 4098-9714
82b352c7-ada2-4ea4-ba8b-4e5f4bf625aa | NFPA 170 HORN STROBE |  |  | North | e2S |  | Horn/Strobe |  |  |  | Module | TRUE | D2xC2XH2 |  | 63.73cd Auto-synchronizing alarm horn & Xenon warning light / beacon tested to UL464 & UL1971 | 1 | 0 | 0.405 |  |  |  |  | FALSE | [5 empty] | #FF0070C0 | FA-NFPA 170 HORN STROBE | 1 | FALSE | FALSE | FALSE | 2023 | [13 empty] | FALSE | [5 empty] | DESKTOP-7EIEB7A\acont | 2023-08-08 11:21 | THOR\acont | 2024-09-08 17:27 | Cloned from e2S D1xB2XH2 | [e2S] [NAC] [UL1971 24 VDC 1HZ] D2xC2XH2 [e2S] [NAC] [UL1971 24 VDC 1.5HZ] D2xC2XH2 [e2S] [NAC] [UL1971 24 VDC 1.3HZ] D2xC2XH2
92138e88-5e3e-4dc3-8878-4e62bef2f7f2 | CADGEN CARD ACCESS CONTROL PANEL | CADGEN CARD ACCESS CONTROL PANEL |  | North | DMP | Security/Access Control | Card Access Control Panel |  |  |  | Assembly | TRUE | 352M-G | ++ | Extra large enclosure with mounting plate for 16 access control modules | 1 | [6 empty] | FALSE | FALSE |  |  | 32" H X 14.5" W X 4" D |  | #FFFF0000 | FA-CADGEN CARD ACCESS CONTROL PANEL | 1 | FALSE | FALSE | FALSE | 212 | [8 empty] | 7,12,18,26,33,55,80 |  |  |  |  | TRUE | [5 empty] | DESKTOP-7EIEB7A\acont | 2023-01-30 07:55 | THOR\acont | 2024-09-08 17:27 | Cloned from DMP 352S
6d109ea7-5608-49f3-986d-4e64530a3eaa |  |  |  | North | Autocall | [5 empty] | Module | TRUE | A007-6308 | ++ | ES Net NIC dual channel multi-mode fiber media card | 1 | 0.135 | 0.135 | [10 empty] | #FFFFFFFF |  |  | FALSE | FALSE | FALSE | [20 empty] | THOR\acont | 2024-02-23 06:06 | THOR\acont | 2024-10-09 10:48 | Cloned from Autocall A100-6308 | [Autocall, Simplex] [Fiber Optic] [NETWORK ++] 4007-6307, 4007-6308, 4007-6309, 4010-6307, 4010-6308, 4100-6307, 4100-6308, 4190-9858, 4190-9859, A007-6307, A007-6308, A007-6309, A010-6307, A010-6308, A100-6307, A100-6308, A190-9858, A190-9859 | [Autocall, Simplex] 4007-6308, 4007-6309, 4010-6308, 4100-6308, 4190-9859, A007-6308, A007-6309, A010-6308, A100-6308, A190-9859
f16a03ea-27f2-4795-9450-4e6ea19fd345 |  |  |  | North | Simplex |  | Hardware |  |  |  | Hardware | TRUE | 4100-6052 |  | EVENT/POINT REPORTING DACT | 1 | [6 empty] | FALSE | [5 empty] | #FFFFFFFF |  |  | FALSE | FALSE | FALSE | [14 empty] | FALSE | [5 empty] | AULAPTOP-PC\Aulaptop | 2019-01-09 11:10 | THOR\acont | 2024-10-09 10:48 | Cloned from Simplex NEW
fb9c2e16-7a48-423d-a758-4e707d2fce98 |  |  |  | North | Siemens | [5 empty] | Module | TRUE | FTS-PCL | 500-299451 | REMOTE WARDENS TELEPHONE STATION ARMORED CABLE, LED & PUSH TO TALK MOUNTS IN FB-300 OR FB-301S | 1 | [12 empty] | #FFFFFFFF |  |  | FALSE | FALSE | FALSE | [20 empty] | DESKTOP-7SAL8M7\acont | 2019-08-13 09:04 | THOR\acont | 2024-10-09 10:48
357ccb4d-9ddd-4184-b091-4e77b1436469 | NFPA 170 SMOKE DETECTOR |  |  | North | NAPCO |  | Smoke Detector |  |  |  | Module | TRUE | FW-4 | ++ | Four‐Wire Conventional Smoke Detector | 1 | 5.5e-05 | 0.055 |  |  | 24 |  | TRUE | TRUE |  |  |  |  | #FFFF0000 | FA-NFPA 170 SMOKE DETECTOR | 1 | FALSE | FALSE | FALSE | 1408 | [19 empty] | THOR\acont | 2023-10-24 16:15 | THOR\acont | 2024-09-08 17:27 | Cloned from System Sensor 4W-B | [NAPCO] [IDC] 08 [IDC 4-WIRE ++] FW-4 (C), FW-4H (C) [NAPCO] [AUX POWER] [*] [AUX INPUT ++] FW-4 (C), FW-4H (C)
08056fe9-36e8-4e01-81be-4e826e62c708 | CADGEN DOOR CONTACT |  |  | North | NASCOM |  | Door Contact |  |  |  | Module | TRUE | N1178CGSHK/STO36W1 | 100566078 | CONTACT, 3/4 RECESSED SWITCH W/MAGNET 3'LD 1/PKG | 1 | [6 empty] | TRUE | [5 empty] | #FFFF0000 | FA-CADGEN DOOR CONTACT | 1 | FALSE | FALSE | FALSE | [17 empty] | A |  |  | DESKTOP-7SAL8M7\acont | 2019-07-08 11:36 | THOR\acont | 2024-09-08 17:27 | Cloned from NASCOM N505AUTMC/ST036 | [NASCOM] [ACCESS CONTROL INPUT] [*] [INPUT] C CONTACT, D CONTACT, MET-200, MET-200 AR, MET-201B, MET-201B AR, MET-202C, MET-202C AR, MET-202C AR-WP18, MET-204C, MET-204C AR, N1178CGSHK/STO36W1, N200AU/ST036, N200AU/ST036 x 2, N505AUTMC, N707AU/M, N707AU/ [NASCOM] [IDC] 01 [INPUT] C CONTACT, D CONTACT, MET-200, MET-200 AR, MET-201B, MET-201B AR, MET-202C, MET-202C AR, MET-202C AR-WP18, MET-204C, MET-204C AR, N1178CGSHK/STO36W1, N200AU/ST036, N200AU/ST036 x 2, N505AUTMC, N707AU/M, N707AU/ST, N707AU/STATS, [NASCOM] [IDC] 02 C CONTACT, D CONTACT, N1178CGSHK/STO36W1, N200AU/ST036, N200AU/ST036 x 2 [NASCOM] [ACCESS CONTROL INPUT] [*] C CONTACT, D CONTACT, N1178CGSHK/STO36W1, N200AU/ST036, N200AU/ST036 x 2
1a125339-657d-4b30-9a19-4e87e5753bb3 | NFPA 170 MULTI DETECTOR |  |  | North | Apollo |  | Smoke Detector |  |  |  | Module | TRUE | SA5050-350 w/SA5300-805 | XXX | XP95A Multi-Criteria Detector W/ SA5300-805 Soteria UL CO Sounder Base LF - 6” | 2 | 0.00034 | 0.004 |  |  |  |  | TRUE | [5 empty] | #FFFF0000 | FA-NFPA 170 MULTI DETECTOR | 1 | FALSE | FALSE | [18 empty] | CO/LF |  |  | XPS-17-9710\August | 2024-12-14 10:17 | AUGUSTALIEN\aucon | 2024-12-18 14:29 | Cloned from Apollo SA5050-250 w/SA5300-805 | [Apollo] [AUX POWER] [HIGH DB] 45681-805 (C), 55000-650 w/45681-805 (C), 55000-650 w/SA5300-805 (C), 55000-650 w/SA5300-806 (C), SA5050-250 w/SA5300-805 , SA5050-250 w/SA5300-806 , SA5050-350 w/SA5300-805 , SA5050-350 w/SA5300-806 [Apollo] [SLC APOLLO MODULES SENSORS] [#1 SHARED ADDR ¦ ALL] SA5150-650ADV w/SA5000-230ADV (C), SA5150-750ADV w/SA5000-210ADV (C), SA5050- 350 w/SA5300-802 , SA5050-250 w/SA5000-210, SA5050-250 w/SA5000-230 , SA5050-250 w/SA5300-800 , SA5050-250 w/ [Apollo] [NAC] [LOW DB] 45681-805 (C), 55000-650 w/45681-805 (C), 55000-650 w/SA5300-805 (C), 55000-650 w/SA5300-806 (C), SA5050-250 w/SA5300-805 , SA5050-250 w/SA5300-806 , SA5050-350 w/SA5300-805 , SA5050-350 w/SA5300-806 [Apollo] [NAC] [LOW DB] 45681-805 (C), 55000-650 w/45681-805 (C), 55000-650 w/SA5300-805 (C), 55000-650 w/SA5300-806 (C), SA5050-250 w/SA5300-805 , SA5050-250 w/SA5300-806 , SA5050-350 w/SA5300-805 , SA5050-350 w/SA5300-806 [Apollo] [AUX POWER] [LOW DB] 45681-805 (C), 55000-650 w/45681-805 (C), 55000-650 w/SA5300-805 (C), 55000-650 w/SA5300-806 (C), SA5050-250 w/SA5300-805 , SA5050-250 w/SA5300-806 , SA5050-350 w/SA5300-805 , SA5050-350 w/SA5300-806 [Apollo] [NAC] [HIGH DB] 45681-805 (C), 55000-650 w/45681-805 (C), 55000-650 w/SA5300-805 (C), 55000-650 w/SA5300-806 (C), SA5050-250 w/SA5300-805 , SA5050-250 w/SA5300-806 , SA5050-350 w/SA5300-805 , SA5050-350 w/SA5300-806
02c164fa-0447-47b6-bf6c-4e87fb3b115e |  |  |  | North | Edwards |  | Cards & Components |  |  |  | Card | TRUE | iO64R Mainboard |  | Mainboard for iO64R assembly | 1 | 0.155 | 0.204 | 3.75 |  |  |  | TRUE | [5 empty] | #FFFFFFFF |  |  | FALSE | FALSE | FALSE | [14 empty] | FALSE | [7 empty] | THOR\acont | 2024-10-09 10:48 |  | [Edwards, Kidde] [VAC ] 2IDC, 76-600000-001 Main Board, 76-800xxx-xxx Main Board, 77-600000-901 Main Board, 84-732001-901 Main Board, APS10A Mainboard, APS6A Mainboard, BPS10A Mainboard, BPS10A/230 Mainboard, BPS6A Mainboard, BPS6A/230 Mainboard, EST1-2Z [Edwards, Kidde, Macurco] [IDC] [#1 ALARM] 2IDC, 76-600000-001 Main Board, 76-800xxx-xxx Main Board, 77-600000-901 Main Board, 84-732001-901 Main Board, DVP-120 Mainboard, EST1-2Z Mainboard, FSP1004G Mainboard, FSP1004G-2 Mainboard, FSP1004GD Mainboard, [Edwards, Kidde, Macurco] [IDC] [#2 TROUBLE] 2IDC, 76-600000-001 Main Board, 76-800xxx-xxx Main Board, 77-600000-901 Main Board, 84-732001-901 Main Board, DVP-120 Mainboard, EST1-2Z Mainboard, FSP1004G Mainboard, FSP1004G-2 Mainboard, FSP1004GD Mainboard [Edwards, Kidde, Macurco] [IDC] [#3 SUPERVISORY] 2IDC, 76-600000-001 Main Board, 76-800xxx-xxx Main Board, 77-600000-901 Main Board, 84-732001-901 Main Board, DVP-120 Mainboard, EST1-2Z Mainboard, FSP1004G Mainboard, FSP1004G-2 Mainboard, FSP1004GD Mainb | [Edwards, Kidde] FX-64R Mainboard, FX-64RD Mainboard, iO64G Mainboard, iO64G-2 Mainboard, iO64G-2-PG Mainboard, iO64G-2-SP Mainboard, iO64GD Mainboard, iO64GL Mainboard, iO64GL-F Mainboard, iO64G-PG Mainboard, iO64G-SP Mainboard, iO64R Mainboard, iO64R-2 [Edwards] iO64R Mainboard [Edwards, Kidde] FX-64R Mainboard, FX-64RD Mainboard, iO64G Mainboard, iO64G-2 Mainboard, iO64G-2-PG Mainboard, iO64G-2-SP Mainboard, iO64GD Mainboard, iO64GL Mainboard, iO64GL-F Mainboard, iO64G-PG Mainboard, iO64G-SP Mainboard, iO64R Mainboard, iO64R-2 [Edwards, Kidde] FX-64R Mainboard, FX-64RD Mainboard, iO64G Mainboard, iO64G-2 Mainboard, iO64G-2-PG Mainboard, iO64G-2-SP Mainboard, iO64GD Mainboard, iO64GL Mainboard, iO64GL-F Mainboard, iO64G-PG Mainboard, iO64G-SP Mainboard, iO64R Mainboard, iO64R-2
01273397-f46e-4b30-8d8c-4e8a08bc7ff3 |  |  |  | North | Kidde |  | Cards & Components |  |  |  | Card | TRUE | VM-SLCXB |  | Signaling Line Expander Card, comes with one loop, for a second loop order VM-SLC. | 1 | [6 empty] | TRUE | [5 empty] | #FFFFFFFF |  |  | FALSE | FALSE | FALSE | [14 empty] | FALSE | [7 empty] | THOR\acont | 2024-10-09 10:48 |  |  | [Kidde] VM-SLCXB
9cf037cd-e7b8-4cd9-8a6a-4e8fbe2c5ad7 |  |  |  | North | Notifier |  | Cards & Components |  |  |  | Card | TRUE | HS-NCM-MF | + | High-speed Network Communications Modules | 1 | 0.4 | 0.4 |  |  |  |  | TRUE | FALSE |  |  |  |  | #FFFFFFFF |  |  | FALSE | FALSE | FALSE | [14 empty] | FALSE | [7 empty] | THOR\acont | 2024-10-09 10:48 |  | [Notifier] [Fiber Optic] [ALL DEVICES ++] HS-NCM-MF, HS-NCM-MFSF, HS-NCM-SF, HS-NCM-WMF, HS-NCM-WSF, NCM-F [Notifier] [Fiber Optic] [#2] HS-NCM-MF, HS-NCM-MFSF, HS-NCM-SF, HS-NCM-WMF, HS-NCM-WSF, NCM-F | [Notifier] HS-NCM-MF, HS-NCM-MFSF, HS-NCM-SF, HS-NCM-WMF, HS-NCM-WSF, NCM-F
84aa168d-e591-4271-8606-4e91b98c8422 | NFPA 170 HORN |  |  | North | Eaton Wheelock |  | Horn |  |  |  | Module | TRUE | EL4XMT-NR | ++ | WALL HORN, RED, WP | 1 | [6 empty] | TRUE | [5 empty] | #FF0070C0 | FA-NFPA 170 HORN | 1 | FALSE | FALSE | FALSE | 2020 | [16 empty] | WP |  |  | THOR\acont | 2024-09-11 19:16 | THOR\acont | 2024-10-09 10:48 | Cloned from Eaton Wheelock EL3RMT-NR | [Eaton Wheelock] [NAC] [24VDC, HORN HIGH DB] EL3RMT-NR, EL3RMT-NR (C), EL3RMT-NW, EL3RMT-NW (C), EL4XMT-NR, EL4XMT-NR (C), EL4XMT-NW, EL4XMT-NW (C) [Eaton Wheelock] [NAC] [24VDC, HORN STD DB] EL3RMT-NR, EL3RMT-NR (C), EL3RMT-NW, EL3RMT-NW (C), EL4XMT-NR, EL4XMT-NR (C), EL4XMT-NW, EL4XMT-NW (C)
8ca185d9-111e-46b4-9d6b-4e93c09fbae6 | NFPA 170 MULTI DETECTOR |  |  | North | Apollo |  | Multi Criteria Detector |  |  |  | Module | TRUE | SA5050-350 w/SA5000-230 | XXX | XP95A Multi-Criteria Detector W/ Soteria UL Base - 6” | 1 | 0.00034 | 0.004 |  |  |  |  | TRUE | [5 empty] | #FFFF0000 | FA-NFPA 170 MULTI DETECTOR | 1 | FALSE | FALSE | [21 empty] | XPS-17-9710\August | 2024-12-14 09:34 | XPS-17-9710\August | 2024-12-14 10:30 | Cloned from Apollo SA5050-350 w/SA5000-210 | [Apollo] [SLC APOLLO MODULES SENSORS] [#1 SHARED ADDR ¦ ALL] SA5150-650ADV w/SA5000-230ADV (C), SA5150-750ADV w/SA5000-210ADV (C), SA5050- 350 w/SA5300-802 , SA5050-250 w/SA5000-210, SA5050-250 w/SA5000-230 , SA5050-250 w/SA5300-800 , SA5050-250 w/
2ae4f064-20d4-4754-82c6-4e96443ded4b |  |  |  | North | Notifier |  | Cards & Components |  |  |  | Card | TRUE | HS-NCM-WSF | + | High-speed Network Communications Modules | 1 | 0.4 | 0.4 |  |  |  |  | TRUE | FALSE |  |  |  |  | #FFFFFFFF |  |  | FALSE | FALSE | FALSE | [14 empty] | FALSE | [7 empty] | THOR\acont | 2024-10-09 10:48 |  | [Notifier] [Fiber Optic] [#2] HS-NCM-MF, HS-NCM-MFSF, HS-NCM-SF, HS-NCM-WMF, HS-NCM-WSF, NCM-F [Notifier] [Fiber Optic] [ALL DEVICES ++] HS-NCM-MF, HS-NCM-MFSF, HS-NCM-SF, HS-NCM-WMF, HS-NCM-WSF, NCM-F | [Notifier] HS-NCM-MF, HS-NCM-MFSF, HS-NCM-SF, HS-NCM-WMF, HS-NCM-WSF, NCM-F
8761f293-ed64-4363-b8cb-4e995d3313f3 |  |  |  | North | Edwards |  | Hardware |  |  |  | Hardware | TRUE | CM10919 |  | Patress style detachable Sampling Point | 1 | [6 empty] | FALSE | [5 empty] | #FFFFFFFF |  |  | FALSE | FALSE | FALSE | [14 empty] | FALSE | [7 empty] | THOR\acont | 2024-10-09 10:48
cb8001f5-67c0-4a34-94cd-4ea35c45e50e |  |  |  | North | Potter |  | Cards & Components |  |  |  | Card | TRUE | UDACT-9100 | + | Digital Alarm Communicator Transmitter / Dialer Module | 1 | 0.045 | 0.12 |  |  |  |  | TRUE | [5 empty] | #FFFFFFFF |  |  | FALSE | FALSE | FALSE |  |  |  | 7165-0328:0155 | [10 empty] | FALSE | [7 empty] | THOR\acont | 2024-10-09 10:48 |  | [Potter] [DACT] 01 [ALL DEVICES ++] UD-1000, UD-2000, UDACT-9000, UDACT-9100 [Honeywell, Potter] [DACT] [#2] HW-AV-LTE-M, UD-1000, UD-2000, UDACT-9000, UDACT-9100
3dfe4bb0-0699-4c68-8235-4ea4b27e2a07 | NFPA 170 HORN STROBE |  |  | North | Kidde |  | Horn/Strobe |  |  |  | Module | TRUE | INT-8AT |  | Temporal Horn-Strobe, 110cd, Red | 1 | [6 empty] | FALSE | [5 empty] | #FF0070C0 | FA-NFPA 170 HORN STROBE | 1 | FALSE | FALSE | FALSE | 2012 | [13 empty] | FALSE | [5 empty] | DESKTOP-7SAL8M7\acont | 2020-03-23 13:16 | THOR\acont | 2024-09-08 17:27 | Cloned from Kidde INT-7AT CLONED CLONED CLONED | [Kidde] [NAC] [16 VDC, HIGH DB] INT-8AT [Kidde] [NAC] [24 VDC, HIGH DB] INT-8AT
86085019-aa0d-4957-bd11-4ea70bbafbb4 |  |  |  | North | Bosch |  | Cards & Components |  |  |  | Card | TRUE | B901 | ++ | Door Controller, SDI, SDI2 | 1 |  |  |  |  | 12 | [7 empty] | #FFFFFFFF |  |  | FALSE | FALSE | FALSE | [22 empty] | THOR\acont | 2024-10-09 10:48 |  | [Bosch] [SDI BOSCH] [*] [ALL DEVICES ++] B426, B450, B450-CHI, B450-M, B901, D1255, D1255RB, D1255W, D1256RB, D1257RB, D1260, D1260B, D1260BLK, D1260R, D1260W [BluePoint, Bosch] [SDI2 BOSCH] [*] [ALL DEVICES ++] B208, B299, B308, B426, B450, B450-CHI, B450-M, B810, B820, B901, B915, B915I, B920, B921C, B925F, B926F, B930, B940W, B942, B942W, BP-BHE-B208A, BP-BHE-B299 [Bosch] [AUX POWER] [12VDC ++] B901 | [Bosch] B901
92d3fb4f-4166-404d-a817-4ea937aff432 | NFPA 170 CELL COMM | RISER CELL COMM |  | North | Honeywell |  | Cellular Communicator |  |  |  | Module | TRUE | HW-AV-LTE-M | + | Dual-Path Communicator with enclosure. Includes antenna. | 1 | 0.06 | 0.2 |  |  | 24 | 18 | TRUE | [5 empty] | #FFFF0000 | FA-NFPA 170 CELL COMM | 1 | FALSE | FALSE | FALSE | 250 | [13 empty] | FALSE | [5 empty] | DESKTOP-7EIEB7A\acont | 2022-09-06 10:13 | THOR\acont | 2024-09-08 17:27 | Cloned from Honeywell HON-CGW-MBB (ATT) | [DSC, Firelite, Honeywell, Rath Area of Refuge] [AUX POWER] [*] [AUX INPUT] 2100-LTEVER4-2, 3G4010, CLSS Pathway Pro, HON-CGW-MBB, HW-AV-LTE-M, HW-TG7FE-A, HW-TG7FE-V, HW-TG7FS-A, HW-TG7FS-V, LE4010, LTE-CFA, LTE-CFV [Honeywell, Potter] [DACT] [#2] HW-AV-LTE-M, UD-1000, UD-2000, UDACT-9000, UDACT-9100 [AES, Honeywell, Keltron] [DACT] [#1 DACT] 7707P-44-ULP-M, 7707P-88-ULP-M, 7788F-ULP, 7794, HW-AV-LTE-M, RF774F [DSC, Honeywell, Rath Area of Refuge] [DACT] [#1 DACT] 2100-LTEVER4-2, 3G4010, HW-AV-LTE-M, HW-TG7FE-A, HW-TG7FE-V, HW-TG7FS-A, HW-TG7FS-V, LE4010, LTE-CFA, LTE-CFV, LTE-HSV, LTE-IA, LTE-IV [DSC, Honeywell, Rath Area of Refuge] [DACT] [#2 DACT] 2100-LTEVER4-2, 3G4010, HW-AV-LTE-M, HW-TG7FE-A, HW-TG7FE-V, HW-TG7FS-A, HW-TG7FS-V, LE4010, LTE-CFA, LTE-CFV, LTE-HSV, LTE-IA, LTE-IV
a42c8ac2-ffa9-432b-b004-4eafbe937329 | NFPA 170 MANUAL PULL |  |  | North | Siemens |  | Manual Station |  |  |  | Module | TRUE | MSM-KD-WP | 500-698218 | MSM-KD-WP - METAL MANUAL STATION / CAT 45 KEYLOCK / DOUBLE ACTION / WEATHERPROOF | 1 | [12 empty] | #FFFF0000 | FA-NFPA 170 MANUAL PULL | 1 | FALSE | FALSE | FALSE | [20 empty] | DESKTOP-7SAL8M7\acont | 2019-08-13 09:04 | THOR\acont | 2024-09-08 17:27 |  | [Siemens] [IDC] 01 AW-1, CPYEC-2-24, CPY-MRS, CPY-MTS, MH-501, MSM-EXP, MSM-GR, MSM-INST, MSM-K, MSM-K-15, MSM-KD, MSM-KD-30, MSM-KD-WP, MSM-K-WP, SXL-EX Main Board, SZE-4X, XMH-501
1346c602-9ecd-4892-ad89-4eb83dfd560b | NFPA 170 HEAT DETECTOR |  |  | North | Notifier |  | Heat Detector |  |  |  | Module | TRUE | FST-951-SELFT w/B200S-LF-WH | ++ | White, low-profile intelligent self-testing 135°F fixed thermal sensor, FlashScan only, low frequency sounder base | 1 | 0.0002 | 0.0045 |  |  |  |  | FALSE | TRUE | FLUSH |  | 4" SQ. DEEP | 3 "O" PLASTER RING | #FFFF0000 | FA-NFPA 170 HEAT DETECTOR | 1 | FALSE | FALSE | FALSE | 1408 |  |  | 7272-0028:0206 | [10 empty] | FALSE |  |  | 135° FT, LF |  |  | DESKTOP-QGO6JOK\acont | 2021-06-02 08:51 | THOR\acont | 2024-09-08 17:27 | Cloned from Notifier FST-951-SELFT w/B300-6 | [Notifier] [AUX POWER] [16VDC, HIGH VOLUME] B200S-LF-WH, FCO-851 w/B200S-LF (C), FCO-951 w/B200S-LF-WH (C), FPC-951 w/B200S-LF-IV (C), FPC-951 w/B200S-LF-WH (C), FPTI-951 w/B200S-LF-IV (C), FPTI-951 w/B200S-LF-WH (C), FSCO-951 w/B200S-LF-IV (C), FSCO-951 [Notifier] [AUX POWER] [16VDC, LOW VOLUME] B200S-LF-WH, FCO-851 w/B200S-LF (C), FCO-951 w/B200S-LF-WH (C), FPC-951 w/B200S-LF-IV (C), FPC-951 w/B200S-LF-WH (C), FPTI-951 w/B200S-LF-IV (C), FPTI-951 w/B200S-LF-WH (C), FSCO-951 w/B200S-LF-IV (C), FSCO-951 [Honeywell, Notifier, System Sensor] [SLC SENSORS] [*] [#4 TYPE ADDR ¦ SENSORS] 2251B (C), 2251-COPTIR (C), 2251-COPTIR w/B200S-WH (C), 2251TB (C), 2251TMB (C), 5251B (C), 5251B-WP (C), 5251H (C), 5251RB (C), 5251RB-WP (C), 7251 (C), 7251DH (C), DH200LP [Honeywell, Notifier, System Sensor] [SLC MODULES SENSORS] [*] [#2 SHARED ADDR ¦ SENSORS] 2251B (C), 2251-COPTIR (C), 2251-COPTIR w/B200S-WH (C), 2251TB (C), 2251TMB (C), 5251B (C), 5251B-WP (C), 5251H (C), 5251RB (C), 5251RB-WP (C), 7251 (C), 7251DH (C)
2301b532-463d-4875-ad37-4ebf36b044cd |  |  |  | North | Siemens |  | Hardware |  |  |  | Hardware | TRUE | FHD2009-U1 | S54400-B114-A1 | Blank plate (black) Black blank plate for the FHD2007 3HU outer door. This optional plate is used in place of a clear lens plate when no operator interface switches or microphones are used in that row. | 1 | [6 empty] | FALSE | [5 empty] | #FFFFFFFF |  |  | FALSE | FALSE | FALSE | [20 empty] | AULAPTOP-PC\Aulaptop | 2019-04-20 14:32 | THOR\acont | 2024-10-09 10:48 | Cloned from Siemens FHD2006-U1
c268dea4-ed1b-4492-90a8-4ed868cde413 |  |  |  | North | Bosch | [5 empty] | Module | TRUE | D341 | * | DUCT SMK. 120V | 1 | [12 empty] | #FFFFFFFF |  |  | FALSE | FALSE | FALSE | [20 empty] | DESKTOP-7EIEB7A\acont | 2021-08-13 06:25 | THOR\acont | 2024-10-09 10:48 |  | [Bosch] [AUX POWER] [AUX] D341, D341/D7044M, D341P
a56f002f-34c7-41ed-ae12-4edc1ff3dff5 | NFPA 170 SMOKE DETECTOR |  |  | North | Hochiki |  | Smoke Detector |  |  |  | Module | TRUE | SLR-24H w/HSC-224R - 2 WIRE RELAY BASE | SLR-24H w/HSC-224R - 2 WIRE RELAY BASE | PHOTOELECTRIC SMOKE DETECTOR w/ 2 WIRE RELAY BASE | 1 |  | 0.193 |  |  |  |  | TRUE | TRUE |  | *Refer to Install Sheet |  |  | #FFFF0000 | FA-NFPA 170 SMOKE DETECTOR | 1 | FALSE | FALSE | FALSE | 1408 | [16 empty] | R |  |  | DESKTOP-0D6CQVA\lousc | 2019-10-12 06:54 | THOR\acont | 2024-09-08 17:27 | from Hochiki SLR-24V w/HSC-224R - 2 WIRE RELAY BASE | [Hochiki] [IDC] 02 [IDC] SLR-24H w/HSC-220L LATCHING LED BASE (C), SLR-24H w/HSC-220R - 2 WIRE RELAY BASE (C), SLR-24H w/HSC-221L LATCHING LED BASE (C), SLR-24H w/HSC-221R - 2 WIRE RELAY BASE (C), SLR-24H w/HSC-224L LATCHING LED BASE (C), SLR-24H w/HSC-2
36db8ba5-171f-43d2-8746-4ee05f77b239 | NFPA 170 HORN STROBE |  |  | North | Siemens |  | Horn/Strobe |  |  |  | Module | TRUE | SL2CHSWW-F | S54329-F230-A1++ | Chime-Strobe, Wall, Clear, White, Fire | 1 | [12 empty] | #FF0070C0 | FA-NFPA 170 HORN STROBE | 1 | FALSE | FALSE | FALSE | 2023 | [19 empty] | DESKTOP-7EIEB7A\acont | 2023-08-02 11:02 | THOR\acont | 2024-09-08 17:27 | Cloned from Siemens SL2MTSWR-F | [Siemens] [NAC] [16.0 – 33.0 VDC] SL2CHCR-F (C), SL2CHCW-F (C), SL2CHSWR-F, SL2CHSWW-F
a1cb747c-9c3a-457a-89d9-4ee5400c5ed5 |  |  |  | North | Potter | [5 empty] | Module | TRUE | SCV |  | Safe Contact | 1 | [6 empty] | FALSE | [5 empty] | #FFFFFFFF |  |  | FALSE | FALSE | FALSE | [14 empty] | FALSE | [7 empty] | THOR\acont | 2024-10-09 10:48
3159860a-5f2b-4b7e-a23c-4ee6190716df | NFPA 170 FIRE ALARM CONTROL UNIT | RISER FACP |  | North | Hochiki |  | Fire Alarm Control Unit |  |  |  | Assembly | TRUE | HCA-4D (4-ZONES) WITH DIALER | + | CONVENTIONAL FIRE ALARM CONTROL PANEL | 1 | [6 empty] | FALSE |  |  | *Refer to Install Sheet |  |  | #FFFF0000 | FA-NFPA 170 FIRE ALARM CONTROL UNIT | 1 | FALSE | FALSE | FALSE | 202 | [8 empty] | 7,12,18 |  |  |  |  | TRUE | [5 empty] | DESKTOP-0D6CQVA\lousc | 2019-10-06 14:35 | THOR\acont | 2024-09-08 17:27 | from Hochiki HCA-2D (2-ZONES) WITH DIALER |  | [Hochiki] HCA-2 (2-ZONES), HCA-2D (2-ZONES) WITH DIALER, HCA-4 (4-ZONES), HCA-4D (4-ZONES) WITH DIALER, HCA-8 (8-ZONES), HCA-8D (8-ZONES) WITH DIALER [Hochiki] HCA-2 (2-ZONES), HCA-2D (2-ZONES) WITH DIALER, HCA-4 (4-ZONES), HCA-4D (4-ZONES) WITH DIALER, HCA-8 (8-ZONES), HCA-8D (8-ZONES) WITH DIALER [Hochiki] HCA-4 (4-ZONES), HCA-4D (4-ZONES) WITH DIALER
4b1a72fb-6309-4d0e-b099-4eec04280c2a | NFPA 170 FIRE ALARM CONTROL UNIT | RISER FACP |  | North | Hochiki |  | Fire Alarm Control Unit |  |  |  | Assembly | TRUE | LAA03K1-44 |  | FireNET L@TITUDE Analog Addressable Fire Alarm Control Panel, 8 Slot Deep Plex-Door Enclosure, 10.25 A Auto Voltage, 2-Loop Panel Module, Hochiki Protocol, Network Module, and Media Gateway™, Gray, Printer / 48 Zone LEDs | 1 | [6 empty] | FALSE |  |  | *Refer to Install Sheet | 16.5in (W) x 23.2in (H) x 8in (D) | KM5FCRD (Optional Semi-Flush Mounting Kit) | #FFFF0000 | FA-NFPA 170 FIRE ALARM CONTROL UNIT | 1 | FALSE | FALSE | FALSE | 202 | [8 empty] | 7,12,18,28,33,40 |  |  | 10.25 |  | TRUE | [5 empty] | DESKTOP-GHR3H5U\Anthony | 2019-11-27 07:23 | THOR\acont | 2024-09-08 17:27
1ab02d5b-d0c8-4419-a60b-4eec85bd828c |  |  |  | North | Notifier |  | Hardware |  |  |  | Hardware | TRUE | BAT-1270 |  | 7 AH Battery | 1 | [6 empty] | FALSE |  | SURFACE |  | PROVIDED | N/A | #FFFFFFFF |  |  | FALSE | FALSE | FALSE |  |  |  | N/A | [10 empty] | FALSE | [5 empty] | DESKTOP-7EIEB7A\acont | 2021-04-06 16:41 | THOR\acont | 2024-10-09 10:48 | Cloned from MK Battery BAT-1270
141e83ef-59bb-4622-a8a4-4eedcbcfaf91 | NFPA 170 NOTIFICATION CIRCUIT EXTENDER PANEL | RISER NAC |  | North | Altronix |  | Notification Circuit Extender Panel |  |  |  | Assembly | TRUE | AL802ULADA | + | 8-Amp, 24-Volt Power Supply | 1 | [6 empty] | FALSE | FALSE |  |  |  |  | #FFFF0000 | FA-NFPA 170 NOTIFICATION CIRCUIT EXTENDER PANEL | 1 | FALSE | FALSE | FALSE | 212 | [8 empty] | 7,12,18,40 |  |  | 8 |  | TRUE | [7 empty] | THOR\acont | 2024-09-08 17:27
4f6dfdc3-50b9-4592-a907-4eee687412e8 |  |  |  | North | Potter |  | Cards & Components |  |  |  | Card | TRUE | DRV-50 (P-LINK+) | + | LED Driver Module | 1 | 0.035 | 0.24 |  |  |  |  | TRUE | [5 empty] | #FFFFFFFF |  |  | FALSE | FALSE | FALSE |  |  |  | 7305-0328:0200 | [10 empty] | FALSE | [7 empty] | THOR\acont | 2024-10-09 10:48 |  | [Potter] [P-LINK] [*] DRV-50 (P-LINK+)
f8d6bd87-968c-43d0-a6d3-4ef10e6c00fd | NFPA 170 DAMPERS SMOKE |  |  | North | N/A |  | Damper |  |  |  | Module | TRUE | FURNISHED BY OTHERS |  | SMOKE DAMPER | 1 | [6 empty] | FALSE | TRUE |  |  |  |  | #FFFF0000 | FA-NFPA 170 DAMPERS SMOKE | 1 | FALSE | FALSE | FALSE | 1904 | [13 empty] | FALSE | [5 empty] | DESKTOP-7EIEB7A\acont | 2022-02-02 10:55 | THOR\acont | 2024-09-08 17:27 | Cloned from Generic SMOKE DAMPER | [Generic, N/A] [IDC] [#1 OPEN STATUS] FIRE SMOKE DAMPER (C), FURNISHED BY OTHERS (C), SMOKE DAMPER (C) [Generic, N/A] [RELAY] [#2 CLOSE] FIRE SMOKE DAMPER (C), FURNISHED BY OTHERS (C), SMOKE DAMPER (C) [Generic, N/A] [IDC] [#2 CLOSED STATUS] FIRE SMOKE DAMPER (C), FURNISHED BY OTHERS (C), SMOKE DAMPER (C) [Generic, N/A] [RELAY] [#2 OPEN] FIRE SMOKE DAMPER (C), FURNISHED BY OTHERS (C), SMOKE DAMPER (C) [Det-Tronics, Generic, Macurco, N/A, STI] [IDC] 01 30-3013, AIR PRESSURE SWITCH, AIR PRESSURE SWITCH HIGH/LOW, BACKFLOW VALVE, CM-12, CONTACT DEVICE, DUCT DETECTOR (C), Fire Suppression Control Unit (FSCU), FURNISHED BY OTHERS, FURNISHED BY OTHERS, FURNI
1180184a-b7ce-449a-af3e-4ef6ce2bac14 |  |  |  | North | Eaton Wheelock |  | Cards & Components |  |  |  | Card | TRUE | PS-EXP | + | 4 class B or 2 class A expansion module | 1 | [6 empty] | TRUE | FALSE |  |  |  |  | #FFFFFFFF |  |  | FALSE | FALSE | FALSE | [14 empty] | FALSE | [5 empty] | DESKTOP-7EIEB7A\acont | 2023-03-21 13:56 | THOR\acont | 2024-10-09 10:48 | Cloned from Eaton Wheelock PS-8-LP Main Board |  | [Eaton Wheelock] PS-EXP
0ece8279-0e39-479d-a001-4efb0f5c952b | NFPA 170 STROBE CEILING |  |  | North | Potter |  | Strobe |  |  |  | Module | TRUE | CS-24R |  | Strobe, Ceiling, Red | 1 | 0 | 0.22 |  |  |  |  | FALSE | TRUE |  |  |  |  | #FF0070C0 | FA-NFPA 170 STROBE CEILING | 1 | FALSE | FALSE | FALSE | 2022 |  |  | 7135-0328:0209 | [10 empty] | FALSE |  |  | C |  |  |  |  | THOR\acont | 2024-09-08 17:27 |  | [Potter] [NAC] [24 VDC] CS-24PR (C), CS-24PW (C), CS-24R (C), CS-24W (C) [Potter] [NAC] [UL MAX] CS-24PR (C), CS-24PW (C), CS-24R (C), CS-24W (C)
6ddeca04-dd49-43cd-beca-4efc77c6e3cd |  |  |  | North | Bosch | [5 empty] | Module | TRUE | VDA-455SMB-IP | * | Box Surface Mount Box for Dome Cameras | 1 | [12 empty] | #FFFFFFFF |  |  | FALSE | FALSE | FALSE | [20 empty] | DESKTOP-7EIEB7A\acont | 2021-08-13 06:25 | THOR\acont | 2024-10-09 10:48
b38171a2-daee-413b-b115-4effa18024e1 | NFPA 170 SMOKE CO DETECTOR |  |  | North | Notifier |  | Smoke/CO Detector |  |  |  | Module | TRUE | FPC-951 w/B300-6-IV | + | Intelligent multi-criteria photo/CO, bright white, Velociti w/ 6” Flanged mounting base, ivory | 1 | 0.0002 | 0.0045 |  |  |  |  | FALSE | TRUE | FLUSH |  | 4" SQ. DEEP | 3 "O" PLASTER RING | #FFFF0000 | FA-NFPA 170 SMOKE CO DETECTOR | 1 | FALSE | FALSE | FALSE | 1407 | [13 empty] | FALSE | [5 empty] | DESKTOP-QGO6JOK\acont | 2021-08-06 10:21 | THOR\acont | 2024-09-08 17:27 | Cloned from Gamewell FCI MCS-COP3 w/B300-6-IV | [Honeywell, Notifier, System Sensor] [SLC SENSORS] [*] [#4 TYPE ADDR ¦ SENSORS] 2251B (C), 2251-COPTIR (C), 2251-COPTIR w/B200S-WH (C), 2251TB (C), 2251TMB (C), 5251B (C), 5251B-WP (C), 5251H (C), 5251RB (C), 5251RB-WP (C), 7251 (C), 7251DH (C), DH200LP [Honeywell, Notifier, System Sensor] [SLC MODULES SENSORS] [*] [#2 SHARED ADDR ¦ SENSORS] 2251B (C), 2251-COPTIR (C), 2251-COPTIR w/B200S-WH (C), 2251TB (C), 2251TMB (C), 5251B (C), 5251B-WP (C), 5251H (C), 5251RB (C), 5251RB-WP (C), 7251 (C), 7251DH (C)
329874cf-a6fe-4618-a80a-4f0342594019 | NFPA 170 STROBE WALL |  |  | North | Edwards |  | Strobe |  |  |  | Module | TRUE | G4ERN-B |  | Strobe Expander, Red, no markings, blue | 1 | 0 | 0.078 |  |  |  |  | FALSE | [5 empty] | #FF0070C0 | FA-NFPA 170 STROBE WALL | 1 | FALSE | FALSE | FALSE | 2023 | [13 empty] | FALSE | [7 empty] | THOR\acont | 2024-09-08 17:27 |  | [Edwards, Kidde] [NAC] [24 VDC] G4ERA-A, G4ERA-B, G4ERA-G, G4ERA-R, G4ERF-C, G4ERN-A, G4ERN-B, G4ERN-C, G4ERN-G, G4ERN-R, G4EWA-A, G4EWA-B, G4EWA-G, G4EWA-R, G4EWF-C, G4EWN-A, G4EWN-B, G4EWN-C, G4EWN-G, G4EWN-R, G4F-S2V1575, G4F-S2VM, G4F-S7V1575, G4F-S7 [Edwards, Kidde] [NAC] [16 VDC] G4ERA-A, G4ERA-B, G4ERA-G, G4ERA-R, G4ERF-C, G4ERN-A, G4ERN-B, G4ERN-C, G4ERN-G, G4ERN-R, G4EWA-A, G4EWA-B, G4EWA-G, G4EWA-R, G4EWF-C, G4EWN-A, G4EWN-B, G4EWN-C, G4EWN-G, G4EWN-R, G4F-S2V1575, G4F-S2VM, G4F-S7V1575, G4F-S7
17f32006-26e4-43e7-b788-4f04bc594178 |  |  |  | North | Siemens | [5 empty] | Module | TRUE | WBBS-R | 500-636129 | WEATHERPROOF BACK BOX RED | 1 | [12 empty] | #FFFFFFFF |  |  | FALSE | FALSE | FALSE | [20 empty] | DESKTOP-7SAL8M7\acont | 2019-08-13 09:04 | THOR\acont | 2024-10-09 10:48
cdc1f0b3-eda4-4f5c-820c-4f06dd9578c3 | NFPA 170 NOTIFICATION CIRCUIT EXTENDER PANEL | RISER NAC |  | North | Autocall |  | Notification Circuit Extender Panel |  |  |  | Assembly | TRUE | A009-9705 | ++ | 4009 IDNAC Extender with cabinet. Unit includes one 3 amp IDNAC SLC, up to 2 amps auxiliary power/simple NAC, and battery charger. 120/240 VAC, 50/60 Hz input, auto-select. Red. | 1 | [6 empty] | FALSE | [5 empty] | #FFFF0000 | FA-NFPA 170 NOTIFICATION CIRCUIT EXTENDER PANEL | 1 | FALSE | FALSE | FALSE | 212 | [8 empty] | 6.2,10,12.7,18,25,33 |  | 12.7 |  |  | TRUE | [5 empty] | THOR\acont | 2024-08-13 16:11 | THOR\acont | 2024-09-08 17:27 | Cloned from Autocall A009-9704
a86045cd-1106-474f-a25d-4f0a8770ddab |  |  |  | North | First Alert |  | Cards & Components |  |  |  | Card | TRUE | FA1600CB Main Board | + | Main Board | 1 | 0.3 | 0.47 |  |  |  |  | TRUE | [5 empty] | #FFFFFFFF |  |  | FALSE | FALSE | FALSE | [14 empty] | FALSE | [5 empty] | DESKTOP-7EIEB7A\acont | 2022-02-25 09:58 | THOR\acont | 2024-10-09 10:48 | Cloned from Honeywell FA1600C Main Board CLONED CLONED |  | [First Alert] FA1600C Main Board, FA1600C-24 Main Board, FA1600CA Main Board, FA1600CB Main Board [Fike, First Alert, Honeywell, Siemens, Silent Knight] 10-2542, 10-2622, 5110XM Main Board, FA1600C Main Board, FA1600C-24 Main Board, FA1600CA Main Board, FA1600CB Main Board, FC924-US Main Board, SK-2, SK-4, VISTA-128FBPT Main Board, VISTA-20P Main Boar
f93c4a45-3a18-4cd7-aadc-4f0ca8154f4d | NFPA 170 HORN STROBE |  |  | North | Potter |  | Horn/Strobe |  |  |  | Module | TRUE | CHSLP-24R-WP |  | Horn Strobe, Wall, Red, Red, Outdoor, Low Profile | 1 | 0 | 0.22 |  |  |  |  | FALSE | FALSE |  |  |  |  | #FF0070C0 | FA-NFPA 170 HORN STROBE | 1 | FALSE | FALSE | FALSE | 2012 | [13 empty] | FALSE | [7 empty] | THOR\acont | 2024-09-08 17:27 |  | [Potter] [NAC] [UL MAX, HIGH DB] CHS-24B-WP, CHS-24G-WP, CHS-24R-WP, CHS-24WB-WP, CHS-24WG-WP, CHS-24WR-WP, CHSLP-24B-WP, CHSLP-24G-WP, CHSLP-24R-WP, CHSLP-24WB-WP, CHSLP-24WG-WP, CHSLP-24WR-WP
90f47047-468d-4821-8ac4-4f0fda6a54d3 | NFPA 170 STROBE WALL |  |  | North | Monaco Enterprises |  | Strobe |  |  |  | Module | TRUE | 367-101-00 |  | STROBE:WHITE,T-1,WM,INDOOR,24V,NO LTR,CLEAR LENS,15-185 CANDELA | 1 | 0 | 0.043 |  |  |  |  | FALSE | [5 empty] | #FF0070C0 | FA-NFPA 170 STROBE WALL | 1 | FALSE | FALSE | FALSE | 2023 | [13 empty] | FALSE | [5 empty] | DESKTOP-7SAL8M7\acont | 2020-03-02 16:43 | THOR\acont | 2024-09-08 17:27 | Cloned from System Sensor SWL-P | [Hochiki, Monaco Enterprises] [NAC] [24VDC] 367-097-00, 367-099-00, 367-100-00, 367-101-00, 367-104-00, SRL [Hochiki, Monaco Enterprises] [NAC] [24VFWR] 367-097-00, 367-099-00, 367-100-00, 367-101-00, 367-104-00, SRL [Hochiki, Monaco Enterprises] [NAC] [12VDC] 367-097-00, 367-099-00, 367-100-00, 367-101-00, 367-104-00, SRL
492879e1-8032-4c1c-890b-4f13e07d9ea2 |  |  |  | North | Bosch | [5 empty] | Module | TRUE | F.01U.009.291 | * | POLE MOUNT ADAPTER | 1 | [12 empty] | #FFFFFFFF |  |  | FALSE | FALSE | FALSE | [20 empty] | DESKTOP-7EIEB7A\acont | 2021-08-13 06:25 | THOR\acont | 2024-10-09 10:48
28607115-13a4-424b-bb35-4f1d9900d1eb |  |  |  | North | MIRCOM | [5 empty] | Module | TRUE | BB-1008D/DR/DB | new | Remote Annunciator Enclosure Houses eight modules. “D” White “DR” Red or "DB" for Black Door. | 1 | [12 empty] | #FFFFFFFF |  |  | FALSE | FALSE | FALSE | [20 empty] | THOR\acont | 2024-02-24 16:13 | THOR\acont | 2024-10-09 10:48
ad36a78e-2d50-4900-a333-4f201ce17a34 | NFPA 170 REMOTE VOICE EVACUATION MICROPHONE |  |  | North | Sigcom |  | Remote Microphone |  |  |  | Module | TRUE | DVS-RM/B | + | VECP Series Supervised Remote Microphone in surface mount key-locked enclosure | 1 | 0 | 0 |  |  |  |  | TRUE | [5 empty] | #FFFF0000 | FA-NFPA 170 REMOTE VOICE EVACUATION MICROPHONE | 1 | FALSE | FALSE | FALSE | [14 empty] | FALSE | [5 empty] | THOR\acont | 2024-06-26 11:33 | THOR\acont | 2024-09-08 17:27 | Cloned from Edwards 3-REMICA | [Sigcom] [MIC] [Microphone] DVS-RM/B | [Edwards, Sigcom] 3-ASU, 3-ASU/4, 3-REMICA, DVS-RM/B
3978b2bb-ec42-4c3d-9bae-4f2a67f1b4b9 | NFPA 170 SPEAKER WALL |  |  | North | Edwards |  | Speaker |  |  |  | Module | TRUE | G4-S7 |  | 70V Speaker, White, running man | 1 | [6 empty] | FALSE | [5 empty] | #FF0070C0 | FA-NFPA 170 SPEAKER WALL | 1 | FALSE | FALSE | FALSE | 2021 | [13 empty] | FALSE | [7 empty] | THOR\acont | 2024-09-08 17:27 |  | [Edwards, Kidde] [AUDIO 70.7v] [70V AUDIO] G4F-S7, G4F-S7V1575, G4F-S7VM, G4HFRF-S7, G4HFRF-S7VMC, G4HFRN-S7, G4HFRN-S7VMC, G4HFWA-S7, G4HFWA-S7VMA, G4HFWA-S7VMC, G4HFWF-S7, G4HFWF-S7VMC, G4HFWN-S7, G4HFWN-S7VMA, G4HFWN-S7VMB, G4HFWN-S7VMC, G4RF-S7, G4RF
99111f84-f98d-4cb0-bf34-4f34013e970a |  |  |  | North | GRI PRODUCTS | Security/Access Control |  |  |  |  | Module | TRUE | 199-12 |  |  | 1 | [12 empty] | #FFFFFFFF |  |  | FALSE | FALSE | FALSE | [20 empty] | THOR\acont | 2024-03-12 21:43 | THOR\acont | 2024-10-09 10:48
1bf9ca51-15b1-47b0-a3ec-4f37a699cdcf | NFPA 170 FIRE ALARM CONTROL UNIT | RISER FACP |  | North | Hochiki |  | Fire Alarm Control Unit |  |  |  | Assembly | TRUE | LA103K1-64 |  | FireNET L@TITUDE Analog Addressable Fire Alarm Control Panel, 4 Slot Standard Enclosure, 10.25 A Auto Voltage, 2-Loop Panel Module, Hochiki Protocol, Network Module, and Media Gateway™, Black, Printer / 48 Zone LEDs | 1 | [6 empty] | FALSE |  |  | *Refer to Install Sheet | 16.5in (W) x 23.2in (H) x 6in (D) | KM5FCRD (Optional Semi-Flush Mounting Kit) | #FFFF0000 | FA-NFPA 170 FIRE ALARM CONTROL UNIT | 1 | FALSE | FALSE | FALSE | 202 | [8 empty] | 7,12,18,28 |  |  | 10.25 |  | TRUE | [5 empty] | DESKTOP-GHR3H5U\Anthony | 2019-11-27 07:05 | THOR\acont | 2024-09-08 17:27
343f21e3-a2b4-45a6-bc81-4f3cc976396d | NFPA 170 SPEAKER WALL |  |  | North | Monaco Enterprises |  | Speaker |  |  |  | Module | TRUE | 124-072-00 |  | SPEAKER:0.25-2W,0.4-4KHZ,25/70.7VRMS,OUTDOOR,WEATHERPROOF BACKBOX,SQ,WHITE | 1 | [6 empty] | FALSE | FALSE |  |  |  |  | #FF0070C0 | FA-NFPA 170 SPEAKER WALL | 1 | FALSE | FALSE | FALSE | 2019 | [13 empty] | FALSE | [5 empty] | DESKTOP-7SAL8M7\acont | 2020-02-20 14:35 | THOR\acont | 2024-09-08 17:27 | Cloned from System Sensor SPWK | [Monaco Enterprises] [AUDIO 25v] [25V AUDIO] 124-072-00, 124-072-50, 124-095-00 (C) [Monaco Enterprises] [AUDIO 70.7v] [70V AUDIO] 124-072-00, 124-072-50, 124-095-00 (C)
580de5a4-ca3d-44d9-b31c-4f3da427545a | NFPA 170 MANUAL PULL |  |  | North | Notifier |  | Manual Station |  |  |  | Module | TRUE | NBG-12LSP | ++ | Manual Pull Station, Spanish | 1 | [6 empty] | FALSE | FALSE |  |  |  |  | #FFFF0000 | FA-NFPA 170 MANUAL PULL | 1 | FALSE | FALSE | FALSE | 957 | [13 empty] | FALSE | [7 empty] | THOR\acont | 2024-09-08 17:27 |  | [Chemtronics, Firelite, MIRCOM, Notifier, System Sensor] [IDC] 01 [*] [IDC 2-WIRE ++] 1151 (C), 1151EIS (C), 1400 (C), 1451 (C), 1451DH (C), 1451DHHT (C), 2100AT (C), 2100S (C), 2100TR (C), 2100TS (C), 2151 w/B110LP (C), 2151 w/B116LP (C), 2151 w/B401 (C
35ff58a4-3737-45ee-8bf7-4f41fda87737 |  |  |  | North | Monaco Enterprises |  | Hardware |  |  |  | Hardware | TRUE | 729-132-00 |  | Flanged adaptor base, 6.2 inches (15.7 cm) | 1 | [12 empty] | #FFFFFFFF |  |  | FALSE | FALSE | FALSE | [20 empty] | AULAPTOP-PC\Aulaptop | 2019-04-20 04:32 | THOR\acont | 2024-10-09 10:48
12fce88a-97ad-4620-9107-4f50fc33c45a | NFPA 170 HORN |  |  | North | Edwards |  | Horn |  |  |  | Module | TRUE | 879EX-G1 | ++ | Explosion-proof vibrating horn, 24VDC | 1 | 0 | 0.625 |  |  |  |  | FALSE | [5 empty] | #FF0070C0 | FA-NFPA 170 HORN | 1 | FALSE | FALSE | FALSE | 2010 | [13 empty] | FALSE |  |  | EXP |  |  | THOR\acont | 2024-08-27 09:05 | THOR\acont | 2024-09-08 17:27 | Cloned from Edwards 878EX-G5 | [Edwards] [NAC] [24 VAC] 879EX-G1
e1b27f68-57a6-46b7-8836-4f5687dca662 | NFPA 170 SMOKE CO DETECTOR |  |  | North | Gamewell FCI |  | Smoke/CO Detector |  |  |  | Module | TRUE | MCS-COP3 w/B224RB-IV | + | Intelligent multi-criteria photo/CO, bright white, Velociti w/ Intelligent relay base, ivory, UL listed | 1 | 0.0002 | 0.0045 |  |  |  |  | FALSE | TRUE | FLUSH |  | 4" SQ. DEEP | 3 "O" PLASTER RING | #FFFF0000 | FA-NFPA 170 SMOKE CO DETECTOR | 1 | FALSE | FALSE | FALSE | 1407 | [13 empty] | FALSE |  |  | R |  |  | DESKTOP-7SAL8M7\acont | 2020-11-19 16:20 | THOR\acont | 2024-09-08 17:27 | Cloned from Gamewell MCS-COP3 w/B224RB-WH | [Gamewell FCI] [SLC SENSORS] [*] [#4 TYPE ADDR ¦ SENSORS] ADPF (C), ASD-PL2F w/B200S-LF-WH (C), ASD-PL2F w/B210LP (C), ASD-PL2FR (C), ASD-PL3 w/B200S-LF-WH (C), ASD-PL3 w/B200SR-LF-WH (C), ASD-PL3 w/B200SR-WH (C), ASD-PL3 w/B224BI-WH (C), ASD-PL3 w/B224R
c5d3271d-afcb-4bc5-884e-4f5bb889fc98 | CADGEN AUX POWER SUPPLY |  |  | North | Xtralis |  | Auxilliary Power Supply |  |  |  | Module | TRUE | VPS-250-STX-SLV | ++ | 2A 12-24AH PSU - STX Silver | 1 | [6 empty] | FALSE |  |  |  | 300 x 350 x 198 |  | #FFFF0000 | FA-CADGEN AUX POWER SUPPLY | 1 | FALSE | FALSE | FALSE | [9 empty] | 12,17,24 |  | 24 |  |  | TRUE | [5 empty] | THOR\acont | 2024-02-22 14:24 | THOR\acont | 2024-09-08 17:27 | Cloned from Xtralis VPS-220-STX-SLV | [Xtralis] [IDC] 06 [ALERT] VPS-100US-120, VPS-220-STX, VPS-220-STX-SLV, VPS-250-STX, VPS-250-STX-SLV, VPS-300US-120, VPS-VEA115UL | [Xtralis] VPS-250-STX, VPS-250-STX-SLV
fdf0b232-c560-402e-aa67-4f5e9536052c |  |  |  | North | Edwards |  | Hardware |  |  |  | Hardware | TRUE | 3-CAB7D-E |  | Door Assembly for 3-CAB7, EN-54 Compliance | 1 | [6 empty] | FALSE | [5 empty] | #FFFFFFFF |  |  | FALSE | FALSE | FALSE | [14 empty] | FALSE | [7 empty] | THOR\acont | 2024-10-09 10:48
c8040617-1dfc-4ee1-8e26-4f6395c36dc7 |  |  |  | North | Edwards |  | Hardware |  |  |  | Hardware | TRUE | 960A-8SF |  | 8" Backbox - square, flush | 1 | [6 empty] | FALSE | [5 empty] | #FFFFFFFF |  |  | FALSE | FALSE | FALSE | [14 empty] | FALSE | [7 empty] | THOR\acont | 2024-10-09 10:48
37e6615d-3506-4c88-aaaa-4f6a87b10cfc |  |  |  | North | Monaco Enterprises |  | Cards & Components |  |  |  | Card | TRUE | 227-957-CE MAIN BOARD |  |  | 1 | [6 empty] | TRUE | [5 empty] | #FFFFFFFF |  |  | FALSE | FALSE | FALSE | [20 empty] | AULAPTOP-PC\Aulaptop | 2019-04-20 03:50 | THOR\acont | 2024-10-09 10:48 |  |  | [Monaco Enterprises] 227-957-CE MAIN BOARD
6da890f6-ace9-4a37-abf0-4f73c4b6c129 | CADGEN STI STOPPER |  |  | North | STI |  | Accessories |  |  |  | Module | TRUE | STI-1150 | + | With horn flush mount and gaskets | 1 | [6 empty] | FALSE | [5 empty] | #FFFF0000 | FA-CADGEN STI STOPPER | 1 | FALSE | FALSE | FALSE | [14 empty] | FALSE | [5 empty] | THOR\acont | 2024-02-12 13:23 | THOR\acont | 2024-09-08 17:27 | Cloned from STI STI-1130
f318effc-638e-499b-95d1-4f7b384a0a14 | NFPA 170 STROBE CEILING |  |  | North | Siemens |  | Strobe |  |  |  | Module | TRUE | SL2SCR-FB | S54329-F190-A1++ | Strobe, Ceiling, Clear, Red, Pictogram | 1 | [7 empty] | TRUE |  |  |  |  | #FF0070C0 | FA-NFPA 170 STROBE CEILING | 1 | FALSE | FALSE | FALSE | 2023 | [19 empty] | DESKTOP-7EIEB7A\acont | 2023-08-03 09:40 | THOR\acont | 2024-09-08 17:27 | Cloned from Siemens SL2SWR-FB | [Siemens] [NAC] [16.0 – 33.0 VDC] SL2SCR-A (C), SL2SCR-AL (C), SL2SCR-ALA (C), SL2SCR-ALB (C), SL2SCR-F (C), SL2SCR-FB (C), SL2SCR-N (C), SL2SCR-NA (C), SL2SCR-NB (C), SL2SCW-A (C), SL2SCW-AL (C), SL2SCW-ALA (C), SL2SCW-ALB (C), SL2SCW-EV (C), SL2SCW-F (
53f6fdbf-4d28-455b-8cb9-4f7b6c2f8dc2 | NFPA 170 REMOTE ANNUNCIATOR | RISER ANNUNCIATOR |  | North | Simplex |  | Remote Annunciator |  |  |  | Module | TRUE | 4606-9101 | ++ | Remote LCD Annunciator with beige trim | 1 | 0.065 | 0.14 |  |  |  |  | TRUE | [5 empty] | #FFFF0000 | FA-NFPA 170 REMOTE ANNUNCIATOR | 1 | FALSE | FALSE | FALSE | 255 | [19 empty] | DESKTOP-0D6CQVA\lousc | 2019-07-20 07:40 | THOR\acont | 2024-09-08 17:27 | Cloned from AutoCall A4606-9202 | [Autocall, Simplex, Space Age Electronics] [RUI] [DATA] 4603-9101, 4606-9101, 4606-9102, A4603-9101, A4606-9102, A4606-9111, A4606-9205, YM0164 [Autocall, Simplex, Space Age Electronics] [AUX POWER] [*] [AUX INPUT] 4603-9101, 4606-9101, 4606-9102, A4603-9101, A4606-9102, A4606-9111, A4606-9205, YM0164
e6ef4e69-8a9a-4405-a1ab-4f7bee2a5ea6 | NFPA 170 FIRE ALARM CONTROL UNIT | RISER FACP |  | North | Honeywell |  | Fire Alarm Control Unit |  |  |  | Assembly | TRUE | XLS3000 (FACP) | ++ | Intelligent Addressable Fire Alarm System w/Display | 1 | [6 empty] | FALSE | FALSE |  |  |  |  | #FFFF0000 | FA-NFPA 170 FIRE ALARM CONTROL UNIT | 1 | FALSE | FALSE | FALSE | 202 | [8 empty] | 26,55,100 |  |  |  |  | TRUE | [5 empty] | DESKTOP-7EIEB7A\acont | 2022-10-06 07:12 | THOR\acont | 2024-09-08 17:27 | Cloned from Notifier NFS2-3030D (FACP)
b734ca80-ffc9-4e31-a547-4f8ac94af0c7 |  |  |  | North | Autocall | [5 empty] | Module | TRUE | A010-6310 | ++ | ES Net NICs for 4010ES, Two vertical blocks | 1 | 0.12 | 0.12 | [10 empty] | #FFFFFFFF |  |  | FALSE | FALSE | FALSE | [20 empty] | THOR\acont | 2024-02-23 05:58 | THOR\acont | 2024-10-09 10:48 | Cloned from Autocall A100-6310
8f914098-2b90-4a75-9f65-4f94606a7815 | NFPA 170 HORN |  |  | North | MIRCOM |  | Horn |  |  |  | Module | TRUE | FH-400-LF-WW | ++ | White Wall/Ceiling Mount Low Frequency Sounder | 1 | 0 | 0.047 |  |  |  |  | FALSE | [5 empty] | #FF0070C0 | FA-NFPA 170 HORN | 1 | FALSE | FALSE | FALSE | 2010 | [13 empty] | FALSE |  |  | LF |  |  | THOR\acont | 2024-10-29 14:44 | THOR\acont | 2024-10-29 14:44 | Cloned from System Sensor FH-400-LF-RR | [MIRCOM] [NAC] [24 VFWR, TEMPORAL, HIGH] FH-400-LF-RR, FH-400-LF-WW [MIRCOM] [NAC] [24 VFWR, TEMPORAL, HIGH] FH-400-LF-RR, FH-400-LF-WW [MIRCOM] [NAC] [24 VDC, TEMPORAL, HIGH] FH-400-LF-RR, FH-400-LF-WW [MIRCOM] [NAC] [24 VDC, TEMPORAL, NORMAL] FH-400-LF-RR, FH-400-LF-WW
12b80c7a-bee9-472a-83a7-4f9469c08789 | NFPA 170 STROBE WALL |  |  | North | Edwards |  | Strobe |  |  |  | Module | TRUE | 202-8A-TW |  | 110cdW, 60cdC Strobe, White, Terminals | 1 | [6 empty] | FALSE | TRUE |  |  |  |  | #FF0070C0 | FA-NFPA 170 STROBE WALL | 1 | FALSE | FALSE | FALSE | 2023 | [13 empty] | FALSE |  |  | C |  |  |  |  | THOR\acont | 2024-09-08 17:27 |  | [Edwards] [NAC] [16 VDC, 16 VFWR, 24 VFWR, 54] 202-8A-T (C), 202-8A-TW (C)
52c655a4-7fc5-42e9-b79f-4f98034dabeb | NFPA 170 SMOKE DETECTOR |  |  | North | System Sensor |  | Smoke Detector |  |  |  | Module | TRUE | SS-PHOTO w/B300-6 | + | Intelligent photoelectric smoke detector, Standard Base | 1 | 0.0002 | 0.0045 |  |  |  |  | FALSE | TRUE |  |  |  |  | #FFFF0000 | FA-NFPA 170 SMOKE DETECTOR | 1 | FALSE | FALSE | FALSE | 1408 | [13 empty] | FALSE | [5 empty] | XPS-17-9710\August | 2024-10-22 11:58 | THOR\acont | 2024-11-27 07:39 | Cloned from Firelite SD365 w/B300-6 | [Silent Knight, System Sensor] [SLC SK SENSORS] [*] [#4 TYPE ADDR ¦ SENSORS] DNR w/SK-PHOTO-R-W (C), DNRW w/SK-PHOTO-R-W (C), HFS-D (C), HFS-P (C), HFS-PT (C), HFS-T (C), OSI-RI-SK (C), SK-ACCLIMATE (C), SK-BEAM (C), SK-DUCT-W w/SK-PHOTO-R-W (C), SK-FIRE [Firelite, System Sensor] [SLC MODULES SENSORS] [*] [#2 SHARED ADDR ¦ SENSORS] AD355 w/B200SR-LF-WH (C), AD355 w/B200SR-WH (C), AD355 w/B210LP (C), AD355 w/B224BI-WH (C), AD355 w/B224RB-WH (C), AD355 w/B501 (C), BEAM355 (C), BEAM355S (C), CP355 w/B200SR- [Firelite, System Sensor] [SLC SENSORS] [*] [#4 TYPE ADDR ¦ SENSORS] AD355 w/B200SR-LF-WH (C), AD355 w/B200SR-WH (C), AD355 w/B210LP (C), AD355 w/B224BI-WH (C), AD355 w/B224RB-WH (C), AD355 w/B501 (C), BEAM355 (C), BEAM355S (C), CP355 w/B200SR-WH (C), CP
7c4e862a-c4b6-48eb-aeca-4fa93614f371 |  |  |  | North | Potter |  | Cards & Components |  |  |  | Card | TRUE | CA-6075 | + | Class A Expander for PFC-6075 | 1 | 0.012 | 0.044 |  |  |  |  | TRUE | [5 empty] | #FFFFFFFF |  |  | FALSE | FALSE | FALSE |  |  |  | 7165-0328:0195 | [10 empty] | FALSE | [7 empty] | THOR\acont | 2024-10-09 10:48 |  | [Potter] [P-LINK] [*] CA-6075
c42792e7-3c4b-4386-853d-4fa9f082a58d |  |  |  | North | Edwards |  | Cards & Components |  |  |  | Card | TRUE | 3-ZA40B | n | 40 Watt Zoned Amplifier, Class B, 25 or 70Vrms | 1 | 0.062 | 2.48 |  |  |  |  | TRUE | [5 empty] | #FFFFFFFF |  |  | FALSE | FALSE | FALSE | [22 empty] | THOR\acont | 2024-10-09 10:48 |  |  | [Edwards] 3-ZA20A, 3-ZA20B, 3-ZA40A, 3-ZA40B [Edwards] 3-ZA40A, 3-ZA40B
ae0c9931-050b-4d8c-8dc5-4faa172a15bf |  |  |  | North | Edwards |  | Cards & Components |  |  |  | Card | TRUE | SWU-8 |  | Sixteen Yellow LEDs, 8 2 Pos Switch Module | 1 | 0.001 | 0.048 |  |  |  |  | TRUE | [5 empty] | #FFFFFFFF |  |  | FALSE | FALSE | FALSE | [14 empty] | FALSE | [7 empty] | THOR\acont | 2024-10-09 10:48
d14704c3-5f7a-417f-9a7e-4fb8f7d8a4de |  |  |  | North | Edwards |  | Cards & Components |  |  |  | Card | TRUE | IOP3A |  | RS-232 Isolator Module | 1 | 0.06 | 0.07 |  |  |  |  | TRUE | [5 empty] | #FFFFFFFF |  |  | FALSE | FALSE | FALSE | [14 empty] | FALSE | [7 empty] | THOR\acont | 2024-10-09 10:48
701361c3-2522-4f55-8cc1-4fc0ab6a2fb9 | NFPA 170 FIRE ALARM CONTROL UNIT | RISER FACP |  | North | Notifier |  | Fire Alarm Control Unit |  |  |  | Assembly | TRUE | NFS-320SYS | + | Intelligent Addressable Fire Alarm Control Panel | 1 | [6 empty] | FALSE | FALSE |  |  |  |  | #FFFF0000 | FA-NFPA 170 FIRE ALARM CONTROL UNIT | 1 | FALSE | FALSE | FALSE | 202 | [8 empty] | 18,26,55,100 |  |  | 6 |  | TRUE | [5 empty] | CAD\tim | 2021-03-14 10:07 | THOR\acont | 2024-09-08 17:27 | Cloned from Notifier NFS-320
e426f509-89e0-4bb6-8618-4fc513f3d81c | CADGEN INTERFACE MODULE |  |  | North | Honeywell |  | Interface Module |  |  |  | Module | TRUE | 4297 | ++ | Polling Loop Extender Module | 1 | 0.128 | 0.35 |  |  |  |  | TRUE | [5 empty] | #FFFF0000 | FA-CADGEN INTERFACE MODULE | 1 | FALSE | FALSE | FALSE | [14 empty] | FALSE | [5 empty] | AULAPTOP-PC\Aulaptop | 2018-09-03 05:46 | THOR\acont | 2024-09-08 17:27 |  | [Ademco, Honeywell] [VPLEX] [*] 4101SN, 4190SN, 4193SN, 4204, 4204CF, 4208SN, 4208SNF, 4208U, 4209U, 4297, 5193SD (C), 5193SDT (C) | [Honeywell] 4297
77063fc2-b4c8-4a19-a036-4fc99460b2a0 | NFPA 170 REMOTE ANNUNCIATOR | RISER ANNUNCIATOR |  | North | Firelite |  | Remote Annunciator |  |  |  | Module | TRUE | ANN-100 | + | 80 character remote fire annunciator; red | 1 | 0.02 | 0.025 |  |  |  |  | TRUE | FALSE |  |  |  |  | #FFFF0000 | FA-NFPA 170 REMOTE ANNUNCIATOR | 1 | FALSE | FALSE | FALSE | 255 | [13 empty] | FALSE | [5 empty] | DESKTOP-7SAL8M7\acont | 2019-02-18 17:59 | THOR\acont | 2024-09-08 17:27 | Cloned from Firelite ANN-LED | [ADT Unimode, Eaton Wheelock, Farenhyt, Firelite, Gamewell FCI, Monaco Enterprises, Notifier, Potter, Secutron, Silent Knight] [AUX POWER] [*] 790-012-00, ACM-16ATF, ACM-30, ACM-32AF, ACM-48A, ACM-8RF, ADT-LCD-80, AEM-16ATF, AEM-32AF, AFM-16AF, AFM-16ATF [Farenhyt, Firelite, Gamewell FCI] [RS-485] ANN-100, ANN-80, ANN-80-W, ANN-I/O, ANN-I/O LED, ANN-LC, ANN-LED, ANN-RLED, ANN-RLY, ANN-S/PG, GFANN-80, GFANN-80-W, VW-DIS-D, W-DIS-D
235b6558-94fe-42c5-8574-4fce0008dd25 |  |  |  | North | Edwards |  | Hardware |  |  |  | Hardware | TRUE | LKW-1 |  | FIRE - Wall Orientation | 1 | [6 empty] | FALSE | [5 empty] | #FFFFFFFF |  |  | FALSE | FALSE | FALSE | [14 empty] | FALSE | [7 empty] | THOR\acont | 2024-10-09 10:48
f7f414ff-9638-40b5-ab94-4fd2ccf2193b |  |  |  | North | Bosch | [5 empty] | Module | TRUE | MBV-XCHAN-55 | * | LICENSE CAMERA | 1 | [12 empty] | #FFFFFFFF |  |  | FALSE | FALSE | FALSE | [20 empty] | DESKTOP-7EIEB7A\acont | 2021-08-13 06:25 | THOR\acont | 2024-10-09 10:48
e7a4e73b-a797-4fad-8a9f-4fd45d133164 |  |  |  | North | Hochiki |  | Cards & Components |  |  |  | Card | TRUE | FN4127US1ERS120 Main Board |  | Main Board | 1 | 0.35 | 0.62 |  |  |  |  | TRUE | [5 empty] | #FFFFFFFF |  |  | FALSE | FALSE | FALSE | [20 empty] | DESKTOP-GHR3H5U\Anthony | 2019-11-26 15:53 | THOR\acont | 2024-10-09 10:48
35968611-f564-4ba6-8050-4fdb6bd4d67f | NFPA 170 SPEAKER STROBE CEILING |  |  | North | Siemens |  | Speaker/Strobe |  |  |  | Module | TRUE | SLSPSCW-A | S54329-F66-A1 | SLSPSCW-A SPK/ST,CLG,WHT,AGENT | 1 | [7 empty] | TRUE |  |  |  |  | #FF0070C0 | FA-NFPA 170 SPEAKER STROBE CEILING | 1 | FALSE | FALSE | FALSE | 2020 | [16 empty] | C |  |  | DESKTOP-7SAL8M7\acont | 2019-08-13 09:04 | THOR\acont | 2024-09-08 17:27 |  | [Siemens] [AUDIO 70.7v] [70V AUDIO] SL2SPSCW-F (C), SLSPCR-A (C), SLSPCR-AL (C), SLSPCR-F (C), SLSPCR-N (C), SLSPCW-A (C), SLSPCW-AL (C), SLSPCW-F (C), SLSPCW-N (C), SLSPSCR-A (C), SLSPSCR-AL (C), SLSPSCR-ALA (C), SLSPSCR-F (C), SLSPSCR-N (C), SLSPSCR-NA [Siemens] [AUDIO 25v] [25V AUDIO] SL2SPSCW-F (C), SLSPCR-A (C), SLSPCR-AL (C), SLSPCR-F (C), SLSPCR-N (C), SLSPCW-A (C), SLSPCW-AL (C), SLSPCW-F (C), SLSPCW-N (C), SLSPSCR-A (C), SLSPSCR-AL (C), SLSPSCR-ALA (C), SLSPSCR-F (C), SLSPSCR-N (C), SLSPSCR-NA ( [Siemens] [NAC] [24 VDC] SL2SPSCW-F (C), SLSCR-AL (C), SLSCR-ALA (C), SLSCR-F (C), SLSCR-FB (C), SLSCR-N (C), SLSCR-NA (C), SLSCW-A (C), SLSCW-AL (C), SLSCW-ALA (C), SLSCW-F (C), SLSCW-FB (C), SLSCW-N (C), SLSCW-NA (C), SLSPSCR-A (C), SLSPSCR-AL (C), SLS
e2e6e8a5-70fa-4f0c-8564-4fdb8b56ebe6 | CADGEN AUX POWER SUPPLY | CADGEN AUX POWER SUPPLY |  | North | Altronix |  | Auxilliary Power Supply |  |  |  | Assembly | TRUE | AL600ULXR | + | Power Supply Charger, Single Class 2 Output, 12/24VDC @ 6A, 115VAC, Red BC300 Enclosure | 1 | [6 empty] | FALSE | FALSE |  |  |  |  | #FFFF0000 | FA-CADGEN AUX POWER SUPPLY | 1 | FALSE | FALSE | FALSE | 212 | [8 empty] | 7 |  |  | 6 |  | TRUE | [5 empty] | DESKTOP-7SAL8M7\acont | 2020-09-28 07:47 | THOR\acont | 2024-09-08 17:27 | Cloned from Altronix AL300ULX
60d942d9-db23-4a61-8f81-4fde047f80c0 | NFPA 170 REMOTE ANNUNCIATOR |  |  | North | MIRCOM |  | Remote Annunciator |  |  |  | Module | TRUE | RAM-208 | ++ | Zone Remote Annunciator | 1 | 0.035 | 0.09 |  |  |  |  | TRUE | [5 empty] | #FFFF0000 | FA-NFPA 170 REMOTE ANNUNCIATOR | 1 | FALSE | FALSE | FALSE | [14 empty] | FALSE | [5 empty] | THOR\acont | 2024-08-07 16:48 | THOR\acont | 2024-09-08 17:27 | Cloned from MIRCOM RAM-3318-LCD | [MIRCOM] [RS-485] MGD-32 Card, RAM-208, RAM-216, RAM-300LCD, RAM-3318-LCD, RAM-3500-LCD Card [MIRCOM] [AUX POWER] [*] MGD-32 Card, QX-MINI-LOC, QX-MINI-LOCMAIN, QX-MINI-LOC-W, QX-MINI-RM, QX-MINI-RMMIC, QX-MINI-RM-W, RAM-208, RAM-216, RAM-300LCD, RAM-3318-LCD, RAM-3500-LCD Card
16b763bf-5ef4-4de0-b2fb-4fe125e6fbdb | NFPA 170 MANUAL PULL |  |  | North | Gamewell FCI |  | Manual Station |  |  |  | Module | TRUE | MS95-DL | ++ | XP-95 pull station, dual with key | 1 | 0.0005 | 0.0015 |  |  |  |  | TRUE | [5 empty] | #FFFF0000 | FA-NFPA 170 MANUAL PULL | 1 | FALSE | FALSE | FALSE | 957 | [19 empty] | DESKTOP-7EIEB7A\acont | 2022-10-07 07:05 | THOR\acont | 2024-09-08 17:27 | Cloned from Gamewell FCI MS95-SL | [Gamewell FCI] [SLC APOLLO MODULES SENSORS] [*] [#1 SHARED ADDR ¦ ALL] MS95-DL, MS95-SL, PID-95, PID-95P, XP95-P w/XP95-B4 (C), XP95-P w/XP95-B6EZ (C), XP95-T w/XP95-B4 (C), XP95-T w/XP95-B6EZ (C) [Gamewell FCI] [SLC MODULES] [*] [#3 TYPE ADDR ¦ MODULES] AMM-2F, AMM-2IF, AMM-2RF, AMM-2RIF, AMM-4F, AMM-4SF, AOM-2RF, AOM-2SF, AOM-TELF, MMI-10F, MMI-6SF, MMO-6RF, MMO-6SF, MS-7AF, MS-7ASF, MS-7S w/AMM-2F, MS-WS w/AMM-2F, TC81021000, VW-GATE, WAM-MM, W [Gamewell FCI] [SLC MODULES SENSORS] [*] [#1 SHARED ADDR ¦ MODULES] AMM-2F, AMM-2IF, AMM-2RF, AMM-2RIF, AMM-4F, AMM-4SF, AOM-2RF, AOM-2SF, AOM-TELF, MMI-10F, MMI-6SF, MMO-6RF, MMO-6SF, MS-7AF, MS-7ASF, MS-7S w/AMM-2F, MS-WS w/AMM-2F, TC81021000, VW-DIS-D
a9b5703b-0eb9-4ffd-b810-4fe13b819889 |  |  |  | North | Edwards |  | Hardware |  |  |  | Hardware | TRUE | FS2ANN-RW-HT-CAB |  | Wpf Ann Cabinet NEMA4X, CSA4- for 3 R Series Annunciator | 1 | [6 empty] | FALSE | [5 empty] | #FFFFFFFF |  |  | FALSE | FALSE | FALSE | [14 empty] | FALSE |  |  | WP |  |  |  |  | THOR\acont | 2024-10-09 10:48
e2674c2b-da55-4345-9d1b-4fe549156a8b |  |  |  | North | Edwards |  | Hardware |  |  |  | Hardware | TRUE | 3-AADC1 |  | System Sensor Loop Controller | 1 | [6 empty] | FALSE | [5 empty] | #FFFFFFFF |  |  | FALSE | FALSE | FALSE | [14 empty] | FALSE | [7 empty] | THOR\acont | 2024-10-09 10:48
cd98f7fe-204b-4a2f-a323-4fe5f86c88b6 | NFPA 170 FIRE ALARM CONTROL UNIT | RISER FACP |  | North | Hochiki |  | Fire Alarm Control Unit |  |  |  | Assembly | TRUE | LA303K1-64 |  | FireNET L@TITUDE Analog Addressable Fire Alarm Control Panel, 4 Slot Deep Enclosure, 10.25 A Auto Voltage, 2-Loop Panel Module, Hochiki Protocol, Network Module, and Media Gateway™, Black, Printer / 48 Zone LEDs | 1 | [6 empty] | FALSE |  |  | *Refer to Install Sheet | 16.5in (W) x 23.2in (H) x 8in (D) | KM5FCRD (Optional Semi-Flush Mounting Kit) | #FFFF0000 | FA-NFPA 170 FIRE ALARM CONTROL UNIT | 1 | FALSE | FALSE | FALSE | 202 | [8 empty] | 7,12,18,28 |  |  | 10.25 |  | TRUE | [5 empty] | DESKTOP-GHR3H5U\Anthony | 2019-11-27 07:05 | THOR\acont | 2024-09-08 17:27
7fa49f26-fd8d-4e60-8f7c-4fe731729cff | NFPA 170 DIGITAL ALARM COMMNUCATOR TRANSMITTER | RISER DACT |  | North | Firelite |  | Communicator |  |  |  | Module | TRUE | 411 | + | Slave Digital Alarm Communicator Transmitters | 1 | 0.064 | 0.12 |  |  |  |  | TRUE | FALSE |  |  |  |  | #FFFF0000 | FA-NFPA 170 DIGITAL ALARM COMMNUCATOR TRANSMITTER | 1 | FALSE | FALSE | FALSE | 250 | [13 empty] | FALSE | [7 empty] | THOR\acont | 2024-09-08 17:27 |  |  | [Firelite] 411
beb11b36-5d28-4d19-94da-4fe888d6abae | NFPA 170 SMOKE CO DETECTOR |  |  | North | Kidde |  | Smoke/CO Detector |  |  |  | Module | FALSE | 21007624 | KN-COPE-I++ | 120VAC Direct Wire with Battery Backup | 1 | [6 empty] | FALSE | TRUE |  |  |  |  | #FFFF0000 | FA-NFPA 170 SMOKE CO DETECTOR | 1 | FALSE | FALSE | FALSE | 1408 | [13 empty] | FALSE |  |  | 120V |  |  | THOR\acont | 2024-09-25 13:14 | THOR\acont | 2024-10-09 10:48 | Cloned from Kidde 21006378 | [BRK, First Alert, Gentex, Kidde] [SMOKE ALARM TANDEM] 21006378 (C), 21007624 (C), 7020BSL (C), 7030BSL (C), 900-CUAR (C), 9120 (C), 9120B (C), 917-0070-002 (C), 917-0071-002 (C), 917-0072-002 (C), 917-0073-002 (C), 917-0079-002 (C), 918-0030-002 (C), 91 [BRK, Gentex, Kidde] [VAC ] [*] 21006378 (C), 21007624 (C), 7020BSL (C), 7030BSL (C), 900-CUAR (C), 9120 (C), 9120B (C), 917-0070-002 (C), 917-0071-002 (C), 917-0072-002 (C), 917-0073-002 (C), 917-0079-002 (C), 918-0030-002 (C), 918-0031-002 (C), 918-003 | [BRK, First Alert, Generic, Gentex, Kidde, N/A] 120VAC SMOKE DETECTOR, 21006378, 21007624, 7020BSL, 7030BSL, 900-CUAR, 9120, 9120B, 9120F, 9120H, 9120HF, 9120T, 9120TF, 9123, 9123F, 9123H, 9123HF, 9123T, 9123TF, 917-0070-002, 917-0071-002, 917-0072-002, 9
d936c266-e6a7-46e7-aca1-4feee9ea9f67 |  |  |  | North | Siemens | [5 empty] | Module | TRUE | ED-33DPSM | 500-686193 | MARINE MNTG. KIT(6 SHOCK MNTS) | 1 | [12 empty] | #FFFFFFFF |  |  | FALSE | FALSE | FALSE | [20 empty] | DESKTOP-7SAL8M7\acont | 2019-08-13 09:04 | THOR\acont | 2024-10-09 10:48
0493edba-4fda-4178-8fb9-4ff667de969f | NFPA 170 HEAT DETECTOR |  |  | North | MIRCOM |  | Heat Detector |  |  |  | Module | TRUE | MIX-5251RAP w/B200SR | + | White, Low-profile rate-of-rise thermal sensor, Sounder Base | 1 | 0.0003 | 0.0065 |  |  |  |  | FALSE | TRUE |  |  |  |  | #FFFF0000 | FA-NFPA 170 HEAT DETECTOR | 1 | FALSE | FALSE | FALSE | 1403 | [13 empty] | FALSE |  |  | R |  |  | DESKTOP-7SAL8M7\acont | 2019-04-12 13:26 | THOR\acont | 2024-09-08 17:27 | 20191121 AC Detector with base | [MIRCOM] [SLC SENSORS] [*] [#4 TYPE ADDR ¦ SENSORS] DNR w/MIX-2251BR (C), DNR w/MIX-2351RAP (C), MIX-1251AP w/B200SR-LF-WH (C), MIX-1251AP w/B200SR-WH (C), MIX-1251AP w/B210LP (C), MIX-1251AP w/B224RB-WH (C), MIX-1251AP w/B501 (C), MIX-1251B w/B200SR-LF- [MIRCOM, Monaco Enterprises] [AUX POWER] 721-121-00 w/B200SR-WH (C), 721-124-00 w/B200SR-WH (C), 722-121-00 w/B200SR-WH (C), 722-406-00 w/B200SR-WH (C), 723-345-00 w/B200SR-WH (C), 723-353-00 w/B200SR-WH (C), 723-361-00 w/B200SR-WH (C), MIX-1251AP w/B200 [MIRCOM] [SLC MODULES SENSORS] [*] [#2 SHARED ADDR ¦ SENSORS] DNR w/MIX-2251BR (C), DNR w/MIX-2351RAP (C), MIX-1251AP w/B200SR-LF-WH (C), MIX-1251AP w/B200SR-WH (C), MIX-1251AP w/B210LP (C), MIX-1251AP w/B224RB-WH (C), MIX-1251AP w/B501 (C), MIX-1251B w/
f3ebe02f-4c4f-46e5-86ba-4ff6fbfb8cad | NFPA 170 MANUAL PULL |  |  | North | Autocall |  | Manual Station |  |  |  | Module | TRUE | A4099-9005 | + | Addressable manual station, Double Action, Breakglass operation, English | 1 | 0.0008 | 0.001 |  |  |  |  | TRUE | FALSE |  |  |  |  | #FFFF0000 | FA-NFPA 170 MANUAL PULL | 1 | FALSE | FALSE | FALSE | 957 | [19 empty] | DESKTOP-0D6CQVA\lousc | 2019-06-16 10:15 | THOR\acont | 2024-09-08 17:27 | Cloned from AutoCall A4098-9714 w/A4098-9792 | [Autocall, Simplex] [IDNet] [MODULES ++] 2080-9056, 2080-9057, 2080-9067, 2080-9068, 2080-9069, 2080-9070, 4009-9201 Main Board, 4009-9401 Main Board, 4010-9901, 4090-5261, 4090-9001, 4090-9002, 4090-9005, 4090-9006, 4090-9008, 4090-9116, 4098-9019 (Cont
28801c8e-0ce5-4ac4-b086-4ff875c8ee66 |  |  |  | North | Monaco Enterprises |  | Cards & Components |  |  |  | Card | TRUE | 227-912-xx |  | MAAP-X upgrade kit for existing 28" or larger M-series fire panels (M-1, M-2, MAAP(+)) or spare Electronics Package for MAAP-X installs | 1 | [6 empty] | TRUE | [5 empty] | #FFFFFFFF |  |  | FALSE | FALSE | FALSE | [20 empty] | AULAPTOP-PC\Aulaptop | 2019-04-20 03:50 | THOR\acont | 2024-10-09 10:48
fb0c69e6-5ce4-41ae-86a9-4ff95abf1b47 | NFPA 170 MANUAL PULL |  |  | North | Siemens |  | Manual Station |  |  |  | Module | TRUE | HMS-SZ | S54321-F6-A1 | MANUAL STATION - SINGLE ACTION - Country of Origin (non China) | 1 | [12 empty] | #FFFF0000 | FA-NFPA 170 MANUAL PULL | 1 | FALSE | FALSE | FALSE | 957 | [19 empty] | DESKTOP-7SAL8M7\acont | 2019-08-13 09:04 | THOR\acont | 2024-09-08 17:27 |  | [Siemens] [SLC MODULES SENSORS] [*] [#1 SHARED ADDR ¦ MODULES] AD-11P (C), FDBZ492 w/OP921 (C), FDBZ492-HR w/FDO421 (C), FDBZ492-HR w/OP921 (C), FDBZ492-R (C), FDCIO422, HCP, HCP-Z, HFPO-11, HFPT-11, HMS-D, HMS-DE, HMS-DP, HMS-DZ, HMS-S, HMS-SA, HMS-SE,
e20da1c8-71c1-4c72-a6e0-4fff1468913c | NFPA 170 FIRE ALARM CONTROL UNIT | RISER TRANSPONDER |  | North | Autocall |  | Fire Alarm Control Unit |  |  |  | Assembly | TRUE | A100-9600 | + | Fire Alarm Control Transponder, 2 Bay, Solid, Red, A100-2162 | 1 | 0 | 0 |  |  |  |  | TRUE | [5 empty] | #FFFF0000 | FA-NFPA 170 FIRE ALARM CONTROL UNIT | 1 | FALSE | FALSE | FALSE | 202 | [8 empty] | 33 |  |  |  |  | TRUE | [5 empty] | DESKTOP-7EIEB7A\acont | 2021-08-18 12:59 | THOR\acont | 2024-09-08 17:27 | Cloned from AutoCall A100-9600
a826fcdf-769d-4cf1-9723-500854558a92 |  |  |  | North | Siemens |  | Hardware |  |  |  | Hardware | TRUE | SPSSB-R | 500-636114 | SE SPEAKER/STROBE WALL SURFACE BACK BOX | 1 | [12 empty] | #FFFFFFFF |  |  | FALSE | FALSE | FALSE | [20 empty] | DESKTOP-7SAL8M7\acont | 2019-08-13 09:04 | THOR\acont | 2024-10-09 10:48 | B,T
f3ace3c2-e07c-4e86-afd0-5008659a5607 |  |  |  | North | Siemens | [5 empty] | Module | TRUE | BAAP | S54339-A14-A1 | Booster Amp Adapter Plate | 1 | [12 empty] | #FFFFFFFF |  |  | FALSE | FALSE | FALSE | [20 empty] | DESKTOP-7SAL8M7\acont | 2019-08-13 09:04 | THOR\acont | 2024-10-09 10:48
b8196c28-f5e5-4ce3-901e-50099332d6e4 |  |  |  | North | Edwards |  | Cards & Components |  |  |  | Card | TRUE | iO500GD Mainboard | ++ | Main Board | 1 | 0.172 | 0.267 | 6 |  |  |  | TRUE | [5 empty] | #FFFFFFFF |  |  | FALSE | FALSE | FALSE | [14 empty] | FALSE | [5 empty] | DESKTOP-7EIEB7A\acont | 2022-10-24 10:08 | THOR\acont | 2024-10-09 10:48 | Cloned from Edwards iO1000GD Mainboard | [Edwards] [IDC] [#1 ALARM] iO500G Mainboard, iO500GD Mainboard, iO500R Mainboard, iO500RD Mainboard [Edwards, Kidde] [VAC ] 2IDC, 76-600000-001 Main Board, 76-800xxx-xxx Main Board, 77-600000-901 Main Board, 84-732001-901 Main Board, APS10A Mainboard, APS6A Mainboard, BPS10A Mainboard, BPS10A/230 Mainboard, BPS6A Mainboard, BPS6A/230 Mainboard, EST1-2Z [Edwards] [IDC] [#3 SUPERVISORY] iO500G Mainboard, iO500GD Mainboard, iO500R Mainboard, iO500RD Mainboard [Edwards, Kidde, Macurco] [IDC] [#2 TROUBLE] 2IDC, 76-600000-001 Main Board, 76-800xxx-xxx Main Board, 77-600000-901 Main Board, 84-732001-901 Main Board, DVP-120 Mainboard, EST1-2Z Mainboard, FSP1004G Mainboard, FSP1004G-2 Mainboard, FSP1004GD Mainboard [Edwards, Kidde, Macurco] [IDC] [#3 SUPERVISORY] 2IDC, 76-600000-001 Main Board, 76-800xxx-xxx Main Board, 77-600000-901 Main Board, 84-732001-901 Main Board, DVP-120 Mainboard, EST1-2Z Mainboard, FSP1004G Mainboard, FSP1004G-2 Mainboard, FSP1004GD Mainb [Edwards] [IDC] [#2 TROUBLE] iO500G Mainboard, iO500GD Mainboard, iO500R Mainboard, iO500RD Mainboard [Edwards, Kidde, Macurco] [IDC] [#1 ALARM] 2IDC, 76-600000-001 Main Board, 76-800xxx-xxx Main Board, 77-600000-901 Main Board, 84-732001-901 Main Board, DVP-120 Mainboard, EST1-2Z Mainboard, FSP1004G Mainboard, FSP1004G-2 Mainboard, FSP1004GD Mainboard, | [Edwards] iO500G Mainboard, iO500GD Mainboard, iO500R Mainboard, iO500RD Mainboard
90ad8bd2-fbf2-498d-92da-500ae13be3e6 | CADGEN DOOR CONTACT |  |  | North | Honeywell |  | Door Contact |  |  |  | Module | TRUE | 949 | ++ | Magnetic Contact with Leads, Surface Mount | 1 |  |  |  |  | 1.5 | [7 empty] | #FFFF0000 | FA-CADGEN DOOR CONTACT | 1 | FALSE | FALSE | FALSE | [17 empty] | REX |  |  | DESKTOP-7EIEB7A\acont | 2023-01-30 10:30 | THOR\acont | 2024-09-08 17:27 | Cloned from Honeywell PR-20445 | [Honeywell] [IDC] 01 [INPUT] 4939SN-WH, 4959SN, 7939-2, 7939WG, 7940, 940, 943WG, 945, 945T, 949, 950, PAL-T, PR-20445 [Honeywell] [ACCESS CONTROL INPUT] [*] [INPUT] 4939SN-WH, 4959SN, 7939-2, 7939WG, 7940, 940, 943WG, 945, 945T, 949, 950, PAL-T, PR-20445
a44212fb-d738-464a-8fd8-500de55991d3 | NFPA 170 DUCT SMOKE DETECTOR |  |  | North | Hochiki |  | Duct Smoke Detector |  |  |  | Module | TRUE | DH-98-P | CONVENTIONAL DUCT DETECTOR | CONVENTIONAL DUCT DETECTOR | 1 | 0.013 | 0.06 |  |  |  |  | TRUE | TRUE |  | *Refer to Install Sheet |  |  | #FFFF0000 | FA-NFPA 170 DUCT SMOKE DETECTOR | 1 | FALSE | FALSE | FALSE | 1400 | [19 empty] | DESKTOP-0D6CQVA\lousc | 2019-10-12 10:24 | THOR\acont | 2024-09-08 17:27 |  | [Hochiki] [AUX POWER] [*] DH-100-P (C), DH-98-P (C), SLR-835 w/HSC-4R (C), SLR-835H w/HSC-4R (C) | [Hochiki] DH-98-P
7e3c9519-3eab-4563-a381-50174acc231b | NFPA 170 FIRE ALARM CONTROL UNIT | RISER FACP |  | North | Notifier |  | Fire Alarm Control Unit |  |  |  | Assembly | TRUE | AFP-100 | + | A package that includes a CPU-400, an MPS-400PCA, a transformer assembly, and a two-position CPU-400 ribbon cable. Order cabinet separately. | 1 | [6 empty] | FALSE | [5 empty] | #FFFF0000 | FA-NFPA 170 FIRE ALARM CONTROL UNIT | 1 | FALSE | FALSE | FALSE | 202 | [8 empty] | 7,12,18 |  |  | 3.6 |  | TRUE | [5 empty] | DESKTOP-7EIEB7A\acont | 2021-05-28 08:38 | THOR\acont | 2024-09-08 17:27 | Cloned from Notifier AFP-400
9f2e1023-b571-4ffe-9818-5026ff3c9b02 | NFPA 170 FIRE ALARM CONTROL UNIT | RISER FACP |  | North | Hochiki |  | Fire Alarm Control Unit |  |  |  | Assembly | TRUE | LA103K2-44 |  | FireNET L@TITUDE Analog Addressable Fire Alarm Control Panel, 4 Slot Standard Enclosure, 10.25 A Auto Voltage, 4-Loop Panel Module, Hochiki Protocol, Network Module, and Media Gateway™, Gray, Printer / 48 Zone LEDs | 1 | [6 empty] | FALSE |  |  | *Refer to Install Sheet | 16.5in (W) x 23.2in (H) x 6in (D) | KM5FCRD (Optional Semi-Flush Mounting Kit) | #FFFF0000 | FA-NFPA 170 FIRE ALARM CONTROL UNIT | 1 | FALSE | FALSE | FALSE | 202 | [8 empty] | 7,12,18,28 |  |  | 10.25 |  | TRUE | [5 empty] | DESKTOP-7SAL8M7\acont | 2019-12-04 15:59 | THOR\acont | 2024-09-08 17:27 | Cloned from Hochiki LA103K1-44
0b0c1717-9300-4c18-815d-502820f3c2c2 | NFPA 170 REMOTE INDICATOR |  |  | North | Edwards |  | Remote Indicator |  |  |  | Module | TRUE | 890WDA-G5 |  | R on W, Wall Lamp, 24V | 1 | [6 empty] | FALSE | [5 empty] | #FFFF0000 | FA-NFPA 170 REMOTE INDICATOR | 1 | FALSE | FALSE | FALSE | [14 empty] | FALSE | [7 empty] | THOR\acont | 2024-09-08 17:27
57e2f265-2e2b-4c6c-8525-50285c4f64f1 |  |  |  | North | Simplex | [5 empty] | Module | TRUE | 4100-6307 | ++ | ES Net NIC dual channel single-mode fiber media card | 1 | 0.135 | 0.135 | [10 empty] | #FFFFFFFF |  |  | FALSE | FALSE | FALSE | [20 empty] | THOR\acont | 2024-02-23 05:55 | THOR\acont | 2024-10-09 10:48 | Cloned from Simplex 4100-6306 CLONED CLONED | [Autocall, Simplex] [Fiber Optic] [NETWORK ++] 4007-6307, 4007-6308, 4007-6309, 4010-6307, 4010-6308, 4100-6307, 4100-6308, 4190-9858, 4190-9859, A007-6307, A007-6308, A007-6309, A010-6307, A010-6308, A100-6307, A100-6308, A190-9858, A190-9859 | [Autocall, Simplex] 4007-6307, 4007-6308, 4010-6307, 4100-6307, 4190-9858, A007-6307, A007-6308, A010-6307, A100-6307, A190-9858
0f5aa1a5-830d-4dc7-9d02-5029ce865317 | NFPA 170 HORN |  |  | North | Eaton Wheelock |  | Horn |  |  |  | Module | TRUE | HS-12/24-R |  | Horn, 24 VDC, red | 1 | [6 empty] | FALSE | FALSE |  |  |  |  | #FF0070C0 | FA-NFPA 170 HORN | 1 | FALSE | FALSE | FALSE | 2010 | [13 empty] | FALSE | [7 empty] | THOR\acont | 2024-09-08 17:27
e15e60f6-4e96-489b-902c-502c14d984a6 |  |  |  | North | Autocall |  | Cards & Components |  |  |  | Card | TRUE | A100-6103 |  | Dual Class A IDNAC Isolator (DCAI) | 1 | 0.0083 | 0.0185 |  |  |  |  | TRUE | [5 empty] | #FFFFFFFF |  |  | FALSE | FALSE | FALSE | [20 empty] | DESKTOP-0D6CQVA\lousc | 2019-07-06 14:37 | THOR\acont | 2024-10-09 10:48 | Cloned from AutoCall A100-6102 |  | [Autocall] A010-9930, A100-5152, A100-6038, A100-6046, A100-6101, A100-6102, A100-6103
f24dc52b-fff5-4f86-9e2a-502c95ec7d71 |  |  |  | North | Edwards |  | Cards & Components |  |  |  | Card | TRUE | D16L-iO-1 |  | LED Display, 16 Y/R LEDs/zone, left panel mount | 1 | 0.004 | 0.048 |  |  |  |  | TRUE | [5 empty] | #FFFFFFFF |  |  | FALSE | FALSE | FALSE | [14 empty] | FALSE | [7 empty] | THOR\acont | 2024-10-09 10:48
fa3142a7-e42b-4c75-9d25-502d41db411a | NFPA 170 FIRE ALARM CONTROL UNIT | RISER FACP |  | North | Honeywell |  | Fire Alarm Control Unit |  |  |  | Assembly | TRUE | XLS140-2 | ++ | Intelligent Addressable Fire Alarm System w/Display | 1 | [6 empty] | FALSE | FALSE |  |  |  |  | #FFFF0000 | FA-NFPA 170 FIRE ALARM CONTROL UNIT | 1 | FALSE | FALSE | FALSE | 202 | [8 empty] | 26,55,100 |  |  |  |  | TRUE | [5 empty] | AUGUSTXPS17-EUP\aucon | 2023-02-18 06:41 | THOR\acont | 2024-09-08 17:27 | Cloned from Honeywell XLS3000 (FACP)
e7165226-a321-4856-a448-502f01c3af88 | NFPA 170 ISOLATION MODULE |  |  | North | Honeywell |  | Isolator Module |  |  |  | Module | TRUE | VSI |  | Vplex Short Isolator | 1 | [6 empty] | FALSE | [5 empty] | #FFFF0000 | FA-NFPA 170 ISOLATION MODULE | 1 | FALSE | FALSE | FALSE | 1200 | [13 empty] | FALSE | [5 empty] | ALIENWIN10\AugWin7 | 2018-12-14 08:30 | THOR\acont | 2024-09-08 17:27 | Cloned from Honeywell New Part CLONED CLONED CLONED CLONED CLONED CLONED
340eedea-c029-47ae-a747-50316025c0f8 |  |  |  | North | Edwards |  | Cards & Components |  |  |  | Card | TRUE | 2-16R8S |  | OBSOLETE - 16 Red, 8 Switch LED Annunciator Module | 1 | [6 empty] | TRUE | [5 empty] | #FFFFFFFF |  |  | FALSE | FALSE | FALSE | [14 empty] | FALSE | [7 empty] | THOR\acont | 2024-10-09 10:48
1e6a7932-877f-4146-8d45-50324dd67b8f |  |  |  | North | NAPCO |  | Hardware |  |  |  | Hardware | TRUE | FWC-FSLC-SMK6B | ++ | ** Smoke/Heat 6" Base, required for FWC-FSLC- SMK and –HEAT devices | 1 |  |  |  |  | 24 | [7 empty] | #FFFFFFFF |  |  | FALSE | FALSE | FALSE | [20 empty] | DESKTOP-7SAL8M7\acont | 2020-01-21 11:59 | THOR\acont | 2024-10-09 10:48
bcfcabec-f4eb-47ad-8e71-5033d79ed610 | NFPA 170 HORN |  |  | North | e2S |  | Horn |  |  |  | Module | TRUE | D2xS1 | ++ | Haz Loc alarm horn sounder | 1 | 0 | 0.313 |  |  |  |  | FALSE | [5 empty] | #FF0070C0 | FA-NFPA 170 HORN | 1 | FALSE | FALSE | FALSE | 2021 | [13 empty] | FALSE | [5 empty] | THOR\acont | 2023-10-02 16:25 | THOR\acont | 2024-09-08 17:27 | Cloned from e2S D1xS1R | [e2S] [NAC] D2xS1
6597d597-8c31-4754-84ee-5037c79d327c | NFPA 170 FIRE ALARM CONTROL UNIT | RISER FACP |  | North | Spectronix |  | Fire Alarm Control Unit |  |  |  | Assembly | TRUE | SA400 | + | FIRE ALARM CONTROL PANEL, CONVENTIONAL | 1 | [6 empty] | FALSE | FALSE |  |  |  |  | #FFFF0000 | FA-NFPA 170 FIRE ALARM CONTROL UNIT | 1 | FALSE | FALSE | FALSE | 202 | [8 empty] | 7,12,15 |  |  | 3 |  | TRUE | [5 empty] | DESKTOP-7EIEB7A\acont | 2023-02-02 11:26 | THOR\acont | 2024-09-08 17:27 | Cloned from Firelite MS-4
b01eff84-7caa-4a4e-9a59-504370a85dd4 | NFPA 170 DUCT SMOKE DETECTOR |  |  | North | Gamewell FCI |  | Duct Smoke Detector |  |  |  | Module | TRUE | DNRW w/ASD-PL3 | + | Intelligent duct detector housing, non-relay, watertight w/ASD-PL3 | 1 | 0.0002 | 0.0045 |  |  |  |  | FALSE | TRUE | FLUSH |  | N/A | N/A | #FFFF0000 | FA-NFPA 170 DUCT SMOKE DETECTOR | 1 | FALSE | FALSE | FALSE | 1400 |  |  | 3242-1653:0209 | [10 empty] | FALSE | [5 empty] | DESKTOP-7EIEB7A\acont | 2021-06-09 12:07 | THOR\acont | 2024-09-08 17:27 | Cloned from Gamewell FCI DNRW w/ASD-PL3R | [Gamewell FCI] [SLC SENSORS] [*] [#4 TYPE ADDR ¦ SENSORS] ADPF (C), ASD-PL2F w/B200S-LF-WH (C), ASD-PL2F w/B210LP (C), ASD-PL2FR (C), ASD-PL3 w/B200S-LF-WH (C), ASD-PL3 w/B200SR-LF-WH (C), ASD-PL3 w/B200SR-WH (C), ASD-PL3 w/B224BI-WH (C), ASD-PL3 w/B224R [Gamewell FCI] [SLC MODULES SENSORS] [*] [#2 SHARED ADDR ¦ SENSORS] ADPF (C), ASD-PL2F w/B200S-LF-WH (C), ASD-PL2F w/B210LP (C), ASD-PL2FR (C), ASD-PL3 w/B200S-LF-WH (C), ASD-PL3 w/B200SR-LF-WH (C), ASD-PL3 w/B200SR-WH (C), ASD-PL3 w/B224BI-WH (C), ASD-P | [Gamewell FCI] ASD-PL2FR, ASD-PL3R, ASD-PL3R-IV, DNR w/ASD-PL2FR, DNR w/ASD-PL3R, DNRW w/ASD-PL2FR, DNRW w/ASD-PL3, DNRW w/ASD-PL3R
c055f804-d2b2-47b0-806f-504682599eac |  |  |  | North | MIRCOM | [5 empty] | Module | TRUE | DSPL-2440DS | ++ | Graphical Main Display for FX-4000MNS | 1 | 0.029 | 0.035 | [10 empty] | #FFFFFFFF |  |  | FALSE | FALSE | FALSE | [20 empty] | THOR\acont | 2024-02-23 14:58 | THOR\acont | 2024-10-09 10:48
87c2ab47-6c91-4bdb-95bd-504789a0299f |  |  |  | North | Notifier |  | Cards & Components |  |  |  | Card | TRUE | NFC-RTZM | + | Remote Telephone Zone Module | 1 | 0.055 | 0.06 |  |  |  |  | TRUE | FALSE |  |  |  |  | #FFFFFFFF |  |  | FALSE | FALSE | FALSE | [14 empty] | FALSE | [5 empty] | DESKTOP-7SAL8M7\acont | 2019-10-02 17:27 | THOR\acont | 2024-10-09 10:48
0c2a7292-77b6-47d4-993e-504c4cafb909 | NFPA 170 ADDRESSABLE OUTPUT MODULE |  |  | North | Ansul |  | Addressable Control/Relay |  |  |  | Module | TRUE | 4090-9002 | + | Relay IAM | 1 | 0.0008 | 0.001 |  |  |  |  | TRUE | [5 empty] | #FFFF0000 | FA-NFPA 170 ADDRESSABLE OUTPUT MODULE | 1 | FALSE | FALSE | FALSE | 1100 |  |  |  |  | 864 | [11 empty] | R |  |  | DESKTOP-7EIEB7A\acont | 2021-06-17 07:32 | THOR\acont | 2024-09-08 17:27 | Cloned from AutoCall A4090-9002 | [Ansul] [IDNet] 4090-9002, 4090-9006, 4090-9007, 4090-9051, 4090-9119, 4098-9714 w/4098-9793 (C) | [Ansul, Autocall, Simplex] 4090-9002, A4090-9002 [Ansul, Autocall, Simplex] 4090-9002, A4090-9002
1fd7766d-0e2b-40eb-a1f9-505c7b614865 | NFPA 170 STROBE CEILING |  |  | North | System Sensor |  | Strobe |  |  |  | Module | TRUE | SCWHK | + | Strobe, High cd, White, Outdoor (includes plastic weatherproof back box) | 1 | 0 | 0.071 |  |  |  |  | FALSE | TRUE |  |  |  |  | #FF0070C0 | FA-NFPA 170 STROBE CEILING | 1 | FALSE | FALSE | FALSE | 2013 | [13 empty] | FALSE |  |  | C, WP |  |  | DESKTOP-7EIEB7A\acont | 2021-05-03 14:42 | THOR\acont | 2024-09-08 17:27 | Cloned from System Sensor PC2WHK | [System Sensor] [NAC] [VDC, TEMPORAL HIGH] SCRHK (C), SCWHK (C), SPSCRH (C), SPSCWH (C), SPSCWHK (C), SPSCWHK-P (C), SPSRHK [System Sensor] [NAC] [VFWR, TEMPORAL HIGH] SCRHK (C), SCWHK (C), SPSCRH (C), SPSCWH (C), SPSCWHK (C), SPSCWHK-P (C), SPSRHK
916f89e6-9888-4a7d-bfb2-5060e16a5ea0 |  |  |  | North | Edwards |  | Cards & Components |  |  |  | Card | TRUE | XGD |  | Driver, 24 LEDs and 12 switches | 1 | 0.005 | 0.158 |  |  |  |  | TRUE | [5 empty] | #FFFFFFFF |  |  | FALSE | FALSE | FALSE | [14 empty] | FALSE | [7 empty] | THOR\acont | 2024-10-09 10:48
85f8ddb6-3e42-489c-b2ce-5065f0ed85c8 | NFPA 170 SPEAKER CEILING |  |  | North | System Sensor |  | Speaker |  |  |  | Module | TRUE | SPCW8 | ++ | 8 Inch Dual Voltage Speaker | 1 | [6 empty] | FALSE | TRUE |  |  |  |  | #FF0070C0 | FA-NFPA 170 SPEAKER CEILING | 1 | FALSE | FALSE | FALSE | 2019 | [13 empty] | FALSE |  |  | C |  |  | THOR\acont | 2024-02-06 16:47 | THOR\acont | 2024-09-08 17:27 | Cloned from System Sensor SPCRL | [System Sensor] [AUDIO 25v] [25V AUDIO] SPCW8 (C) [System Sensor] [AUDIO 70.7v] [70V AUDIO] SPCW8 (C)
8250f4ea-c1c9-491d-a86e-5076b6d0a06a |  |  |  | North | Bosch | [5 empty] | Module | TRUE | HS-24-R | * | HORN 24VDC RED | 1 | [12 empty] | #FFFFFFFF |  |  | FALSE | FALSE | FALSE | [22 empty] | THOR\acont | 2024-10-09 10:48 |  | [Bosch, Eaton Wheelock] [NAC] HS-24-R, HS-24-W
1aee8258-dec3-42b5-a096-507f9d5b3ad0 | NFPA 170 GAS DETECTOR |  |  | North | Edwards |  | Gas Detection |  |  |  | Module | TRUE | SIGA-COD w/SIGA-AB4G-LF BASE | ++ | Intelligent Carbon Monoxide Detector | 1 | 3.2e-05 | 3.2e-05 |  |  |  |  | FALSE | TRUE |  |  |  |  | #FFFF0000 | FA-NFPA 170 GAS DETECTOR | 1 | FALSE | FALSE | FALSE | 1408 | [13 empty] | FALSE |  |  | LF |  |  |  |  | THOR\acont | 2024-10-08 16:26 | 20191121 AC Detector with base | [Edwards, Kidde] [SLC EST SENSORS] 01 [*] [EST3, iO1000] DS-HFS (C), DS-PS (C), FX-HD w/IB4U BASE, FX-HD w/RB4U BASE, FX-HD w/SB4U BASE, FX-HD w/SB4U-LF BASE, FX-HD wB4U BASE, FX-PD w/B4U BASE (C), FX-PD w/IB4U BASE (C), FX-PD w/SB4U BASE (C), FX-PD w/SB [Edwards, Kidde] [SLC EST MODULES/SENSORS] 01 [*] [iO64] DS-HFS (C), DS-PS (C), FX-HD w/IB4U BASE, FX-HD w/RB4U BASE, FX-HD w/SB4U BASE, FX-HD w/SB4U-LF BASE, FX-HD wB4U BASE, FX-PD w/B4U BASE (C), FX-PD w/IB4U BASE (C), FX-PD w/SB4U BASE (C), FX-PD w/SB [Edwards, Kidde] [SLC EST MODULES SENSORS] [*] [#2 SHARED ADDR ¦ SENSORS] KI-DDOS (C), SIGA2-COS w/SIGA-AB4G BASE, SIGA2-COS w/SIGA-AB4G-LF BASE, SIGA2-COS w/SIGA-AB4GT BASE, SIGA2-COS w/SIGA-IB BASE, SIGA2-COS w/SIGA-RB BASE, SIGA2-COS w/SIGA-SB BASE, S [Edwards, Kidde] [SLC EST SENSORS] [*] [#4 TYPE ADDR ¦ SENSORS] KI-DDOS (C), SIGA2-COS w/SIGA-AB4G BASE, SIGA2-COS w/SIGA-AB4G-LF BASE, SIGA2-COS w/SIGA-AB4GT BASE, SIGA2-COS w/SIGA-IB BASE, SIGA2-COS w/SIGA-RB BASE, SIGA2-COS w/SIGA-SB BASE, SIGA2-HCOS [Edwards, Kidde] [AUX POWER] FX-HD w/SB4U-LF BASE, FX-PD w/SB4U-LF BASE (C), FX-PHD w/SB4U-LF BASE (C), SIGA2-COS w/SIGA-AB4G-LF BASE, SIGA2-HCOS w/SIGA-AB4G-LF BASE, SIGA2-HFS w/SIGA-AB4G-LF BASE, SIGA2-HRS w/SIGA-AB4G-LF BASE, SIGA2-PCOS w/SIGA-AB4G-LF
75420b87-e233-42d4-b43d-508b2d2cfe8f | NFPA 170 SMOKE DETECTOR |  |  | North | Edwards |  | Smoke Detector |  |  |  | Module | TRUE | SIGA-OSD w/SIGA-SB4 BASE | ++ | Intelligent Optical Smoke Detector | 1 | 3.2e-05 | 4.5e-05 |  |  |  |  | FALSE | TRUE |  |  |  |  | #FFFF0000 | FA-NFPA 170 SMOKE DETECTOR | 1 | FALSE | FALSE | FALSE | 1408 | [13 empty] | FALSE | [5 empty] | DESKTOP-7SAL8M7\acont | 2020-01-07 08:00 | THOR\acont | 2024-09-08 17:27 | Cloned from Edwards SIGA-PD w/SIGA-SB4 BASE | [Edwards, Kidde] [SLC EST MODULES/SENSORS] 01 [*] [iO64] DS-HFS (C), DS-PS (C), FX-HD w/IB4U BASE, FX-HD w/RB4U BASE, FX-HD w/SB4U BASE, FX-HD w/SB4U-LF BASE, FX-HD wB4U BASE, FX-PD w/B4U BASE (C), FX-PD w/IB4U BASE (C), FX-PD w/SB4U BASE (C), FX-PD w/SB [Edwards, Kidde] [SLC EST SENSORS] 01 [*] [EST3, iO1000] DS-HFS (C), DS-PS (C), FX-HD w/IB4U BASE, FX-HD w/RB4U BASE, FX-HD w/SB4U BASE, FX-HD w/SB4U-LF BASE, FX-HD wB4U BASE, FX-PD w/B4U BASE (C), FX-PD w/IB4U BASE (C), FX-PD w/SB4U BASE (C), FX-PD w/SB [Edwards, Kidde] [SLC EST SENSORS] [*] [#4 TYPE ADDR ¦ SENSORS] KI-DDOS (C), SIGA2-COS w/SIGA-AB4G BASE, SIGA2-COS w/SIGA-AB4G-LF BASE, SIGA2-COS w/SIGA-AB4GT BASE, SIGA2-COS w/SIGA-IB BASE, SIGA2-COS w/SIGA-RB BASE, SIGA2-COS w/SIGA-SB BASE, SIGA2-HCOS [Edwards, Kidde] [SLC EST MODULES SENSORS] [*] [#2 SHARED ADDR ¦ SENSORS] KI-DDOS (C), SIGA2-COS w/SIGA-AB4G BASE, SIGA2-COS w/SIGA-AB4G-LF BASE, SIGA2-COS w/SIGA-AB4GT BASE, SIGA2-COS w/SIGA-IB BASE, SIGA2-COS w/SIGA-RB BASE, SIGA2-COS w/SIGA-SB BASE, S
e30fc415-2578-4e8e-b1f1-508e6d3949dd | NFPA 170 SPEAKER STROBE CEILING |  |  | North | System Sensor |  | Speaker/Strobe |  |  |  | Module | TRUE | SPSCRLED | ++ | 2-WIRE, SPEAKER STROBE LED RED CEILING | 1 | 0 | 0.132 |  |  |  |  | FALSE | TRUE |  |  |  |  | #FF0070C0 | FA-NFPA 170 SPEAKER STROBE CEILING | 1 | FALSE | FALSE | FALSE | 2020 | [13 empty] | FALSE |  |  | C |  |  | THOR\acont | 2024-02-21 10:54 | THOR\acont | 2024-09-08 17:27 | Cloned from System Sensor SPSCR | [System Sensor] [AUDIO 25v] [25V AUDIO] SPSCRLED (C), SPSCRLED-B (C), SPSCRLED-BT (C), SPSCWLED (C), SPSCWLED-B (C), SPSCWLED-BT (C), SPSCWLED-CLR-ALERT (C), SPSCWLED-P (C), SPSCWLED-SP (C), SPSCWLED-T (C), SPSCWLED-TP (C), SPSRLED, SPSRLED-B, SPSRLED-P, [System Sensor] [NAC] [VDC] SPSCRLED (C), SPSCRLED-B (C), SPSCRLED-BT (C), SPSCWLED (C), SPSCWLED-B (C), SPSCWLED-BT (C), SPSCWLED-CLR-ALERT (C), SPSCWLED-P (C), SPSCWLED-SP (C), SPSCWLED-T (C), SPSCWLED-TP (C) [System Sensor] [AUDIO 70.7v] [70V AUDIO] SPSCRLED (C), SPSCRLED-B (C), SPSCRLED-BT (C), SPSCWLED (C), SPSCWLED-B (C), SPSCWLED-BT (C), SPSCWLED-CLR-ALERT (C), SPSCWLED-P (C), SPSCWLED-SP (C), SPSCWLED-T (C), SPSCWLED-TP (C), SPSRLED, SPSRLED-B, SPSRLED-
97a29bd9-5913-4b96-ac28-5090caf20e56 | NFPA 170 HEAT DETECTOR |  |  | North | Secutron |  | Heat Detector |  |  |  | Module | TRUE | MRI-5251H w/B210LP | ++ | Intelligent Heat Detector, 135°F fixed temperature with rate-of-rise detection, Standard Base | 1 | 0.0002 | 0.0065 |  |  |  |  | FALSE | TRUE |  |  | 2 inches H x 6.2 inches D |  | #FFFF0000 | FA-NFPA 170 HEAT DETECTOR | 1 | FALSE | FALSE | FALSE | 1408 | [13 empty] | FALSE | [5 empty] | DESKTOP-7EIEB7A\acont | 2023-06-24 19:47 | THOR\acont | 2024-09-08 17:27 | Cloned from Secutron MRI-2351TAP w/300-6 CLONED | [Secutron] [SLC SENSORS] [*] [#4 TYPE ADDR ¦ SENSORS] 7251 (C), MRI-2251B w/B210LP (C), MRI-2251BR (C), MRI-2251TB w/B210LP (C), MRI-2251TMB w/B210LP (C), MRI-2351AP w/300-6 (C), MRI-2351RAP (C), MRI-2351TAP w/300-6 (C), MRI-5251B w/B210LP (C), MRI-5251H [Secutron] [SLC MODULES SENSORS] [*] [#2 SHARED ADDR ¦ SENSORS] 7251 (C), MRI-2251B w/B210LP (C), MRI-2251BR (C), MRI-2251TB w/B210LP (C), MRI-2251TMB w/B210LP (C), MRI-2351AP w/300-6 (C), MRI-2351RAP (C), MRI-2351TAP w/300-6 (C), MRI-5251B w/B210LP (C),
233528be-c9d8-4fc3-8364-50956978f914 | NFPA 170 SMOKE HEAT CO DETECTOR |  |  | North | Kidde |  | Smoke/Heat/CO Detector |  |  |  | Module | TRUE | KI-PHCD w/KI-ABDT BASE | ++ | Photoelectric, heat detector and carbon monoxide life safety detector | 1 | 3.2e-05 | 3.2e-05 |  |  |  |  | FALSE | TRUE |  |  |  |  | #FFFF0000 | FA-NFPA 170 SMOKE HEAT CO DETECTOR | 1 | FALSE | FALSE | FALSE | 1408 | [13 empty] | FALSE | [5 empty] | DESKTOP-7SAL8M7\acont | 2020-01-02 08:32 | THOR\acont | 2024-10-08 16:26 | Cloned from Edwards SIGA-PHCD w/SIGA-AB4GT BASE | [Edwards, Kidde] [SLC EST MODULES/SENSORS] 01 [*] [iO64] DS-HFS (C), DS-PS (C), FX-HD w/IB4U BASE, FX-HD w/RB4U BASE, FX-HD w/SB4U BASE, FX-HD w/SB4U-LF BASE, FX-HD wB4U BASE, FX-PD w/B4U BASE (C), FX-PD w/IB4U BASE (C), FX-PD w/SB4U BASE (C), FX-PD w/SB [Edwards, Kidde] [SLC EST SENSORS] 01 [*] [EST3, iO1000] DS-HFS (C), DS-PS (C), FX-HD w/IB4U BASE, FX-HD w/RB4U BASE, FX-HD w/SB4U BASE, FX-HD w/SB4U-LF BASE, FX-HD wB4U BASE, FX-PD w/B4U BASE (C), FX-PD w/IB4U BASE (C), FX-PD w/SB4U BASE (C), FX-PD w/SB [Kidde] [SLC EST MODULES SENSORS] [*] [#2 SHARED ADDR ¦ SENSORS] DS-HFS (C), DS-PS (C), FX-HD w/IB4U BASE, FX-HD w/RB4U BASE, FX-HD w/SB4U BASE, FX-HD w/SB4U-LF BASE, FX-HD wB4U BASE, FX-PD w/B4U BASE (C), FX-PD w/IB4U BASE (C), FX-PD w/SB4U BASE (C), FX [Kidde] [SLC EST SENSORS] [*] [#4 TYPE ADDR ¦ SENSORS] DS-HFS (C), DS-PS (C), FX-HD w/IB4U BASE, FX-HD w/RB4U BASE, FX-HD w/SB4U BASE, FX-HD w/SB4U-LF BASE, FX-HD wB4U BASE, FX-PD w/B4U BASE (C), FX-PD w/IB4U BASE (C), FX-PD w/SB4U BASE (C), FX-PD w/SB4U [Edwards, Kidde] [AUX POWER] KI-COD w/KI-ABDT BASE (C), KI-HCD w/KI-ABDT BASE, KI-HRD w/KI-ABDT BASE, KI-PCD w/KI-ABDT BASE (C), KI-PD w/KI-ABDT BASE (C), KI-PHCD w/KI-ABDT BASE (C), KI-PHD w/KI-ABDT BASE (C), KIR-COD w/KI-ABDT BASE (C), KIR-HCD w/KI-ABD
136cc98a-2a80-4805-ad5f-509a65408027 | NFPA 170 HEAT DETECTOR |  |  | North | Thermotech |  | Heat Detector |  |  |  | Module | TRUE | 302-EPM-194 | ++ | Heat Detector, 194°F (90°C) | 1 | [6 empty] | FALSE | TRUE |  |  |  |  | #FFFF0000 | FA-NFPA 170 HEAT DETECTOR | 1 | FALSE | FALSE | FALSE | 1403 |  |  | 7270-0021:0001 | [10 empty] | FALSE | [5 empty] | ALIENWIN10\AugWin7 | 2018-12-19 16:08 | THOR\acont | 2024-09-08 17:27 | 20191121 AC Detector without base | [Edwards, Potter, Thermotech] [IDC] 01 284B-PL (C), 302-135 (C), 302-194 (C), 302-AW-194, 302-EPM-135 (C), 302-EPM-194 (C), 302-ET-135 (C), 302-ET-194 (C)
d0ca4201-229c-4ffc-b5bb-50a1846b1ffd |  |  |  | North | Edwards |  | Hardware |  |  |  | Hardware | TRUE | BPSEQ |  | Seismic battery hold-down for 6.5 to 11 AH in a BPS | 1 | [6 empty] | FALSE | [5 empty] | #FFFFFFFF |  |  | FALSE | FALSE | FALSE | [14 empty] | FALSE | [7 empty] | THOR\acont | 2024-10-09 10:48
50fa12fc-9f3a-4c9a-af51-50a1b4fd85a5 |  |  |  | North | Edwards |  | Cards & Components |  |  |  | Card | TRUE | ADC |  | Escape Series Loop Controller - Single Loop | 1 | [6 empty] | TRUE | [5 empty] | #FFFFFFFF |  |  | FALSE | FALSE | FALSE | [14 empty] | FALSE | [7 empty] | THOR\acont | 2024-10-09 10:48
582f10bd-0cdd-4935-b01f-50a8e1951de9 | NFPA 170 HEAT DETECTOR |  |  | North | Notifier |  | Heat Detector |  |  |  | Module | TRUE | 302-EPM-135 | ++ | Heat Detector, 135°F (57°C) | 1 | [6 empty] | FALSE | TRUE |  |  |  |  | #FFFF0000 | FA-NFPA 170 HEAT DETECTOR | 1 | FALSE | FALSE | FALSE | 1403 | [13 empty] | FALSE | [7 empty] | THOR\acont | 2024-09-08 17:27 | 20191121 AC Detector without base | [Chemtronics, Firelite, MIRCOM, Notifier, System Sensor] [IDC] 01 [*] [IDC 2-WIRE ++] 1151 (C), 1151EIS (C), 1400 (C), 1451 (C), 1451DH (C), 1451DHHT (C), 2100AT (C), 2100S (C), 2100TR (C), 2100TS (C), 2151 w/B110LP (C), 2151 w/B116LP (C), 2151 w/B401 (C
67728f36-e5c6-4dc8-9865-50a9342b4c7a | NFPA 170 NOTIFICATION CIRCUIT EXTENDER PANEL | RISER NAC |  | North | Edwards |  | Notification Circuit Extender Panel |  |  |  | Assembly | TRUE | BPS10A |  | Remote Booster Power Supply, 10A, 120Vac, red | 1 | [6 empty] | FALSE | [5 empty] | #FFFF0000 | FA-NFPA 170 NOTIFICATION CIRCUIT EXTENDER PANEL | 1 | FALSE | FALSE | FALSE | 212 | [8 empty] | 7,12,18,65 |  |  |  |  | TRUE | [7 empty] | THOR\acont | 2024-09-08 17:27
924a9f4d-8a10-44af-8a65-50aa5e2a82e4 | NFPA 170 MANUAL PULL |  |  | North | Siemens |  | Manual Station |  |  |  | Module | TRUE | MSM-BOX | 500-698221 | MSM-BOX SURFACE BACK BOX | 1 | [12 empty] | #FFFF0000 | FA-NFPA 170 MANUAL PULL | 1 | FALSE | FALSE | FALSE | [20 empty] | DESKTOP-7SAL8M7\acont | 2019-08-13 09:04 | THOR\acont | 2024-09-08 17:27
2a1c4666-ec90-4113-b298-50abb5149241 |  |  |  | North | Gamewell FCI |  | Cards & Components |  |  |  | Card | TRUE | ILI95-MB-E3 | ++ | Intelligent Loop Interface-Main Board | 1 | 0.05 | 0.091 |  |  | 24 |  | TRUE | [5 empty] | #FFFFFFFF |  |  | FALSE | FALSE | FALSE | [14 empty] | FALSE | [7 empty] | THOR\acont | 2024-10-09 10:48 |  | [Gamewell FCI, Honeywell] [VAC ] 7100 Main Board, FireVac IV (50W, 25V) Main Board, FireVac IV (50W, 70V) Main Board, FLEX 410 Main Board, GF505 Main Board, GF506R Main Board, GF510 Main Board, GFPS-6 Main Board, GFPS-9 Main Board, GWF402 Main Board, GWF | [Gamewell FCI] ILI95-MB-E3, ILI95-S-E3 [Gamewell FCI] ILI95-MB-E3, ILI95-S-E3
5fb812e5-b54f-4c30-ac04-50aff1169ad4 |  |  |  | North | Simplex |  | Hardware |  |  |  | Hardware | TRUE | 4905-9940 |  | Surface Mount Adapter Skirt, White; use to cover 1-1/2" (38 mm) deep surface mounted boxes | 1 | 0 | 0 |  |  |  |  | TRUE | [5 empty] | #FFFFFFFF |  |  | FALSE | FALSE | FALSE | [20 empty] | DESKTOP-7SAL8M7\acont | 2020-05-11 16:52 | THOR\acont | 2024-10-09 10:48 | Cloned from AutoCall A4905-9940
3cca82da-157d-4386-ab81-50babb1e3df6 |  |  |  | North | Edwards | [5 empty] | Assembly | TRUE | QS4-5-G-1-FR |  | FAP w/ 5 Option Card Space, Gray, French | 1 | [6 empty] | FALSE | [5 empty] | #FFFFFFFF |  |  | FALSE | FALSE | FALSE | [14 empty] | FALSE | [7 empty] | THOR\acont | 2024-10-09 10:48
a5be83ee-c6cb-45cc-a651-50c277dd44de | CADGEN DOOR CONTACT |  |  | North | Bosch | Security/Access Control | Door Contact |  |  |  | Module | TRUE | ISN-C66-AM | + | ***(Amazon) OVERHEAD DOOR CONTACT TRACK MO UNTED | 1 | [12 empty] | #FFFF0000 | FA-CADGEN DOOR CONTACT | 1 | FALSE | FALSE | FALSE | [20 empty] | DESKTOP-7EIEB7A\acont | 2021-08-13 06:25 | THOR\acont | 2024-09-08 17:27
5e67e304-2bb1-44a3-9bd2-50c5ccdb26b1 | NFPA 170 NON ADDRESSABLE RELAY |  |  | North | Notifier |  | Non-Addressable Relay |  |  |  | Module | TRUE | PAM-1 | + | Multi-Voltage Relay Modules | 1 | 0.015 | 0.015 |  |  |  |  | FALSE |  | FLUSH |  | 4" SQ. DEEP | W/ COVER | #FFFF0000 | FA-NFPA 170 NON ADDRESSABLE RELAY | 1 | FALSE | FALSE | FALSE | 1300 |  |  | 7300-1004:0101 | [10 empty] | FALSE | [7 empty] | THOR\acont | 2024-09-08 17:27 |  | [Notifier] [AUX POWER] [*] [COIL POWER] PAM-1 [Notifier] [IDC] 04 [RELAY SUPERVISION] PAM-1 | [Edwards, Firelite, Functional Devices, Notifier, Potter, Space Age Electronics] PAM1, PAM-1, PAM-4, RIB21CDC, RIBU1C, SSU-PAM-1, SSU-PAM-2, SSU-PAM-4, SSU-PAM-SD [Edwards, Firelite, Functional Devices, Notifier, Potter, Space Age Electronics] PAM1, PAM-1, PAM-4, RIB21CDC, RIBU1C, SSU-PAM-1, SSU-PAM-2, SSU-PAM-4, SSU-PAM-SD
94bb6050-92c4-4ad1-b335-50cc3b7b64e7 |  |  |  | North | Edwards |  | Hardware |  |  |  | Hardware | TRUE | LSRA-SB |  | Surface Mount Box - for R-Series | 1 | [6 empty] | FALSE | [5 empty] | #FFFFFFFF |  |  | FALSE | FALSE | FALSE | [14 empty] | FALSE | [7 empty] | THOR\acont | 2024-10-09 10:48
81188a46-2838-419c-9995-50d414255683 |  |  |  | North | NAPCO |  | Cards & Components |  |  |  | Card | TRUE | GEMC-PS24V4A | + | Assembly Main Board | 1 | [6 empty] | TRUE | [5 empty] | #FFFFFFFF |  |  | FALSE | FALSE | FALSE | [20 empty] | DESKTOP-7SAL8M7\acont | 2020-02-13 06:31 | THOR\acont | 2024-10-09 10:48 | Cloned from NAPCO GEMC-PS24V7A-R | [NAPCO] [VAC ] FL-255FACP Main Board, FL-32FACP Main Board, FL-FACP-LTE Main Board, FL-X2-32 Main Board, GEM-ACM1D Main Board, GEMC-128MB, GEMC-12V2APS-CF Main Board, GEMC-12V2APS-R Main Board, GEMC-255MB, GEMC-32MB, GEMC-96MB, GEMC-NAC6 Main Board, GEMC
4c2fbc6a-75bd-400c-9cef-50d773835926 | NFPA 170 STROBE CEILING |  |  | North | Eaton Wheelock |  | Strobe |  |  |  | Module | TRUE | LSTRC3-AL |  | CEILING STROBE "ALERT" MARKING | 1 | [6 empty] | TRUE | TRUE |  |  |  |  | #FF0070C0 | FA-NFPA 170 STROBE CEILING | 1 | FALSE | FALSE | FALSE | 2022 | [19 empty] | DESKTOP-QMKR22O\aucon | 2020-07-31 12:49 | THOR\acont | 2024-09-08 17:27 | Cloned from Eaton Wheelock New Part CLONED | [Eaton Wheelock] [NAC] [UL MAX] LSTRC3 (C), LSTRC3-AL (C), LSTWC3 (C), LSTWC3-AL (C)
932cc6a2-d289-48fa-95f3-50d8254e2c4b | NFPA 170 FIRE ALARM TERMINAL CABINET | RISER FATC |  | North | Space Age Electronics |  | Terminal Cabinet |  |  |  | Assembly | TRUE | SSU00647 | Accessories | Fire Alarm Accessory Cabinet, 18.25” 18.25” 5.5” | 1 | 0 | 0 |  |  |  |  | TRUE |  | Surface Mounted |  |  |  | #FFFF0000 | FA-NFPA 170 FIRE ALARM TERMINAL CABINET | 1 | FALSE | FALSE | FALSE | 205 | [19 empty] | DESKTOP-7SAL8M7\acont | 2020-09-14 15:23 | THOR\acont | 2024-09-08 17:27 | Cloned from Space Age Electronics SSU00656
776abd9c-23b7-4391-81a6-50d83c3c2955 | NFPA 170 HEAT DETECTOR |  |  | North | Notifier |  | Heat Detector |  |  |  | Module | TRUE | 302-ET-135 | ++ | Heat Detector, 135°F (57°C) | 1 | [6 empty] | FALSE | TRUE |  |  |  |  | #FFFF0000 | FA-NFPA 170 HEAT DETECTOR | 1 | FALSE | FALSE | FALSE | 1403 | [13 empty] | FALSE | [7 empty] | THOR\acont | 2024-09-08 17:27 | 20191121 AC Detector without base | [Chemtronics, Firelite, MIRCOM, Notifier, System Sensor] [IDC] 01 [*] [IDC 2-WIRE ++] 1151 (C), 1151EIS (C), 1400 (C), 1451 (C), 1451DH (C), 1451DHHT (C), 2100AT (C), 2100S (C), 2100TR (C), 2100TS (C), 2151 w/B110LP (C), 2151 w/B116LP (C), 2151 w/B401 (C
4b4fab21-b198-45fe-b7e7-50d9c4d51722 | NFPA 170 SOLENOID VALVE |  |  | North | Janus |  | Solenoid |  |  |  | Module | TRUE | 20722 |  | Electric Valve Actuator | 1 | 0.003 | 0.5 |  |  |  |  | FALSE | [5 empty] | #FFFF0000 | FA-NFPA 170 SOLENOID VALVE | 1 | FALSE | FALSE | FALSE | 1701 | [13 empty] | FALSE | [5 empty] | DESKTOP-7EIEB7A\acont | 2021-11-11 14:47 | THOR\acont | 2024-09-08 17:27 | Cloned from Victaulic 767 | [Janus] [AUX POWER, RELEASING] [*] [INPUT TYPE] 20722 [Janus] [IDC] 01 20722, ARS-1, LOS-1, MAS-1, MAS-2, MMS-1, MMS-4, MRS-1, SG-42SK1, SGX-32SK1
c0c1b405-35a0-4595-839f-50df89c15186 |  |  |  | North | Edwards |  | Hardware |  |  |  | Hardware | TRUE | 454709ARE |  | 18/2 Solid Twisted Red-Jacket FPLP (Plenum) | 1 | [6 empty] | FALSE | [5 empty] | #FFFFFFFF |  |  | FALSE | FALSE | FALSE | [14 empty] | FALSE | [7 empty] | THOR\acont | 2024-10-09 10:48
b4b5cb6a-c80a-46c7-b87d-50e04c0a151c | CADGEN MOTION DETECTOR WALL |  |  | North | Bosch |  | Motion Detector |  |  |  | Module | TRUE | ISC-BPR2-WP12 | ++ | Motion detector, pet friendly 40ft (12m) | 1 | 0.01 | 0.01 |  |  | 12 |  | FALSE | [5 empty] | #FFFF0000 | FA-CADGEN MOTION DETECTOR WALL | 1 | FALSE | FALSE | FALSE | [14 empty] | FALSE | [5 empty] | DESKTOP-7EIEB7A\acont | 2022-07-26 11:29 | THOR\acont | 2024-09-08 17:27 | Cloned from Bosch ISC-BPR2-W12 | [Bosch, Optex] [ACCESS CONTROL INPUT] [*] [INPUT] DS1101i, DS1102i, DS1103i, DS1108i, DS936 (C), DS9360 (C), DS936B (C), DS936-CHI (C), DS936-FRA (C), DS937 (C), DS9370 (C), DS9371 (C), DS939 (C), DS939-CHI (C), FX-360 (C), ISC-BDL2-W12G, ISC-BDL2-W12GE, [Bosch, Optex] [IDC] 01 [INPUT] DS1101i, DS1102i, DS1103i, DS1108i, DS936 (C), DS9360 (C), DS936B (C), DS936-CHI (C), DS936-FRA (C), DS937 (C), DS9370 (C), DS9371 (C), DS939 (C), DS939-CHI (C), FX-360 (C), ISC-BDL2-W12G, ISC-BDL2-W12GE, ISC-BDL2-W12HE, I [BluePoint, Bosch, Honeywell] [AUX POWER] [*] [12VDC ++] BP01-302, BP01-303, D125B, D185, DS1101i, DS1102i, DS1103i, DS1108i, DS936 (C), DS9360 (C), DS936B (C), DS936-CHI (C), DS936-FRA (C), DS937 (C), DS9370 (C), DS9371 (C), DS939 (C), DS939-CHI (C), EN
45de1022-d8f2-4655-a87a-50e10a78919e | NFPA 170 JUNCTION BOX |  |  | North | BluePoint |  | Junction Box |  |  |  | Module | TRUE | BP02-301P | ++ | P.S. Back Box (Police or Medical) | 1 | [6 empty] | TRUE | [5 empty] | #FF00B050 | FA-NFPA 170 JUNCTION BOX | 1 | FALSE | FALSE | FALSE | 957 | [19 empty] | THOR\acont | 2024-03-20 12:11 | THOR\acont | 2024-09-08 17:27 | Cloned from Firelite SB-I/O
b2d33699-66a1-4783-add7-50eac9dc5515 | NFPA 170 HORN STROBE |  |  | North | Siemens |  | Horn/Strobe |  |  |  | Module | TRUE | SL2HSWR-A | S54329-F97-A1++ | Horn-Strobe, Wall, Clear, Red, Agent | 1 | [12 empty] | #FF0070C0 | FA-NFPA 170 HORN STROBE | 1 | FALSE | FALSE | FALSE | 2023 | [19 empty] | DESKTOP-7EIEB7A\acont | 2023-08-02 11:34 | THOR\acont | 2024-09-08 17:27 | Cloned from Siemens SL2MTSWR-F | [Siemens] [NAC] [24 VDC, HORN HIGH] SL2HSWR-A, SL2HSWR-AL, SL2HSWR-F, SL2HSWR-FB, SL2HSWR-N, SL2HSWW-A, SL2HSWW-AL, SL2HSWW-EV, SL2HSWW-F, SL2HSWW-FB, SL2HSWW-N
7cea90aa-73f6-4cb9-9f0e-50eba52c71bc |  |  |  | North | Edwards |  | Cards & Components |  |  |  | Card | TRUE | F-XTR120 |  | Expander Transformer, 120 Vac, for 10 zone panels only | 1 | [6 empty] | TRUE | [5 empty] | #FFFFFFFF |  |  | FALSE | FALSE | FALSE | [14 empty] | FALSE | [7 empty] | THOR\acont | 2024-10-09 10:48
d5e32e2f-def0-4847-bda3-50ef2806c45e | NFPA 170 FIRE ALARM CONTROL UNIT | RISER FACP |  | North | Hochiki |  | Fire Alarm Control Unit |  |  |  | Assembly | TRUE | LA403K1-10 |  | FireNET L@TITUDE Analog Addressable Fire Alarm Control Panel, 4 Slot Deep Plex-Door Enclosure, 10.25 A Auto Voltage, 2-Loop Panel Module, Hochiki Protocol, Network Module, and Media Gateway™, Red, 48 Zone LEDs | 1 | [6 empty] | FALSE |  |  | *Refer to Install Sheet | 16.5in (W) x 23.2in (H) x 8in (D) | KM5FCRD (Optional Semi-Flush Mounting Kit) | #FFFF0000 | FA-NFPA 170 FIRE ALARM CONTROL UNIT | 1 | FALSE | FALSE | FALSE | 202 | [8 empty] | 7,12,18,28 |  |  | 10.25 |  | TRUE | [5 empty] | DESKTOP-GHR3H5U\Anthony | 2019-11-27 08:00 | THOR\acont | 2024-09-08 17:27
a78e4d90-1ced-4829-b9e9-50f82158bf9a |  |  |  | North | Edwards |  | Cards & Components |  |  |  | Card | TRUE | 3-NSHM1 |  | Short Haul Modem, First or Last | 1 | 0.09 | 0.09 |  |  |  |  | TRUE | [5 empty] | #FFFFFFFF |  |  | FALSE | FALSE | FALSE | [14 empty] | FALSE | [7 empty] | THOR\acont | 2024-10-09 10:48
d18e5004-9239-41cf-9048-50fab140a295 | NFPA 170 END OF LINE DEVICE | NFPA 170 END OF LINE DEVICE |  | North | Generic |  | End-of-Line Device |  |  |  | Module | TRUE | END OF LINE DEVICE |  |  | 1 | [6 empty] | FALSE |  | PROVIDED BY ELECTRICAL CONTRACTOR |  | PROVIDED BY OTHERS |  | #FFFF0000 | FA-NFPA 170 END OF LINE DEVICE | 1 | TRUE | FALSE | FALSE | 6000 | [13 empty] | FALSE | [5 empty] | DESKTOP-7EIEB7A\acont | 2023-03-15 09:47 | THOR\acont | 2024-09-08 17:27 | Cloned from Generic JUNCTION BOX | [Generic, N/A] [JUNCTION PASSTHROUGH] [#24] CLASS A RETURN, END OF LINE DEVICE, END OF LINE RESISTOR, FIBER PATCH PANEL, FIRE ALARM TERMINAL CABINET, FURNISHED BY OTHERS, FURNISHED BY OTHERS, JUNCTION BOX, JUNCTION BOX CEILING, LINE BREAK (DOUBLE), LINE [Generic, N/A] [JUNCTION PASSTHROUGH] [#25] CLASS A RETURN, END OF LINE DEVICE, END OF LINE RESISTOR, FIBER PATCH PANEL, FIRE ALARM TERMINAL CABINET, FURNISHED BY OTHERS, FURNISHED BY OTHERS, JUNCTION BOX, JUNCTION BOX CEILING, LINE BREAK (DOUBLE), LINE [Generic, N/A] [JUNCTION PASSTHROUGH] [#35] CLASS A RETURN, END OF LINE DEVICE, END OF LINE RESISTOR, FIBER PATCH PANEL, FIRE ALARM TERMINAL CABINET, FURNISHED BY OTHERS, FURNISHED BY OTHERS, JUNCTION BOX, JUNCTION BOX CEILING, LINE BREAK (DOUBLE), LINE [Generic, N/A] [JUNCTION PASSTHROUGH] [#40] CLASS A RETURN, END OF LINE DEVICE, END OF LINE RESISTOR, FIBER PATCH PANEL, FIRE ALARM TERMINAL CABINET, FURNISHED BY OTHERS, FURNISHED BY OTHERS, JUNCTION BOX, JUNCTION BOX CEILING, LINE BREAK (DOUBLE), LINE [Generic, N/A] [JUNCTION PASSTHROUGH] [#30] CLASS A RETURN, END OF LINE DEVICE, END OF LINE RESISTOR, FIBER PATCH PANEL, FIRE ALARM TERMINAL CABINET, FURNISHED BY OTHERS, FURNISHED BY OTHERS, JUNCTION BOX, JUNCTION BOX CEILING, LINE BREAK (DOUBLE), LINE [Generic, N/A, Space Age Electronics] [JUNCTION PASSTHROUGH] 02 [ALL DEVICES ++] CLASS A RETURN, END OF LINE DEVICE, END OF LINE RESISTOR, FIBER PATCH PANEL, FIRE ALARM TERMINAL CABINET, FURNISHED BY OTHERS, FURNISHED BY OTHERS, JUNCTION BOX, JUNCTION BO [Generic, N/A] [JUNCTION PASSTHROUGH] [#29] CLASS A RETURN, END OF LINE DEVICE, END OF LINE RESISTOR, FIBER PATCH PANEL, FIRE ALARM TERMINAL CABINET, FURNISHED BY OTHERS, FURNISHED BY OTHERS, JUNCTION BOX, JUNCTION BOX CEILING, LINE BREAK (DOUBLE), LINE [Generic, N/A] [JUNCTION PASSTHROUGH] [#15] CLASS A RETURN, END OF LINE DEVICE, END OF LINE RESISTOR, FIBER PATCH PANEL, FIRE ALARM TERMINAL CABINET, FURNISHED BY OTHERS, FURNISHED BY OTHERS, JUNCTION BOX, JUNCTION BOX CEILING, LINE BREAK (DOUBLE), LINE [Generic, N/A, Space Age Electronics] [JUNCTION PASSTHROUGH] [#2] CLASS A RETURN, END OF LINE DEVICE, END OF LINE RESISTOR, FIBER PATCH PANEL, FIRE ALARM TERMINAL CABINET, FURNISHED BY OTHERS, FURNISHED BY OTHERS, JUNCTION BOX, JUNCTION BOX CEILING, LINE [Generic, N/A] [JUNCTION PASSTHROUGH] [#32] CLASS A RETURN, END OF LINE DEVICE, END OF LINE RESISTOR, FIBER PATCH PANEL, FIRE ALARM TERMINAL CABINET, FURNISHED BY OTHERS, FURNISHED BY OTHERS, JUNCTION BOX, JUNCTION BOX CEILING, LINE BREAK (DOUBLE), LINE [Generic, N/A, Space Age Electronics] [JUNCTION PASSTHROUGH] [#4] CLASS A RETURN, END OF LINE DEVICE, END OF LINE RESISTOR, FIBER PATCH PANEL, FIRE ALARM TERMINAL CABINET, FURNISHED BY OTHERS, FURNISHED BY OTHERS, JUNCTION BOX, JUNCTION BOX CEILING, LINE [Generic, N/A] [JUNCTION PASSTHROUGH] [#37] CLASS A RETURN, END OF LINE DEVICE, END OF LINE RESISTOR, FIBER PATCH PANEL, FIRE ALARM TERMINAL CABINET, FURNISHED BY OTHERS, FURNISHED BY OTHERS, JUNCTION BOX, JUNCTION BOX CEILING, LINE BREAK (DOUBLE), LINE [Generic, N/A] [JUNCTION PASSTHROUGH] [#33] CLASS A RETURN, END OF LINE DEVICE, END OF LINE RESISTOR, FIBER PATCH PANEL, FIRE ALARM TERMINAL CABINET, FURNISHED BY OTHERS, FURNISHED BY OTHERS, JUNCTION BOX, JUNCTION BOX CEILING, LINE BREAK (DOUBLE), LINE [Generic, N/A, Space Age Electronics] [JUNCTION PASSTHROUGH] [#7] CLASS A RETURN, END OF LINE DEVICE, END OF LINE RESISTOR, FIBER PATCH PANEL, FIRE ALARM TERMINAL CABINET, FURNISHED BY OTHERS, FURNISHED BY OTHERS, JUNCTION BOX, JUNCTION BOX CEILING, LINE [Generic, N/A, Space Age Electronics] [JUNCTION PASSTHROUGH] [#5] CLASS A RETURN, END OF LINE DEVICE, END OF LINE RESISTOR, FIBER PATCH PANEL, FIRE ALARM TERMINAL CABINET, FURNISHED BY OTHERS, FURNISHED BY OTHERS, JUNCTION BOX, JUNCTION BOX CEILING, LINE [Generic, N/A, Space Age Electronics] [JUNCTION PASSTHROUGH] [#8] CLASS A RETURN, END OF LINE DEVICE, END OF LINE RESISTOR, FIBER PATCH PANEL, FIRE ALARM TERMINAL CABINET, FURNISHED BY OTHERS, FURNISHED BY OTHERS, JUNCTION BOX, JUNCTION BOX CEILING, LINE [Generic, N/A] [JUNCTION PASSTHROUGH] [#26] CLASS A RETURN, END OF LINE DEVICE, END OF LINE RESISTOR, FIBER PATCH PANEL, FIRE ALARM TERMINAL CABINET, FURNISHED BY OTHERS, FURNISHED BY OTHERS, JUNCTION BOX, JUNCTION BOX CEILING, LINE BREAK (DOUBLE), LINE [Generic, N/A] [JUNCTION PASSTHROUGH] [#18] CLASS A RETURN, END OF LINE DEVICE, END OF LINE RESISTOR, FIBER PATCH PANEL, FIRE ALARM TERMINAL CABINET, FURNISHED BY OTHERS, FURNISHED BY OTHERS, JUNCTION BOX, JUNCTION BOX CEILING, LINE BREAK (DOUBLE), LINE [Generic, N/A] [JUNCTION PASSTHROUGH] [#10] CLASS A RETURN, END OF LINE DEVICE, END OF LINE RESISTOR, FIBER PATCH PANEL, FIRE ALARM TERMINAL CABINET, FURNISHED BY OTHERS, FURNISHED BY OTHERS, JUNCTION BOX, JUNCTION BOX CEILING, LINE BREAK (DOUBLE), LINE [Generic, N/A] [JUNCTION PASSTHROUGH] [#41] CLASS A RETURN, END OF LINE DEVICE, END OF LINE RESISTOR, FIBER PATCH PANEL, FIRE ALARM TERMINAL CABINET, FURNISHED BY OTHERS, FURNISHED BY OTHERS, JUNCTION BOX, JUNCTION BOX CEILING, LINE BREAK (DOUBLE), LINE [Generic, N/A] [JUNCTION PASSTHROUGH] [#17] CLASS A RETURN, END OF LINE DEVICE, END OF LINE RESISTOR, FIBER PATCH PANEL, FIRE ALARM TERMINAL CABINET, FURNISHED BY OTHERS, FURNISHED BY OTHERS, JUNCTION BOX, JUNCTION BOX CEILING, LINE BREAK (DOUBLE), LINE [Generic, N/A] [JUNCTION PASSTHROUGH] [#11] CLASS A RETURN, END OF LINE DEVICE, END OF LINE RESISTOR, FIBER PATCH PANEL, FIRE ALARM TERMINAL CABINET, FURNISHED BY OTHERS, FURNISHED BY OTHERS, JUNCTION BOX, JUNCTION BOX CEILING, LINE BREAK (DOUBLE), LINE [Generic, N/A] [JUNCTION PASSTHROUGH] [#19] CLASS A RETURN, END OF LINE DEVICE, END OF LINE RESISTOR, FIBER PATCH PANEL, FIRE ALARM TERMINAL CABINET, FURNISHED BY OTHERS, FURNISHED BY OTHERS, JUNCTION BOX, JUNCTION BOX CEILING, LINE BREAK (DOUBLE), LINE [Generic, N/A] [JUNCTION PASSTHROUGH] [#27] CLASS A RETURN, END OF LINE DEVICE, END OF LINE RESISTOR, FIBER PATCH PANEL, FIRE ALARM TERMINAL CABINET, FURNISHED BY OTHERS, FURNISHED BY OTHERS, JUNCTION BOX, JUNCTION BOX CEILING, LINE BREAK (DOUBLE), LINE [Generic, N/A] [JUNCTION PASSTHROUGH] [#14] CLASS A RETURN, END OF LINE DEVICE, END OF LINE RESISTOR, FIBER PATCH PANEL, FIRE ALARM TERMINAL CABINET, FURNISHED BY OTHERS, FURNISHED BY OTHERS, JUNCTION BOX, JUNCTION BOX CEILING, LINE BREAK (DOUBLE), LINE [Generic, N/A, Space Age Electronics] [JUNCTION PASSTHROUGH] [#3] CLASS A RETURN, END OF LINE DEVICE, END OF LINE RESISTOR, FIBER PATCH PANEL, FIRE ALARM TERMINAL CABINET, FURNISHED BY OTHERS, FURNISHED BY OTHERS, JUNCTION BOX, JUNCTION BOX CEILING, LINE [Generic, N/A] [JUNCTION PASSTHROUGH] [#16] CLASS A RETURN, END OF LINE DEVICE, END OF LINE RESISTOR, FIBER PATCH PANEL, FIRE ALARM TERMINAL CABINET, FURNISHED BY OTHERS, FURNISHED BY OTHERS, JUNCTION BOX, JUNCTION BOX CEILING, LINE BREAK (DOUBLE), LINE [Generic, N/A] [JUNCTION PASSTHROUGH] [#21] CLASS A RETURN, END OF LINE DEVICE, END OF LINE RESISTOR, FIBER PATCH PANEL, FIRE ALARM TERMINAL CABINET, FURNISHED BY OTHERS, FURNISHED BY OTHERS, JUNCTION BOX, JUNCTION BOX CEILING, LINE BREAK (DOUBLE), LINE [Generic, N/A] [JUNCTION PASSTHROUGH] [#23] CLASS A RETURN, END OF LINE DEVICE, END OF LINE RESISTOR, FIBER PATCH PANEL, FIRE ALARM TERMINAL CABINET, FURNISHED BY OTHERS, FURNISHED BY OTHERS, JUNCTION BOX, JUNCTION BOX CEILING, LINE BREAK (DOUBLE), LINE [Generic, N/A] [JUNCTION PASSTHROUGH] [#20] CLASS A RETURN, END OF LINE DEVICE, END OF LINE RESISTOR, FIBER PATCH PANEL, FIRE ALARM TERMINAL CABINET, FURNISHED BY OTHERS, FURNISHED BY OTHERS, JUNCTION BOX, JUNCTION BOX CEILING, LINE BREAK (DOUBLE), LINE [Generic, N/A] [JUNCTION PASSTHROUGH] [#22] CLASS A RETURN, END OF LINE DEVICE, END OF LINE RESISTOR, FIBER PATCH PANEL, FIRE ALARM TERMINAL CABINET, FURNISHED BY OTHERS, FURNISHED BY OTHERS, JUNCTION BOX, JUNCTION BOX CEILING, LINE BREAK (DOUBLE), LINE [Generic, N/A] [JUNCTION PASSTHROUGH] [#12] CLASS A RETURN, END OF LINE DEVICE, END OF LINE RESISTOR, FIBER PATCH PANEL, FIRE ALARM TERMINAL CABINET, FURNISHED BY OTHERS, FURNISHED BY OTHERS, JUNCTION BOX, JUNCTION BOX CEILING, LINE BREAK (DOUBLE), LINE [Generic, N/A, Space Age Electronics] [JUNCTION PASSTHROUGH] [#6] CLASS A RETURN, END OF LINE DEVICE, END OF LINE RESISTOR, FIBER PATCH PANEL, FIRE ALARM TERMINAL CABINET, FURNISHED BY OTHERS, FURNISHED BY OTHERS, JUNCTION BOX, JUNCTION BOX CEILING, LINE [Generic, N/A] [JUNCTION PASSTHROUGH] [#34] CLASS A RETURN, END OF LINE DEVICE, END OF LINE RESISTOR, FIBER PATCH PANEL, FIRE ALARM TERMINAL CABINET, FURNISHED BY OTHERS, FURNISHED BY OTHERS, JUNCTION BOX, JUNCTION BOX CEILING, LINE BREAK (DOUBLE), LINE [Generic, N/A] [JUNCTION PASSTHROUGH] [#13] CLASS A RETURN, END OF LINE DEVICE, END OF LINE RESISTOR, FIBER PATCH PANEL, FIRE ALARM TERMINAL CABINET, FURNISHED BY OTHERS, FURNISHED BY OTHERS, JUNCTION BOX, JUNCTION BOX CEILING, LINE BREAK (DOUBLE), LINE [Generic, N/A] [JUNCTION PASSTHROUGH] [#38] CLASS A RETURN, END OF LINE DEVICE, END OF LINE RESISTOR, FIBER PATCH PANEL, FIRE ALARM TERMINAL CABINET, FURNISHED BY OTHERS, FURNISHED BY OTHERS, JUNCTION BOX, JUNCTION BOX CEILING, LINE BREAK (DOUBLE), LINE [Generic, N/A] [JUNCTION PASSTHROUGH] [#31] CLASS A RETURN, END OF LINE DEVICE, END OF LINE RESISTOR, FIBER PATCH PANEL, FIRE ALARM TERMINAL CABINET, FURNISHED BY OTHERS, FURNISHED BY OTHERS, JUNCTION BOX, JUNCTION BOX CEILING, LINE BREAK (DOUBLE), LINE [Generic, N/A] [JUNCTION PASSTHROUGH] [#42] CLASS A RETURN, END OF LINE DEVICE, END OF LINE RESISTOR, FIBER PATCH PANEL, FIRE ALARM TERMINAL CABINET, FURNISHED BY OTHERS, FURNISHED BY OTHERS, JUNCTION BOX, JUNCTION BOX CEILING, LINE BREAK (DOUBLE), LINE [Generic, N/A] [JUNCTION PASSTHROUGH] [#39] CLASS A RETURN, END OF LINE DEVICE, END OF LINE RESISTOR, FIBER PATCH PANEL, FIRE ALARM TERMINAL CABINET, FURNISHED BY OTHERS, FURNISHED BY OTHERS, JUNCTION BOX, JUNCTION BOX CEILING, LINE BREAK (DOUBLE), LINE [Generic, N/A] [JUNCTION PASSTHROUGH] [#28] CLASS A RETURN, END OF LINE DEVICE, END OF LINE RESISTOR, FIBER PATCH PANEL, FIRE ALARM TERMINAL CABINET, FURNISHED BY OTHERS, FURNISHED BY OTHERS, JUNCTION BOX, JUNCTION BOX CEILING, LINE BREAK (DOUBLE), LINE [Generic, N/A] [JUNCTION PASSTHROUGH] [#36] CLASS A RETURN, END OF LINE DEVICE, END OF LINE RESISTOR, FIBER PATCH PANEL, FIRE ALARM TERMINAL CABINET, FURNISHED BY OTHERS, FURNISHED BY OTHERS, JUNCTION BOX, JUNCTION BOX CEILING, LINE BREAK (DOUBLE), LINE [Generic, N/A] [JUNCTION PASSTHROUGH] [#9] CLASS A RETURN, END OF LINE DEVICE, END OF LINE RESISTOR, FIBER PATCH PANEL, FIRE ALARM TERMINAL CABINET, FURNISHED BY OTHERS, FURNISHED BY OTHERS, JUNCTION BOX, JUNCTION BOX CEILING, LINE BREAK (DOUBLE), LINE B
2a467cdf-7a16-4f14-a051-50fb1396df24 | NFPA 170 FIRE ALARM CONTROL UNIT | RISER FACP |  | North | Hochiki |  | Fire Alarm Control Unit |  |  |  | Assembly | TRUE | FNP-1127ES0EGS-120 | + | FIRENET® PLUS INTELLIGENT ADDRESSABLE, 1 LOOP, DIALER, GREY, 120V | 1 | [6 empty] | FALSE |  |  |  | 14.5” W x 19” H x 3.5” D |  | #FFFF0000 | FA-NFPA 170 FIRE ALARM CONTROL UNIT | 1 | FALSE | FALSE | FALSE | 202 | [8 empty] | 7,12,18,28,55,60 |  |  | 5.25 |  | TRUE | [5 empty] | THOR\acont | 2024-01-17 16:14 | THOR\acont | 2024-09-08 17:27 | Cloned from Hochiki FNP-1127 | [AutoPulse, Hochiki, VES] [RS-485] [Network] 542R (433607), FN2127US0ERS120, FN-2127US0ERS-220, FN2127US1ERS120, FN-2127US1ERS-220, FN4127US0ERS120, FN-4127US0ERS-220, FN4127US1ERS120, FN-4127US1ERS-220, FN-LCD-N, FN-LCD-S, FNP-1127, FNP-1127ES0EGS-120,
f6a91f24-f18a-4fe5-bc0b-5106ffa54f33 | NFPA 170 HEAT DETECTOR |  |  | North | Siemens |  | Heat Detector |  |  |  | Module | TRUE | HI720/DB721 | ++ | Heat Detector (static) with Short Circuit Isolator (supplied with Standard Base) | 1 | 0.0002 | 0.0002 | [10 empty] | #FFFF0000 | FA-NFPA 170 HEAT DETECTOR | 1 | FALSE | FALSE | FALSE | [17 empty] | R |  |  | DESKTOP-7EIEB7A\acont | 2021-11-19 10:16 | THOR\acont | 2024-09-08 17:27 |  | [Siemens] [C-NET] [*] [#1 DETECTOR] FDBZ290/OOH740/DB721/FDBZ290-AA, FDL241-9/FDLB291/DLR1191, HI720/DB721, HI720/DBS720, HI720/FDSB226-WW/FDB228, HI720/FDSB227-WW/FDB228, HI722//FDSB227-WW/FDB228, HI722/DB721, HI722/DBS720, HI722/FDSB226-WW/FDB228, OH72
e817f870-837d-4abc-894c-510b0ce0cb13 |  |  |  | North | Edwards |  | Hardware |  |  |  | Hardware | TRUE | 3000-202 |  | Surface Mount Adapter | 1 | [6 empty] | FALSE | [5 empty] | #FFFFFFFF |  |  | FALSE | FALSE | FALSE | [14 empty] | FALSE | [7 empty] | THOR\acont | 2024-10-09 10:48
8b70a41a-c8bd-4c5e-867c-5112b4067321 | NFPA 170 HORN STROBE CEILING |  |  | North | System Sensor |  | Horn/Strobe |  |  |  | Module | TRUE | PC2RHK | + | 2-Wire Horn Strobe, High cd, Red, Outdoor (includes plastic weatherproof back box) | 1 | 0 | 0.071 |  |  |  |  | FALSE | TRUE |  |  |  |  | #FF0070C0 | FA-NFPA 170 HORN STROBE CEILING | 1 | FALSE | FALSE | FALSE | 2013 | [13 empty] | FALSE |  |  | C, H, WP |  |  | DESKTOP-7EIEB7A\acont | 2021-05-03 14:30 | THOR\acont | 2024-09-08 17:27 | Cloned from System Sensor PC2RK | [System Sensor] [NAC] [VFWR, TEMPORAL HIGH] PC2RH (C), PC2RHK (C), PC2WH (C), PC2WHK (C) [System Sensor] [NAC] [VDC, TEMPORAL HIGH] PC2RH (C), PC2RHK (C), PC2WH (C), PC2WHK (C)
7cb9529b-4ade-4cc0-81aa-5118f3cc260c |  |  |  | North | Bosch |  | Hardware |  |  |  | Hardware | TRUE | B8103 | ++ | Universal enclosure, white | 1 | [10 empty] | (16 in. x 16 in. x 3.5 in. |  | #FFFFFFFF |  |  | FALSE | FALSE | FALSE | [20 empty] | DESKTOP-7EIEB7A\acont | 2021-08-13 06:25 | THOR\acont | 2024-10-09 10:48
5c6a8095-b2f9-4380-b913-511eeabf75cd | NFPA 170 AMPLIFIER RACK | RISER AMP |  | North | Kidde |  | Amplifier |  |  |  | Assembly | TRUE | ANS100MDR2 |  | 100W Audio Notification Panel, Red | 1 | [6 empty] | FALSE | [5 empty] | #FFFF0000 | FA-NFPA 170 AMPLIFIER RACK | 1 | FALSE | FALSE | FALSE | 300 | [8 empty] | 7,12,18 |  |  |  |  | TRUE | [5 empty] | DESKTOP-7SAL8M7\acont | 2020-01-02 07:10 | THOR\acont | 2024-09-08 17:27 | Cloned from Edwards ANS100MDR2
f6e6bb08-d92f-4bb3-b2e9-512b2b65a1b3 | NFPA 170 ADDRESSABLE INPUT MONITOR MODULE |  |  | North | Notifier |  | Addressable Module |  |  |  | Module | TRUE | EM-1MI | ++ | Intelligent Monitor Module, Eclipse™ Series, Isolator version | 1 | 0.002 | 0.000745 |  |  |  |  | FALSE | FALSE |  |  |  |  | #FFFF0000 | FA-NFPA 170 ADDRESSABLE INPUT MONITOR MODULE | 1 | FALSE | FALSE | FALSE | 1000 | [13 empty] | FALSE | [7 empty] | THOR\acont | 2024-09-08 17:27 |  | [Honeywell, Notifier, System Sensor] [SLC MODULES] [*] [#3 TYPE ADDR ¦ MODULES] 30-3013 w/FMM-101, Q3013D, ACM-8R, ACPS-610, AMPS-24, AMPS-24E, EM-1M, EM-1MI, EM-1MM, EM-1MMI, EM-1R, EM-1RI, EM-1SR, EM-1SRI, FCM-1, FCM-1-REL, FD7044 MM-101, FDM-1, FDRM-1 [Honeywell, Notifier, System Sensor] [SLC MODULES SENSORS] [*] [#1 SHARED ADDR ¦ MODULES] 30-3013 w/FMM-101, Q3013D, ACM-8R, ACPS-610, AMPS-24, AMPS-24E, EM-1M, EM-1MI, EM-1MM, EM-1MMI, EM-1R, EM-1RI, EM-1SR, EM-1SRI, FCM-1, FCM-1-REL, FD7044 MM-101, FDM | [Notifier, Silent Knight] EM-1M, EM-1MI, EM-1MM, EM-1MMI, FD7044 MM-101, FMM-1, FMM-101, HFS-MM, NMM-100, NMM-100P
f8e2c9f5-6abc-4dbc-afc1-5135abf19c2e |  |  |  | North | Edwards |  | Hardware |  |  |  | Hardware | TRUE | C-5395G |  | Optional Gray Cover for CR-5395 | 1 | [6 empty] | FALSE | [5 empty] | #FFFFFFFF |  |  | FALSE | FALSE | FALSE | [14 empty] | FALSE | [7 empty] | THOR\acont | 2024-10-09 10:48
5c8f0be4-96a5-4fc3-b418-513a3f4fa4f3 |  |  |  | North | Siemens | [5 empty] | Module | TRUE | STA-3 | 500-684361 | SAMPLING TUBE SET 1'9"-3'3" | 1 | [12 empty] | #FFFFFFFF |  |  | FALSE | FALSE | FALSE | [20 empty] | DESKTOP-7SAL8M7\acont | 2019-08-13 09:04 | THOR\acont | 2024-10-09 10:48
e1c407a6-1887-4502-870c-513c7b4c86e8 |  |  |  | North | Edwards |  | Hardware |  |  |  | Hardware | TRUE | QS-2-VR-R |  | OBSOLETE - Red Key-Locked Door for 5/12 Option Card Space Cabinet | 1 | [6 empty] | FALSE | [5 empty] | #FFFFFFFF |  |  | FALSE | FALSE | FALSE | [14 empty] | FALSE | [7 empty] | THOR\acont | 2024-10-09 10:48
051d30b6-919f-49d5-a683-5147a90378f0 | NFPA 170 STROBE CEILING |  |  | North | Siemens |  | Strobe |  |  |  | Module | TRUE | ST-HMC-CW | 500-636097++ | STROBE HI MULTI-CANDELA WHITE CEILING | 1 | [7 empty] | TRUE |  |  |  |  | #FF0070C0 | FA-NFPA 170 STROBE CEILING | 1 | FALSE | FALSE | FALSE | 2022 | [16 empty] | C |  |  | DESKTOP-7SAL8M7\acont | 2019-08-13 09:04 | THOR\acont | 2024-09-08 17:27 | B,T | [Siemens] [NAC] [VDC] ST-HMC-CW (C) [Siemens] [NAC] [VDC] ST-HMC-CW (C)
8a0f62b2-d756-4020-a4ea-51511a7c7b39 | NFPA 170 AMPLIFIER RACK | RISER AMP |  | North | Firelite |  | Amplifier |  |  |  | Assembly | TRUE | ECC-50DA (50W, 25V) | + | Distributed (Remote) Audio Amplifier, 50 watts | 1 | [6 empty] | FALSE | [5 empty] | #FFFF0000 | FA-NFPA 170 AMPLIFIER RACK | 1 | FALSE | FALSE | FALSE | 300 | [8 empty] | 7,12,18,26,33 |  |  |  | 50 | TRUE | [7 empty] | THOR\acont | 2024-09-08 17:27
349d4932-fc0c-4740-97f1-5154587ded7e | NFPA 170 REMOTE TEST SWITCH |  |  | North | Edwards |  | REMOTE TEST SWITCH |  |  |  | Module | TRUE | C-DTS |  | Remote LED/Test Station | 1 | [6 empty] | FALSE | [5 empty] | #FFFF0000 | FA-NFPA 170 REMOTE TEST SWITCH | 1 | FALSE | FALSE | FALSE | 914 | [13 empty] | FALSE | [7 empty] | THOR\acont | 2024-09-08 17:27 |  | [Edwards, Kidde] [RTS] C-DTS, EC-LLT, SD-TRK, SD-TRK4, SD-TRM, SD-TRM4, SIGA-DTS
61ee5b3f-c712-45fa-8b5f-51547ec33c6d |  |  |  | North | Edwards |  | Cards & Components |  |  |  | Card | TRUE | 3-LDSM |  | LED Display Support Module | 1 | 0.005 | 0.005 |  |  |  |  | TRUE | [5 empty] | #FFFFFFFF |  |  | FALSE | FALSE | FALSE | [14 empty] | FALSE | [7 empty] | THOR\acont | 2024-10-09 10:48
01b38286-e349-4ef1-b2ea-515832c03ec9 |  |  |  | North | Autocall | [5 empty] | Module | TRUE | A100-1266 |  | Expansion Signal Module NAC Expander Expands module capacity to six, Class B NACs | 1 | 0.00084 | 0.06 |  |  |  |  | TRUE | [5 empty] | #FFFFFFFF |  |  | FALSE | FALSE | FALSE | [20 empty] | DESKTOP-0D6CQVA\lousc | 2019-07-07 14:14 | THOR\acont | 2024-10-09 10:48 | Cloned from AutoCall A100-1260
ad2fbbdf-0719-4473-9b9a-515af1c65036 | CADGEN DOOR CONTACT |  |  | North | Bosch |  | Door Contact |  |  |  | Module | TRUE | RFDW-RM | ++ | Wireless recessed mount contact | 1 |  |  |  |  | 1.5 | [7 empty] | #FFFF0000 | FA-CADGEN DOOR CONTACT | 1 | FALSE | FALSE | FALSE | [17 empty] | REX |  |  | DESKTOP-7EIEB7A\acont | 2022-07-26 16:51 | THOR\acont | 2024-09-08 17:27 | Cloned from Bosch RFDW-SM-A | [BluePoint, Bosch] [BOSCH WIRELESS] [ALL DEVICES ++] BP01-302, BP02-202M, BP02-202P, BP02-A202M, BP02-A202P, BP02-A202PH, BP03-302, BP03-A102M, BP03-A102P, RFBT-A, RFDL-11, RFDL-11-A, RFDL-11-CHI, RFDW-RM, RFDW-RM-A, RFDW-RM-CHI, RFDW-SM, RFDW-SM-A, RFDW
49d59073-0dd0-4a00-a1e6-516551359573 | NFPA 170 SPEAKER WALL |  |  | North | Ultra Electronics |  | Speaker |  |  |  | Module | TRUE | 90215A-801-04-L | HyperSpike | UL 1480 listed C1D2 certifed TCPA-10 Distributed Audio Speaker with 5 selectable power taps that run off of 25V, 70V and 100 VRMS audio systems. Gray | 1 | [8 empty] | 72377B-801 |  | 10.1” H X 10.1” W X 11.3” L |  | #FF0070C0 | FA-NFPA 170 SPEAKER WALL | 1 | FALSE | FALSE | FALSE | 2021 | [19 empty] | DESKTOP-7EIEB7A\acont | 2022-07-29 12:12 | THOR\acont | 2024-09-08 17:27 | Cloned from Edwards 90215A-801-04-L | [Ultra Electronics] [AUDIO 70.7v] [70V AUDIO] 90215A-801-01-L, 90215A-801-04-L, 90215A-801-05-L, 90215A-801-06-L, 90219A-801-01-L, 90219A-801-04-L, 90219A-801-05-L, 90219A-801-06-L, 90219A-802-01-L, 90219A-802-04-L, 90219A-802-05-L, 90219A-802-06-L [Ultra Electronics] [AUDIO 25v] [25V AUDIO] 90215A-801-01-L, 90215A-801-04-L, 90215A-801-05-L, 90215A-801-06-L, 90219A-801-01-L, 90219A-801-04-L, 90219A-801-05-L, 90219A-801-06-L, 90219A-802-01-L, 90219A-802-04-L, 90219A-802-05-L, 90219A-802-06-L
9c1f403c-8431-43b1-86c4-516c95636892 | NFPA 170 SMOKE DETECTOR |  |  | North | Hochiki |  | Smoke Detector |  |  |  | Module | TRUE | ALO-V w/HSB-NSA-67 STANDARD BASE | ALN-V SMOKE SENSOR | ALO-V SMOKE SENSOR w/HSB-NSA-67 STANDARD BASE | 1 | 0.00034 | 0.0085 |  |  |  |  | TRUE | TRUE |  |  |  |  | #FFFF0000 | FA-NFPA 170 SMOKE DETECTOR | 1 | FALSE | FALSE | FALSE | 1408 | [19 empty] | XPS-17-9710\August | 2024-12-21 05:27 |  |  | Cloned from Hochiki ALO-V w/YBN-NSA-47 STANDARD BASE | [Hochiki] [SLC HOCHIKI] 03 [SLC] ALO-V w/ASBL7 LOW FREQUENCY SOUNDER BASE (C), ALO-V w/HSB-NSA-67 STANDARD BASE (C), ALO-V w/YBN-NSA-47 STANDARD BASE (C)
47075131-5b56-4c06-b9de-516ccf950fdd |  |  |  | North | Edwards |  | Cards & Components |  |  |  | Card | TRUE | 3-RS232 |  | RS232 Communication Card | 1 | 0.058 | 0.058 |  |  |  |  | TRUE | [5 empty] | #FFFFFFFF |  |  | FALSE | FALSE | FALSE | [14 empty] | FALSE | [7 empty] | THOR\acont | 2024-10-09 10:48
0f43eff8-357b-4b5c-af07-516ee5253500 | NFPA 170 SURGE SUPPRESSOR |  |  | North | Ditek |  | Surge Supressor |  |  |  | Module | TRUE | DTK-120X12 | 120V Circuit Protection | 12VAC & Low Voltage Surge Protective Device | 1 | 0 | 0 |  |  |  |  | TRUE |  | As Indicated on Prints - Field Verify |  | 2 7⁄16" W x 1 ⅜" D x 1 1⁄16" H |  | #FFFF0000 | FA-NFPA 170 SURGE SUPPRESSOR | 1 | FALSE | FALSE | FALSE | [17 empty] | 120v |  |  | DESKTOP-7EIEB7A\acont | 2021-12-13 22:59 | THOR\acont | 2024-09-08 17:27 | Cloned from Ditek DTK-120HW | [Ditek, Monaco Enterprises] [SURGE PROTECTION] [#2] 210-524-00, DTK-120HW, DTK-120HWLOK, DTK-120HW-SS, DTK-120SRD, DTK-120X12, DTK-2MHLP24B, DTK-2MHLP24BWB, DTK-2MHLP24F, DTK-2MHTP, DTK-4LVLPLV, DTK-DF120S1, DTK-MRJ45C5E [Ditek, Monaco Enterprises, WBOX] [SURGE PROTECTION] [ALL DEVICES ++] 0E-SPROACHW, 210-524-00, DTK-120HW, DTK-120HWLOK, DTK-120HW-SS, DTK-120SRD, DTK-120X12, DTK-1F, DTK-1FF, DTK-2MHLP24B, DTK-2MHLP24B w/DTK-2MB, DTK-2MHLP24B w/DTK-3MB, DTK-2MHLP24B w/DT | [Ditek, EDCO, Monaco Enterprises, Space Age Electronics, WBOX] 0E-SPROACHW, 210-524-00, DTK-120HW, DTK-120HWLOK, DTK-120HW-SS, DTK-120SRD, DTK-120X12, DTK-1F, DTK-1FF, DTK-DF120S1, E120V-GT, FAS120AC, T120-DG w/Snap Track
af5c6433-8d8d-47d2-964a-5170db7fd320 |  |  |  | North | Edwards |  | Hardware |  |  |  | Hardware | TRUE | QS-Cable12 |  | OBSOLETE - Expansion Cable for 12 Option Card Cabinet | 1 | [6 empty] | FALSE | [5 empty] | #FFFFFFFF |  |  | FALSE | FALSE | FALSE | [14 empty] | FALSE | [7 empty] | THOR\acont | 2024-10-09 10:48
87768423-8c1f-4f53-a010-5171c98c6bfd |  |  |  | North | Edwards |  | Hardware |  |  |  | Hardware | TRUE | EV2T |  | Semi-Flush Trim 26"w x 26"h, for EV2B - black | 1 | [6 empty] | FALSE | [5 empty] | #FFFFFFFF |  |  | FALSE | FALSE | FALSE | [14 empty] | FALSE | [7 empty] | THOR\acont | 2024-10-09 10:48
f4932ac7-ec61-4643-a492-517304fb4f35 |  |  |  | North | Autocall |  | Cards & Components |  |  |  | Card | TRUE | A100-1252 |  | 1 Channel (audio or mike) | 1 | 0.024 | 0 |  |  |  |  | TRUE | [5 empty] | #FFFFFFFF |  |  | FALSE | FALSE | FALSE | [20 empty] | DESKTOP-0D6CQVA\lousc | 2019-07-07 14:40 | THOR\acont | 2024-10-09 10:48 | Cloned from AutoCall A100-1244 |  | [Autocall] A100-1252, A100-1253
33054248-eeb4-425c-abdb-5182e95ff16c | NFPA 170 ADDRESSABLE INPUT MONITOR MODULE |  |  | North | Silent Knight |  | Addressable Module |  |  |  | Module | TRUE | SK-ZONE | ++ | Two Wire Zone Interface Module | 1 | 0.00027 | 0.00027 |  |  |  |  | FALSE | [5 empty] | #FFFF0000 | FA-NFPA 170 ADDRESSABLE INPUT MONITOR MODULE | 1 | FALSE | FALSE | FALSE | 1000 | [13 empty] | FALSE | [7 empty] | THOR\acont | 2024-09-08 17:27 |  | [Farenhyt, Silent Knight] [SLC MODULES/SENSORS] [#2 SLC ++] IDP-ACCLIMATE (C), IDP-BEAM (C), IDP-CONTROL-6, IDP-MON-10, IDP-MONITOR-2, IDP-RELAY-6, IDP-RELAYMON-2, IDP-ZONE, IDP-ZONE-6, OSI-RI-SK (C), SK-ACCLIMATE (C), SK-BEAM (C), SK-CONTROL-6, SK-MON-1 [Farenhyt, Silent Knight] [AUX POWER] [AUX INPUT ++] IDP-ZONE, SK-ZONE [Farenhyt, Silent Knight] [SLC MODULES SENSORS] [*] [#1 SHARED ADDR ¦ MODULES] HFS-MM, Hood System/IDP-MINIMON, IDP-CONTROL, IDP-CONTROL-6, IDP-MINIMON, IDP-MON-10, IDP-MONITOR, IDP-MONITOR-2, IDP-PULL-DA, IDP-PULL-SA, IDP-RELAY, IDP-RELAY-6, IDP-RELAYMO [Silent Knight] [SLC SK MODULES] [*] [#3 TYPE ADDR ¦ MODULES] HFS-MM, SK-CONTROL, SK-CONTROL-6, SK-MINIMON, SK-MON-10, SK-MONITOR, SK-MONITOR-2, SK-PULL-DA, SK-PULL-SA, SK-RELAY, SK-RELAY-6, SK-RELAYMON-2, SK-ZONE, SK-ZONE-6, WAV-CRL, WAV-CWL, WAV-RL, WA | [Farenhyt, Silent Knight] IDP-ZONE, SK-ZONE
faaf4705-0f7e-4f09-828f-51869b674cee | NFPA 170 MANUAL PULL |  |  | North | Siemens |  | Manual Station |  |  |  | Module | TRUE | HMS-SE | S54321-A5-A1 | SINGLE ACTION MANUAL STATION (SPANISH TEXT) | 1 | [12 empty] | #FFFF0000 | FA-NFPA 170 MANUAL PULL | 1 | FALSE | FALSE | FALSE | 957 | [19 empty] | DESKTOP-7SAL8M7\acont | 2019-08-13 09:04 | THOR\acont | 2024-09-08 17:27 |  | [Siemens] [SLC MODULES SENSORS] [*] [#1 SHARED ADDR ¦ MODULES] AD-11P (C), FDBZ492 w/OP921 (C), FDBZ492-HR w/FDO421 (C), FDBZ492-HR w/OP921 (C), FDBZ492-R (C), FDCIO422, HCP, HCP-Z, HFPO-11, HFPT-11, HMS-D, HMS-DE, HMS-DP, HMS-DZ, HMS-S, HMS-SA, HMS-SE,
916ede89-386c-4faa-83ea-518bec423c6c |  |  |  | North | Edwards |  | Cards & Components |  |  |  | Card | TRUE | RLED-C Mainboard |  | Mainboard for RLED-C assembly | 1 | 0.028 | 0.062 |  |  |  |  | TRUE | [5 empty] | #FFFFFFFF |  |  | FALSE | FALSE | FALSE | [14 empty] | FALSE | [7 empty] | THOR\acont | 2024-10-09 10:48 |  | [Edwards, Kidde] [RS-485] GCI (C), GCIX (C), K-RLCD-C, K-RLCD-CR, K-RLCD-R, RLCD, RLCD-C, RLCD-CF, RLCD-C-PG, RLCD-CR, RLCD-C-SP, RLCD-F, RLCD-PG, RLCD-SP, RLED24 Mainboard, RLED24R Mainboard, RLED-C Mainboard, RLED-CF Mainboard, RLED-CR Mainboard [Edwards] [AUX POWER] RLED-C Mainboard, RLED-CF Mainboard, RLED-CR Mainboard
c89037e5-c0ad-4940-b48a-518e5bca6665 | NFPA 170 PRESSURE SWITCH |  |  | East | Kidde |  | Pressure Switch |  |  |  | Module | TRUE | 45-118500-001 | ++ | Supervisory Pressure Switch | 1 | [6 empty] | FALSE | FALSE | PROVIDED BY SPRINKLER CONTRACTOR |  | PROVIDED BY OTHERS |  | #FFFF0000 | FA-NFPA 170 PRESSURE SWITCH | 1 | FALSE | FALSE | FALSE | 913 | [13 empty] | FALSE | [5 empty] | DESKTOP-7EIEB7A\acont | 2022-10-12 14:13 | THOR\acont | 2024-09-08 17:27 | Cloned from Kidde 85-111540-001 CLONED CLONED CLONED | [Edwards, Kidde] [IDC] 01 06-118262-001, 06-118537-001 (ATEX), 30-3013, 45-118500-001, 45-500537-001 (ATEX), 70985018 (10611105), 70985020 (70985075), 70985021 (70985076), 70985022 (70985077), 70985023 (70985078), 70985024 (70985079), 70985025 (70985080)
88c4c752-31d8-4f55-b38d-5190b3793ac7 |  |  |  | North | Simplex |  | Cards & Components |  |  |  | Card | TRUE | 4007-9805 | ++ | Panel Mounted 48 LED Status Annunciator Module; provides 24 Yellow LEDs, 20 Red LEDs, and 4 Red/Green LEDs that are programmable for up to 24 IDC zones of alarm and trouble annunciation, or as required for custom annunciation requirements | 1 | 0.105 | 0.105 |  |  |  |  | TRUE | [5 empty] | #FFFFFFFF |  |  | FALSE | FALSE | FALSE | [20 empty] | DESKTOP-7SAL8M7\acont | 2020-05-11 17:03 | THOR\acont | 2024-10-09 10:48 | Cloned from Simplex 4007-9804
18d8388f-e143-49a9-8c1d-5190e560504c |  |  |  | North | Simplex |  | Hardware |  |  |  | Hardware | TRUE | 4081-9008 |  | EOL, 10K 1/2W | 1 | [12 empty] | #FFFFFFFF |  |  | FALSE | FALSE | FALSE | [20 empty] | AULAPTOP-PC\Aulaptop | 2019-07-04 04:36 | THOR\acont | 2024-10-09 10:48
280818d9-729a-4592-8854-5190ecc40fdb |  |  |  | North | Potter |  | Cards & Components |  |  |  | Card | TRUE | UD-2000 | + | PFC Series Digital Alarm Communicator Transmitter | 1 | 0.016 | 0.023 |  |  |  |  | TRUE | [5 empty] | #FFFFFFFF |  |  | FALSE | FALSE | FALSE | [14 empty] | FALSE | [5 empty] | DESKTOP-7SAL8M7\acont | 2020-05-27 18:01 | THOR\acont | 2024-10-09 10:48 | Cloned from Potter UD-1000 | [Honeywell, Potter] [DACT] [#2] HW-AV-LTE-M, UD-1000, UD-2000, UDACT-9000, UDACT-9100 [Potter] [P-LINK] [*] UD-1000, UD-2000 [Potter] [DACT] 01 [ALL DEVICES ++] UD-1000, UD-2000, UDACT-9000, UDACT-9100 | [Potter] UD-2000
66b23d0a-cf78-4a68-9660-51978addf619 | NFPA 170 HORN |  |  | North | Siemens |  | Horn |  |  |  | Module | TRUE | SC-HN-WW-N |  | WALL ACEND HORN, WHITE, NO LETTERING | 1 | [6 empty] | TRUE | [5 empty] | #FF0070C0 | FA-NFPA 170 HORN | 1 | FALSE | FALSE | FALSE | [20 empty] | XPS-17-9710\August | 2024-09-24 16:35 | XPS-17-9710\August | 2024-10-10 15:23 | 20241008 NEW SIEMENS PARTS | [Siemens] [NAC] [Bell High, Bell Low, Code 3 Horn High, Code 3 Horn Low, Code 3 Tone High, Code 3 Tone Low, Code 4 Tone High, Code 4 Tone Low, Continuous High, Continuous Low, March Time Horn High, March Time Horn Low, Slow Whoop High, Slow Whoop Low] SC
e9f7389d-4915-4cb6-8680-5197ea38dc86 | NFPA 170 SPEAKER STROBE |  |  | North | Edwards |  | Speaker/Strobe |  |  |  | Module | TRUE | 757-3A-RS70W |  | 30cdW, 15cdC Strobe, Re-Ent Speaker, 70V 2, 4, 8, 15w | 1 | [6 empty] | FALSE | [5 empty] | #FF0070C0 | FA-NFPA 170 SPEAKER STROBE | 1 | FALSE | FALSE | FALSE | 2019 | [13 empty] | FALSE | [7 empty] | THOR\acont | 2024-09-08 17:27 |  | [Edwards, Kidde] [AUDIO 70.7v] [70V AUDIO] 757-1A-R70, 757-1A-R70W, 757-3A-RS70, 757-3A-RS70W, 757-7A-RS70, 757-7A-RS70W, 757-7A-RS70WA, 757-7A-SS70, 757-7A-SS70W, 757-8A-RS70, 757-8A-RS70W, 757-8A-RS70WA, INT-3A-RS70, INT-3A-RS70W, INT-7A-RS70, INT-7A-R
c4e20ecd-8f5a-44da-a842-5199d06b13d5 | NFPA 170 ADDRESSABLE INPUT MONITOR MODULE |  |  | North | Silent Knight |  | Addressable Module |  |  |  | Module | TRUE | SK-MON-10 | ++ | 10 Input Monitoring Module | 10 | 0.0035 | 0.0035 |  |  |  |  | FALSE | [5 empty] | #FFFF0000 | FA-NFPA 170 ADDRESSABLE INPUT MONITOR MODULE | 1 | FALSE | FALSE | FALSE | 1000 | [13 empty] | FALSE | [7 empty] | THOR\acont | 2024-09-08 17:27 |  | [Farenhyt, Silent Knight] [SLC MODULES/SENSORS] [#10 SLC ++] IDP-MON-10, SK-MON-10 [Silent Knight] [SLC SK MODULES] [#8 MODULES ++] SK-MON-10 [Silent Knight] [SLC SK MODULES] [#6 MODULES ++] SK-CONTROL-6, SK-MON-10, SK-RELAY-6, SK-ZONE-6 [Silent Knight] [SLC SK MODULES] [#3 MODULES ++] SK-CONTROL-6, SK-MON-10, SK-RELAY-6, SK-ZONE-6 [Farenhyt, Silent Knight] [SLC MODULES/SENSORS] [#7 SLC ++] IDP-MON-10, SK-MON-10 [Farenhyt, Silent Knight] [SLC MODULES SENSORS] [*] [#1 SHARED ADDR ¦ MODULES] HFS-MM, Hood System/IDP-MINIMON, IDP-CONTROL, IDP-CONTROL-6, IDP-MINIMON, IDP-MON-10, IDP-MONITOR, IDP-MONITOR-2, IDP-PULL-DA, IDP-PULL-SA, IDP-RELAY, IDP-RELAY-6, IDP-RELAYMO [Farenhyt, Silent Knight] [SLC MODULES/SENSORS] [#8 SLC ++] IDP-MON-10, SK-MON-10 [Farenhyt, Silent Knight] [SLC MODULES/SENSORS] [#6 SLC ++] IDP-CONTROL-6, IDP-MON-10, IDP-RELAY-6, IDP-ZONE-6, SK-CONTROL-6, SK-MON-10, SK-RELAY-6, SK-ZONE-6 [Farenhyt, Silent Knight] [SLC MODULES/SENSORS] [#9 SLC ++] IDP-MON-10, SK-MON-10 [Silent Knight] [SLC SK MODULES] [#9 MODULES ++] SK-MON-10 [Silent Knight] [SLC SK MODULES] [#5 MODULES ++] SK-CONTROL-6, SK-MON-10, SK-RELAY-6, SK-ZONE-6 [Silent Knight] [SLC SK MODULES] [#10 MODULES ++] SK-MON-10 [Farenhyt, Silent Knight] [SLC MODULES/SENSORS] [#3 SLC ++] IDP-CONTROL-6, IDP-MON-10, IDP-RELAY-6, IDP-RELAYMON-2, IDP-ZONE-6, OSI-RI-SK (C), SK-CONTROL-6, SK-MON-10, SK-RELAY-6, SK-RELAYMON-2, SK-ZONE-6, W-DIS-D [Farenhyt, Silent Knight] [SLC MODULES/SENSORS] [#2 SLC ++] IDP-ACCLIMATE (C), IDP-BEAM (C), IDP-CONTROL-6, IDP-MON-10, IDP-MONITOR-2, IDP-RELAY-6, IDP-RELAYMON-2, IDP-ZONE, IDP-ZONE-6, OSI-RI-SK (C), SK-ACCLIMATE (C), SK-BEAM (C), SK-CONTROL-6, SK-MON-1 [Farenhyt, Silent Knight] [SLC MODULES/SENSORS] [#4 SLC ++] IDP-CONTROL-6, IDP-MON-10, IDP-RELAY-6, IDP-ZONE-6, SK-CONTROL-6, SK-MON-10, SK-RELAY-6, SK-ZONE-6 [Silent Knight] [SLC SK MODULES] [#4 MODULES ++] SK-CONTROL-6, SK-MON-10, SK-RELAY-6, SK-ZONE-6 [Silent Knight] [SLC SK MODULES] [#7 MODULES ++] SK-MON-10 [Silent Knight] [SLC SK MODULES] [*] [#3 TYPE ADDR ¦ MODULES] HFS-MM, SK-CONTROL, SK-CONTROL-6, SK-MINIMON, SK-MON-10, SK-MONITOR, SK-MONITOR-2, SK-PULL-DA, SK-PULL-SA, SK-RELAY, SK-RELAY-6, SK-RELAYMON-2, SK-ZONE, SK-ZONE-6, WAV-CRL, WAV-CWL, WAV-RL, WA [Farenhyt, Silent Knight] [SLC MODULES/SENSORS] [#5 SLC ++] IDP-CONTROL-6, IDP-MON-10, IDP-RELAY-6, IDP-ZONE-6, SK-CONTROL-6, SK-MON-10, SK-RELAY-6, SK-ZONE-6 [Silent Knight] [SLC SK MODULES] [#2 MODULES ++] SK-CONTROL-6, SK-MON-10, SK-MONITOR-2, SK-RELAY-6, SK-RELAYMON-2, SK-ZONE-6, W-DIS-D | [Farenhyt, Silent Knight] IDP-MON-10, SK-MON-10
57601f63-db81-4a80-9e92-519c2c3c8819 |  |  |  | North | Software House | Security/Access Control |  |  |  |  | Module | TRUE | AS0074-000 |  |  | 1 | [12 empty] | #FFFFFFFF |  |  | FALSE | FALSE | FALSE | [20 empty] | THOR\acont | 2024-03-12 21:43 | THOR\acont | 2024-10-09 10:48
6c489b7a-3489-4369-a00b-519c8ca6bf26 | NFPA 170 FIRE ALARM CONTROL UNIT | RISER FACP |  | North | Autocall |  | Fire Alarm Control Unit |  |  |  | Assembly | TRUE | A2975-9441 | ++ | 4100ES Red 1 Bay Box with Glass Door and Dress Panel - Add Master Controller, Power Supply and other components as required using Assembly Editor | 1 | 0 | 0 |  |  |  |  | TRUE | [5 empty] | #FFFF0000 | FA-NFPA 170 FIRE ALARM CONTROL UNIT | 1 | FALSE | FALSE | FALSE | [9 empty] | 6.2,10,12.7,18,25,33,55 |  |  |  |  | TRUE | [5 empty] | DESKTOP-EUPOT3B\aucon | 2021-12-08 15:36 | THOR\acont | 2024-09-08 17:27
11120bcf-c676-4428-a91b-519f2ab2ffd0 |  |  |  | North | Siemens | [5 empty] | Module | TRUE | PAL-1 | 500-692407 | UL LISTED PARALLEL PRINTER | 1 | [12 empty] | #FFFFFFFF |  |  | FALSE | FALSE | FALSE | [20 empty] | DESKTOP-7SAL8M7\acont | 2019-08-13 09:04 | THOR\acont | 2024-10-09 10:48
e99ef564-179d-451c-a6e4-51a6deb16aba | NFPA 170 SMOKE DETECTOR |  |  | North | Fike |  | Smoke Detector |  |  |  | Module | TRUE | 63-1024 |  | Photoelectric Smoke Detector Conventional | 1 | 0.045 | 0.15 |  |  |  |  | FALSE | TRUE |  |  |  |  | #FFFF0000 | FA-NFPA 170 SMOKE DETECTOR | 1 | FALSE | FALSE | FALSE | 1408 | [13 empty] | FALSE | [7 empty] | THOR\acont | 2024-09-08 17:27 | 20191121 AC Detector without base | [Fike] [IDC] 06 63-1024 (C), 63-1308 (C)
167f478b-4499-423c-ae20-51a9a2e6eb59 | CADGEN INTRUSION CONTACT |  |  | North | Bosch |  | Intrusion Contact |  |  |  | Module | TRUE | RFUN-A | ++ | Wireless loop input and contact | 1 |  |  |  |  | 1.5 | [7 empty] | #FFFF0000 | FA-CADGEN INTRUSION CONTACT | 1 | FALSE | FALSE | FALSE | [17 empty] | REX |  |  | DESKTOP-7EIEB7A\acont | 2022-07-26 16:53 | THOR\acont | 2024-09-08 17:27 | Cloned from Bosch RFDW-RM-A | [BluePoint, Bosch] [BOSCH WIRELESS] [ALL DEVICES ++] BP01-302, BP02-202M, BP02-202P, BP02-A202M, BP02-A202P, BP02-A202PH, BP03-302, BP03-A102M, BP03-A102P, RFBT-A, RFDL-11, RFDL-11-A, RFDL-11-CHI, RFDW-RM, RFDW-RM-A, RFDW-RM-CHI, RFDW-SM, RFDW-SM-A, RFDW
d8e70930-8cba-44e3-a8a8-51afa38fe101 | NFPA 170 SMOKE HEAT DETECTOR |  |  | North | Potter |  | Smoke/Heat Detector |  |  |  | Module | TRUE | PAD200-PHD w/PAD100-LFSB | + | Photoelectric Smoke/Heat Detector with 6" Base with LF Sounder Module Included | 1 | 0.0005 | 0.0005 |  |  |  |  | FALSE | TRUE |  |  |  |  | #FFFF0000 | FA-NFPA 170 SMOKE HEAT DETECTOR | 1 | FALSE | FALSE | FALSE | 1408 | [13 empty] | FALSE |  |  | LF¦SB |  |  | DESKTOP-7EIEB7A\acont | 2021-09-10 06:20 | THOR\acont | 2024-09-08 17:27 | Cloned from Potter PAD100-PHD w/PAD100-LFSB | [Potter] [SLC PAD] [*] [#2 SHARED ADDR ¦ SENSORS] PAD100-CD w/PAD100-4DB, PAD100-CD w/PAD100-6DB, PAD100-CD w/PAD100-IB, PAD100-CD w/PAD100-LFSB, PAD100-CD w/PAD100-RB, PAD100-CD w/PAD100-SB, PAD100-CD w/PAD100-SPKB, PAD100-DUCT (C), PAD100-DUCTR (C), PA [Potter] [AUX POWER] PAD100-CD w/PAD100-LFSB, PAD100-HD w/PAD100-LFSB, PAD100-PD w/PAD100-LFSB (C), PAD100-PHD w/PAD100-LFSB (C), PAD100-PHD w/PAD100-LFSB (Split) (C), PAD200-PD w/PAD100-LFSB (C), PAD200-PHD w/PAD100-LFSB (C), PAD200-PHD w/PAD100-LFSB (S
5d8bb780-483a-4ccf-a706-51be937c410c | NFPA 170 HEAT DETECTOR |  |  | North | Potter |  | Heat Detector |  |  |  | Module | TRUE | CF-200EWT | 1000135 | 200°F Fixed Temperature XP Heat Detector | 1 | [6 empty] | FALSE | [5 empty] | #FFFF0000 | FA-NFPA 170 HEAT DETECTOR | 1 | FALSE | FALSE | FALSE | 1403 | [13 empty] | FALSE |  |  | 200° F |  |  | DESKTOP-7SAL8M7\acont | 2019-09-26 12:43 | THOR\acont | 2024-09-08 17:27 | 20191121 AC Detector without base | [Notifier, Potter] [IDC] 01 CF-135EWT, CF-135MP, CF-135W, CF-165MP, CF-165W, CF-200EWT, CF-200MP, CF-200W, CF-285MP, CF-285W, CPS-24 w/SB, CR-135EWT, CR-135MP, CR-135W, CR-165MP, CR-165W, CR-200EWT, CR-200MP, CR-200W, DSD-P (C), P32-1T, PS40 Series, PS40 [Potter] [IDC] 05 CF-135EWT, CF-200EWT, CR-135EWT, CR-200EWT, RCDS-1, RCDS-2001
77f2186e-cb66-42b5-a983-51caae6c5bcb | NFPA 170 LOCAL OPERATOR CONSOLE | RISER LOC |  | North | Monaco Enterprises |  | Local Operator Console |  |  |  | Assembly | TRUE | 710-072-01 | + | MAAP-X LOC/RDU touch screen, fire/MNS, 19" H, surface-mount | 1 | 0.235 | 0.235 |  |  |  |  | FALSE | FALSE |  |  |  |  | #FFFF0000 | FA-NFPA 170 LOCAL OPERATOR CONSOLE | 1 | FALSE | FALSE | FALSE | 211 | [8 empty] | 18 |  | 18 |  |  | TRUE | [5 empty] | DESKTOP-7EIEB7A\acont | 2021-07-14 09:07 | THOR\acont | 2024-09-08 17:27 | Cloned from Monaco Enterprises 710-072-51 | [Monaco Enterprises] [RS-485] [DATA] 176-286-02, 176-286-03, 194-810-24, 710-054-01, 710-072-01, 710-072-02, 710-072-51, 710-072-52 [Monaco Enterprises] [AUDIO LOW] [AUDIO] 710-072-01, 710-072-02, 710-072-51, 710-072-52
0c40e82a-d376-408c-88ad-51ceebef8e29 | NFPA 170 AREA OF REFUGE REMOTE |  |  | North | Rath Area of Refuge |  | Area of Refuge Component |  |  |  | Module | TRUE | 2400-808NSP |  | METAL BOX FLUSH MOUNT SYSTEM CALL BOX | 1 | [6 empty] | FALSE | [5 empty] | #FF00B050 | FA-NFPA 170 AREA OF REFUGE REMOTE | 1 | FALSE | FALSE | FALSE | 4002 | [13 empty] | FALSE | [5 empty] | DESKTOP-7SAL8M7\acont | 2020-09-14 14:50 | THOR\acont | 2024-09-08 17:27 | Cloned from Rath Area of Refuge 2100-958NSR | [Rath Area of Refuge] [AOR Call Circuit] 2100-956RR, 2100-956SR, 2100-958NSR, 2100-984LR, 2400-805SP, 2400-808NSP, 2400-808SSPC, 3300FSCN, 3300FSN
75ed13ce-f42a-442f-9e94-51d184523002 | NFPA 170 HORN STROBE CEILING |  |  | North | Eaton Wheelock |  | Horn/Strobe |  |  |  | Module | TRUE | NS-24MCC-FW |  | Horn Strobe ceiling, 24 VDC, , white | 1 | 0 | 0.411 |  |  |  |  | FALSE | TRUE |  |  |  |  | #FF0070C0 | FA-NFPA 170 HORN STROBE CEILING | 1 | FALSE | FALSE | FALSE | 2013 | [13 empty] | FALSE |  |  | C |  |  |  |  | THOR\acont | 2024-09-08 17:27 |  | [Eaton Wheelock] [NAC] NS-24MCC-FR (C), NS-24MCC-FW (C)
2cf40263-2d85-48b2-afa7-51d67aa1394d | NFPA 170 SMOKE DETECTOR |  |  | North | Silent Knight |  | Smoke Detector |  |  |  | Module | TRUE | OSI-RI-SK | + | Intelligent Single-ended Reflective Imaging Beam Smoke Detector | 1 | 0.014 | 0.015 |  |  |  |  | FALSE | TRUE |  |  |  |  | #FFFF0000 | FA-NFPA 170 SMOKE DETECTOR | 1 | FALSE | FALSE | FALSE | 1408 | [13 empty] | FALSE |  |  | BT |  |  | DESKTOP-QGO6JOK\acont | 2022-03-18 08:26 | THOR\acont | 2024-09-08 17:27 | Cloned from Notifier FS-OSI-RI | [Silent Knight, System Sensor] [SLC SK SENSORS] [*] [#4 TYPE ADDR ¦ SENSORS] DNR w/SK-PHOTO-R-W (C), DNRW w/SK-PHOTO-R-W (C), HFS-D (C), HFS-P (C), HFS-PT (C), HFS-T (C), OSI-RI-SK (C), SK-ACCLIMATE (C), SK-BEAM (C), SK-DUCT-W w/SK-PHOTO-R-W (C), SK-FIRE [Farenhyt, Silent Knight] [SLC MODULES/SENSORS] [#3 SLC ++] IDP-CONTROL-6, IDP-MON-10, IDP-RELAY-6, IDP-RELAYMON-2, IDP-ZONE-6, OSI-RI-SK (C), SK-CONTROL-6, SK-MON-10, SK-RELAY-6, SK-RELAYMON-2, SK-ZONE-6, W-DIS-D [Farenhyt, Silent Knight] [SLC MODULES/SENSORS] [#2 SLC ++] IDP-ACCLIMATE (C), IDP-BEAM (C), IDP-CONTROL-6, IDP-MON-10, IDP-MONITOR-2, IDP-RELAY-6, IDP-RELAYMON-2, IDP-ZONE, IDP-ZONE-6, OSI-RI-SK (C), SK-ACCLIMATE (C), SK-BEAM (C), SK-CONTROL-6, SK-MON-1 [Farenhyt, Gamewell FCI, Notifier, Silent Knight] [AUX POWER] [HEATER PWR] FS-OSI-RI (C), OSI-RI-FH (C), OSI-RI-GW (C), OSI-RI-SK (C) [Farenhyt, Silent Knight] [SLC MODULES SENSORS] [*] [#2 SHARED ADDR ¦ SENSORS] CO1224TR w/ IDP-MINIMON, CO1224TR w/ IDP-MONITOR, DNR w/IDP-PHOTO-R-W (C), DNR w/SK-PHOTO-R-W (C), DNRW w/IDP-PHOTO-R-W (C), DNRW w/SK-PHOTO-R-W (C), HFS-D (C), HFS-P (C), HFS | [Fike, Firelite, Notifier, Silent Knight] FS-OSI-RI, OSI-RI-FIK, OSI-RI-FL, OSI-RI-SK
53590657-ce62-48b4-b67b-51dc047489df |  |  |  | North | Siemens | [5 empty] | Module | TRUE | BBS-R | 500-636110 | BBS BACK BOX | 1 | [12 empty] | #FFFFFFFF |  |  | FALSE | FALSE | FALSE | [20 empty] | DESKTOP-7SAL8M7\acont | 2019-08-13 09:04 | THOR\acont | 2024-10-09 10:48
2b652d1f-0fd0-402a-96cc-51ebf4e1e078 | NFPA 170 ABORT SWITCH |  |  | North | Janus |  | Switch |  |  |  | Module | TRUE | ARS-1 |  | Abort/Releasing Station | 1 | [6 empty] | FALSE | [5 empty] | #FFFF0000 | FA-NFPA 170 ABORT SWITCH | 1 | FALSE | FALSE | FALSE | 957 | [13 empty] | FALSE |  |  | REL |  |  | DESKTOP-QGO6JOK\acont | 2021-06-01 11:37 | THOR\acont | 2024-09-08 17:27 | Cloned from Janus MAS-1 | [Janus] [IDC] 01 20722, ARS-1, LOS-1, MAS-1, MAS-2, MMS-1, MMS-4, MRS-1, SG-42SK1, SGX-32SK1
efcbdcc6-be52-49ee-bc7b-51f403c01666 |  |  |  | North | Edwards |  | Hardware |  |  |  | Hardware | TRUE | QS1-1-G-1-PG |  | OBSOLETE - FAP w/ 1 Option Card Space, Gray, Portuguese | 1 | [6 empty] | FALSE | [5 empty] | #FFFFFFFF |  |  | FALSE | FALSE | FALSE | [14 empty] | FALSE | [7 empty] | THOR\acont | 2024-10-09 10:48
a6b6059e-9ee0-4e9b-b478-51f6ad366f34 | NFPA 170 SMOKE DETECTOR |  |  | North | MIRCOM |  | Smoke Detector |  |  |  | Module | TRUE | MIX-3000 w/ MIX-2001R |  | ADDRESSABLE IONIZATION DETECTOR w/ MIX-2001R RELAY BASE | 1 | 0.0003 | 0.0003 |  |  |  |  | FALSE | TRUE |  |  |  |  | #FFFF0000 | FA-NFPA 170 SMOKE DETECTOR | 1 | FALSE | FALSE | FALSE | 1408 | [13 empty] | FALSE | [7 empty] | THOR\acont | 2024-09-08 17:27 | 20191121 AC Detector with base | [MIRCOM] [SLC SENSORS] [*] [#4 TYPE ADDR ¦ SENSORS] DNR w/MIX-2251BR (C), DNR w/MIX-2351RAP (C), MIX-1251AP w/B200SR-LF-WH (C), MIX-1251AP w/B200SR-WH (C), MIX-1251AP w/B210LP (C), MIX-1251AP w/B224RB-WH (C), MIX-1251AP w/B501 (C), MIX-1251B w/B200SR-LF- [MIRCOM] [SLC MODULES SENSORS] [*] [#2 SHARED ADDR ¦ SENSORS] DNR w/MIX-2251BR (C), DNR w/MIX-2351RAP (C), MIX-1251AP w/B200SR-LF-WH (C), MIX-1251AP w/B200SR-WH (C), MIX-1251AP w/B210LP (C), MIX-1251AP w/B224RB-WH (C), MIX-1251AP w/B501 (C), MIX-1251B w/
9b84283e-54bb-43a5-b0c6-51f7a263a78b | NFPA 170 SMOKE DETECTOR |  |  | North | Bosch |  | Smoke Detector |  |  |  | Module | TRUE | FRAY5000-LR-KIT | + | Extension kit, long-range | 1 | [6 empty] | FALSE | TRUE |  |  |  |  | #FFFF0000 | FA-NFPA 170 SMOKE DETECTOR | 1 | FALSE | FALSE | FALSE | 1408 | [13 empty] | FALSE |  |  | SBP |  |  | DESKTOP-7EIEB7A\acont | 2022-06-28 13:10 | THOR\acont | 2024-09-08 17:27 | Cloned from Bosch FRAY5000-4PRISM
c2b851a1-f172-48b3-90c3-51fb776456b2 | NFPA 170 JUNCTION BOX |  |  | North | DMP |  | Junction Box |  |  |  | Module | TRUE | 850-WP | ++ | Weatherproof surface die-cast backbox | 1 | 0 | 0 |  |  |  |  | FALSE | FALSE |  |  |  |  | #FF00B050 | FA-NFPA 170 JUNCTION BOX | 1 | FALSE | FALSE | FALSE | 957 | [13 empty] | FALSE | [5 empty] | DESKTOP-7EIEB7A\acont | 2023-05-20 09:36 | THOR\acont | 2024-09-08 17:27 | Cloned from DMP 850-SB
bc6034ad-a9b6-45f6-bd0b-51fc1a3a76e9 | NFPA 170 SMOKE HEAT CO DETECTOR |  |  | North | Siemens |  | Smoke/Heat/CO Detector |  |  |  | Module | TRUE | OOHC941 w/ABHW-4B (Loop) | S54320-F8-A2 | Multi-Criteria Fire / CO Detector w/Sounder Base [with Loop-Power Option] | 1 | 0.00065 | 0.007115 |  |  |  |  | FALSE | TRUE |  |  |  |  | #FFFF0000 | FA-NFPA 170 SMOKE HEAT CO DETECTOR | 1 | FALSE | FALSE | FALSE | 1410 | [13 empty] | FALSE |  |  | SB |  |  | DESKTOP-7EIEB7A\acont | 2021-05-04 13:43 | THOR\acont | 2024-09-08 17:27 | Cloned from Siemens OOHC941 w/ABHW-4S | [Siemens] [SLC MODULES SENSORS] [*] [#2 SHARED ADDR ¦ SENSORS] FDBZ492 w/OP921 (C), FDBZ492-HR w/FDO421 (C), FDBZ492-HR w/OP921 (C), FDO421 (C), FDO421 w/DB-11 BASE (C), FDOT421 w/DB-11 BASE (C), FDOT421 w/DB2-HR BASE (C), FDT421 w/DB-11 BASE, FP-11 w/DB
ceab67e5-3fad-4060-8121-520e0502bbe1 |  |  |  | North | Edwards |  | Hardware |  |  |  | Hardware | TRUE | ECLK1 |  | G1/G4, Alert/Fire Field Installed Label Kit | 1 | [6 empty] | FALSE | [5 empty] | #FFFFFFFF |  |  | FALSE | FALSE | FALSE | [14 empty] | FALSE | [7 empty] | THOR\acont | 2024-10-09 10:48
60920f6a-8bde-4d97-818d-52176a3e7439 | NFPA 170 HEAT DETECTOR |  |  | North | Notifier |  | Heat Detector |  |  |  | Module | TRUE | 302-135 | ++ | Heat Detector, 135°F (57°C) | 1 | [6 empty] | FALSE | TRUE |  |  |  |  | #FFFF0000 | FA-NFPA 170 HEAT DETECTOR | 1 | FALSE | FALSE | FALSE | 1403 | [13 empty] | FALSE | [7 empty] | THOR\acont | 2024-09-08 17:27 | 20191121 AC Detector without base | [Chemtronics, Firelite, MIRCOM, Notifier, System Sensor] [IDC] 01 [*] [IDC 2-WIRE ++] 1151 (C), 1151EIS (C), 1400 (C), 1451 (C), 1451DH (C), 1451DHHT (C), 2100AT (C), 2100S (C), 2100TR (C), 2100TS (C), 2151 w/B110LP (C), 2151 w/B116LP (C), 2151 w/B401 (C
2138cd92-d38f-453f-a971-5217ed702fa6 |  |  |  | North | Advanced |  | Hardware |  |  |  | Hardware | TRUE | AX-APS-BB1 |  | Intelligent Manual Pull Station Interior Backbox | 1 | [6 empty] | TRUE | [5 empty] | #FFFFFFFF |  |  | FALSE | FALSE | FALSE | [20 empty] | AULAPTOP-PC\Aulaptop | 2019-05-12 12:00 | THOR\acont | 2024-10-09 10:48 | Cloned from Advanced AX-APS2-F1
8e6a00ed-00f9-4976-8340-52193235ae12 | NFPA 170 SMOKE DETECTOR |  |  | North | System Sensor |  | Smoke Detector |  |  |  | Module | TRUE | 2W-B (For Vista Panel) | ++ | 2-wire Standard i3 Detector for use with Vista Panel | 1 | 5e-05 | 0.13 |  |  |  |  | TRUE | TRUE |  |  |  |  | #FFFF0000 | FA-NFPA 170 SMOKE DETECTOR | 1 | FALSE | FALSE | FALSE | 1408 | [19 empty] | OFFICE-ALIENWIN\AugWin7 | 2021-09-03 09:46 | THOR\acont | 2024-09-08 17:27 | Cloned from System Sensor 2W-B | [Chemtronics, Firelite, MIRCOM, Notifier, System Sensor] [IDC] 01 [*] [IDC 2-WIRE ++] 1151 (C), 1151EIS (C), 1400 (C), 1451 (C), 1451DH (C), 1451DHHT (C), 2100AT (C), 2100S (C), 2100TR (C), 2100TS (C), 2151 w/B110LP (C), 2151 w/B116LP (C), 2151 w/B401 (C
a8d34707-4845-45fa-a0c9-5229bdb3fa94 | NFPA 170 REMOTE TEST SWITCH |  |  | North | Block Definition Only |  | REMOTE TEST SWITCH |  |  |  | Module | TRUE | NFPA 170 REMOTE TEST SWITCH |  | NFPA 170 REMOTE TEST SWITCH | 1 | [12 empty] | #FFFF0000 | FA-NFPA 170 REMOTE TEST SWITCH | 1 | FALSE | FALSE | FALSE | 914 | [19 empty] | AULAPTOP-PC\Aulaptop | 2020-03-26 07:41 | THOR\acont | 2024-09-08 17:27
a0d6a1a9-b129-4e2e-ae47-522a7b1273d1 | NFPA 170 DUCT SMOKE DETECTOR |  |  | North | Notifier |  | Duct Smoke Detector |  |  |  | Module | TRUE | ND-200 |  | Intelligent Non-Relay Photoelectric Duct Smoke Detector | 1 | 0.0003 | 0.0065 |  |  |  |  | FALSE | TRUE |  |  |  |  | #FFFF0000 | FA-NFPA 170 DUCT SMOKE DETECTOR | 1 | FALSE | FALSE | FALSE | 1400 | [13 empty] | FALSE | [7 empty] | THOR\acont | 2024-09-08 17:27 | 20191121 AC Detector without base | [Honeywell, Notifier, System Sensor] [SLC MODULES SENSORS] [*] [#2 SHARED ADDR ¦ SENSORS] 2251B (C), 2251-COPTIR (C), 2251-COPTIR w/B200S-WH (C), 2251TB (C), 2251TMB (C), 5251B (C), 5251B-WP (C), 5251H (C), 5251RB (C), 5251RB-WP (C), 7251 (C), 7251DH (C) [Honeywell, Notifier, System Sensor] [SLC SENSORS] [*] [#4 TYPE ADDR ¦ SENSORS] 2251B (C), 2251-COPTIR (C), 2251-COPTIR w/B200S-WH (C), 2251TB (C), 2251TMB (C), 5251B (C), 5251B-WP (C), 5251H (C), 5251RB (C), 5251RB-WP (C), 7251 (C), 7251DH (C), DH200LP
12fcb90a-a852-490a-8148-5232289e2aac |  |  |  | North | Simplex |  | Cards & Components |  |  |  | Card | TRUE | 4007-9806 | ++ | SDACT Module for Point or Event Reporting | 1 | 0.03 | 0.04 |  |  |  |  | TRUE | [5 empty] | #FFFFFFFF |  |  | FALSE | FALSE | FALSE | [20 empty] | DESKTOP-7SAL8M7\acont | 2020-05-11 16:52 | THOR\acont | 2024-10-09 10:48 | Cloned from AutoCall A007-9806 |  | [Autocall, Simplex] 4007-9806, 4100-0153, A007-9806
52b1569d-0f64-43ce-8020-523b6e1000e3 | NFPA 170 HORN STROBE CEILING |  |  | North | Potter |  | Horn/Strobe |  |  |  | Module | TRUE | CCHS-24AW |  | Horn Strobe, Ceiling, White, Amber | 1 | 0 | 0.147 |  |  |  |  | FALSE | TRUE |  |  |  |  | #FF0070C0 | FA-NFPA 170 HORN STROBE CEILING | 1 | FALSE | FALSE | FALSE | 2013 |  |  | 7135-0328:0205 | [10 empty] | FALSE |  |  | C |  |  |  |  | THOR\acont | 2024-09-08 17:27 |  | [Potter] [NAC] [UL MAX, HIGH DB] CCHS-24AR (C), CCHS-24AW (C), CCHS-24BR (C), CCHS-24BW (C), CCHS-24GR (C), CCHS-24GW (C)
fca26564-36cd-4917-9738-524536fbb02a |  |  |  | North | Gamewell FCI |  | Cards & Components |  |  |  | Card | TRUE | GF505 Main Board | ++ |  | 1 | 0.11 | 0.214 |  |  |  |  | TRUE | [5 empty] | #FFFFFFFF |  |  | FALSE | FALSE | FALSE | [20 empty] | AULAPTOP-PC\Aulaptop | 2019-04-04 02:01 | THOR\acont | 2024-10-09 10:48 |  | [Gamewell FCI, Honeywell] [VAC ] [120VAC] 7100 Main Board, FireVac IV (50W, 25V) Main Board, FireVac IV (50W, 70V) Main Board, FLEX 410 Main Board, GF505 Main Board, GF506R Main Board, GF510 Main Board, GFPS-6 Main Board, GFPS-9 Main Board, GWF402 Main B [Gamewell FCI, Honeywell] [VAC ] 7100 Main Board, FireVac IV (50W, 25V) Main Board, FireVac IV (50W, 70V) Main Board, FLEX 410 Main Board, GF505 Main Board, GF506R Main Board, GF510 Main Board, GFPS-6 Main Board, GFPS-9 Main Board, GWF402 Main Board, GWF | [Gamewell FCI] GF505 Main Board
9667dd1a-c3fa-4d9b-bff3-524573df0554 |  |  |  | North | Edwards |  | Hardware |  |  |  | Hardware | TRUE | 4-BRKT-CB | n | Bracket - Chassi / Back Mount | 1 | [12 empty] | #FFFFFFFF |  |  | FALSE | FALSE | FALSE | [20 empty] | DESKTOP-7SAL8M7\acont | 2019-12-13 12:52 | THOR\acont | 2024-10-09 10:48
872a256e-6f0b-4d98-a534-52498b1889e9 | NFPA 170 SMOKE DETECTOR |  |  | North | Bosch |  | Smoke Detector |  |  |  | Module | TRUE | D7050 w/D7050-B6 BASE | + | Addressable Photoelectric Smoke Detector Head w/Standard Base, Multiplex | 1 | 0.00055 | 0.00056 |  |  |  |  | FALSE | TRUE | 4 SQ. DEEP BOX w/SINGLE GANG RING |  |  |  | #FFFF0000 | FA-NFPA 170 SMOKE DETECTOR | 1 | FALSE | FALSE | FALSE | 1408 |  |  | 7272-1615:0175/7300-1615:0176 | [10 empty] | FALSE | [7 empty] | THOR\acont | 2024-09-08 17:27 | 20191121 AC Detector with base | [Bosch] [SLC MUX BOSCH] [*] [#1 ++] D341/D7044M, D5601/D7044M, D7044, D7044M, D7050, D7050 w/D7050-B6 BASE (C), D7050TH w/D7050-B6 BASE (C), D7052, D7053, DS7432, DS7457i, DS7457iF, DS7460I, DS7461I, DS7465I, FMM-7045, FMM-7045-D
07cba229-680a-405e-a1ca-525054965108 | NFPA 170 HEAT DETECTOR |  |  | North | Simplex |  | Heat Detector |  |  |  | Module | TRUE | 4098-9734 w/4098-9792 | + | TrueAlarm High Temp Heat Detector w/TrueAlarm Sensor Standard Base | 1 | 0.0008 | 0.001 |  |  |  |  | TRUE | TRUE |  |  |  |  | #FFFF0000 | FA-NFPA 170 HEAT DETECTOR | 1 | FALSE | FALSE | FALSE | 1403 | [16 empty] | HT |  |  | DESKTOP-7EIEB7A\acont | 2022-02-15 11:20 | THOR\acont | 2024-09-08 17:27 | Cloned from Autocall A4098-9734 w/A4098-9792 | [Autocall, Simplex] [IDNet] [SENSORS ++] 4098-9714 (C), 4098-9714 w/4098-9770 (C), 4098-9714 w/4098-9771 (C), 4098-9714 w/4098-9772 (C), 4098-9714 w/4098-9773 (C), 4098-9714 w/4098-9780 (C), 4098-9714 w/4098-9789 (C), 4098-9714 w/4098-9791 (C), 4098-9714
17fd39fe-1fae-4417-b6a3-52537e0b9c3e | CADGEN UPS MONITOR |  |  | North | Rath Area of Refuge |  | Accessories |  |  |  | Module | TRUE | 2500-UPSMONITOR |  | UPS SUPERVISION MODULE | 1 | 0.028 | 0.028 |  |  |  |  | TRUE | [5 empty] | #FFFF0000 | FA-CADGEN UPS MONITOR | 1 | FALSE | FALSE | FALSE | 5000 | [16 empty] | R |  |  | DESKTOP-7SAL8M7\acont | 2020-09-14 14:57 | THOR\acont | 2024-09-08 17:27 | Cloned from Air Products PAM-4 | [Rath Area of Refuge] [AUX POWER] [*] 2100-956RR, 2100-956RR MAIN CARD, 2100-956RR MAIN CARD-2, 2100-956SR, 2100-958NSR, 2100-984LR, 2500-205B MAIN CARD, 2500-205FM MAIN CARD, 2500-205PSS MAIN CARD, 2500-210B MAIN CARD, 2500-210FM MAIN CARD, 2500-UPSMONI [Rath Area of Refuge] [IDC] 01 2500-12RCF MAIN CARD, 2500-16RCF MAIN CARD, 2500-205B MAIN CARD, 2500-205FM MAIN CARD, 2500-205PSS MAIN CARD, 2500-210B MAIN CARD, 2500-210FM MAIN CARD, 2500-210PSS MAIN CARD, 2500-28RCF MAIN CARD, 2500-56XNC, 2500-56XRC, 2
089f6e9b-2e6e-4d2f-a09d-525870bb20a0 | NFPA 170 HORN CEILING |  |  | North | Simplex |  | Horn |  |  |  | Module | TRUE | 49AO-APPLC-O-BA | + | Audible Only Notification Appliances, Weatherproof Ceiling Mount Electronic Horns, Specify Cover, Assembled in USA | 1 | 0 | 0 |  |  |  |  | TRUE | TRUE |  |  |  |  | #FF0070C0 | FA-NFPA 170 HORN CEILING | 1 | FALSE | FALSE | FALSE | 2013 | [16 empty] | C, WP |  |  | DESKTOP-7EIEB7A\acont | 2022-02-21 14:19 | THOR\acont | 2024-09-08 17:27 | Cloned from Simplex 49AO-APPLC-O | [Autocall, Simplex] [IDNac] [23VDC, STEADY HIGH] 49AO-APPLC-O (C), 49AO-APPLC-O-BA (C), A49AO-APPLC-O (C), A49AO-APPLC-O-BA (C)
f569e2df-acb5-4b5b-91df-525b1a4dad38 |  |  |  | North | Edwards |  | Cards & Components |  |  |  | Card | TRUE | IO-SDC2 |  | Expansion Analog Loop, 500pt | 1 | 0.045 | 0.07 |  |  |  |  | TRUE | [5 empty] | #FFFFFFFF |  |  | FALSE | FALSE | FALSE | [14 empty] | FALSE | [7 empty] | THOR\acont | 2024-10-09 10:48 |  |  | [Edwards] IO-SDC2
e6f54c62-f845-451b-ae80-5260d3ff6372 | NFPA 170 SMOKE DETECTOR |  |  | North | Gamewell FCI |  | Smoke Detector |  |  |  | Module | TRUE | ASD-PTL3 w/B200S-LF-WH | + | Photoelectric smoke detector with thermal sensing, bright white, Velociti w/ Intelligent addressable low frequency sounder base, bright white | 1 | 0.0002 | 0.0045 |  |  |  |  | FALSE | TRUE | FLUSH |  | 4" SQ. DEEP | 3 "O" PLASTER RING | #FFFF0000 | FA-NFPA 170 SMOKE DETECTOR | 1 | FALSE | FALSE | FALSE | 1408 | [13 empty] | FALSE |  |  | T, LF |  |  | DESKTOP-7SAL8M7\acont | 2019-04-25 06:51 | THOR\acont | 2024-09-08 17:27 | 20191121 AC Detector with base | [Gamewell FCI] [AUX POWER] [16VDC, HIGH VOLUME, 16VDC, LOW VOLUME] ASD-PL2F w/B200S-LF-WH (C), ASD-PL3 w/B200S-LF-WH (C), ASD-PL3F w/B200S-LF-WH (C), ASD-PL3-IV w/B200S-LF-IV (C), ASD-PTL3 w/B200S-LF-WH (C), ASD-PTL3-IV w/B200S-LF-IV (C), ATD-L3 w/B200S- [Gamewell FCI] [SLC MODULES SENSORS] [*] [#2 SHARED ADDR ¦ SENSORS] ADPF (C), ASD-PL2F w/B200S-LF-WH (C), ASD-PL2F w/B210LP (C), ASD-PL2FR (C), ASD-PL3 w/B200S-LF-WH (C), ASD-PL3 w/B200SR-LF-WH (C), ASD-PL3 w/B200SR-WH (C), ASD-PL3 w/B224BI-WH (C), ASD-P [Gamewell FCI] [SLC SENSORS] [*] [#4 TYPE ADDR ¦ SENSORS] ADPF (C), ASD-PL2F w/B200S-LF-WH (C), ASD-PL2F w/B210LP (C), ASD-PL2FR (C), ASD-PL3 w/B200S-LF-WH (C), ASD-PL3 w/B200SR-LF-WH (C), ASD-PL3 w/B200SR-WH (C), ASD-PL3 w/B224BI-WH (C), ASD-PL3 w/B224R
12176cb1-0410-4205-bd96-5266206491b2 |  |  |  | North | Potter | [5 empty] | Module | TRUE | PVC-MP |  | High Rise Evacuation System | 1 | [6 empty] | FALSE | [5 empty] | #FFFFFFFF |  |  | FALSE | FALSE | FALSE | [14 empty] | FALSE | [7 empty] | THOR\acont | 2024-10-09 10:48
4409bfa2-5024-4fb3-a424-5268ee938bf9 | NFPA 170 HORN STROBE |  |  | North | Monaco Enterprises |  | Horn/Strobe |  |  |  | Module | TRUE | 585-097-01 |  | HORN/STROBE:2 WIRE,135-185CD,RED,WEATHERPROOF,WALL | 1 | 0 | 0.27 |  |  |  |  | FALSE | FALSE |  |  |  |  | #FF0070C0 | FA-NFPA 170 HORN STROBE | 1 | FALSE | FALSE | FALSE | 2012 | [13 empty] | FALSE | [5 empty] | DESKTOP-7SAL8M7\acont | 2020-02-23 12:32 | THOR\acont | 2024-09-08 17:27 | Cloned from System Sensor P2RHK | [Monaco Enterprises] [NAC] 585-097-00, 585-097-01
d77a43ee-ffd3-40e9-bbb7-526ca60035c9 |  |  |  | North | Edwards |  | Hardware |  |  |  | Hardware | TRUE | MN-BRKT8C18F |  | EST3 cabinet mounting bracket for 1 MN-FNS8C18F or 2 MN-FNS(4)(8) | 1 | [6 empty] | FALSE | [5 empty] | #FFFFFFFF |  |  | FALSE | FALSE | FALSE | [14 empty] | FALSE | [7 empty] | THOR\acont | 2024-10-09 10:48
edc4b975-f946-4001-8f3c-526e6c325fde |  |  |  | North | Edwards |  | Cards & Components |  |  |  | Card | TRUE | MN-GVZINTLE |  | HPSA to Local Physical Ethernet Interface kit | 1 | [6 empty] | TRUE | [5 empty] | #FFFFFFFF |  |  | FALSE | FALSE | FALSE | [14 empty] | FALSE | [7 empty] | THOR\acont | 2024-10-09 10:48
4467fe2f-75cb-4df5-a6bd-52704cd69eb6 |  |  |  | North | Edwards |  | Cards & Components |  |  |  | Card | TRUE | 3-SDDC2 | ++ | Dual Signature Driver Controller. Comes with two 3-SDC1s. Mounts to Local Rail. | 1 | 0.264 | 0.336 |  |  |  |  | TRUE | [5 empty] | #FFFFFFFF |  |  | FALSE | FALSE | FALSE | [20 empty] | DESKTOP-7EIEB7A\acont | 2021-11-23 10:29 | THOR\acont | 2024-10-09 10:48 | Cloned from Edwards 3-SDDC1 |  | [Edwards] 3-SDDC1, 3-SDDC2
745ce0b0-2dac-4466-95be-5272f19b5f6e |  |  |  | North | Edwards |  | Hardware |  |  |  | Hardware | TRUE | G1T-FIRE |  | Trim Plate labeled FIRE, for 2 gang or 4" square boxes, white | 1 | [6 empty] | FALSE | [5 empty] | #FFFFFFFF |  |  | FALSE | FALSE | FALSE | [14 empty] | FALSE | [7 empty] | THOR\acont | 2024-10-09 10:48
ac5fdd84-9022-4d54-bc4f-5274ff03a87c | NFPA 170 MANUAL PULL |  |  | North | Hochiki |  | Manual Station |  |  |  | Module | TRUE | HPS-DAK - WP | HPS-DAK - WP | HPS-DAK - WP | 1 | 0 | 0 |  |  |  |  | TRUE |  |  | *Refer to Install Sheet |  |  | #FFFF0000 | FA-NFPA 170 MANUAL PULL | 1 | FALSE | FALSE | FALSE | 957 | [19 empty] | DESKTOP-0D6CQVA\lousc | 2019-10-12 10:20 | THOR\acont | 2024-09-08 17:27 | Cloned from Hochiki HPS-SAK - single action with Key lock | [Hochiki, VES] [IDC] 01 [IDC] HPS-DAH - dual action with Hex lock, HPS-DAH/S - dual action with Hex lock (Spanish), HPS-DAK - dual action with Key lock, HPS-DAK - SR, HPS-DAK - WP, HPS-DAK/S - dual action with Key lock (Spanish), HPS-SA-EX/WP, HPS-SAH si
a5d8b0ec-6162-47ff-8411-527c4f8da65e | NFPA 170 HORN STROBE |  |  | North | Eaton Wheelock |  | Horn/Strobe |  |  |  | Module | TRUE | AS-24MCW-FW |  | Horn Strobe, 24 volt, white, Selectable, | 1 | 0 | 0.382 |  |  |  |  | FALSE | FALSE |  |  |  |  | #FF0070C0 | FA-NFPA 170 HORN STROBE | 1 | FALSE | FALSE | FALSE | 2012 | [13 empty] | FALSE | [7 empty] | THOR\acont | 2024-09-08 17:27 |  | [Eaton Wheelock] [NAC] AS-24MCW-FR, AS-24MCW-FW
db71fe4e-4a74-4832-9f5d-527e141e3294 | CADGEN PANIC BUTTON |  |  | North | BluePoint |  | Panic Button |  |  |  | Assembly | TRUE | BP03-A102M | ++ | Medical Mobile Pendant ASSEMBLY-BR | 1 |  |  |  |  | 3 | [7 empty] | #FFFF0000 | FA-CADGEN PANIC BUTTON | 1 | FALSE | FALSE | FALSE | [17 empty] | RPT |  |  | THOR\acont | 2024-04-12 13:04 | THOR\acont | 2024-09-08 17:27 | Cloned from BluePoint BP03-A102P | [BluePoint, Bosch] [BOSCH WIRELESS] [ALL DEVICES ++] BP01-302, BP02-202M, BP02-202P, BP02-A202M, BP02-A202P, BP02-A202PH, BP03-302, BP03-A102M, BP03-A102P, RFBT-A, RFDL-11, RFDL-11-A, RFDL-11-CHI, RFDW-RM, RFDW-RM-A, RFDW-RM-CHI, RFDW-SM, RFDW-SM-A, RFDW
e0948afa-4ccc-4779-94e5-52805d8eba75 | NFPA 170 HEAT DETECTOR |  |  | North | Firelite |  | Heat Detector |  |  |  | Module | TRUE | H355HT w/B200SR | + | White, Low-profile 190°F fixed thermal sensor, Sounder Base | 1 | 0.0003 | 0.0065 |  |  |  |  | FALSE | TRUE |  |  |  |  | #FFFF0000 | FA-NFPA 170 HEAT DETECTOR | 1 | FALSE | FALSE | FALSE | 1403 | [13 empty] | FALSE |  |  | 190° |  |  | DESKTOP-7SAL8M7\acont | 2019-03-28 06:30 | THOR\acont | 2024-09-08 17:27 | 20191121 AC Detector with base | [Firelite] [AUX POWER] AD355 w/B200SR-WH (C), CP355 w/B200SR-WH (C), H355 w/B200SR (C), H355HT w/B200SR (C), H355R w/B200SR (C), H365 w/B200S-WH (C), H365HT w/B200S-WH (C), H365R w/B200S-WH (C), SD355 w/B200SR (C), SD355CO w/B200S-WH (C), SD355T w/B200SR [Firelite, System Sensor] [SLC MODULES SENSORS] [*] [#2 SHARED ADDR ¦ SENSORS] AD355 w/B200SR-LF-WH (C), AD355 w/B200SR-WH (C), AD355 w/B210LP (C), AD355 w/B224BI-WH (C), AD355 w/B224RB-WH (C), AD355 w/B501 (C), BEAM355 (C), BEAM355S (C), CP355 w/B200SR- [Firelite, System Sensor] [SLC SENSORS] [*] [#4 TYPE ADDR ¦ SENSORS] AD355 w/B200SR-LF-WH (C), AD355 w/B200SR-WH (C), AD355 w/B210LP (C), AD355 w/B224BI-WH (C), AD355 w/B224RB-WH (C), AD355 w/B501 (C), BEAM355 (C), BEAM355S (C), CP355 w/B200SR-WH (C), CP
87147fab-81f6-47fa-9f40-5283ce3fdcf4 | NFPA 170 HORN STROBE |  |  | North | Notifier |  | Horn/Strobe |  |  |  | Module | TRUE | P2WL-LF | + | 2-Wire, Horn Strobe, White | 1 | 0 | 0.119 |  |  |  |  | FALSE | [5 empty] | #FF0070C0 | FA-NFPA 170 HORN STROBE | 1 | FALSE | FALSE | FALSE | 2012 | [13 empty] | FALSE |  |  | LF |  |  | DESKTOP-7SAL8M7\acont | 2020-01-28 08:18 | THOR\acont | 2024-09-08 17:27 | Cloned from System Sensor P2WL-LF | [Notifier] [NAC] [16 VFWR, TEMPORAL HIGH] P2RL-LF, P2WL-LF [Notifier, System Sensor] [NAC] [24VDC, TEMPORAL HIGH] P2RL-LF, P2RL-LF w/ WAV-RL, P2WL-LF, P2WL-LF w/ WAV-WL [Notifier, System Sensor] [NAC] [24VFWR, TEMPORAL HIGH] P2RL-LF, P2RL-LF w/ WAV-RL, P2WL-LF, P2WL-LF w/ WAV-WL
2e2eb503-8d11-42b6-be42-5291146f6e95 | NFPA 170 REMOTE VOICE EVACUATION MICROPHONE |  |  | North | Eaton Wheelock |  | Remote Microphone |  |  |  | Module | TRUE | SPRM | ++ | Remote Microphone for use with the SAFEPATH Family | 1 | 0.023 | 0.03 | [10 empty] | #FFFF0000 | FA-NFPA 170 REMOTE VOICE EVACUATION MICROPHONE | 1 | FALSE | FALSE | FALSE | 265 | [19 empty] | DESKTOP-EUPOT3B\aucon | 2022-01-26 05:45 | THOR\acont | 2024-09-08 17:27 | Cloned from Block Definition Only NFPA 170 REMOTE VOICE EVACUATION MICROPHONE | [Eaton Wheelock] [MIC] [*] [Remote Microphone] SPRM, SPRM-GP
a1477760-c08c-44ee-a74c-5292a6f85988 | NFPA 170 AMPLIFIER RACK | RISER AMP |  | North | Kidde |  | Amplifier |  |  |  | Assembly | TRUE | ANS100MDG2 |  | 100W Audio Notification Panel, Gray | 1 | [6 empty] | FALSE | [5 empty] | #FFFF0000 | FA-NFPA 170 AMPLIFIER RACK | 1 | FALSE | FALSE | FALSE | 300 | [8 empty] | 7,12,18 |  |  |  |  | TRUE | [5 empty] | DESKTOP-7SAL8M7\acont | 2020-01-02 07:13 | THOR\acont | 2024-09-08 17:27 | Cloned from Edwards ANS100MDG2
1bac9e1a-5311-46a2-a084-5293294578bb | NFPA 170 SPEAKER STROBE |  |  | North | Siemens |  | Speaker/Strobe |  |  |  | Module | TRUE | SEFH-MC-R | S54360-F5-A1 | HIGH FIDELITY SPEAKER STROBE, SQUARE, HIFI, LOW PROFILE, WALL, 15/30/75/110CD, RED | 1 | [12 empty] | #FF0070C0 | FA-NFPA 170 SPEAKER STROBE | 1 | FALSE | FALSE | FALSE | 2019 | [19 empty] | DESKTOP-7SAL8M7\acont | 2019-08-13 09:04 | THOR\acont | 2024-09-08 17:27 | B,T | [Siemens] [AUDIO 25v] [25V AUDIO] SEFH-AHMC-CW-ALERT (C), SEFH-AMC-CW-ALERT (C), SEFH-AMC-W-ALERT, SEFH-CR (C), SEFH-CW (C), SEFH-HMC-CR (C), SEFH-HMC-CR-ALERT (C), SEFH-HMC-CW (C), SEFH-HMC-CW-ALERT (C), SEFH-HMC-R, SEFH-HMC-W, SEFH-MC-CR (C), SEFH-MC-C [Siemens] [AUDIO 70.7v] [70V AUDIO] SEFH-AHMC-CW-ALERT (C), SEFH-AMC-CW-ALERT (C), SEFH-AMC-W-ALERT, SEFH-CR (C), SEFH-CW (C), SEFH-HMC-CR (C), SEFH-HMC-CR-ALERT (C), SEFH-HMC-CW (C), SEFH-HMC-CW-ALERT (C), SEFH-HMC-R, SEFH-HMC-W, SEFH-MC-CR (C), SEFH-MC [Siemens] [NAC] [VDC] SEFH-AMC-W-ALERT, SEFH-MC-R, SEFH-MC-R-ALERT, SEFH-MC-W, SEFH-MC-W-ALERT, SEFH-MC-W-BLANK, SEF-MC-R, SEF-MC-W, SEH-MC-R, SEH-MC-R-ALERT, SEH-MC-R-B, SEH-MC-W, SEH-MC-W-ALERT, SEH-MC-W-B, SEH-MC-W-BLANK
73dcc6e3-4096-40b0-ae6e-529351e9fef3 |  |  |  | North | Evax |  | Cards & Components |  |  |  | Card | TRUE | EVAX-25 Main Board | + | Main Board | 1 | 0.18 | 1.1 |  |  |  |  | TRUE | FALSE |  |  |  |  | #FFFFFFFF |  |  | FALSE | FALSE | FALSE | [13 empty] | 25 | TRUE | [7 empty] | THOR\acont | 2024-10-09 10:48 |  | [Evax] [NAC Trigger] EVAX-100 Main Board, EVAX-100/4Z Main Board, EVAX-100/8Z Main Board, EVAX-100E Main Board, EVAX-25 Main Board, EVAX-25/4Z Main Board, EVAX-50 Main Board, EVAX-50/4Z Main Board [Evax] [VAC ] EVAX-100 Main Board, EVAX-100/4Z Main Board, EVAX-100/8Z Main Board, EVAX-100E Main Board, EVAX-25 Main Board, EVAX-25/4Z Main Board, EVAX-50 Main Board, EVAX-50/4Z Main Board | [Evax] EVAX-25 Main Board [Evax] EVAX-25 Main Board
f58bcfcf-b6f1-42ed-9981-52a45c45bbe9 |  |  |  | North | Edwards |  | Hardware |  |  |  | Hardware | TRUE | 73122CI |  | 12/2 CIC (circuit Integrity) Cable FPLR-CI | 1 | [6 empty] | FALSE | [5 empty] | #FFFFFFFF |  |  | FALSE | FALSE | FALSE | [14 empty] | FALSE | [7 empty] | THOR\acont | 2024-10-09 10:48
2b29a642-1bcf-4943-8354-52a49347e36e | NFPA 170 STROBE WALL |  |  | North | Potter |  | Strobe |  |  |  | Module | TRUE | CSLP-24R-WP |  | Strobe, Wall, Red, Red, Outdoor, Low Profile | 1 | 0 | 0.164 |  |  |  |  | FALSE | FALSE |  |  |  |  | #FF0070C0 | FA-NFPA 170 STROBE WALL | 1 | FALSE | FALSE | FALSE | 2023 | [13 empty] | FALSE | [7 empty] | THOR\acont | 2024-09-08 17:27 |  | [Potter] [NAC] [UL MAX, HIGH DB] CS-24B-WP, CS-24G-WP, CS-24R-WP, CS-24WB-WP, CS-24WG-WP, CS-24WR-WP, CSLP-24B-WP, CSLP-24G-WP, CSLP-24R-WP, CSLP-24WB-WP, CSLP-24WG-WP, CSLP-24WR-WP
e08f9b65-538f-4e4b-8f75-52a583d10824 | NFPA 170 SMOKE DETECTOR |  |  | North | Notifier |  | Smoke Detector |  |  |  | Module | TRUE | FSP-851 w/B210LP | ++ | DETECTOR, SMOKE, ADDRESSABLE PHOTO w/STANDARD BASE | 1 | 0.0003 | 0.0065 |  |  |  |  | FALSE | TRUE | FLUSH |  | 4" SQ. DEEP | 3 "O" PLASTER RING | #FFFF0000 | FA-NFPA 170 SMOKE DETECTOR | 1 | FALSE | FALSE | FALSE | 1408 |  |  | 7272-0028:0206 | [10 empty] | FALSE | [7 empty] | THOR\acont | 2024-09-08 17:27 | 20191121 AC Detector with base | [Honeywell, Notifier, System Sensor] [SLC MODULES SENSORS] [*] [#2 SHARED ADDR ¦ SENSORS] 2251B (C), 2251-COPTIR (C), 2251-COPTIR w/B200S-WH (C), 2251TB (C), 2251TMB (C), 5251B (C), 5251B-WP (C), 5251H (C), 5251RB (C), 5251RB-WP (C), 7251 (C), 7251DH (C) [Honeywell, Notifier, System Sensor] [SLC SENSORS] [*] [#4 TYPE ADDR ¦ SENSORS] 2251B (C), 2251-COPTIR (C), 2251-COPTIR w/B200S-WH (C), 2251TB (C), 2251TMB (C), 5251B (C), 5251B-WP (C), 5251H (C), 5251RB (C), 5251RB-WP (C), 7251 (C), 7251DH (C), DH200LP
b5f5388c-f580-48ce-a2dd-52a76dd6df4d | NFPA 170 HEAT DETECTOR |  |  | North | Hochiki |  | Heat Detector |  |  |  | Module | TRUE | DCD-135 w/NS6-100 STANDARD BASE | DCD-135 w/NS6-100 STANDARD BASE | HEAT DETECTOR w/ STANDARD BASE | 1 |  | 0.3 |  |  |  |  | TRUE | TRUE |  | *Refer to Install Sheet |  |  | #FFFF0000 | FA-NFPA 170 HEAT DETECTOR | 1 | FALSE | FALSE | FALSE | 1403 | [19 empty] | DESKTOP-0D6CQVA\lousc | 2019-10-12 07:39 | THOR\acont | 2024-09-08 17:27 | from Hochiki DCD-135 w/NS6-100 STANDARD BASE | [Hochiki] [IDC] 01 [IDC] DCD-135 w/HSC-220L LATCHING LED BASE (C), DCD-135 w/HSC-220R - 2 WIRE RELAY BASE (C), DCD-135 w/HSC-221L LATCHING LED BASE (C), DCD-135 w/HSC-221R - 2 WIRE RELAY BASE (C), DCD-135 w/HSC-224L LATCHING LED BASE (C), DCD-135 w
28d2df11-170e-42d8-87e8-52ab9f4ad303 |  |  |  | North | NAPCO |  | Cards & Components |  |  |  | Card | TRUE | FL-32FACP Main Board | ++ | Main Board | 1 | 0.096 | 0.096 | 4 |  | 24 |  | TRUE | [5 empty] | #FFFFFFFF |  |  | FALSE | FALSE | FALSE | [20 empty] | THOR\acont | 2023-10-25 13:01 | THOR\acont | 2024-10-09 10:48 | Cloned from NAPCO FL-255FACP-LTVI Main Board | [NAPCO] [IDC] [#1 AUX RELAY ++] FL-255FACP Main Board, FL-32FACP Main Board, FL-FACP-LTE Main Board, FL-X2-32 Main Board [NAPCO] [VAC ] FL-255FACP Main Board, FL-32FACP Main Board, FL-FACP-LTE Main Board, FL-X2-32 Main Board, GEM-ACM1D Main Board, GEMC-128MB, GEMC-12V2APS-CF Main Board, GEMC-12V2APS-R Main Board, GEMC-255MB, GEMC-32MB, GEMC-96MB, GEMC-NAC6 Main Board, GEMC | [NAPCO] FL-32FACP Main Board, FL-X2-32 Main Board
4870cf16-f8b4-4691-87ce-52ac76fc4635 | NFPA 170 SMOKE HEAT CO DETECTOR |  |  | North | Siemens |  | Smoke/Heat/CO Detector |  |  |  | Module | TRUE | OOHC941 | S54320-F8-A2 | Multi-Criteria Fire / CO Detector | 1 | 0.0004 | 0.00065 |  |  |  |  | FALSE | TRUE |  |  |  |  | #FFFF0000 | FA-NFPA 170 SMOKE HEAT CO DETECTOR | 1 | FALSE | FALSE | FALSE | 1410 | [13 empty] | FALSE | [7 empty] | THOR\acont | 2024-09-08 17:27 | 20191121 AC Detector without base | [Siemens] [SLC MODULES SENSORS] [*] [#2 SHARED ADDR ¦ SENSORS] FDBZ492 w/OP921 (C), FDBZ492-HR w/FDO421 (C), FDBZ492-HR w/OP921 (C), FDO421 (C), FDO421 w/DB-11 BASE (C), FDOT421 w/DB-11 BASE (C), FDOT421 w/DB2-HR BASE (C), FDT421 w/DB-11 BASE, FP-11 w/DB
3445caf2-b3b1-4b99-b133-52ac81c0f8ac |  |  |  | North | Simplex |  | Hardware |  |  |  | Hardware | TRUE | 4098-9855 | + | Sampling Tube 13" to 23" (330 mm to 584 mm) | 1 | 0 | 0 |  |  |  |  | TRUE | [5 empty] | #FFFFFFFF |  |  | FALSE | FALSE | FALSE | [20 empty] | DESKTOP-7EIEB7A\acont | 2022-02-21 12:58 | THOR\acont | 2024-10-09 10:48 | Cloned from Autocall 4098-9855
34bb4994-6c11-48fb-9986-52be51f70025 | NFPA 170 STROBE CEILING |  |  | North | Eaton Wheelock |  | Strobe |  |  |  | Module | TRUE | ELSTRC-ALB | + | CEILING STROBE, RED, ALERT, BLUE | 1 | [6 empty] | TRUE | TRUE |  |  |  |  | #FF0070C0 | FA-NFPA 170 STROBE CEILING | 1 | FALSE | FALSE | FALSE | 2020 | [16 empty] | C |  |  | DESKTOP-7EIEB7A\acont | 2021-05-18 16:22 | THOR\acont | 2024-09-08 17:27 | Cloned from Eaton Wheelock ELSTRC-ALA | [Eaton Wheelock] [NAC] [24VDC] ELSTRC-ALB (C), ELSTRC-NB (C), ELSTWC-ALB (C), ELSTWC-NB (C)
3d5820bd-f461-4c47-a62d-52c89d2eb9e1 | NFPA 170 SPEAKER STROBE CEILING |  |  | North | Autocall |  | Speaker/Strobe |  |  |  | Module | TRUE | A49SV-APPLC-BA | + | Ceiling Mount Addressable S/V Appliance only, Assembled in USA | 1 | 0 | 0 |  |  |  |  | TRUE | TRUE |  |  |  |  | #FF0070C0 | FA-NFPA 170 SPEAKER STROBE CEILING | 1 | FALSE | FALSE | FALSE | 2019 | [16 empty] | C |  |  | DESKTOP-7EIEB7A\acont | 2022-02-21 14:55 | THOR\acont | 2024-09-08 17:27 | Cloned from Autocall A49SV-APPLW-BA | [Autocall, Simplex] [IDNac] [23VDC] 49HFV-APPLC (C), 49HFV-APPLC-BA (C), 49SV-APPLC (C), 49SV-APPLC-BA (C), 49VO-APPLC (C), 49VO-APPLC-BA (C), A49HFV-APPLC (C), A49HFV-APPLC-BA (C), A49SV-APPLC (C), A49SV-APPLC-BA (C), A49VO-APPLC (C), A49VO-APPLC-BA (C) [Autocall, Simplex] [AUDIO 70.7v] [70V AUDIO] 49HF-APPLC (C), 49HF-APPLC-BA (C), 49HFV-APPLC (C), 49HFV-APPLC-BA (C), 49HFVH-APPLC (C), 49HFVH-APPLC-BA (C), 49SO-APPLC (C), 49SO-APPLC-BA (C), 49SO-APPLC-O (C), 49SO-APPLC-O-BA (C), 49SV-APPLC (C), 49SV-AP [Autocall, Simplex] [AUDIO 25v] [25V AUDIO] 49HF-APPLC (C), 49HF-APPLC-BA (C), 49HFV-APPLC (C), 49HFV-APPLC-BA (C), 49HFVH-APPLC (C), 49HFVH-APPLC-BA (C), 49SO-APPLC (C), 49SO-APPLC-BA (C), 49SO-APPLC-O (C), 49SO-APPLC-O-BA (C), 49SV-APPLC (C), 49SV-APPL
e998a1cf-c988-4a85-ad44-52c9614884f6 | NFPA 170 ADDRESSABLE INPUT MONITOR MODULE |  |  | North | Hochiki |  | Addressable Module |  |  |  | Module | TRUE | DIMM - DUAL INPUT MONITOR MODULE COPY | DUAL INPUT MONITOR MODULE | DUAL INPUT MONITOR MODULE | 1 | 0.0006 | 0.00072 |  |  |  |  | TRUE | [5 empty] | #FFFF0000 | FA-NFPA 170 ADDRESSABLE INPUT MONITOR MODULE | 1 | FALSE | FALSE | FALSE | 1000 | [16 empty] | 2 |  |  | XPS-17-9710\August | 2024-05-16 06:08 | XPS-17-9710\August | 2025-01-05 15:58 | Cloned from Hochiki DIMM - DUAL INPUT MONITOR MODULE | [Hochiki, VES] [SLC HOCHIKI] 03 [*] [SLC] DIMM - DUAL INPUT MONITOR MODULE, DIMM - DUAL INPUT MONITOR MODULE COPY, R2M DUAL RELAY MODULE, R2MH DUAL RELAY MODULE, R2MH/-I DUAL RELAY MODULE, R2ML DUAL RELAY MODULE, R2ML/-I DUAL RELAY MODULE, VF6052-00 [Hochiki, VES] [SLC HOCHIKI] 02 [*] [SLC] CZM CONVENTIONAL ZONE MODULE, DCP-AMS Single Action Hex Key Lock, DCP-AMS-KL Single Action Key Lock, DCP-AMS-KL-LP Dual Action Key Lock, DCP-AMS-LP Dual Action Hex Key Lock, DIMM - DUAL INPUT MONITOR MODULE, DIMM | [Hochiki] DIMM - DUAL INPUT MONITOR MODULE, DIMM - DUAL INPUT MONITOR MODULE COPY
93fdb7f0-125f-47d3-b70b-52cc6cca6b53 | NFPA 170 HORN |  |  | North | Kidde |  | Horn |  |  |  | Module | TRUE | EG4ARN |  | Wall horn, red, no marking | 1 | [6 empty] | FALSE |  | GRSW-10 |  |  |  | #FF0070C0 | FA-NFPA 170 HORN | 1 | FALSE | FALSE | FALSE | 2010 | [13 empty] | FALSE | [5 empty] | DESKTOP-7SAL8M7\acont | 2020-08-19 11:55 | THOR\acont | 2024-09-08 17:27 | Cloned from Edwards G4ARN | [Edwards, Kidde] [NAC] [VFWR, LOW DB] EG4ARF, EG4ARF-FR, EG4ARF-SP, EG4ARN, EG4AWF, EG4AWF-FR, EG4AWF-SP, EG4AWN, G4ARF, G4ARF-FR, G4ARF-SP, G4ARN, G4AWF, G4AWF-FR, G4AWF-SP, G4AWN [Edwards, Kidde] [NAC] [VFWR, HIGH DB] EG4ARF, EG4ARF-FR, EG4ARF-SP, EG4ARN, EG4AWF, EG4AWF-FR, EG4AWF-SP, EG4AWN, G4ARF, G4ARF-FR, G4ARF-SP, G4ARN, G4AWF, G4AWF-FR, G4AWF-SP, G4AWN [Edwards, Kidde] [NAC] [VDC, LOW DB] EG4ARF, EG4ARF-FR, EG4ARF-SP, EG4ARN, EG4AWF, EG4AWF-FR, EG4AWF-SP, EG4AWN, G4ARF, G4ARF-FR, G4ARF-SP, G4ARN, G4AWF, G4AWF-FR, G4AWF-SP, G4AWN [Edwards, Kidde] [NAC] [VDC, HIGH DB] EG4ARF, EG4ARF-FR, EG4ARF-SP, EG4ARN, EG4AWF, EG4AWF-FR, EG4AWF-SP, EG4AWN, G4ARF, G4ARF-FR, G4ARF-SP, G4ARN, G4AWF, G4AWF-FR, G4AWF-SP, G4AWN
e7fdd707-26b2-41ef-882f-52cd912ec3eb | EQUIPMENT ENCLOSURE |  |  | North | MIRCOM |  | Enclosure |  |  |  | Module | TRUE | ENCL-400-WP | ++ | RED WEATHER PROTECTED ENCLOSURE FOR 400 WALL MOUNT SERIES | 1 | [6 empty] | FALSE | [5 empty] | #FFFF0000 | FA-EQUIPMENT ENCLOSURE | 1 | FALSE | FALSE | FALSE | [14 empty] | FALSE | [5 empty] | THOR\acont | 2023-11-28 13:59 | THOR\acont | 2024-09-08 17:27 | Cloned from MIRCOM BB-400R
28e44e4b-bfd4-4548-bf02-52d05a7fc5bc |  |  |  | North | Potter | [5 empty] | Module | TRUE | INS-1500 |  | Nitrogen Generator with 2,000 Gallon Largest Riser Fill and 6,200 gallons of Total Sprinkler System Capacity | 1 | [6 empty] | FALSE | [5 empty] | #FFFFFFFF |  |  | FALSE | FALSE | FALSE | [14 empty] | FALSE | [7 empty] | THOR\acont | 2024-10-09 10:48
97818316-e9d1-4425-89c4-52d190b38325 | NFPA 170 HORN STROBE |  |  | North | System Sensor |  | Horn/Strobe |  |  |  | Module | TRUE | P2WL-LF | + | 2-Wire, Horn Strobe, White | 1 | 0 | 0.119 |  |  |  |  | FALSE | [5 empty] | #FF0070C0 | FA-NFPA 170 HORN STROBE | 1 | FALSE | FALSE | FALSE | 2012 | [13 empty] | FALSE |  |  | LF |  |  | DESKTOP-7SAL8M7\acont | 2019-11-06 16:23 | THOR\acont | 2024-09-08 17:27 | Cloned from System Sensor P2WL | [Notifier, System Sensor] [NAC] [24VDC, TEMPORAL HIGH] P2RL-LF, P2RL-LF w/ WAV-RL, P2WL-LF, P2WL-LF w/ WAV-WL [Notifier, System Sensor] [NAC] [24VFWR, TEMPORAL HIGH] P2RL-LF, P2RL-LF w/ WAV-RL, P2WL-LF, P2WL-LF w/ WAV-WL
c8dd4924-1bd5-427c-8898-52df9328b5da | NFPA 170 SPEAKER CEILING |  |  | North | Kidde |  | Speaker |  |  |  | Module | TRUE | EGCSRN |  | Speaker, Ceiling, Red, None | 1 | [6 empty] | FALSE | TRUE |  |  |  |  | #FF0070C0 | FA-NFPA 170 SPEAKER CEILING | 1 | FALSE | FALSE | FALSE | 2019 | [13 empty] | FALSE |  |  | C |  |  | DESKTOP-7EIEB7A\acont | 2021-05-24 09:24 | THOR\acont | 2024-09-08 17:27 | Cloned from Edwards GCSRN | [Edwards, Kidde] [AUDIO 70.7v] [70V AUDIO] EGCSRF (C), EGCSRN (C), EGCSVHRF (C), EGCSVHRF-FR (C), EGCSVHRF-SP (C), EGCSVHRN (C), EGCSVHWA (C), EGCSVHWF (C), EGCSVHWF-FR (C), EGCSVHWF-SP (C), EGCSVHWN (C), EGCSVRF (C), EGCSVRN (C), EGCSVWA (C), E [Edwards, Kidde] [AUDIO 25v] [25V AUDIO] EGCSRF (C), EGCSRN (C), EGCSVHRF (C), EGCSVHRF-FR (C), EGCSVHRF-SP (C), EGCSVHRN (C), EGCSVHWA (C), EGCSVHWF (C), EGCSVHWF-FR (C), EGCSVHWF-SP (C), EGCSVHWN (C), EGCSVRF (C), EGCSVRN (C), EGCSVWA (C), EGC
436b53a2-bbee-4134-8f38-52e2de753724 | NFPA 170 DUCT SMOKE DETECTOR |  |  | North | Silent Knight |  | Duct Smoke Detector |  |  |  | Module | TRUE | SD505-DUCTR | ++ | Duct Smoke Detector with Relay and Remote Test Switch | 1 | 0.0005 | 0.0005 |  |  | 24 |  | FALSE | TRUE |  |  |  |  | #FFFF0000 | FA-NFPA 170 DUCT SMOKE DETECTOR | 1 | FALSE | FALSE | FALSE | 1400 | [13 empty] | FALSE |  |  | R |  |  |  |  | THOR\acont | 2024-09-08 17:27 | 20191121 AC Detector without base | [Silent Knight] [AUX POWER] [AUX ++] SD505-DUCTR (C) [Silent Knight] [SLC HOCHIKI] [*] [#1 SHARED ADDR ¦ ALL] Hood System w/SD500-MIM, PS-DA w/SD500-MIM, PS-SA w/SD500-MIM, SD500-AIM, SD500-ANM, SD500-ARM, SD500-LED, SD500-MIM, SD500-PS, SD500-PSDA, SD500-SDM, SD505-AHS w/SD505-6AB, SD505-APS w/SD505-6AB ( | [Silent Knight] SD505-DUCTR
ea495ca2-7cd7-4b4d-85e2-52e8872888fb | NFPA 170 SPEAKER CEILING |  |  | North | Edwards |  | Speaker |  |  |  | Module | TRUE | 965-1A-8RW |  | 8" Round Cone Speaker, 70Vrms, .5, 1, 2, 4w | 1 | [6 empty] | FALSE | TRUE |  |  |  |  | #FF0070C0 | FA-NFPA 170 SPEAKER CEILING | 1 | FALSE | FALSE | FALSE | 2019 | [13 empty] | FALSE |  |  | C |  |  |  |  | THOR\acont | 2024-09-08 17:27
f2370a99-38a9-4ce7-afd1-52eadd3a0439 | NFPA 170 REMOTE ANNUNCIATOR | RISER ANNUNCIATOR |  | North | ADT Unimode |  | Remote Annunciator |  |  |  | Assembly | TRUE | TIS-ANN-80 | F | 80-Character LCD Annunciator | 1 | [6 empty] | FALSE | [5 empty] | #FFFF0000 | FA-NFPA 170 REMOTE ANNUNCIATOR | 1 | FALSE | FALSE | FALSE | 255 | [8 empty] | 7,12,18 |  |  |  |  | TRUE | [7 empty] | THOR\acont | 2024-09-08 17:27
ae497688-c783-414e-a1c2-52f38fc5cbac | CADGEN BURGLAR ALARM CONTROL PANEL |  |  | North | NAPCO | Security/Access Control | Burglar Alarm Control Panel |  |  |  | Assembly | TRUE | GEMC-BURG128KT | + | 128pt GEMC Addressable Commercial Burglary System Kit | 1 | [12 empty] | #FFFF0000 | FA-CADGEN BURGLAR ALARM CONTROL PANEL | 1 | FALSE | FALSE | FALSE | 101 | [19 empty] | DESKTOP-7SAL8M7\acont | 2020-01-21 11:59 | THOR\acont | 2024-09-08 17:27
a37ad329-150e-4ebf-ab77-53040f49beb3 |  |  |  | North | System Sensor |  | Hardware |  |  |  | Hardware | TRUE | DST3 |  | Sampling Tube, Steel | 1 | [6 empty] | FALSE |  | FLUSH |  | N/A | N/A | #FFFFFFFF |  |  | FALSE | FALSE | FALSE |  |  |  | 3242-1653:0209 | [10 empty] | FALSE | [5 empty] | DESKTOP-7SAL8M7\acont | 2020-02-23 09:56 | THOR\acont | 2024-10-09 10:48 | Cloned from System Sensor DST1.5 CLONED
9cd5b395-52b2-455f-8098-5310c2ac5aa9 | NFPA 170 STROBE WALL |  |  | North | Edwards |  | Strobe |  |  |  | Module | TRUE | G4ERA-R |  | Strobe Expander, Red, ALERT markings, red | 1 | 0 | 0.078 |  |  |  |  | FALSE | [5 empty] | #FF0070C0 | FA-NFPA 170 STROBE WALL | 1 | FALSE | FALSE | FALSE | 2023 | [13 empty] | FALSE | [7 empty] | THOR\acont | 2024-09-08 17:27 |  | [Edwards, Kidde] [NAC] [24 VDC] G4ERA-A, G4ERA-B, G4ERA-G, G4ERA-R, G4ERF-C, G4ERN-A, G4ERN-B, G4ERN-C, G4ERN-G, G4ERN-R, G4EWA-A, G4EWA-B, G4EWA-G, G4EWA-R, G4EWF-C, G4EWN-A, G4EWN-B, G4EWN-C, G4EWN-G, G4EWN-R, G4F-S2V1575, G4F-S2VM, G4F-S7V1575, G4F-S7 [Edwards, Kidde] [NAC] [16 VDC] G4ERA-A, G4ERA-B, G4ERA-G, G4ERA-R, G4ERF-C, G4ERN-A, G4ERN-B, G4ERN-C, G4ERN-G, G4ERN-R, G4EWA-A, G4EWA-B, G4EWA-G, G4EWA-R, G4EWF-C, G4EWN-A, G4EWN-B, G4EWN-C, G4EWN-G, G4EWN-R, G4F-S2V1575, G4F-S2VM, G4F-S7V1575, G4F-S7
dfbdb017-ff11-44cf-a86c-5320574b54b5 | NFPA 170 FIRE ALARM CONTROL UNIT | RISER FACP |  | North | Advanced |  | Fire Alarm Control Unit |  |  |  | Assembly | TRUE | Mx-5202D | ++ | Multi Loop Panel in Large Deep Enclosure | 1 | [6 empty] | TRUE |  |  |  | 470 x 450 x 190 |  | #FFFF0000 | FA-NFPA 170 FIRE ALARM CONTROL UNIT | 1 | FALSE | FALSE | FALSE | 202 | [8 empty] | 4,7,12,18,45 |  | 45 |  |  | TRUE | [5 empty] | DESKTOP-7EIEB7A\acont | 2023-02-13 06:57 | THOR\acont | 2024-09-08 17:27 | Cloned from Advanced Mx-5201D
e5a941c7-a478-4cf0-84ab-5323ec954c79 | NFPA 170 SMOKE DETECTOR |  |  | North | N/A |  | Smoke Detector |  |  |  | Module | TRUE | FURNISHED BY OTHERS |  | 120VAC SMOKE DETECTOR | 1 | [6 empty] | TRUE | TRUE |  |  |  |  | #FFFF0000 | FA-NFPA 170 SMOKE DETECTOR | 1 | FALSE | FALSE | FALSE | 1408 | [16 empty] | 120v |  |  | DESKTOP-7EIEB7A\acont | 2022-02-02 10:55 | THOR\acont | 2024-09-08 17:27 | Cloned from Generic 120VAC SMOKE DETECTOR | [First Alert, Generic, Gentex, Kidde, N/A] [IDC] 01 120VAC SMOKE DETECTOR (C), 7020BSL (C), 7139CS-C (C), 7139CS-W (C), 9120 (C), 9120F (C), 9120H (C), 9120HF (C), 9120T (C), 9120TF (C), 9123 (C), 9123F (C), 9123H (C), 9123HF (C), 9123T (C), 9123TF (C), [First Alert, Generic, Gentex, Kidde, N/A] [VAC ] 120VAC SMOKE DETECTOR (C), 7020BSL (C), 7139CS-C (C), 7139CS-W (C), 9120 (C), 9120F (C), 9120H (C), 9120HF (C), 9120T (C), 9120TF (C), 9123 (C), 9123F (C), 9123H (C), 9123HF (C), 9123T (C), 9123TF (C), FU [Generic, Gentex, Kidde, N/A] [SMOKE ALARM TANDEM] [TANDEM] 10 Amp Circuit Breaker, 120VAC SMOKE DETECTOR (C), 15 Amp Circuit Breaker, 20 Amp Circuit Breaker, 9120 (C), 9120F (C), 9120H (C), 9120HF (C), 9120T (C), 9120TF (C), 9123 (C), 9123F (C), 9123H ( | [BRK, First Alert, Generic, Gentex, Kidde, N/A] 120VAC SMOKE DETECTOR, 21006378, 21007624, 7020BSL, 7030BSL, 900-CUAR, 9120, 9120B, 9120F, 9120H, 9120HF, 9120T, 9120TF, 9123, 9123F, 9123H, 9123HF, 9123T, 9123TF, 917-0070-002, 917-0071-002, 917-0072-002, 9
20aef805-f696-4879-8b5b-53242edd7c17 | NFPA 170 HEAT DETECTOR |  |  | North | Edwards |  | Heat Detector |  |  |  | Module | TRUE | 302-AW-194 |  | Heat Detector, rate compensated, 194F 90.2C | 1 | [6 empty] | FALSE | [5 empty] | #FFFF0000 | FA-NFPA 170 HEAT DETECTOR | 1 | FALSE | FALSE | FALSE | 1403 | [13 empty] | FALSE | [7 empty] | THOR\acont | 2024-09-08 17:27 | 20191121 AC Detector without base | [Edwards, Kidde, Monaco Enterprises] [IDC] 01 1534-1, 200-GAOF, 270A-DPO, 270A-SPO, 270-DOC, 270-DOC-B, 270-DOC-F, 270-DPO, 270-GAO, 270-GAOB, 270-GAO-DOC, 270-GAO-DOCF, 270P-DPO, 270P-SPO, 270-SPO, 270-SPOW, 270-SPOWB, 270-SPOWF, 271-KR1/SR/GS, 276A-REL
912b915f-c75a-4357-9ce8-532f22c91f55 | NFPA 170 SPEAKER WALL |  |  | North | Eaton Wheelock |  | Speaker |  |  |  | Module | TRUE | SA-S70-W | + | Speaker, High Efficiency 1 watt, Wall mount white | 1 | [6 empty] | FALSE | FALSE |  |  |  |  | #FF0070C0 | FA-NFPA 170 SPEAKER WALL | 1 | FALSE | FALSE | FALSE | 2021 | [13 empty] | FALSE | [7 empty] | THOR\acont | 2024-09-08 17:27 |  | [Eaton Wheelock] [AUDIO LOW] [1, 2, 3, 4, 5, 6] SA-S70-24MCW-ALW, SA-S70-24MCW-FR, SA-S70-24MCW-FW, SA-S70-R, SA-S70-W, SA-S90-24MCC-ALW, SA-S90-24MCC-FR, SA-S90-24MCC-FW, SA-S90-R (C), SA-S90-W (C) [Eaton Wheelock] [AUDIO 25v] [1, 2, 3, 4, 5, 6] SA-S70-24MCW-ALW, SA-S70-24MCW-FR, SA-S70-24MCW-FW, SA-S70-R, SA-S70-W, SA-S90-24MCC-ALW, SA-S90-24MCC-FR, SA-S90-24MCC-FW, SA-S90-R (C), SA-S90-W (C) [Eaton Wheelock] [AUX POWER] [24VDC] SA-S70-24MCW-ALW, SA-S70-24MCW-FR, SA-S70-24MCW-FW, SA-S70-R, SA-S70-W, SA-S90-24MCC-ALW, SA-S90-24MCC-FR, SA-S90-24MCC-FW, SA-S90-R (C), SA-S90-W (C)
363ac1f6-e51b-428d-9129-532f3258258d |  |  |  | North | Edwards |  | Hardware |  |  |  | Hardware | TRUE | 74KP006655 |  | 6 Fiber Multi-Mode Indoor/Outdoor OFNP | 1 | [6 empty] | FALSE | [5 empty] | #FFFFFFFF |  |  | FALSE | FALSE | FALSE | [14 empty] | FALSE | [7 empty] | THOR\acont | 2024-10-09 10:48
11f463c5-33f9-49df-8dc5-5337832c40bb | NFPA 170 HORN STROBE |  |  | North | Autocall |  | Horn/Strobe |  |  |  | Module | TRUE | A49MTV-APPLW | + | Audible/Visible Notification Appliances, Wall Mount Multi-Candela Horn/Strobe, Specify Cover | 1 | 0 | 0 |  |  |  |  | TRUE | [5 empty] | #FF0070C0 | FA-NFPA 170 HORN STROBE | 1 | FALSE | FALSE | FALSE | 2012 | [19 empty] | DESKTOP-7SAL8M7\acont | 2019-10-25 17:44 | THOR\acont | 2024-09-08 17:27 | Cloned from AutoCall A49AV-APPLW w/A49AVC-WRALT | [Autocall, Simplex] [IDNac] [23VDC, STEADY HIGH, 520 HZ] 49MTV-APPLW, A49MTV-APPLW
a50fc7a9-9ca5-442d-8df8-53490d61a58b | NFPA 170 HORN STROBE |  |  | North | Bosch |  | Horn/Strobe |  |  |  | Module | TRUE | SS-P2RK | + | 2-Wire Horn Strobe, Standard cd, Outdoor | 1 | 0 | 0.116 |  |  |  |  | FALSE | FALSE | FLUSH |  | 4' SQ. DEEP | 2-GANG | #FF0070C0 | FA-NFPA 170 HORN STROBE | 1 | FALSE | FALSE | FALSE | 2012 |  |  | 7125-1653:0188 | [10 empty] | FALSE |  |  | WP |  |  | DESKTOP-7EIEB7A\acont | 2022-08-26 14:21 | THOR\acont | 2024-09-08 17:27 | Cloned from System Sensor P2RK | [Bosch, System Sensor] [NAC] [16-33VFWR, TEMPORAL HIGH] P2RK, P2RK-P, P2WK, P2WK-P, SS-P2RK [Bosch, System Sensor] [NAC] [16-33VDC, TEMPORAL HIGH] P2RK, P2RK-P, P2WK, P2WK-P, SS-P2RK [Bosch, System Sensor] [NAC] [8-17.5VFWR, TEMPORAL HIGH] P2RK, P2RK-P, P2WK, P2WK-P, SS-P2RK [Bosch, System Sensor] [NAC] [8-17.5VDC, TEMPORAL HIGH] P2RK, P2RK-P, P2WK, P2WK-P, SS-P2RK
6e6a53a5-a96c-4dd0-a93b-535d06ad7b64 | NFPA 170 SMOKE DETECTOR |  |  | North | Honeywell |  | Smoke Detector |  |  |  | Module | TRUE | TC807B1059 w/14507371 | ++ | Addressable low-profile ionization smoke detector w/Base | 1 | 0.0003 | 0.0065 |  |  |  |  | FALSE | TRUE | FLUSH |  | 4" SQ. DEEP | 3 "O" PLASTER RING | #FFFF0000 | FA-NFPA 170 SMOKE DETECTOR | 1 | FALSE | FALSE | FALSE | 1408 |  |  | 7272-0028:0206 | [10 empty] | FALSE | [5 empty] | DESKTOP-7EIEB7A\acont | 2022-10-06 07:05 | THOR\acont | 2024-09-08 17:27 | Cloned from Honeywell TC806B1076 w/14507371 | [Honeywell, Notifier, System Sensor] [SLC MODULES SENSORS] [*] [#2 SHARED ADDR ¦ SENSORS] 2251B (C), 2251-COPTIR (C), 2251-COPTIR w/B200S-WH (C), 2251TB (C), 2251TMB (C), 5251B (C), 5251B-WP (C), 5251H (C), 5251RB (C), 5251RB-WP (C), 7251 (C), 7251DH (C) [Honeywell, Notifier, System Sensor] [SLC SENSORS] [*] [#4 TYPE ADDR ¦ SENSORS] 2251B (C), 2251-COPTIR (C), 2251-COPTIR w/B200S-WH (C), 2251TB (C), 2251TMB (C), 5251B (C), 5251B-WP (C), 5251H (C), 5251RB (C), 5251RB-WP (C), 7251 (C), 7251DH (C), DH200LP
86ff78d4-b075-44fb-a465-5360ca2f1728 | NFPA 170 HORN STROBE |  |  | North | Siemens |  | Horn/Strobe |  |  |  | Module | TRUE | HS-MC-W | 500-636071 | HS HORN MULTI CANDELA WHITE | 1 | [12 empty] | #FF0070C0 | FA-NFPA 170 HORN STROBE | 1 | FALSE | FALSE | FALSE | 2012 | [19 empty] | DESKTOP-7SAL8M7\acont | 2019-08-13 09:04 | THOR\acont | 2024-09-08 17:27 | B,T | [Siemens] [NAC] [VDC, LOW] HS-MC-R, HS-MC-W
526e3dd0-d2ac-4be2-91c9-5361f33e569b |  |  |  | North | Notifier |  | Hardware |  |  |  | Hardware | TRUE | TR-ABS2D | + | Trim Ring for ABS-2D, Black | 1 | [6 empty] | TRUE | [5 empty] | #FFFFFFFF |  |  | FALSE | FALSE | FALSE | [20 empty] | DESKTOP-7EIEB7A\acont | 2022-04-15 17:58 | THOR\acont | 2024-10-09 10:48 | Cloned from Notifier ABS-2DR
fd17196f-a97e-4fc2-a4e5-53642d54e100 | NFPA 170 WIRELESS CONTROL UNIT |  |  | North | Notifier |  | Wireless Control Unit |  |  |  | Module | TRUE | WAV-CRL | + | Wireless AV base, ceiling, red | 1 | [6 empty] | FALSE | [5 empty] | #FFFF0000 | FA-NFPA 170 WIRELESS CONTROL UNIT | 1 | FALSE | FALSE | FALSE | [14 empty] | FALSE |  |  | WAV-CRL |  |  | DESKTOP-7SAL8M7\acont | 2019-06-14 10:34 | THOR\acont | 2024-09-08 17:27 | Cloned from Firelite WAV-CRL | [Farenhyt, Firelite, Gamewell FCI, Notifier, Silent Knight] [SWIFT MESH DEVICES] 03 WAV-CRL, WAV-CWL, WAV-RL, WAV-WL [Farenhyt, Firelite, Gamewell FCI, Notifier, Silent Knight, System Sensor] [SWIFT MESH DEVICES] 01 HRL-LF w/ WAV-RL, HWL-LF w/ WAV-WL, P2RL w/WAV-RL, P2RLED w/WAV-RL, P2RL-LF w/ WAV-RL, P2WL w/ WAV-WL, P2WLED w/ WAV-WL, P2WL-LF w/ WAV-WL, SRL w/ WAV-RL, [Honeywell, Notifier, System Sensor] [SLC MODULES] [*] [#3 TYPE ADDR ¦ MODULES] 30-3013 w/FMM-101, Q3013D, ACM-8R, ACPS-610, AMPS-24, AMPS-24E, EM-1M, EM-1MI, EM-1MM, EM-1MMI, EM-1R, EM-1RI, EM-1SR, EM-1SRI, FCM-1, FCM-1-REL, FD7044 MM-101, FDM-1, FDRM-1 [Honeywell, Notifier, System Sensor] [SLC MODULES SENSORS] [*] [#1 SHARED ADDR ¦ MODULES] 30-3013 w/FMM-101, Q3013D, ACM-8R, ACPS-610, AMPS-24, AMPS-24E, EM-1M, EM-1MI, EM-1MM, EM-1MMI, EM-1R, EM-1RI, EM-1SR, EM-1SRI, FCM-1, FCM-1-REL, FD7044 MM-101, FDM | [Farenhyt, Firelite, Gamewell FCI, Notifier, Silent Knight] WAV-CRL, WAV-CWL, WAV-RL, WAV-WL
f9149e15-fa47-4fb1-b826-5364fe26fead | NFPA 170 HEAT DETECTOR |  |  | North | Autocall |  | Heat Detector |  |  |  | Module | TRUE | A4098-9613 w/A4098-9682 | + | Electronic Heat Detector 4-Wire 135° F (57° C) with auxiliary alarm relay output | 1 | 0.0001 | 0.024 |  |  |  |  | TRUE | TRUE |  |  |  |  | #FFFF0000 | FA-NFPA 170 HEAT DETECTOR | 1 | FALSE | FALSE | FALSE | 1403 | [16 empty] | 135¦RR |  |  | DESKTOP-0D6CQVA\lousc | 2019-07-06 09:29 | THOR\acont | 2024-09-08 17:27 | 20191121 AC Detector with base | [Autocall, Simplex] [IDC] 01 2098-9201 (C), 2098-9202 (C), 2098-9203 (C), 2098-9208 (C), 2098-9576 (C), 2099-9101 (C), 2099-9102 (C), 2099-9103 (C), 2099-9104 (C), 2099-9105 (C), 2099-9107 (C), 2099-9108 (C), 2099-9754 (C), 2099-9755 (C), 2099-9756 (C), [Autocall, Simplex] [AUX POWER] [4-WIRE AUX POWER] 4098-9601 w/4098-9682 (C), 4098-9602 w/4098-9682 (C), 4098-9605 w/4098-9682 (C), 4098-9612 w/4098-9682 (C), 4098-9612E w/4098-9682E (C), 4098-9613 w/4098-9682 (C), 4098-9613E w/4098-9682E (C), 4098-9614 | [Autocall, Simplex] 4098-9612 w/4098-9682, 4098-9612E w/4098-9682E, 4098-9612E w/4098-9683E, 4098-9612E w/4098-9684E, 4098-9612E w/4098-9788E, 4098-9613 w/4098-9682, 4098-9613E w/4098-9682E, 4098-9613E w/4098-9683E, 4098-9613E w/4098-9684E, 4098-9613E w/4
0abe7e27-ffb7-4d6a-8ade-5370006b1c11 | NFPA 170 GAS DETECTOR |  |  | North | System Sensor |  | Gas Detection |  |  |  | Module | TRUE | CO1224TR | ++ | Carbon Monoxide Detector with RealTest | 1 | 0.02 | 0.04 |  |  |  |  | FALSE | [5 empty] | #FFFF0000 | FA-NFPA 170 GAS DETECTOR | 1 | FALSE | FALSE | FALSE | 1402 | [13 empty] | FALSE |  |  | CO |  |  |  |  | THOR\acont | 2024-09-08 17:27 | 20191121 AC Detector without base | [Farenhyt, System Sensor] [IDC] [#2 TROUBLE] CO1224A, CO1224T, CO1224TR [Farenhyt, System Sensor] [AUX POWER] [*] [12/24 VDC] CO1224A, CO1224T, CO1224TR, CO1224TR w/ IDP-MINIMON, CO1224TR w/ IDP-MONITOR [Farenhyt, System Sensor] [IDC] [#1 ALARM] CO1224A, CO1224T, CO1224TR
1ff1c603-fcb6-411b-bee8-5371feb1067a |  |  |  | North | Federal Signal |  | Cards & Components |  |  |  | Card | TRUE | UV400 | + | 400-watt Amplifier | 1 | 0 | 20 |  |  |  |  | TRUE | [5 empty] | #FFFFFFFF |  |  | FALSE | FALSE | FALSE | [14 empty] | FALSE | [5 empty] | DESKTOP-7EIEB7A\acont | 2021-11-03 12:47 | THOR\acont | 2024-10-09 10:48 | Cloned from Federal Signal UVIC-B Main Board
9f9d252f-ccb2-42ac-98ea-537a31a87ed0 |  |  |  | North | Siemens | [5 empty] | Module | TRUE | STA-10 | 500-684363 | SAMPLING TUBE SET 6'3"-9'9" | 1 | [12 empty] | #FFFFFFFF |  |  | FALSE | FALSE | FALSE | [20 empty] | DESKTOP-7SAL8M7\acont | 2019-08-13 09:04 | THOR\acont | 2024-10-09 10:48
fad2b5bf-a77f-4ee8-9b76-537b135003d0 | NFPA 170 STROBE CEILING |  |  | North | Harrington |  | Strobe |  |  |  | Module | TRUE | SSG4-24CR |  | GCS Series 24 Volt Ceiling Mount Selectable Strobe, Red | 1 | 0 | 0.101 |  |  |  |  | FALSE | TRUE |  |  |  |  | #FF0070C0 | FA-NFPA 170 STROBE CEILING | 1 | FALSE | FALSE | FALSE | 2022 | [13 empty] | FALSE |  |  | C |  |  |  |  | THOR\acont | 2024-09-08 17:27 |  | [Harrington] [NAC] SSG4-24CR (C), SSG4-24CW (C) [Gentex, Harrington, Hochiki] [NAC] [24 VDC] GCS24CR (C), GCS24CW (C), GCS24PCR (C), GCS24PCW (C), HCS24CR (C), HCS24CW (C), HCS24PCR (C), HCS24PCW (C), SSG4-24CR (C), SSG4-24CW (C) [Gentex, Harrington, Hochiki] [NAC] [UL MAX] GCS24CR (C), GCS24CW (C), GCS24PCR (C), GCS24PCW (C), HCS24CR (C), HCS24CW (C), HCS24PCR (C), HCS24PCW (C), SSG4-24CR (C), SSG4-24CW (C)
536818a3-5a76-4795-a666-537ed66b7832 | NFPA 170 SMOKE DETECTOR |  |  | North | Notifier |  | Smoke Detector |  |  |  | Module | TRUE | FSD-751RP w/B200S |  | DETECTOR, SMOKE, ADDRESSABLE PHOTO w/SOUNDER BASE | 1 | 0.0005 | 0.035 |  |  |  |  | FALSE | TRUE |  |  |  |  | #FFFF0000 | FA-NFPA 170 SMOKE DETECTOR | 1 | FALSE | FALSE | FALSE | 1408 | [13 empty] | FALSE |  |  | SB |  |  |  |  | THOR\acont | 2024-09-08 17:27 | 20191121 AC Detector with base | [Honeywell, Notifier, System Sensor] [SLC SENSORS] [*] [#4 TYPE ADDR ¦ SENSORS] 2251B (C), 2251-COPTIR (C), 2251-COPTIR w/B200S-WH (C), 2251TB (C), 2251TMB (C), 5251B (C), 5251B-WP (C), 5251H (C), 5251RB (C), 5251RB-WP (C), 7251 (C), 7251DH (C), DH200LP [Notifier, System Sensor] [AUX POWER] 2251-COPTIR w/B200S-WH (C), B200S, B200SR, B200S-WH, B210LP, FCO-851 w/B200S (C), FCO-951 w/B200S-WH (C), FCP-951 w/B200S-WH, FPC-951 w/B200S-IV (C), FPC-951 w/B200S-WH (C), FPTI-951 w/B200S-IV (C), FPTI-951 w/B200S- [Honeywell, Notifier, System Sensor] [SLC MODULES SENSORS] [*] [#2 SHARED ADDR ¦ SENSORS] 2251B (C), 2251-COPTIR (C), 2251-COPTIR w/B200S-WH (C), 2251TB (C), 2251TMB (C), 5251B (C), 5251B-WP (C), 5251H (C), 5251RB (C), 5251RB-WP (C), 7251 (C), 7251DH (C)
8d7b20b1-9c18-40cb-95ea-5385a1c2f45c |  |  |  | North | Potter | [5 empty] | Module | TRUE | MRS |  | Main Reserve Switch | 1 | [6 empty] | FALSE | [5 empty] | #FFFFFFFF |  |  | FALSE | FALSE | FALSE | [14 empty] | FALSE | [7 empty] | THOR\acont | 2024-10-09 10:48
2aa1171d-cfcc-4deb-b42b-538c457a7cdb | NFPA 170 CELL COMM | RISER CELL COMM |  | North | Firelite |  | Cellular Communicator |  |  |  | Module | TRUE | CELL-MOD | ++ | Cellular module housed in plastic enclosure. (External antenna sold separately) | 1 | 0.055 | 0.1 |  |  |  |  | TRUE | [5 empty] | #FFFF0000 | FA-NFPA 170 CELL COMM | 1 | FALSE | FALSE | FALSE | 250 | [19 empty] | DESKTOP-7SAL8M7\acont | 2019-02-19 07:52 | THOR\acont | 2024-09-08 17:27 | Cloned from Firelite CELL-CAB-FL | [Firelite, Gamewell FCI, Notifier] [AUX POWER] [*] CELL-CAB-FL, CELL-CAB-N, CELL-MOD [Firelite, Gamewell FCI, Honeywell, Notifier] [DACT] 01 [DACT] CELL-CAB-FL, CELL-CAB-N, CELL-MOD, HWF2A-COM Main Board, HWF2V-COM Main Board
fa4c581f-5abc-4b42-a16b-539554a4993c |  |  |  | North | Gamewell FCI |  | Cards & Components |  |  |  | Card | TRUE | 1100-1322 | + | INI-VGC-UTP (Command Center Voice Gateway-unshielded twisted-pair only) | 1 | 0.15 | 0.15 |  |  |  |  | TRUE | [5 empty] | #FFFFFFFF |  |  | FALSE | FALSE | FALSE | [14 empty] | FALSE | [5 empty] | DESKTOP-7SAL8M7\acont | 2019-04-25 16:31 | THOR\acont | 2024-10-09 10:48 | Cloned from Gamewell 1100-1325 CLONED | [Gamewell FCI] [ARCNET] 1100-1322, 1100-1324, 1100-1326, INI-VGC, INI-VGE, INI-VGX [Gamewell FCI] [AUX POWER] [*] 1100-0455, 1100-0503, 1100-0505, 1100-1321, 1100-1322, 1100-1323, 1100-1324, 1100-1325, 1100-1326, ANU-48, ASM-16, INI-VGC, INI-VGE, INI-VGX, LCD-7100 MAIN CARD, LCD-E3, LCD-SLP, LCD-SLP MAIN BOARD, M34-110, M34-56, NGA, RA | [Gamewell FCI] 1100-1321, 1100-1322, 1100-1323, 1100-1324, 1100-1325, 1100-1326, INI-VGC, INI-VGE, INI-VGX
3a9da6f9-2540-4211-9891-5395f2d435ea |  |  |  | North | Edwards |  | Cards & Components |  |  |  | Card | TRUE | QSC-CPU-2-BR |  | OBSOLETE - CPU/Display with 2 Annunciator Option Space, British | 1 | [6 empty] | TRUE | [5 empty] | #FFFFFFFF |  |  | FALSE | FALSE | FALSE | [14 empty] | FALSE | [7 empty] | THOR\acont | 2024-10-09 10:48
a6d8cf80-20dd-4afe-ac89-539ac864c33f |  |  |  | North | Edwards |  | Hardware |  |  |  | Hardware | TRUE | C-TRIM |  | Trim Skirt for Standard Base | 1 | [6 empty] | FALSE | [5 empty] | #FFFFFFFF |  |  | FALSE | FALSE | FALSE | [14 empty] | FALSE | [7 empty] | THOR\acont | 2024-10-09 10:48
d03d2fd3-0599-46ca-9beb-539f111bd8c3 |  |  |  | North | Edwards |  | Hardware |  |  |  | Hardware | TRUE | 3-CAB21DR-E |  | Red Door Assembly for 3-CAB21, EN-54 | 1 | [6 empty] | FALSE | [5 empty] | #FFFFFFFF |  |  | FALSE | FALSE | FALSE | [14 empty] | FALSE | [7 empty] | THOR\acont | 2024-10-09 10:48
f2b7725a-5b51-4177-a072-53a44b6428c2 | NFPA 170 FIRE ALARM CONTROL UNIT | RISER FACP |  | North | Block Definition Only |  | Fire Alarm Control Unit |  |  |  | Module | TRUE | NFPA 170 FIRE ALARM CONTROL PANEL |  | NFPA 170 FIRE ALARM CONTROL PANEL | 1 | [12 empty] | #FFFF0000 | FA-NFPA 170 FIRE ALARM CONTROL UNIT | 1 | FALSE | FALSE | FALSE | 203 | [19 empty] | AULAPTOP-PC\Aulaptop | 2020-03-26 07:41 | THOR\acont | 2024-09-08 17:27
f446eac9-4a4e-4668-9726-53a451f3ed93 | NFPA 170 SMOKE DETECTOR |  |  | North | Gamewell FCI |  | Smoke Detector |  |  |  | Module | TRUE | ASD-PTL3-IV w/B501-IV | + | Photoelectric smoke detector with thermal sensing, ivory, Velociti/CLIP w/ 4" Flangeless mounting base, ivory | 1 | 0.0002 | 0.0045 |  |  |  |  | FALSE | TRUE | FLUSH |  | 4" SQ. DEEP | 3 "O" PLASTER RING | #FFFF0000 | FA-NFPA 170 SMOKE DETECTOR | 1 | FALSE | FALSE | FALSE | 1408 | [13 empty] | FALSE |  |  | T |  |  | DESKTOP-7SAL8M7\acont | 2019-04-25 06:34 | THOR\acont | 2024-09-08 17:27 | 20191121 AC Detector with base | [Gamewell FCI] [SLC MODULES SENSORS] [*] [#2 SHARED ADDR ¦ SENSORS] ADPF (C), ASD-PL2F w/B200S-LF-WH (C), ASD-PL2F w/B210LP (C), ASD-PL2FR (C), ASD-PL3 w/B200S-LF-WH (C), ASD-PL3 w/B200SR-LF-WH (C), ASD-PL3 w/B200SR-WH (C), ASD-PL3 w/B224BI-WH (C), ASD-P [Gamewell FCI] [SLC SENSORS] [*] [#4 TYPE ADDR ¦ SENSORS] ADPF (C), ASD-PL2F w/B200S-LF-WH (C), ASD-PL2F w/B210LP (C), ASD-PL2FR (C), ASD-PL3 w/B200S-LF-WH (C), ASD-PL3 w/B200SR-LF-WH (C), ASD-PL3 w/B200SR-WH (C), ASD-PL3 w/B224BI-WH (C), ASD-PL3 w/B224R
6da8c01b-2bfa-4dd8-8fc6-53a49900c54c | NFPA 170 MANUAL PULL |  |  | North | Edwards |  | Manual Station |  |  |  | Module | TRUE | 270A-SPO |  | Pull Station, cast metal, wire leads | 1 | [6 empty] | FALSE | [5 empty] | #FFFF0000 | FA-NFPA 170 MANUAL PULL | 1 | FALSE | FALSE | FALSE | 957 | [13 empty] | FALSE | [7 empty] | THOR\acont | 2024-09-08 17:27 |  | [Edwards, Kidde, Monaco Enterprises] [IDC] 01 1534-1, 200-GAOF, 270A-DPO, 270A-SPO, 270-DOC, 270-DOC-B, 270-DOC-F, 270-DPO, 270-GAO, 270-GAOB, 270-GAO-DOC, 270-GAO-DOCF, 270P-DPO, 270P-SPO, 270-SPO, 270-SPOW, 270-SPOWB, 270-SPOWF, 271-KR1/SR/GS, 276A-REL
72e68e50-363d-434b-bbe2-53a92bfc7eda |  |  |  | North | Bosch | [5 empty] | Module | TRUE | DIP-7288-8HD | * | Divar Ip All-In-One 7000 2U | 1 | [12 empty] | #FFFFFFFF |  |  | FALSE | FALSE | FALSE | [20 empty] | DESKTOP-7EIEB7A\acont | 2021-08-13 06:25 | THOR\acont | 2024-10-09 10:48
c697fe0e-85a6-487f-9e4d-53ab0b28f6f3 |  |  |  | North | Evax |  | Cards & Components |  |  |  | Card | TRUE | HMX-IOI | + |  | 1 | 0.018 | 0.019 |  |  |  |  | TRUE | [5 empty] | #FFFFFFFF |  |  | FALSE | FALSE | FALSE | [20 empty] | DESKTOP-7SAL8M7\acont | 2020-07-16 11:07 | THOR\acont | 2024-10-09 10:48 | Cloned from Hochiki FNV-IOI
c6503381-7795-4ab2-9cd2-53b25ae6700a | NFPA 170 SOLENOID VALVE |  |  | North | Generic |  | Solenoid |  |  |  | Module | TRUE | Solenoid | ++ | Generic Solenoid Valve | 1 | 0 | 0.338 |  |  |  |  | FALSE | [5 empty] | #FFFF0000 | FA-NFPA 170 SOLENOID VALVE | 1 | FALSE | FALSE | FALSE | 1701 | [13 empty] | FALSE | [5 empty] | THOR\acont | 2025-01-15 08:55 |  |  | Cloned from Viking 11601 | [ASCO, BERMAD, Fenwal, Generic, Pyro-Chem, Skinner, Viking] [AUX POWER, RELEASING] [*] [INPUT TYPE] 11601, 11602, 13215, 13843, 13844, 486500-01, 73218BN4UN00, 8210G009, BE370D-B2-87, BE370D-B2-88, BE370D-B5-87, BE370D-B5-87N, BE370D-B5-88, BE370D-B5-88N
8c0dfda3-047c-4f55-82e3-53b4a9f6f98b |  |  |  | North | Potter |  | Cards & Components |  |  |  | Card | TRUE | P300 Main Board |  | Main Board for P300 Fire Alarm Control Panel | 1 | [6 empty] | TRUE | [5 empty] | #FFFFFFFF |  |  | FALSE | FALSE | FALSE | [14 empty] | FALSE | [7 empty] | THOR\acont | 2024-10-09 10:48 |  | [Advanced, Potter] [VAC ] [120VAC] AFC-100 Main Board, AFC-1000 Main Board, AFC-50 Main Board, ARC-100 Main Board, AX-PSN104 Main Board, AX-PSN106 Main Board, AX-PSN108 Main Board, AX-PSN-64 Main Board, DCA-10025 (25V) Main Board, DCA-10025 (70V) Main Bo
0f643323-3c8d-45f6-9d6d-53b688dfdd28 | NFPA 170 SMOKE DETECTOR |  |  | North | Edwards |  | Smoke Detector |  |  |  | Module | TRUE | SIGA-OSD w/SIGA-AB4G BASE | ++ | Intelligent Optical Smoke Detector | 1 | 3.2e-05 | 4.5e-05 |  |  |  |  | FALSE | TRUE |  |  |  |  | #FFFF0000 | FA-NFPA 170 SMOKE DETECTOR | 1 | FALSE | FALSE | FALSE | 1408 | [13 empty] | FALSE | [5 empty] | DESKTOP-7SAL8M7\acont | 2020-01-07 08:00 | THOR\acont | 2024-09-08 17:27 | Cloned from Edwards SIGA-PD w/SIGA-AB4G BASE | [Edwards, Kidde] [AUX POWER] FX-HD w/SB4U BASE, FX-PD w/SB4U BASE (C), FX-PHD w/SB4U BASE (C), KI-COD w/KI-ABST BASE (C), KI-HCD w/KI-ABST BASE, KI-HRD w/KI-ABST BASE, KI-PCD w/KI-ABST BASE (C), KI-PD w/KI-ABST BASE (C), KI-PHCD w/KI-ABST BASE (C), KI-PH [Edwards, Kidde] [SLC EST SENSORS] [*] [#4 TYPE ADDR ¦ SENSORS] KI-DDOS (C), SIGA2-COS w/SIGA-AB4G BASE, SIGA2-COS w/SIGA-AB4G-LF BASE, SIGA2-COS w/SIGA-AB4GT BASE, SIGA2-COS w/SIGA-IB BASE, SIGA2-COS w/SIGA-RB BASE, SIGA2-COS w/SIGA-SB BASE, SIGA2-HCOS [Edwards, Kidde] [SLC EST SENSORS] 01 [*] [EST3, iO1000] DS-HFS (C), DS-PS (C), FX-HD w/IB4U BASE, FX-HD w/RB4U BASE, FX-HD w/SB4U BASE, FX-HD w/SB4U-LF BASE, FX-HD wB4U BASE, FX-PD w/B4U BASE (C), FX-PD w/IB4U BASE (C), FX-PD w/SB4U BASE (C), FX-PD w/SB [Edwards, Kidde] [SLC EST MODULES SENSORS] [*] [#2 SHARED ADDR ¦ SENSORS] KI-DDOS (C), SIGA2-COS w/SIGA-AB4G BASE, SIGA2-COS w/SIGA-AB4G-LF BASE, SIGA2-COS w/SIGA-AB4GT BASE, SIGA2-COS w/SIGA-IB BASE, SIGA2-COS w/SIGA-RB BASE, SIGA2-COS w/SIGA-SB BASE, S [Edwards, Kidde] [SLC EST MODULES/SENSORS] 01 [*] [iO64] DS-HFS (C), DS-PS (C), FX-HD w/IB4U BASE, FX-HD w/RB4U BASE, FX-HD w/SB4U BASE, FX-HD w/SB4U-LF BASE, FX-HD wB4U BASE, FX-PD w/B4U BASE (C), FX-PD w/IB4U BASE (C), FX-PD w/SB4U BASE (C), FX-PD w/SB
895c26f0-e042-447b-9043-53b9a14ab179 |  |  |  | North | Simplex |  | Cards & Components |  |  |  | Card | TRUE | 4100-CSG-PNP |  | CSG with IP Communicator and A007-6416 Cellular Module | 1 | 0.125 | 0.125 |  |  |  |  | TRUE | [5 empty] | #FFFFFFFF |  |  | FALSE | FALSE | FALSE | [20 empty] | THOR\acont | 2025-02-04 12:17 |  |  | Cloned from Autocall A100-CSG-PNP
4405d005-b7f7-46c7-b090-53ba0145247d | NFPA 170 STROBE WALL |  |  | North | System Sensor |  | Strobe |  |  |  | Module | TRUE | S1224MC | + | Strobe, Red | 1 | 0 | 0.043 |  |  |  |  | FALSE | [5 empty] | #FF0070C0 | FA-NFPA 170 STROBE WALL | 1 | FALSE | FALSE | FALSE | 2023 | [13 empty] | FALSE | [5 empty] | DESKTOP-7EIEB7A\acont | 2023-03-24 11:36 | THOR\acont | 2024-09-08 17:27 | Cloned from System Sensor SRL | [System Sensor] [NAC] [24VDC] S1224MC, S1224MCW [System Sensor] [NAC] [12VDC] S1224MC, S1224MCW [System Sensor] [NAC] [24VFWR] S1224MC, S1224MCW
6d72e735-4d61-4987-b968-53c0c6ded9a4 | NFPA 170 HEAT DETECTOR |  |  | North | MIRCOM |  | Heat Detector |  |  |  | Module | TRUE | MIX-5251HAP w/B210LP | + | White, Low-profile 190°F fixed thermal sensor, Standard Base | 1 | 0.0003 | 0.0065 |  |  |  |  | FALSE | TRUE |  |  |  |  | #FFFF0000 | FA-NFPA 170 HEAT DETECTOR | 1 | FALSE | FALSE | FALSE | 1403 | [13 empty] | FALSE |  |  | 190° |  |  | DESKTOP-7SAL8M7\acont | 2019-04-12 13:26 | THOR\acont | 2024-09-08 17:27 | 20191121 AC Detector with base | [MIRCOM] [SLC MODULES SENSORS] [*] [#2 SHARED ADDR ¦ SENSORS] DNR w/MIX-2251BR (C), DNR w/MIX-2351RAP (C), MIX-1251AP w/B200SR-LF-WH (C), MIX-1251AP w/B200SR-WH (C), MIX-1251AP w/B210LP (C), MIX-1251AP w/B224RB-WH (C), MIX-1251AP w/B501 (C), MIX-1251B w/ [MIRCOM] [SLC SENSORS] [*] [#4 TYPE ADDR ¦ SENSORS] DNR w/MIX-2251BR (C), DNR w/MIX-2351RAP (C), MIX-1251AP w/B200SR-LF-WH (C), MIX-1251AP w/B200SR-WH (C), MIX-1251AP w/B210LP (C), MIX-1251AP w/B224RB-WH (C), MIX-1251AP w/B501 (C), MIX-1251B w/B200SR-LF-
d42a73e2-dbc8-4542-8dc6-53c224d2b83d |  |  |  | North | Siemens | [5 empty] | Module | TRUE | 20/20-787 | S54430-F296-A1 | AIR SHIELD - 20/20 MINI | 1 | [12 empty] | #FFFFFFFF |  |  | FALSE | FALSE | FALSE | [20 empty] | DESKTOP-7SAL8M7\acont | 2019-08-13 09:04 | THOR\acont | 2024-10-09 10:48
07a50240-7271-40d5-a343-53cb44b811ba |  |  |  | North | Siemens |  | Cards & Components |  |  |  | Card | TRUE | PMI-2 |  | CARD, PERSON MACHINE INTERFACE 2 | 1 | [6 empty] | TRUE | [5 empty] | #FFFFFFFF |  |  | FALSE | FALSE | FALSE | [22 empty] | THOR\acont | 2024-10-09 10:48
bb92416e-918e-43d6-b0d6-53cc2f7bec18 |  |  |  | North | MIRCOM |  | Cards & Components |  |  |  | Card | TRUE | RAM-300LCDR MAIN BOARD |  | LCD ANNUNCIATOR MAIN BOARD | 1 | 0.01 | 0.05 |  |  |  |  | TRUE | [5 empty] | #FFFFFFFF |  |  | FALSE | FALSE | FALSE | [14 empty] | FALSE | [7 empty] | THOR\acont | 2024-10-09 10:48 |  | [MIRCOM] [RS-485] [ANNUNCIATOR] RAM-300LCDR MAIN BOARD
03954684-3e46-4131-a140-53ce966fdbb9 |  |  |  | North | Edwards |  | Hardware |  |  |  | Hardware | TRUE | 757A-SB |  | Surface Box - indoor, RED. | 1 | [6 empty] | FALSE | [5 empty] | #FFFFFFFF |  |  | FALSE | FALSE | FALSE | [14 empty] | FALSE | [7 empty] | THOR\acont | 2024-10-09 10:48
c0780e6f-7f76-4aa4-8058-53d339228ab9 |  |  |  | North | Edwards |  | Cards & Components |  |  |  | Card | TRUE | 24DC12 |  | 12 Vdc Regulator, 24Vdc to 12Vdc converter, 1A @ 12Vdc | 1 | 0.106 | 0.15 |  |  |  |  | TRUE | [5 empty] | #FFFFFFFF |  |  | FALSE | FALSE | FALSE | [14 empty] | FALSE | [7 empty] | THOR\acont | 2024-10-09 10:48
402bd694-7340-4b22-bcd3-53d43cb206f8 |  |  |  | North | Edwards |  | Hardware |  |  |  | Hardware | TRUE | 260-COPLT-5PKG |  | Adapter plate for when replacing GE/ESL 240-CO (5 count) | 1 | [6 empty] | FALSE | [5 empty] | #FFFFFFFF |  |  | FALSE | FALSE | FALSE | [14 empty] | FALSE | [7 empty] | THOR\acont | 2024-10-09 10:48
e38682a3-f12b-4ac5-9961-53d565fe5364 | NFPA 170 GAS DETECTOR |  |  | North | Farenhyt |  | Gas Detection |  |  |  | Module | TRUE | CO1224TR w/ IDP-MONITOR | ++ | Carbon Monoxide Detector with RealTest with IDP-Monitor | 1 | 0.0004 | 0.0055 |  |  |  |  | FALSE | [5 empty] | #FFFF0000 | FA-NFPA 170 GAS DETECTOR | 1 | FALSE | FALSE | FALSE | 1402 | [13 empty] | FALSE |  |  | CO |  |  | DESKTOP-7SAL8M7\acont | 2020-09-14 08:12 | THOR\acont | 2024-09-08 17:27 | Cloned from Farenhyt CO1224TR w/ IDP-MINIMON | [Farenhyt, Silent Knight] [SLC MODULES SENSORS] [*] [#2 SHARED ADDR ¦ SENSORS] CO1224TR w/ IDP-MINIMON, CO1224TR w/ IDP-MONITOR, DNR w/IDP-PHOTO-R-W (C), DNR w/SK-PHOTO-R-W (C), DNRW w/IDP-PHOTO-R-W (C), DNRW w/SK-PHOTO-R-W (C), HFS-D (C), HFS-P (C), HFS [Farenhyt] [SLC IDP MODULES] [*] [#3 TYPE ADDR ¦ MODULES] CO1224TR w/ IDP-MINIMON, CO1224TR w/ IDP-MONITOR, Hood System/IDP-MINIMON, IDP-CONTROL, IDP-CONTROL-6, IDP-MINIMON, IDP-MON-10, IDP-MONITOR, IDP-MONITOR-2, IDP-PULL-DA, IDP-PULL-SA, IDP-RELAY, IDP [Farenhyt, System Sensor] [AUX POWER] [*] [12/24 VDC] CO1224A, CO1224T, CO1224TR, CO1224TR w/ IDP-MINIMON, CO1224TR w/ IDP-MONITOR
9626ae89-93cc-493e-9ce2-53de5994f5a9 |  |  |  | North | ADT Unimode |  | Cards & Components |  |  |  | Card | TRUE | ADT-CPU-400 | + | Fire Alarm Control Panel Main CPU | 1 | 0.225 | 0.42 |  |  |  |  | TRUE | FALSE |  |  |  |  | #FFFFFFFF |  |  | FALSE | FALSE | FALSE | [9 empty] | 7,12,18 |  |  | 6 |  | FALSE | [5 empty] | DESKTOP-7EIEB7A\acont | 2022-03-23 08:43 | THOR\acont | 2024-10-09 10:48 | Cloned from Notifier CPU-400 |  | [ADT Unimode] ADT-CPU-400
b02772dd-fb5b-4f3c-84e7-53de7f55c38a | NFPA 170 DUCT SMOKE DETECTOR |  |  | North | System Sensor |  | Duct Smoke Detector |  |  |  | Module | TRUE | D4120 | ++ | 4-wire photoelectric low-flow duct smoke detector | 1 | 0.021 | 0.065 |  |  |  |  | FALSE | TRUE |  |  |  |  | #FFFF0000 | FA-NFPA 170 DUCT SMOKE DETECTOR | 1 | FALSE | FALSE | FALSE | 1400 | [13 empty] | FALSE | [7 empty] | THOR\acont | 2024-09-08 17:27 | 20191121 AC Detector without base | [Firelite, Macurco, Notifier, Silent Knight, System Sensor] [IDC] 01 [IDC 4-WIRE ++] 1251B (C), 1412B (C), 1424 (C), 2112/24AT (C), 2112/24S (C), 2112/24TS (C), 2112AITR (C), 2112ATR (C), 2112R (C), 2124AITR (C), 2124ATR (C), 2124R (C), 2151 w/B110RLP (C [Firelite, Macurco, Notifier, Silent Knight, System Sensor] [AUX POWER] [*] [AUX INPUT ++] 1251B (C), 1412B (C), 1424 (C), 2112/24AT (C), 2112/24S (C), 2112/24TS (C), 2112AITR (C), 2112ATR (C), 2112R (C), 2124AITR (C), 2124ATR (C), 2124R (C), 2151 w/B110 | [Farenhyt, MIRCOM, Monaco Enterprises, Silent Knight, System Sensor] 723-367-00, 723-368-00, D2, D4120, D4120W, DH100ACDCI, DH100ACDCLP, DH100P, DNR w/IDP-PHOTO-R-W, DNR w/SK-PHOTO-R-W, DNRW w/IDP-PHOTO-R-W, DNRW w/SK-PHOTO-R-W, IDP-DUCT-W w/IDP-PHOTO-R-W
4c5e11cf-2fa6-412f-ac0c-53e63857675a |  |  |  | North | Siemens | [5 empty] | Module | TRUE | MOSA | S54465-C62-A1 | XNET Monitoring-Only Solution Assembly (MOSA) Includes: (1) ENCL-01, (1) XND-M, (1) S2E, (1) PS-5A, (1) CBL-M | 1 | [12 empty] | #FFFFFFFF |  |  | FALSE | FALSE | FALSE | [20 empty] | DESKTOP-7SAL8M7\acont | 2019-08-13 09:04 | THOR\acont | 2024-10-09 10:48
97cf15af-1e08-4c9f-b90b-53f40a62257b | NFPA 170 AMPLIFIER RACK | RISER AMP |  | North | Kidde |  | Amplifier |  |  |  | Assembly | TRUE | ANS50MDG2 |  | 50W Audio Notification Panel, Gray | 1 | [6 empty] | FALSE | [5 empty] | #FFFF0000 | FA-NFPA 170 AMPLIFIER RACK | 1 | FALSE | FALSE | FALSE | 300 | [8 empty] | 7,12,18 |  |  |  |  | TRUE | [5 empty] | DESKTOP-7EIEB7A\acont | 2021-05-24 09:30 | THOR\acont | 2024-09-08 17:27 | Cloned from Edwards ANS50MDG2
a098f7ca-84db-4099-8177-53f580e4a047 | NFPA 170 VOICE EVACUATION CONTROL UNIT |  |  | North | Potter |  | Voice Evac Control Unit |  |  |  | Assembly | TRUE | PVX-200/8Z |  | 200W Voice Evacuation System with 8 Zones | 1 | [6 empty] | FALSE | [5 empty] | #FFFF0000 | FA-NFPA 170 VOICE EVACUATION CONTROL UNIT | 1 | FALSE | FALSE | FALSE | 211 | [8 empty] | 7,12,18 |  |  |  |  | TRUE | [7 empty] | THOR\acont | 2024-09-08 17:27
df262896-443f-4eae-8e78-53f756ae879c |  |  |  | North | Kidde |  | Hardware |  |  |  | Hardware | TRUE | VMD |  | Door | 1 | [6 empty] | FALSE | [5 empty] | #FFFFFFFF |  |  | FALSE | FALSE | FALSE | [14 empty] | FALSE | [7 empty] | THOR\acont | 2024-10-09 10:48
52bcf4b3-6231-4f48-ab7d-53fe1d4ec4ec | NFPA 170 REMOTE ANNUNCIATOR |  |  | North | Siemens |  | Remote Annunciator |  |  |  | Module | TRUE | FSD901 |  | CARD, Remote ann card | 1 | 0.06 | 0.07 |  |  |  |  | TRUE | [5 empty] | #FFFF0000 | FA-NFPA 170 REMOTE ANNUNCIATOR | 1 | FALSE | FALSE | FALSE | [14 empty] | FALSE | [7 empty] | THOR\acont | 2024-09-08 17:27 |  | [Siemens] [RS-485] FSD901, FSD901-R3, FSD901-U3, SSD, SSD-C, SSD-C-INT, SSD-C-REM, SSD-INT, SSD-LOC [Bosch, Siemens] [AUX POWER] [*] B465, CPYEC-2-24, CPY-HLI, CPY-MTS, FSD901, FSD901-R3, FSD901-U3, SSD, SSD-C, SSD-C-INT, SSD-C-REM, SSD-INT, SSD-LOC [Bosch, Siemens] [AUX POWER] B465, CPYEC-2-24, CPY-HLI, CPY-MTS, FSD901 Main Board, FSD901-R3 Main Board, FSD901-U3 Main Board, SSD, SSD-C, SSD-C-INT, SSD-C-REM, SSD-INT, SSD-LOC
12633323-f0d2-4dc2-a4fe-540f70ec209d | NFPA 170 STROBE WALL |  |  | North | Edwards |  | Strobe |  |  |  | Module | TRUE | G4SEWF-R |  | White Strobe Expander, White, No Marking, Red Lens | 1 | [6 empty] | TRUE | [5 empty] | #FF0070C0 | FA-NFPA 170 STROBE WALL | 1 | FALSE | FALSE | FALSE | [20 empty] | AUGUSTXPS17-EUP\aucon | 2022-08-27 12:20 | THOR\acont | 2024-09-08 17:27 | Cloned from Edwards G4SEWN-B CLONED CLONED CLONED CLONED CLONED | [Edwards] [NAC] [24 VDC] G4SERA-A, G4SEWA-A, G4SEWN-A [Edwards] [NAC] [24 FWR] G4SEWA-R, G4SEWF-R [Edwards] [NAC] [24 FWR] G4SERA-A, G4SEWA-A, G4SEWN-A [Edwards] [NAC] [24 VDC] G4SEWA-R, G4SEWF-R
4e29e66b-5126-45ca-8161-540fd282bbec |  |  |  | North | Siemens |  | Cards & Components |  |  |  | Card | TRUE | VCC2002-A1 | S54400-A41-A1 | Voice I/O Card Input/Output card for the Voice system. The VCC2002 gets mounted in the VCA2002 card cage (1st slot on the left), and works with the VCC2001 to control the voice system. It supports two local audio inputs (for microphones or external low-level audio signals) and one low-level audio output, with all audio signal wiring connected to the card cage. | 1 | 0.151 | 0.156 |  |  |  |  | TRUE | [5 empty] | #FFFFFFFF |  |  | FALSE | FALSE | FALSE | [22 empty] | THOR\acont | 2024-10-09 10:48 | 20 mA (standby) 20 mA (alarm) per module |  | [Siemens] VCC2002-A1
bc48e543-9298-4ddd-b9db-5417162f9283 | NFPA 170 VOICE EVACUATION CONTROL UNIT |  |  | North | Hochiki |  | Voice Evac Control Unit |  |  |  | Assembly | TRUE | FNVMP96/P | + | Master Panel, 96 Switch Control, Master Fire Phone | 1 | [6 empty] | FALSE |  |  | *Refer to Install Sheet |  |  | #FFFF0000 | FA-NFPA 170 VOICE EVACUATION CONTROL UNIT | 1 | FALSE | FALSE | FALSE | 211 | [8 empty] | 7,12,18 |  |  |  |  | TRUE | [5 empty] | DESKTOP-7SAL8M7\acont | 2019-11-04 16:25 | THOR\acont | 2024-09-08 17:27
a353db75-b60c-4993-9c50-5424bf95800a | NFPA 170 HORN STROBE |  |  | North | Eaton Wheelock |  | Horn/Strobe |  |  |  | Module | TRUE | LFHSKR3 | + | Horn/Strobe Exceder Series, Red, FIRE, LED, LF, 110cd | 1 | [6 empty] | FALSE | FALSE |  |  |  |  | #FF0070C0 | FA-NFPA 170 HORN STROBE | 1 | FALSE | FALSE | FALSE | 2012 | [13 empty] | FALSE | [5 empty] | DESKTOP-7SAL8M7\acont | 2018-12-19 11:28 | THOR\acont | 2024-09-08 17:27 | Cloned from Wheelock HSR | [Eaton Wheelock] [NAC] LFHSKR3, LFHSKR3-AL, LFHSKR3-CO, LFHSKR3-N, LFHSKW3, LFHSKW3-AL, LFHSKW3-CO, LFHSKW3-N
9683f76b-fc10-45c7-ae20-5427efba5f2e | NFPA 170 HORN STROBE |  |  | North | Potter |  | Horn/Strobe |  |  |  | Module | TRUE | HS-24PWR-WP |  | Outdoor Horn Strobe, Fixed 75 Candela, Standard Enclosure, Red-Plain | 1 | 0 | 0.168 |  |  |  |  | FALSE | [5 empty] | #FF0070C0 | FA-NFPA 170 HORN STROBE | 1 | FALSE | FALSE | FALSE | 2012 | [13 empty] | FALSE |  |  | WP |  |  |  |  | THOR\acont | 2024-09-08 17:27 |  | [Potter] [NAC] [24 VDC] HS-24PWR-WP, HS-24PWW-WP, HS-24WR-WP, HS-24WW-WP, HSLP-24PWR, HSLP-24PWW, HSLP-24WR, HSLP-24WW [Potter] [NAC] [UL MAX] HS-24PWR-WP, HS-24PWW-WP, HS-24WR-WP, HS-24WW-WP, HSLP-24PWR, HSLP-24PWW, HSLP-24WR, HSLP-24WW
4b978d2c-11ba-439c-b868-5431ca2b6beb | NFPA 170 FIRE ALARM CONTROL UNIT | RISER FACP |  | North | Monaco Enterprises |  | Fire Alarm Control Unit |  |  |  | Assembly | TRUE | 404-094-00 |  | 2.5 A Power Supply/Battery Charger* | 1 | [12 empty] | #FFFF0000 | FA-NFPA 170 FIRE ALARM CONTROL UNIT | 1 | FALSE | FALSE | FALSE | 202 | [13 empty] | TRUE | [5 empty] | AULAPTOP-PC\Aulaptop | 2019-04-20 04:32 | THOR\acont | 2024-09-08 17:27
45f32546-1bad-4af1-9993-543214d9ac34 | NFPA 170 MINI HORN |  |  | North | Potter |  | Horn |  |  |  | Module | TRUE | HP-25TR |  | Mini-Horn, Red | 1 | 0 | 0.0164 |  |  |  |  | FALSE | [5 empty] | #FF0070C0 | FA-NFPA 170 MINI HORN | 1 | FALSE | FALSE | FALSE | 2014 | [13 empty] | FALSE | [7 empty] | THOR\acont | 2024-09-08 17:27 |  | [Potter] [NAC] [UL MAX] HP-25TR, HP-25TW
24271309-9a76-4f5e-9d92-5432701ec2dd | NFPA 170 HEAT DETECTOR |  |  | North | Edwards |  | Heat Detector |  |  |  | Module | TRUE | SIGA2-HFS w/SIGA-IB BASE | ++ | Heat Detector, 135F Fixed Temperature | 1 | 4.5e-05 | 4.5e-05 |  |  |  |  | FALSE | [5 empty] | #FFFF0000 | FA-NFPA 170 HEAT DETECTOR | 1 | FALSE | FALSE | FALSE | 1403 | [13 empty] | FALSE | [7 empty] | THOR\acont | 2024-10-08 16:33 | 20191121 AC Detector with base | [Edwards, Kidde] [SLC EST MODULES/SENSORS] 01 [*] [iO64] DS-HFS (C), DS-PS (C), FX-HD w/IB4U BASE, FX-HD w/RB4U BASE, FX-HD w/SB4U BASE, FX-HD w/SB4U-LF BASE, FX-HD wB4U BASE, FX-PD w/B4U BASE (C), FX-PD w/IB4U BASE (C), FX-PD w/SB4U BASE (C), FX-PD w/SB [Edwards, Kidde] [SLC EST SENSORS] [*] [#4 TYPE ADDR ¦ SENSORS] KI-DDOS (C), SIGA2-COS w/SIGA-AB4G BASE, SIGA2-COS w/SIGA-AB4G-LF BASE, SIGA2-COS w/SIGA-AB4GT BASE, SIGA2-COS w/SIGA-IB BASE, SIGA2-COS w/SIGA-RB BASE, SIGA2-COS w/SIGA-SB BASE, SIGA2-HCOS [Edwards, Kidde] [SLC EST MODULES SENSORS] [*] [#2 SHARED ADDR ¦ SENSORS] KI-DDOS (C), SIGA2-COS w/SIGA-AB4G BASE, SIGA2-COS w/SIGA-AB4G-LF BASE, SIGA2-COS w/SIGA-AB4GT BASE, SIGA2-COS w/SIGA-IB BASE, SIGA2-COS w/SIGA-RB BASE, SIGA2-COS w/SIGA-SB BASE, S [Edwards, Kidde] [SLC EST SENSORS] 01 [*] [EST3, iO1000] DS-HFS (C), DS-PS (C), FX-HD w/IB4U BASE, FX-HD w/RB4U BASE, FX-HD w/SB4U BASE, FX-HD w/SB4U-LF BASE, FX-HD wB4U BASE, FX-PD w/B4U BASE (C), FX-PD w/IB4U BASE (C), FX-PD w/SB4U BASE (C), FX-PD w/SB
5bb27de4-952f-4ed3-8543-5433e249a21d | NFPA 170 HORN STROBE |  |  | North | Gentex |  | Horn/Strobe |  |  |  | Module | TRUE | GECA24PWR | + | GEC3 Colored Lens Horn/Strobe, Selectable Candela Low Profile, Wall, Red, Plain, Amber Lens | 1 | 0 | 0.113 |  |  |  |  | FALSE | FALSE |  |  |  |  | #FF0070C0 | FA-NFPA 170 HORN STROBE | 1 | FALSE | FALSE | FALSE | 2023 | [13 empty] | FALSE | [5 empty] | DESKTOP-7EIEB7A\acont | 2021-11-04 10:40 | THOR\acont | 2024-09-08 17:27 | Cloned from Gentex GESA24PWR | [Gentex] [NAC] [UL MAX, Temp 3 2400Hz, High] GECA24PWR, GECA24PWW
75ad8a32-2271-4d53-b3d4-5438edca2219 | NFPA 170 HEAT DETECTOR |  |  | North | Edwards |  | Heat Detector |  |  |  | Module | TRUE | SIGA-HCD w/SIGA-AB4G BASE | ++ | Multisensor Heat, and CO Detector | 1 | 5.1e-05 | 6.8e-05 |  |  |  |  | FALSE | [5 empty] | #FFFF0000 | FA-NFPA 170 HEAT DETECTOR | 1 | FALSE | FALSE | FALSE | 1403 | [13 empty] | FALSE | [7 empty] | THOR\acont | 2024-09-08 17:27 | 20191121 AC Detector with base | [Edwards, Kidde] [SLC EST MODULES SENSORS] [*] [#2 SHARED ADDR ¦ SENSORS] KI-DDOS (C), SIGA2-COS w/SIGA-AB4G BASE, SIGA2-COS w/SIGA-AB4G-LF BASE, SIGA2-COS w/SIGA-AB4GT BASE, SIGA2-COS w/SIGA-IB BASE, SIGA2-COS w/SIGA-RB BASE, SIGA2-COS w/SIGA-SB BASE, S [Edwards, Kidde] [SLC EST SENSORS] [*] [#4 TYPE ADDR ¦ SENSORS] KI-DDOS (C), SIGA2-COS w/SIGA-AB4G BASE, SIGA2-COS w/SIGA-AB4G-LF BASE, SIGA2-COS w/SIGA-AB4GT BASE, SIGA2-COS w/SIGA-IB BASE, SIGA2-COS w/SIGA-RB BASE, SIGA2-COS w/SIGA-SB BASE, SIGA2-HCOS [Edwards, Kidde] [SLC EST MODULES/SENSORS] 01 [*] [iO64] DS-HFS (C), DS-PS (C), FX-HD w/IB4U BASE, FX-HD w/RB4U BASE, FX-HD w/SB4U BASE, FX-HD w/SB4U-LF BASE, FX-HD wB4U BASE, FX-PD w/B4U BASE (C), FX-PD w/IB4U BASE (C), FX-PD w/SB4U BASE (C), FX-PD w/SB [Edwards, Kidde] [AUX POWER] FX-HD w/SB4U BASE, FX-PD w/SB4U BASE (C), FX-PHD w/SB4U BASE (C), KI-COD w/KI-ABST BASE (C), KI-HCD w/KI-ABST BASE, KI-HRD w/KI-ABST BASE, KI-PCD w/KI-ABST BASE (C), KI-PD w/KI-ABST BASE (C), KI-PHCD w/KI-ABST BASE (C), KI-PH [Edwards, Kidde] [SLC EST SENSORS] 01 [*] [EST3, iO1000] DS-HFS (C), DS-PS (C), FX-HD w/IB4U BASE, FX-HD w/RB4U BASE, FX-HD w/SB4U BASE, FX-HD w/SB4U-LF BASE, FX-HD wB4U BASE, FX-PD w/B4U BASE (C), FX-PD w/IB4U BASE (C), FX-PD w/SB4U BASE (C), FX-PD w/SB
24957926-1954-496e-8601-5442dc67ca5e |  |  |  | North | Bosch | [5 empty] | Module | TRUE | B465-MW-1640 | * | KIT (B465 COMMUNICATOR, B10 MEDIUM WHITE ENCLOSURE, D101 LOCK & KEY, D1640 TRANSFORMER) | 1 | [12 empty] | #FFFFFFFF |  |  | FALSE | FALSE | FALSE | [20 empty] | DESKTOP-7EIEB7A\acont | 2021-08-13 06:25 | THOR\acont | 2024-10-09 10:48
2e08dd65-084d-4df3-98e2-544732bf7f6e |  |  |  | North | Siemens | [5 empty] | Module | TRUE | 1734097200 | 500-694514FA | RESET KEY FOR MS-F SERIES | 1 | [12 empty] | #FFFFFFFF |  |  | FALSE | FALSE | FALSE | [20 empty] | DESKTOP-7SAL8M7\acont | 2019-08-13 09:04 | THOR\acont | 2024-10-09 10:48
1a5ed7ed-e7d0-491d-8b1d-54497bf43943 |  |  |  | North | Potter | [5 empty] | Module | TRUE | PRTI-1 |  | Remote Trouble Indicator | 1 | [6 empty] | FALSE | [5 empty] | #FFFFFFFF |  |  | FALSE | FALSE | FALSE | [14 empty] | FALSE | [7 empty] | THOR\acont | 2024-10-09 10:48
1a494f11-0cf3-48ca-8392-54592d11105f | NFPA 170 MANUAL PULL |  |  | North | DMP |  | Manual Station |  |  |  | Module | TRUE | 850S/711S | ++ | Dual-action pull station, zone expansion modulew/addressable module | 1 | 0.0042 | 0.0047 |  |  |  |  | FALSE | TRUE |  |  |  |  | #FFFF0000 | FA-NFPA 170 MANUAL PULL | 1 | FALSE | FALSE | FALSE | 1408 | [13 empty] | FALSE | [5 empty] | DESKTOP-7EIEB7A\acont | 2023-05-20 09:49 | THOR\acont | 2024-09-08 17:27 | Cloned from DMP 850D/711S | [DMP] [DMP LX BUS] [*] [LX BUS] 2W-BLX/10 (C), 2WT-BLX/10 (C), 850D/711 (C), 850D/711S (C), 850S/711 (C), 850S/711S (C)
a8afce19-895e-4482-9c65-545a2d5a3931 | NFPA 170 SMOKE HEAT CO DETECTOR |  |  | North | Kidde |  | Smoke/Heat/CO Detector |  |  |  | Module | TRUE | KIR-PHCD w/KI-SB BASE | ++ | Multisensor Smoke, Heat, and CO Detector | 1 | 3.2e-05 | 3.2e-05 |  |  |  |  | FALSE | TRUE |  |  |  |  | #FFFF0000 | FA-NFPA 170 SMOKE HEAT CO DETECTOR | 1 | FALSE | FALSE | FALSE | 1408 | [13 empty] | FALSE | [5 empty] | DESKTOP-7EIEB7A\acont | 2023-05-24 19:23 | THOR\acont | 2024-09-08 17:27 | Cloned from Kidde KI-PHCD w/KI-SB BASE | [Edwards, Kidde] [SLC EST SENSORS] 01 [*] [EST3, iO1000] DS-HFS (C), DS-PS (C), FX-HD w/IB4U BASE, FX-HD w/RB4U BASE, FX-HD w/SB4U BASE, FX-HD w/SB4U-LF BASE, FX-HD wB4U BASE, FX-PD w/B4U BASE (C), FX-PD w/IB4U BASE (C), FX-PD w/SB4U BASE (C), FX-PD w/SB [Edwards, Kidde] [SLC EST MODULES/SENSORS] 01 [*] [iO64] DS-HFS (C), DS-PS (C), FX-HD w/IB4U BASE, FX-HD w/RB4U BASE, FX-HD w/SB4U BASE, FX-HD w/SB4U-LF BASE, FX-HD wB4U BASE, FX-PD w/B4U BASE (C), FX-PD w/IB4U BASE (C), FX-PD w/SB4U BASE (C), FX-PD w/SB [Kidde] [SLC EST MODULES SENSORS] [*] [#2 SHARED ADDR ¦ SENSORS] DS-HFS (C), DS-PS (C), FX-HD w/IB4U BASE, FX-HD w/RB4U BASE, FX-HD w/SB4U BASE, FX-HD w/SB4U-LF BASE, FX-HD wB4U BASE, FX-PD w/B4U BASE (C), FX-PD w/IB4U BASE (C), FX-PD w/SB4U BASE (C), FX [Kidde] [SLC EST SENSORS] [*] [#4 TYPE ADDR ¦ SENSORS] DS-HFS (C), DS-PS (C), FX-HD w/IB4U BASE, FX-HD w/RB4U BASE, FX-HD w/SB4U BASE, FX-HD w/SB4U-LF BASE, FX-HD wB4U BASE, FX-PD w/B4U BASE (C), FX-PD w/IB4U BASE (C), FX-PD w/SB4U BASE (C), FX-PD w/SB4U
c82deaec-95da-4476-86c7-54692f3c4ec4 |  |  |  | North | Bosch | [5 empty] | Module | TRUE | SR-G1VMA | * | IP SECURITY MICROSD CARD 128GB 0000156079 | 1 | [12 empty] | #FFFFFFFF |  |  | FALSE | FALSE | FALSE | [20 empty] | DESKTOP-7EIEB7A\acont | 2021-08-13 06:25 | THOR\acont | 2024-10-09 10:48
3aeee99c-928f-4f06-a2e4-546de29fb12d | NFPA 170 GAS DETECTOR |  |  | North | Potter |  | Gas Detection |  |  |  | Module | TRUE | PAD300-CD w/PAD300-SB | ++ | Carbon-Monoxide Detector with 6" Base with Sounder Module Included | 1 | 0.0006 | 0.0006 |  |  |  |  | FALSE | [5 empty] | #FFFF0000 | FA-NFPA 170 GAS DETECTOR | 1 | FALSE | FALSE | FALSE | 1402 | [13 empty] | FALSE |  |  | SB |  |  | DESKTOP-7EIEB7A\acont | 2023-01-19 17:12 | THOR\acont | 2024-09-08 17:27 | Cloned from Potter PAD100-CD w/PAD100-SB | [Potter] [AUX POWER] PAD300-CD w/PAD300-SB, PAD300-HD w/PAD300-SB, PAD300-PCD w/PAD300-SB (C), PAD300-PCD w/PAD300-SB (Split) (C), PAD300-PD w/PAD300-SB (C), PAD300-PHD w/PAD300-SB (C), PAD300-PHD w/PAD300-SB (Split) (C) [Potter] [SLC PAD] [*] [#2 SHARED ADDR ¦ SENSORS] PAD100-CD w/PAD100-4DB, PAD100-CD w/PAD100-6DB, PAD100-CD w/PAD100-IB, PAD100-CD w/PAD100-LFSB, PAD100-CD w/PAD100-RB, PAD100-CD w/PAD100-SB, PAD100-CD w/PAD100-SPKB, PAD100-DUCT (C), PAD100-DUCTR (C), PA
12a6d6c5-28a3-4315-b85d-546e9696417b |  |  |  | North | ProdataKey, Inc. |  | Cards & Components |  |  |  | Card | TRUE | 8DE Main Board |  | Main Board | 1 | [6 empty] | TRUE | [5 empty] | #FFFFFFFF |  |  | TRUE | FALSE | FALSE | [20 empty] | DESKTOP-7EIEB7A\acont | 2022-02-12 08:17 | THOR\acont | 2024-10-09 10:48 | Cloned from ProdataKey, Inc. R2 Main Board |  | [ProdataKey, Inc.] 8DE Main Board, 8DW Main Board
650a1e2b-05ee-4ed4-b02f-5470c9c562cc | NFPA 170 FIRE ALARM CONTROL UNIT | RISER FACP |  | North | Edwards |  | Fire Alarm Control Unit |  |  |  | Assembly | TRUE | iO1000G-2-PG |  | FACP, 1-4 Loop, 1000pt max, 4 Cl B NACs, gray, 230v, Portuguese | 1 | [6 empty] | FALSE | [5 empty] | #FFFF0000 | FA-NFPA 170 FIRE ALARM CONTROL UNIT | 1 | FALSE | FALSE | FALSE | 202 | [8 empty] | 7,12,18 |  |  |  |  | TRUE | [7 empty] | THOR\acont | 2024-09-08 17:27
ba651d39-8060-486b-a6ea-5470e4217665 | NFPA 170 STROBE CEILING |  |  | North | Simplex |  | Strobe |  |  |  | Module | TRUE | 49VOH-APPLC | + | Visual Only Notification Appliances, Indoor Ceiling Mount Strobe | 1 | 0 | 0 |  |  |  |  | TRUE | TRUE |  |  |  |  | #FF0070C0 | FA-NFPA 170 STROBE CEILING | 1 | FALSE | FALSE | FALSE | 2022 | [16 empty] | C |  |  | DESKTOP-7EIEB7A\acont | 2022-02-21 21:41 | THOR\acont | 2024-09-08 17:27 | Cloned from Autocall A49VOH-APPLC | [Autocall, Simplex] [IDNac] [23VDC] 49HFVH-APPLC (C), 49HFVH-APPLC-BA (C), 49SVH-APPLC (C), 49SVH-APPLC-BA (C), 49VOH-APPLC (C), 49VOH-APPLC-BA (C), A49HFVH-APPLC (C), A49HFVH-APPLC-BA (C), A49SVH-APPLC (C), A49SVH-APPLC-BA (C), A49VOH-APPLC (C), A49VOH-
ed2bf8d9-cf4c-49d4-967f-54767734ccb0 |  |  |  | North | Edwards |  | Hardware |  |  |  | Hardware | TRUE | SDR-32C |  | 32 Open Collectors or LEDs, module | 1 | [6 empty] | FALSE | [5 empty] | #FFFFFFFF |  |  | FALSE | FALSE | FALSE | [14 empty] | FALSE | [7 empty] | THOR\acont | 2024-10-09 10:48
cda0a06d-c9f4-4856-9901-547679f6d76e | NFPA 170 REMOTE ANNUNCIATOR | RISER ANNUNCIATOR |  | North | Siemens |  | Cards & Components |  |  |  | Card | TRUE | FCM7201-Z3 | ++ | Operating unit | 1 | 0.125 | 0.13 |  |  |  |  | TRUE | [5 empty] | #FFFF0000 | FA-NFPA 170 REMOTE ANNUNCIATOR | 1 | FALSE | FALSE | FALSE | [20 empty] | DESKTOP-7EIEB7A\acont | 2021-11-20 18:55 | THOR\acont | 2024-09-08 17:27 | Cloned from Siemens FTI2001-A1
497acbf1-9c77-4696-a289-547a8b4a49e6 | NFPA 170 HORN STROBE |  |  | North | Gentex |  | Horn/Strobe |  |  |  | Module | TRUE | GHSLF15R |  | Low Frequency Horn Strobe, Red, Wall | 1 | 0 | 0.291 |  |  |  |  | FALSE | [5 empty] | #FF0070C0 | FA-NFPA 170 HORN STROBE | 1 | FALSE | FALSE | FALSE | 2012 | [13 empty] | FALSE |  |  | LF |  |  |  |  | THOR\acont | 2024-09-08 17:27 |  | [Gentex, Hochiki] [NAC] [UL MAX, HIGH DB, TEMPORAL 4] GHSLF15R, GHSLF15W, HHSLF15R, HHSLF15W [Gentex, Hochiki] [NAC] [UL MAX, HIGH DB, TEMPORAL 3] GHSLF15R, GHSLF15W, HHSLF15R, HHSLF15W
7bd83085-ce55-45f2-8ddf-547d21d914c4 | NFPA 170 BELL |  |  | North | Potter |  | Bell |  |  |  | Module | TRUE | PDC-6-24 | ++ | 6" Bell | 1 | 0 | 0.02 |  |  | 24 |  | FALSE | [5 empty] | #FFFF0000 | FA-NFPA 170 BELL | 1 | FALSE | FALSE | FALSE | 2000 | [13 empty] | FALSE | [5 empty] | DESKTOP-7EIEB7A\acont | 2022-02-07 16:24 | THOR\acont | 2024-09-08 17:27 | Cloned from Potter MBA-6-24 | [Potter] [NAC] [*] [24 VDC] MBA-6-24, PAC12010, PDC-10-12, PDC-10-24, PDC-6-12, PDC-6-24, PDC-8-12, PDC-8-24 [Potter] [NAC] [24 VDC] MBA-6-24, PDC-10-24, PDC-6-24, PDC-8-24
e74bf7c8-2fe3-4350-8048-547d96adeaf8 |  |  |  | North | Siemens | [5 empty] | Module | TRUE | 40/40M-122SF | S54430-F51-A1 | HYD FLM DET WO1 85C 3/4" SS FM | 1 | [12 empty] | #FFFFFFFF |  |  | FALSE | FALSE | FALSE | [20 empty] | DESKTOP-7SAL8M7\acont | 2019-08-13 09:04 | THOR\acont | 2024-10-09 10:48
9e866313-5e41-4f3a-84df-5480e146b086 | NFPA 170 PRESSURE SWITCH |  |  | East | Kidde |  | Pressure Switch |  |  |  | Module | TRUE | 85-111540-100 (ATEX) | ++ | Supervisory Pressure Switch | 1 | [6 empty] | FALSE | FALSE | PROVIDED BY SPRINKLER CONTRACTOR |  | PROVIDED BY OTHERS |  | #FFFF0000 | FA-NFPA 170 PRESSURE SWITCH | 1 | FALSE | FALSE | FALSE | 913 | [13 empty] | FALSE | [5 empty] | DESKTOP-7EIEB7A\acont | 2022-10-12 14:13 | THOR\acont | 2024-09-08 17:27 | Cloned from Kidde 85-111540-001 | [Edwards, Kidde] [IDC] 01 06-118262-001, 06-118537-001 (ATEX), 30-3013, 45-118500-001, 45-500537-001 (ATEX), 70985018 (10611105), 70985020 (70985075), 70985021 (70985076), 70985022 (70985077), 70985023 (70985078), 70985024 (70985079), 70985025 (70985080)
e97d7d75-2665-49f1-b4ae-548f7f500f76 | NFPA 170 FIRE PHONE |  |  | North | Autocall |  | Fire Phone |  |  |  | Module | TRUE | A2084-9024 | ++ | Push-to-talk pluggable phone, for use with 2094-9002 or 2084-9023 jack stations | 1 | [6 empty] | FALSE | [5 empty] | #FFFF0000 | FA-NFPA 170 FIRE PHONE | 1 | FALSE | FALSE | FALSE | [14 empty] | FALSE | [5 empty] | THOR\acont | 2025-02-04 12:26 | THOR\acont | 2025-02-04 12:31 | Cloned from Autocall A2084-9002 CLONED | [Autocall, Potter, Simplex] [FFT] [FFT] 2084-9001, 2084-9002, 2084-9003, 2084-9006, 2084-9007, 2084-9014, 2084-9018, 2084-9023, 2084-9024, A2084-9001, A2084-9002, A2084-9003, A2084-9006, A2084-9007, A2084-9014, A2084-9018, A2084-9023, A2084-9024, FFT-FPJ
17a0fa7b-a0bd-426a-8092-54905cfb61e9 | NFPA 170 SPEAKER STROBE |  |  | North | Kidde |  | Speaker/Strobe |  |  |  | Module | TRUE | EG4SVWA |  | Speaker/Strobe, Wall, White, ALERT | 1 | [6 empty] | FALSE | FALSE | GRSW-10 | G4WSB |  |  | #FF0070C0 | FA-NFPA 170 SPEAKER STROBE | 1 | FALSE | FALSE | FALSE | 2019 | [13 empty] | FALSE |  |  | C |  |  | DESKTOP-7EIEB7A\acont | 2021-05-24 09:19 | THOR\acont | 2025-02-25 13:44 | Cloned from Edwards G4SVWA | [Edwards, Kidde] [NAC] [24 VDC] EG4SVRF, EG4SVRN, EG4SVWA, EG4SVWF, EG4SVWN, G4SVRF, G4SVRN, G4SVWA, G4SVWF, G4SVWN [Edwards, Hochiki, Kidde] [AUDIO 25v] [25V AUDIO] EG4SRF, EG4SRN, EG4SVRF, EG4SVRN, EG4SVWA, EG4SVWF, EG4SVWN, EG4SWA, EG4SWF, EG4SWN, G4SRF, G4SRN, G4SVRF, G4SVRN, G4SVWA, G4SVWF, G4SVWN, G4SWA, G4SWF, G4SWN, WGSRA, WGSRF, WGSRF-FR, WGSRF-SP, WGSRN, WGS [Edwards, Kidde] [NAC] [24 FWR] EG4SVRF, EG4SVRN, EG4SVWA, EG4SVWF, EG4SVWN, G4SVRF, G4SVRN, G4SVWA, G4SVWF, G4SVWN [Edwards, Hochiki, Kidde] [AUDIO 70.7v] [70V AUDIO] EG4SRF, EG4SRN, EG4SVRF, EG4SVRN, EG4SVWA, EG4SVWF, EG4SVWN, EG4SWA, EG4SWF, EG4SWN, G4SRF, G4SRN, G4SVRF, G4SVRN, G4SVWA, G4SVWF, G4SVWN, G4SWA, G4SWF, G4SWN, WGSRA, WGSRF, WGSRF-FR, WGSRF-SP, WGSRN, W
0aeb82ca-8374-4259-9a8c-5494d833e0b1 | NFPA 170 SMOKE HEAT DETECTOR |  |  | North | Firelite |  | Smoke/Heat Detector |  |  |  | Module | TRUE | W-SD355T | + | Addressable Wireless Photo/Heat Detector | 1 | [6 empty] | FALSE | TRUE |  |  |  |  | #FFFF0000 | FA-NFPA 170 SMOKE HEAT DETECTOR | 1 | FALSE | FALSE | FALSE | 1411 | [13 empty] | FALSE |  |  | W |  |  |  |  | THOR\acont | 2024-09-08 17:27 | 20191121 AC Detector without base | [Firelite, System Sensor] [SLC MODULES SENSORS] [*] [#2 SHARED ADDR ¦ SENSORS] AD355 w/B200SR-LF-WH (C), AD355 w/B200SR-WH (C), AD355 w/B210LP (C), AD355 w/B224BI-WH (C), AD355 w/B224RB-WH (C), AD355 w/B501 (C), BEAM355 (C), BEAM355S (C), CP355 w/B200SR- [Firelite, System Sensor] [SLC SENSORS] [*] [#4 TYPE ADDR ¦ SENSORS] AD355 w/B200SR-LF-WH (C), AD355 w/B200SR-WH (C), AD355 w/B210LP (C), AD355 w/B224BI-WH (C), AD355 w/B224RB-WH (C), AD355 w/B501 (C), BEAM355 (C), BEAM355S (C), CP355 w/B200SR-WH (C), CP [Farenhyt, Firelite, Gamewell FCI, Notifier, Silent Knight] [SWIFT MESH DEVICES] 02 FWD-200 ACCLIMATE (C), FWD-200P (C), WIDP-PHOTO w/B210W (C), WIDP-PHOTO-T w/B210W (C), W-SD355 (C), W-SD355T (C), WSD-ACCLIMATE (C), WSD-P (C), WSK-PHOTO (C), WSK-PHOTO-T
6ea73947-626d-481d-8f4e-549cfef6d079 | NFPA 170 SMOKE DETECTOR |  |  | North | Siemens |  | Smoke Detector |  |  |  | Module | TRUE | ILI-1H |  | Addressable Ionization Detector, 300 ft./min, High Altitude | 1 | 0.0012 | 0.0015 |  |  |  |  | FALSE | TRUE |  |  |  |  | #FFFF0000 | FA-NFPA 170 SMOKE DETECTOR | 1 | FALSE | FALSE | FALSE | 1408 | [13 empty] | FALSE | [5 empty] | DESKTOP-7EIEB7A\acont | 2021-04-12 15:15 | THOR\acont | 2024-09-08 17:27 | Cloned from Siemens ILI-1 | [Siemens] [SLC MODULES SENSORS] [*] [#2 SHARED ADDR ¦ SENSORS] FDBZ492 w/OP921 (C), FDBZ492-HR w/FDO421 (C), FDBZ492-HR w/OP921 (C), FDO421 (C), FDO421 w/DB-11 BASE (C), FDOT421 w/DB-11 BASE (C), FDOT421 w/DB2-HR BASE (C), FDT421 w/DB-11 BASE, FP-11 w/DB
67797cd3-b958-45ea-b77a-54a0e865a350 |  |  |  | North | Edwards |  | Hardware |  |  |  | Hardware | TRUE | G4AVWA-CVR | ++ | Replacement Appliance Cover, Horn Strobe, White, ALERT | 1 | [12 empty] | #FFFFFFFF |  |  | FALSE | FALSE | FALSE | [20 empty] | THOR\acont | 2024-06-05 08:48 | THOR\acont | 2024-10-09 10:48 | Cloned from Edwards G4AVRA-CVR
bc6aa066-ddf8-4ecc-8702-54a4883d3d72 | NFPA 170 HEAT DETECTOR |  |  | North | Hochiki |  | Heat Detector |  |  |  | Module | TRUE | DCD-190 w/HSC-220R - 2 WIRE RELAY BASE | DCD-190 w/HSC-220R - 2 WIRE RELAY BASE | HEAT DETECTOR w/ 2 WIRE RELAY BASE | 1 |  | 0.238 |  |  |  |  | TRUE | TRUE |  | *Refer to Install Sheet |  |  | #FFFF0000 | FA-NFPA 170 HEAT DETECTOR | 1 | FALSE | FALSE | FALSE | 1403 | [16 empty] | R |  |  | DESKTOP-0D6CQVA\lousc | 2019-10-12 07:53 | THOR\acont | 2024-09-08 17:27 | Cloned from Hochiki DCD-135 w/HSC-220R - 2 WIRE RELAY BASE | [Hochiki] [IDC] 01 [IDC] DCD-135 w/HSC-220L LATCHING LED BASE (C), DCD-135 w/HSC-220R - 2 WIRE RELAY BASE (C), DCD-135 w/HSC-221L LATCHING LED BASE (C), DCD-135 w/HSC-221R - 2 WIRE RELAY BASE (C), DCD-135 w/HSC-224L LATCHING LED BASE (C), DCD-135 w
bf01c6d1-0c71-4aac-8a9d-54a6b82fc8a5 |  |  |  | North | Power Sonic |  | Hardware |  |  |  | Hardware | TRUE | PS-12140 | + | (1) 12V 14 AH BATTERY | 1 | [6 empty] | FALSE | [5 empty] | #FFFFFFFF |  |  | FALSE | FALSE | FALSE | [14 empty] | FALSE | [5 empty] | DESKTOP-7EIEB7A\acont | 2021-04-01 15:46 | THOR\acont | 2024-10-09 10:48 | Cloned from Power Sonic PS-12400
c081169e-7b26-462c-a674-54a73e1a92e0 | NFPA 170 FLAME DETECTOR |  |  | North | Honeywell |  | Flame Detector |  |  |  | Module | TRUE | FS24X | + | Multi-Spectrum QuadBand™ Triple IR Flame Detector | 1 | 0.056 | 0.106 |  |  |  |  | TRUE | [5 empty] | #FFFF0000 | FA-NFPA 170 FLAME DETECTOR | 1 | FALSE | FALSE | FALSE | 1401 | [16 empty] | XP |  |  | DESKTOP-7EIEB7A\acont | 2022-06-24 12:06 | THOR\acont | 2024-09-08 17:27 | Cloned from Spectrex 40/40D-L4B | [Honeywell] [IDC] [#2 FAULT] FS20X, FS24X [Honeywell] [IDC] 11 FS24X [Honeywell] [IDC] [#1 ALARM] FS20X, FS24X [Honeywell] [IDC] [#3 SUPERVISORY] FS20X, FS24X [Honeywell] [AUX POWER] [*] FS20X, FS24X
b6e65142-71bc-4f90-8f09-54a76fad57f7 |  |  |  | North | Notifier |  | Cards & Components |  |  |  | Card | TRUE | NFC-50/100 Main Board (50W, 70V) | + | Main Board for ECC-50/100 | 1 | 0.272 | 3.846 |  |  |  |  | TRUE | FALSE |  |  |  |  | #FFFFFFFF |  |  | FALSE | FALSE | FALSE | [14 empty] | FALSE | [5 empty] | DESKTOP-7SAL8M7\acont | 2019-10-02 17:27 | THOR\acont | 2024-10-09 10:48 | Cloned from Firelite ECC-50/100 Main Board (50W, 25V) | [Notifier] [VAC ] 411UDAC Main Board, AFP-100 Main Board, AFP-200 Main Board, FCPS-24S6 MAIN BOARD, FCPS-24S8 MAIN BOARD, HPFF12 Main Board, HPFF8 Main Board, NFC-125DA (25V) Main Board, NFC-50/100 Main Board (100W, 25V), NFC-50/100 Main Board (100W, 70V [Notifier] [RS-485] NFC-50/100 Main Board (100W, 25V), NFC-50/100 Main Board (100W, 70V), NFC-50/100 Main Board (50W, 25V), NFC-50/100 Main Board (50W, 70V) [Notifier] [NAC Trigger] NFC-50/100 Main Board (100W, 25V), NFC-50/100 Main Board (100W, 70V), NFC-50/100 Main Board (50W, 25V), NFC-50/100 Main Board (50W, 70V) | [Notifier] NFC-50/100 Main Board (50W, 70V)
50fba500-67ee-48f8-a53e-54b34664fc64 | NFPA 170 SMOKE HEAT DETECTOR |  |  | North | Potter |  | Smoke/Heat Detector |  |  |  | Module | TRUE | PAD200-PHD w/PAD100-SB (Split) | + | Photoelectric Smoke/Heat Detector with 6" Base with One Form-C Relay Contact | 1 | 0.0005 | 0.0005 |  |  |  |  | FALSE | TRUE |  |  |  |  | #FFFF0000 | FA-NFPA 170 SMOKE HEAT DETECTOR | 1 | FALSE | FALSE | FALSE | 1411 | [13 empty] | FALSE |  |  | SB |  |  | THOR\acont | 2025-02-13 08:09 |  |  | Cloned from Potter PAD200-PHD w/PAD100-SB | [Potter] [AUX POWER] PAD100-CD w/PAD100-SB, PAD100-HD w/PAD100-SB, PAD100-PD w/PAD100-SB (C), PAD100-PHD w/PAD100-SB (C), PAD100-PHD w/PAD100-SB (Split) (C), PAD200-PCD (C), PAD200-PCD (Split) (C), PAD200-PCD w/PAD100-SB (C), PAD200-PCD w/PAD100-SB (Spli [Potter] [SLC PAD] [*] [#2 SHARED ADDR ¦ SENSORS] PAD100-CD w/PAD100-4DB, PAD100-CD w/PAD100-6DB, PAD100-CD w/PAD100-IB, PAD100-CD w/PAD100-LFSB, PAD100-CD w/PAD100-RB, PAD100-CD w/PAD100-SB, PAD100-CD w/PAD100-SPKB, PAD100-DUCT (C), PAD100-DUCTR (C), PA
998a429e-a459-4c74-aab7-54b5adbe514c | NFPA 170 SMOKE DETECTOR |  |  | North | Firelite |  | Smoke Detector |  |  |  | Module | TRUE | SD365T w/B200S-WH | + | White, Addressable photoelectric detector, Thermal, Sounder Base | 1 | 0.0002 | 0.0045 |  |  |  |  | FALSE | TRUE |  |  |  |  | #FFFF0000 | FA-NFPA 170 SMOKE DETECTOR | 1 | FALSE | FALSE | FALSE | 1408 | [13 empty] | FALSE | [5 empty] | DESKTOP-7SAL8M7\acont | 2019-03-28 05:20 | THOR\acont | 2024-09-08 17:27 | 20191121 AC Detector with base | [Firelite] [AUX POWER] AD355 w/B200SR-WH (C), CP355 w/B200SR-WH (C), H355 w/B200SR (C), H355HT w/B200SR (C), H355R w/B200SR (C), H365 w/B200S-WH (C), H365HT w/B200S-WH (C), H365R w/B200S-WH (C), SD355 w/B200SR (C), SD355CO w/B200S-WH (C), SD355T w/B200SR [Firelite, System Sensor] [SLC SENSORS] [*] [#4 TYPE ADDR ¦ SENSORS] AD355 w/B200SR-LF-WH (C), AD355 w/B200SR-WH (C), AD355 w/B210LP (C), AD355 w/B224BI-WH (C), AD355 w/B224RB-WH (C), AD355 w/B501 (C), BEAM355 (C), BEAM355S (C), CP355 w/B200SR-WH (C), CP [Firelite, System Sensor] [SLC MODULES SENSORS] [*] [#2 SHARED ADDR ¦ SENSORS] AD355 w/B200SR-LF-WH (C), AD355 w/B200SR-WH (C), AD355 w/B210LP (C), AD355 w/B224BI-WH (C), AD355 w/B224RB-WH (C), AD355 w/B501 (C), BEAM355 (C), BEAM355S (C), CP355 w/B200SR-
5674ac0b-277a-42c6-81de-54bd292a58c6 | NFPA 170 SMOKE DETECTOR |  |  | North | Notifier |  | Smoke Detector |  |  |  | Module | TRUE | FSD-751PL w/B501 | ++ | DETECTOR, SMOKE, ADDRESSABLE PHOTO w/EUROPEAN 4" BASE | 1 | 0.0003 | 0.0003 |  |  |  |  | FALSE | TRUE |  |  |  |  | #FFFF0000 | FA-NFPA 170 SMOKE DETECTOR | 1 | FALSE | FALSE | FALSE | 1408 | [13 empty] | FALSE | [7 empty] | THOR\acont | 2024-09-08 17:27 | 20191121 AC Detector with base | [Honeywell, Notifier, System Sensor] [SLC MODULES SENSORS] [*] [#2 SHARED ADDR ¦ SENSORS] 2251B (C), 2251-COPTIR (C), 2251-COPTIR w/B200S-WH (C), 2251TB (C), 2251TMB (C), 5251B (C), 5251B-WP (C), 5251H (C), 5251RB (C), 5251RB-WP (C), 7251 (C), 7251DH (C) [Honeywell, Notifier, System Sensor] [SLC SENSORS] [*] [#4 TYPE ADDR ¦ SENSORS] 2251B (C), 2251-COPTIR (C), 2251-COPTIR w/B200S-WH (C), 2251TB (C), 2251TMB (C), 5251B (C), 5251B-WP (C), 5251H (C), 5251RB (C), 5251RB-WP (C), 7251 (C), 7251DH (C), DH200LP
68544811-7ebb-4489-b5bb-54c6412ce046 | NFPA 170 DUCT SMOKE DETECTOR |  |  | North | Notifier |  | Duct Smoke Detector |  |  |  | Module | TRUE | DNR w/FSP-851R | ++ | Intelligent Non-Relay Photoelectric Duct Detector/FSP-851R | 1 | 0.0003 | 0.0065 |  |  |  |  | FALSE | TRUE | FLUSH |  | N/A | N/A | #FFFF0000 | FA-NFPA 170 DUCT SMOKE DETECTOR | 1 | FALSE | FALSE | FALSE | 1400 |  |  | 3242-1653:0209 | [10 empty] | FALSE | [5 empty] | DESKTOP-7SAL8M7\acont | 2019-09-30 13:37 | THOR\acont | 2024-09-08 17:27 | 20191121 AC Detector with base | [Honeywell, Notifier, System Sensor] [SLC SENSORS] [*] [#4 TYPE ADDR ¦ SENSORS] 2251B (C), 2251-COPTIR (C), 2251-COPTIR w/B200S-WH (C), 2251TB (C), 2251TMB (C), 5251B (C), 5251B-WP (C), 5251H (C), 5251RB (C), 5251RB-WP (C), 7251 (C), 7251DH (C), DH200LP [Honeywell, Notifier, System Sensor] [SLC MODULES SENSORS] [*] [#2 SHARED ADDR ¦ SENSORS] 2251B (C), 2251-COPTIR (C), 2251-COPTIR w/B200S-WH (C), 2251TB (C), 2251TMB (C), 5251B (C), 5251B-WP (C), 5251H (C), 5251RB (C), 5251RB-WP (C), 7251 (C), 7251DH (C) | [Fike, Firelite, Monaco Enterprises, Notifier, Space Age Electronics] 723-370-00, 723-371-00, D365PL, D4120, D4120W, DNR, DNR w/FIK‐2351R, DNR w/FSP-851R, DNR w/FSP-951R, DNR w/FSP-951R-IV, DNR w/NP-100R, DNR w/NP-200R, DNR w/SD365R, DNRW, DNRW w/FSP-951R
1a9fb15b-81d3-47df-8e07-54c9cfd6c40e | NFPA 170 FIRE ALARM CONTROL UNIT | RISER FACP |  | North | Secutron |  | Fire Alarm Control Unit |  |  |  | Assembly | TRUE | MR-2200R | ++ | Dual SLC Fire Alarm Control Panel, 120 VAC input, Red | 1 | [6 empty] | FALSE |  |  |  | 16-7/8” W x 29-1/2” H x 5-1/4” D (429 mm x 749 mm x 133 mm) |  | #FFFF0000 | FA-NFPA 170 FIRE ALARM CONTROL UNIT | 1 | FALSE | FALSE | FALSE | 202 | [8 empty] | 7,12,18,26,35 |  | 12 |  |  | TRUE | [5 empty] | DESKTOP-7EIEB7A\acont | 2023-06-23 16:18 | THOR\acont | 2024-09-08 17:27 | Cloned from Firelite MR-2100
88533761-5287-4551-b59b-54ccead4120b | NFPA 170 FIRE ALARM CONTROL UNIT | RISER FACP |  | North | Firelite |  | Fire Alarm Control Unit |  |  |  | Assembly | TRUE | MS-9600LS | + | Intelligent Addressable FACP with Optional 2nd Loop | 1 | [6 empty] | FALSE | [5 empty] | #FFFF0000 | FA-NFPA 170 FIRE ALARM CONTROL UNIT | 1 | FALSE | FALSE | FALSE | 202 | [8 empty] | 7,12,18 |  |  | 7 |  | TRUE | [7 empty] | THOR\acont | 2024-09-08 17:27
6eba9d55-4dfc-40a8-9beb-54ce0b9ab417 | NFPA 170 LEVEL DETECTOR |  |  | North | Block Definition Only |  | Level Detector |  |  |  | Module | TRUE | NFPA 170 LEVEL DETECTOR |  | NFPA 170 LEVEL DETECTOR | 1 | [12 empty] | #FFFF0000 | FA-NFPA 170 LEVEL DETECTOR | 1 | FALSE | FALSE | FALSE | [20 empty] | AULAPTOP-PC\Aulaptop | 2020-03-26 07:41 | THOR\acont | 2024-09-08 17:27
5534b072-3dea-4663-a41e-54cfea334096 |  |  |  | North | System Sensor |  | Cards & Components |  |  |  | Card | TRUE | B110LP | ++ | Plug-In Detector Base | 1 | 0.00012 | 0.1 |  |  |  |  | TRUE | FALSE |  |  |  |  | #FFFFFFFF |  |  | FALSE | FALSE | FALSE | [14 empty] | FALSE | [7 empty] | THOR\acont | 2024-10-09 10:48
ec4c44c3-90e0-4a53-84b0-54d9c16886c5 |  |  |  | North | Edwards |  | Hardware |  |  |  | Hardware | TRUE | 3-CAB14DR-E |  | Red Door Assembly for 3-CAB14, EN-54 | 1 | [6 empty] | FALSE | [5 empty] | #FFFFFFFF |  |  | FALSE | FALSE | FALSE | [14 empty] | FALSE | [7 empty] | THOR\acont | 2024-10-09 10:48
8c97d2e1-d5fa-444f-8885-54e1cc72dd0a | NFPA 170 HEAT DETECTOR |  |  | North | Kidde |  | Heat Detector |  |  |  | Module | TRUE | KIR-HD w/KI-ABDT BASE | ++ | Intelligent fixed temperature/Rate-of-rise heat detector | 1 | 5.1e-05 | 6.8e-05 |  |  |  |  | FALSE | TRUE |  |  |  |  | #FFFF0000 | FA-NFPA 170 HEAT DETECTOR | 1 | FALSE | FALSE | FALSE | 1408 | [13 empty] | FALSE | [5 empty] | DESKTOP-7EIEB7A\acont | 2023-05-24 19:21 | THOR\acont | 2024-09-08 17:27 | Cloned from Kidde KIR-PHD w/KI-ABDT BASE | [Kidde] [SLC EST SENSORS] [*] [#4 TYPE ADDR ¦ SENSORS] DS-HFS (C), DS-PS (C), FX-HD w/IB4U BASE, FX-HD w/RB4U BASE, FX-HD w/SB4U BASE, FX-HD w/SB4U-LF BASE, FX-HD wB4U BASE, FX-PD w/B4U BASE (C), FX-PD w/IB4U BASE (C), FX-PD w/SB4U BASE (C), FX-PD w/SB4U [Edwards, Kidde] [AUX POWER] KI-COD w/KI-ABDT BASE (C), KI-HCD w/KI-ABDT BASE, KI-HRD w/KI-ABDT BASE, KI-PCD w/KI-ABDT BASE (C), KI-PD w/KI-ABDT BASE (C), KI-PHCD w/KI-ABDT BASE (C), KI-PHD w/KI-ABDT BASE (C), KIR-COD w/KI-ABDT BASE (C), KIR-HCD w/KI-ABD [Kidde] [SLC EST MODULES SENSORS] [*] [#2 SHARED ADDR ¦ SENSORS] DS-HFS (C), DS-PS (C), FX-HD w/IB4U BASE, FX-HD w/RB4U BASE, FX-HD w/SB4U BASE, FX-HD w/SB4U-LF BASE, FX-HD wB4U BASE, FX-PD w/B4U BASE (C), FX-PD w/IB4U BASE (C), FX-PD w/SB4U BASE (C), FX [Edwards, Kidde] [SLC EST MODULES/SENSORS] 01 [*] [iO64] DS-HFS (C), DS-PS (C), FX-HD w/IB4U BASE, FX-HD w/RB4U BASE, FX-HD w/SB4U BASE, FX-HD w/SB4U-LF BASE, FX-HD wB4U BASE, FX-PD w/B4U BASE (C), FX-PD w/IB4U BASE (C), FX-PD w/SB4U BASE (C), FX-PD w/SB [Edwards, Kidde] [SLC EST SENSORS] 01 [*] [EST3, iO1000] DS-HFS (C), DS-PS (C), FX-HD w/IB4U BASE, FX-HD w/RB4U BASE, FX-HD w/SB4U BASE, FX-HD w/SB4U-LF BASE, FX-HD wB4U BASE, FX-PD w/B4U BASE (C), FX-PD w/IB4U BASE (C), FX-PD w/SB4U BASE (C), FX-PD w/SB
d6bdfa48-8081-4ec6-983f-54eb9e999c69 | NFPA 170 MANUAL PULL |  |  | North | Silent Knight |  | Manual Station |  |  |  | Module | TRUE | PS-DATK |  | CONVENTIONAL DOUBLE ACTION MANUAL PULL STATION, METAL | 1 | [6 empty] | FALSE | [5 empty] | #FFFF0000 | FA-NFPA 170 MANUAL PULL | 1 | FALSE | FALSE | FALSE | 957 | [13 empty] | FALSE | [7 empty] | THOR\acont | 2024-09-08 17:27
cf345ebc-7762-4fba-acb7-54f2c80cd49d | NFPA 170 FIRE ALARM CONTROL UNIT | RISER FACP |  | North | Ansul |  | Fire Alarm Control Unit |  |  |  | Assembly | TRUE | 430525 | + | AUTOPULSE Z-10 Basic Releasing Panel Includes: Four IDCs, two NACs, two SPMs, two RACs, 3 A power supply with battery charger, cabinet and door | 1 | [6 empty] | TRUE | [5 empty] | #FFFF0000 | FA-NFPA 170 FIRE ALARM CONTROL UNIT | 1 | FALSE | FALSE | FALSE | 202 | [8 empty] | 7,12,17,25 |  |  | 6 |  | TRUE | [5 empty] | DESKTOP-QGO6JOK\acont | 2022-05-24 19:02 | THOR\acont | 2024-09-08 17:27 | Cloned from Ansul 4007-9101AR
27a4e97b-2209-451e-b7d5-54f63ee51a7f | NFPA 170 SMOKE HEAT CO DETECTOR |  |  | North | Siemens |  | Smoke/Heat/CO Detector |  |  |  | Module | TRUE | OOHC941 w/ABHW-4S | S54320-F8-A2 | Multi-Criteria Fire / CO Detector w/Sounder Base | 1 | 0.0004 | 0.00065 |  |  |  |  | FALSE | TRUE |  |  |  |  | #FFFF0000 | FA-NFPA 170 SMOKE HEAT CO DETECTOR | 1 | FALSE | FALSE | FALSE | 1410 | [13 empty] | FALSE |  |  | SB |  |  |  |  | THOR\acont | 2024-09-08 17:27 | 20191121 AC Detector with base | [Siemens] [SLC MODULES SENSORS] [*] [#2 SHARED ADDR ¦ SENSORS] FDBZ492 w/OP921 (C), FDBZ492-HR w/FDO421 (C), FDBZ492-HR w/OP921 (C), FDO421 (C), FDO421 w/DB-11 BASE (C), FDOT421 w/DB-11 BASE (C), FDOT421 w/DB2-HR BASE (C), FDT421 w/DB-11 BASE, FP-11 w/DB [Siemens] [AUX POWER] [24VDC, LOW DB] ABHW-4B, ABHW-4S, OOH941 w/ABHW-4S (C), OOHC941 w/ABHW-4S (C), OP921 w/ABHW-4S (C), OP921 w/RELAY BASE (C) [Siemens] [AUX POWER] [24VDC, HIGH DB] ABHW-4B, ABHW-4S, OOH941 w/ABHW-4S (C), OOHC941 w/ABHW-4S (C), OP921 w/ABHW-4S (C), OP921 w/RELAY BASE (C)
6d166332-0cf5-4a4c-abad-54fc35f6800b |  |  |  | North | Siemens | [5 empty] | Module | TRUE | DB-X3RS | 500-083248 | SERIES-3 MOUNTING BASE WITH RELAY | 1 | [12 empty] | #FFFFFFFF |  |  | FALSE | FALSE | FALSE | [20 empty] | DESKTOP-7SAL8M7\acont | 2019-08-13 09:04 | THOR\acont | 2024-10-09 10:48
bceac9c4-ad91-465e-bf80-5513d2f7ae64 | NFPA 170 SPEAKER STROBE CEILING |  |  | North | Edwards |  | Speaker/Strobe |  |  |  | Module | TRUE | GC-S2VMH |  | 25V Speaker/Strobe, white, 95, 115, 150, 177 cd, clear | 1 | 0 | 0.342 |  |  |  |  | FALSE | TRUE |  |  |  |  | #FF0070C0 | FA-NFPA 170 SPEAKER STROBE CEILING | 1 | FALSE | FALSE | FALSE | 2020 | [13 empty] | FALSE |  |  | C |  |  |  |  | THOR\acont | 2024-09-08 17:27 |  | [Edwards, Kidde] [AUDIO 25v] [25V AUDIO] EGCF-S2VMH (C), G4F-S2, G4F-S2V1575, G4F-S2VM, G4HFRF-S2, G4HFRF-S2VMC, G4HFRN-S2, G4HFRN-S2VMC, G4HFWA-S2, G4HFWA-S2VMA, G4HFWA-S2VMC, G4HFWF-S2, G4HFWF-S2VMC, G4HFWN-S2, G4HFWN-S2VMA, G4HFWN-S2VMC, G4RF-S2, G4RF [Edwards, Kidde] [NAC] [24 VDC] EGCF-S2VMH (C), EGCF-VMH (C), GCF-S2VMH (C), GCF-S7VMH (C), GCF-VMH (C), GCHFRF-S2VMCH (C), GCHFRF-S7VMCH (C), GCHFRN-S2VMCH (C), GCHFRN-S7VMCH (C), GCHFWA-S2VMAH (C), GCHFWA-S2VMCH (C), GCHFWA-S7VMAH (C), GCHFWA-S7VMCH (C [Edwards, Kidde] [NAC] [16 VDC] EGCF-S2VMH (C), EGCF-VMH (C), GCF-S2VMH (C), GCF-S7VMH (C), GCF-VMH (C), GCHFRF-S2VMCH (C), GCHFRF-S7VMCH (C), GCHFRN-S2VMCH (C), GCHFRN-S7VMCH (C), GCHFWA-S2VMAH (C), GCHFWA-S2VMCH (C), GCHFWA-S7VMAH (C), GCHFWA-S7VMCH (C
644dcc83-b616-4659-a3e0-5527e58fb8b8 | NFPA 170 LCD ANNNUNCIATOR DISPLAY | RISER ANNUNCIATOR |  | North | Kidde |  | LCD Annunciator |  |  |  | Module | TRUE | K-RLCD-R |  | LCD text annunciator without common controls. English. Red. | 1 | 0.098 | 0.113 |  |  |  |  | FALSE | [5 empty] | #FFFF0000 | FA-NFPA 170 LCD ANNNUNCIATOR DISPLAY | 1 | FALSE | FALSE | FALSE | 257 | [8 empty] | 7,12,18 |  |  |  |  | FALSE | [5 empty] | DESKTOP-QGO6JOK\acont | 2021-03-17 07:48 | THOR\acont | 2024-09-08 17:27 | Cloned from Kidde K-RLCD-C | [Edwards, Kidde] [AUX POWER] [*] K-RLCD-C, K-RLCD-CR, K-RLCD-R, RLCD, RLCD-C, RLCD-CF, RLCD-C-PG, RLCD-CR, RLCD-C-SP, RLCD-F, RLCD-PG, RLCD-SP [Edwards, Kidde] [RS-485] GCI (C), GCIX (C), K-RLCD-C, K-RLCD-CR, K-RLCD-R, RLCD, RLCD-C, RLCD-CF, RLCD-C-PG, RLCD-CR, RLCD-C-SP, RLCD-F, RLCD-PG, RLCD-SP, RLED24 Mainboard, RLED24R Mainboard, RLED-C Mainboard, RLED-CF Mainboard, RLED-CR Mainboard
fb0249bb-f16e-4e70-97bd-5528e4e62b14 | NFPA 170 GAS DETECTOR |  |  | North | Notifier |  | Gas Detection |  |  |  | Module | TRUE | FSCO-951 w/B501-IV | + | Intelligent addressable carbon monoxide detector, white w/ 4” Flangeless mounting base, ivory | 1 | 0.0002 | 0.0045 |  |  |  |  | FALSE | TRUE | FLUSH |  | 4" SQ. DEEP | 3 "O" PLASTER RING | #FFFF0000 | FA-NFPA 170 GAS DETECTOR | 1 | FALSE | FALSE | FALSE | 1402 | [13 empty] | FALSE | [5 empty] | DESKTOP-7SAL8M7\acont | 2020-11-20 12:18 | THOR\acont | 2024-09-08 17:27 | Cloned from Gamewell MCS-COP3 w/B501-IV | [Honeywell, Notifier, System Sensor] [SLC MODULES SENSORS] [*] [#2 SHARED ADDR ¦ SENSORS] 2251B (C), 2251-COPTIR (C), 2251-COPTIR w/B200S-WH (C), 2251TB (C), 2251TMB (C), 5251B (C), 5251B-WP (C), 5251H (C), 5251RB (C), 5251RB-WP (C), 7251 (C), 7251DH (C) [Honeywell, Notifier, System Sensor] [SLC SENSORS] [*] [#4 TYPE ADDR ¦ SENSORS] 2251B (C), 2251-COPTIR (C), 2251-COPTIR w/B200S-WH (C), 2251TB (C), 2251TMB (C), 5251B (C), 5251B-WP (C), 5251H (C), 5251RB (C), 5251RB-WP (C), 7251 (C), 7251DH (C), DH200LP
53b344e8-8569-4f50-a3ca-552c2f1f73da | NFPA 170 SMOKE HEAT CO DETECTOR |  |  | North | Potter |  | Smoke/Heat/CO Detector |  |  |  | Module | TRUE | PAD200-PHCD w/PAD100-6DB | + | Photoelectric Smoke/Hea/CO Detector with 6" Standard Base | 1 | 0.0003 | 0.0003 |  |  |  |  | FALSE | TRUE |  |  |  |  | #FFFF0000 | FA-NFPA 170 SMOKE HEAT CO DETECTOR | 1 | FALSE | FALSE | FALSE | 1411 | [13 empty] | FALSE |  |  | 6DB |  |  | THOR\acont | 2025-02-13 06:47 |  |  | Cloned from Potter PAD200-PCHD w/PAD100-6DB | [Potter] [SLC PAD] [*] [#2 SHARED ADDR ¦ SENSORS] PAD100-CD w/PAD100-4DB, PAD100-CD w/PAD100-6DB, PAD100-CD w/PAD100-IB, PAD100-CD w/PAD100-LFSB, PAD100-CD w/PAD100-RB, PAD100-CD w/PAD100-SB, PAD100-CD w/PAD100-SPKB, PAD100-DUCT (C), PAD100-DUCTR (C), PA
528d2904-59ea-4be2-ae36-552f36799efe | NFPA 170 HEAT DETECTOR |  |  | North | Silent Knight |  | Heat Detector |  |  |  | Module | TRUE | SK-HEAT-HT-W w/B300-6 | ++ | White, low-profile intelligent 190°F fixed thermal sensor, w/Standard Base | 1 | 0.0002 | 0.0045 |  |  |  |  | FALSE | [5 empty] | #FFFF0000 | FA-NFPA 170 HEAT DETECTOR | 1 | FALSE | FALSE | FALSE | 1403 | [13 empty] | FALSE |  |  | 190 FT |  |  | DESKTOP-7EIEB7A\acont | 2021-08-11 17:37 | THOR\acont | 2024-09-08 17:27 | Cloned from Silent Knight SK-HEAT | [Farenhyt, Silent Knight] [SLC MODULES SENSORS] [*] [#2 SHARED ADDR ¦ SENSORS] CO1224TR w/ IDP-MINIMON, CO1224TR w/ IDP-MONITOR, DNR w/IDP-PHOTO-R-W (C), DNR w/SK-PHOTO-R-W (C), DNRW w/IDP-PHOTO-R-W (C), DNRW w/SK-PHOTO-R-W (C), HFS-D (C), HFS-P (C), HFS [Silent Knight, System Sensor] [SLC SK SENSORS] [*] [#4 TYPE ADDR ¦ SENSORS] DNR w/SK-PHOTO-R-W (C), DNRW w/SK-PHOTO-R-W (C), HFS-D (C), HFS-P (C), HFS-PT (C), HFS-T (C), OSI-RI-SK (C), SK-ACCLIMATE (C), SK-BEAM (C), SK-DUCT-W w/SK-PHOTO-R-W (C), SK-FIRE
fd5ed833-83f5-4789-96bc-5530cd55fab6 |  |  |  | North | Autocall |  | Cards & Components |  |  |  | Card | TRUE | A100-1275 |  | Eight function HOA (On, Off, Auto) Control Module with labeled switches | 1 | 0.024 | 0.024 |  |  |  |  | TRUE | [5 empty] | #FFFFFFFF |  |  | FALSE | FALSE | FALSE | [20 empty] | DESKTOP-0D6CQVA\lousc | 2019-07-07 18:10 | THOR\acont | 2024-10-09 10:48 | Cloned from AutoCall A100-1286
b615ab39-12ac-4baa-8de0-55336b185d73 | NFPA 170 TEMPERATURE SEPERVISORY SWITCH |  |  | North | Winland Electronics |  | Temperature Switch |  |  |  | Module | TRUE | TA-40 | ++ | TEMP°ALERT® MTA-2 MECHANICAL TEMPERATURE MONITOR | 1 |  |  |  |  | 24 |  | FALSE |  |  |  | 4.5” x 3.25” x 1.0” (11.4cm x 8.3cm x 2.5cm) |  | #FFFF0000 | FA-NFPA 170 TEMPERATURE SEPERVISORY SWITCH | 1 | FALSE | FALSE | FALSE | 1402 | [13 empty] | FALSE |  |  | CO, NO2 |  |  | DESKTOP-DUP41H2\August | 2023-07-19 15:42 | THOR\acont | 2024-09-08 17:27 | Cloned from Winland Electronics MTA-2 | [Winland Electronics] [IDC] [#1 LOW TEMP] MTA-2, TA-40 [Winland Electronics] [IDC] [#1 HIGH TEMP] MTA-2, TA-40
7640076b-2f10-476a-916e-553479bb440e | NFPA 170 HEAT DETECTOR |  |  | North | MIRCOM |  | Heat Detector |  |  |  | Module | TRUE | MIX-5251HAP w/B501 | + | White, Low-profile 190°F fixed thermal sensor, Standard Base | 1 | 0.0003 | 0.0065 |  |  |  |  | FALSE | TRUE |  |  |  |  | #FFFF0000 | FA-NFPA 170 HEAT DETECTOR | 1 | FALSE | FALSE | FALSE | 1403 | [13 empty] | FALSE |  |  | 190° |  |  | DESKTOP-7SAL8M7\acont | 2019-04-12 13:26 | THOR\acont | 2024-09-08 17:27 | 20191121 AC Detector with base | [MIRCOM] [SLC SENSORS] [*] [#4 TYPE ADDR ¦ SENSORS] DNR w/MIX-2251BR (C), DNR w/MIX-2351RAP (C), MIX-1251AP w/B200SR-LF-WH (C), MIX-1251AP w/B200SR-WH (C), MIX-1251AP w/B210LP (C), MIX-1251AP w/B224RB-WH (C), MIX-1251AP w/B501 (C), MIX-1251B w/B200SR-LF- [MIRCOM] [SLC MODULES SENSORS] [*] [#2 SHARED ADDR ¦ SENSORS] DNR w/MIX-2251BR (C), DNR w/MIX-2351RAP (C), MIX-1251AP w/B200SR-LF-WH (C), MIX-1251AP w/B200SR-WH (C), MIX-1251AP w/B210LP (C), MIX-1251AP w/B224RB-WH (C), MIX-1251AP w/B501 (C), MIX-1251B w/
87e53af6-e60c-4979-b927-55352ec14744 |  |  |  | North | Edwards |  | Cards & Components |  |  |  | Card | TRUE | FSRA10C Mainboard |  | Mainboard for FSRA10C assembly | 1 | 0.017 | 0.098 |  |  |  |  | TRUE | [5 empty] | #FFFFFFFF |  |  | FALSE | FALSE | FALSE | [14 empty] | FALSE | [7 empty] | THOR\acont | 2024-10-09 10:48 |  | [Edwards] [AUX POWER] FSRA10 Mainboard, FSRA10C Mainboard [Edwards] [RS-485] FSRA10 Mainboard, FSRA10C Mainboard, FSRRM24, FSRSI, FSRZI-A, FSRZI-SA, FSUIM [Edwards, Kidde] [VAC ] 2IDC, 76-600000-001 Main Board, 76-800xxx-xxx Main Board, 77-600000-901 Main Board, 84-732001-901 Main Board, APS10A Mainboard, APS6A Mainboard, BPS10A Mainboard, BPS10A/230 Mainboard, BPS6A Mainboard, BPS6A/230 Mainboard, EST1-2Z
d70ebd2f-1e92-4363-8947-5536b442c3d9 | NFPA 170 STROBE WALL |  |  | North | Edwards |  | Strobe |  |  |  | Module | TRUE | G1VRF |  | Strobe, Wall, Red, FIRE | 1 | [12 empty] | #FF0070C0 | FA-NFPA 170 STROBE WALL | 1 | FALSE | FALSE | FALSE | 2023 | [19 empty] | DESKTOP-7SAL8M7\acont | 2020-02-25 06:42 | THOR\acont | 2024-09-08 17:27 | Cloned from Kidde EG1VRF | [Edwards, Kidde] [NAC] [16-33 VFWR] EG1VRF, EG1VRN, EG1VWF, EG1VWN, G1VRF, G1VRN, G1VWF, G1VWN [Edwards, Kidde] [NAC] [16-33 VDC] EG1VRF, EG1VRN, EG1VWF, EG1VWN, G1VRF, G1VRN, G1VWF, G1VWN
21655782-5544-4e41-8063-5538c740f408 | NFPA 170 SPEAKER WALL |  |  | North | Gentex |  | Speaker |  |  |  | Module | TRUE | WSSPKW |  | Outdoor Speaker, Wall, White | 1 | [6 empty] | FALSE | [5 empty] | #FF0070C0 | FA-NFPA 170 SPEAKER WALL | 1 | FALSE | FALSE | FALSE | 2021 |  |  | 7320-0569:0141 | [10 empty] | FALSE |  |  | WP |  |  |  |  | THOR\acont | 2024-09-08 17:27 |  | [Gentex, Hochiki, Potter] [AUDIO 25v] [25V AUDIO] CSPKSTR-24AR (C), CSPKSTR-24AW (C), CSPKSTR-24BR (C), CSPKSTR-24BW (C), CSPKSTR-24GR (C), CSPKSTR-24GW (C), CSPKSTR-24RR (C), CSPKSTR-24RW (C), FASPKR-R (C), FASPKR-W (C), FASPKR-WR, FASPKR-WW, FASPK-WPR, [Gentex, Hochiki, Potter] [AUDIO 70.7v] [70V AUDIO] CSPKSTR-24AR (C), CSPKSTR-24AW (C), CSPKSTR-24BR (C), CSPKSTR-24BW (C), CSPKSTR-24GR (C), CSPKSTR-24GW (C), CSPKSTR-24RR (C), CSPKSTR-24RW (C), FASPKR-R (C), FASPKR-W (C), FASPKR-WR, FASPKR-WW, FASPK-WP
24b1611f-b9a9-4127-ac55-553ac289c9de |  |  |  | North | Edwards |  | Hardware |  |  |  | Hardware | TRUE | 74KP004648 |  | 4 Fiber Multi-Mode Indoor/Outdoor OFNP | 1 | [6 empty] | FALSE | [5 empty] | #FFFFFFFF |  |  | FALSE | FALSE | FALSE | [14 empty] | FALSE | [7 empty] | THOR\acont | 2024-10-09 10:48
53dcc7b1-ed48-4e9d-b1d2-554425ff7619 |  |  |  | North | MIRCOM |  | Hardware |  |  |  | Hardware | TRUE | BAT-12V65A |  | 12 VOLT 65AH BATTERIES | 1 | [6 empty] | FALSE | [5 empty] | #FFFFFFFF |  |  | FALSE | FALSE | FALSE | [14 empty] | FALSE | [7 empty] | THOR\acont | 2024-10-09 10:48
86e64400-d8d9-4b87-86b2-554914abcf15 |  |  |  | North | Autocall |  | Cards & Components |  |  |  | Card | TRUE | A100-1313 |  | Flex-50, 50 W Amplifier, constant supervision compatible 70.7 VRMS output | 1 | 0.085 | 2.27 |  |  |  |  | TRUE | [5 empty] | #FFFFFFFF |  |  | FALSE | FALSE | FALSE | [20 empty] | DESKTOP-0D6CQVA\lousc | 2019-07-07 13:16 | THOR\acont | 2024-10-09 10:48 | Cloned from AutoCall A100-1312 |  | [Autocall] A100-1313, A100-1327
2ecfc352-f387-4410-bfa0-55498d7a546e | NFPA 170 MANUAL PULL |  |  | North | Potter |  | Manual Station |  |  |  | Module | TRUE | RMS-6T-EXP-WP-LP |  | Explosion Proof Pull Station | 1 | [6 empty] | FALSE | [5 empty] | #FFFF0000 | FA-NFPA 170 MANUAL PULL | 1 | FALSE | FALSE | FALSE | 957 | [13 empty] | FALSE |  |  | XP |  |  | DESKTOP-7SAL8M7\acont | 2020-09-14 13:10 | THOR\acont | 2024-09-08 17:27 | Cloned from Potter RMS-6T-EXP-WP | [Notifier, Potter] [IDC] 01 CF-135EWT, CF-135MP, CF-135W, CF-165MP, CF-165W, CF-200EWT, CF-200MP, CF-200W, CF-285MP, CF-285W, CPS-24 w/SB, CR-135EWT, CR-135MP, CR-135W, CR-165MP, CR-165W, CR-200EWT, CR-200MP, CR-200W, DSD-P (C), P32-1T, PS40 Series, PS40
ce0d8352-d84d-4467-9c24-554e2ef74727 |  |  |  | North | Monaco Enterprises |  | Cards & Components |  |  |  | Card | TRUE | 710-072-5X Main Board | + | LOC/RDU with touch screen, fire/MNS, 19" H, surface-mount, 115/230 VAC, 50/60 Hz, 72-hour battery backup | 1 | 0.03 | 0.061 |  |  |  |  | TRUE | [5 empty] | #FFFFFFFF |  |  | FALSE | FALSE | FALSE | [20 empty] | DESKTOP-7EIEB7A\acont | 2021-07-14 09:05 | THOR\acont | 2024-10-09 10:48 | Cloned from Monaco Enterprises 710-072-01 |  | [Monaco Enterprises] 710-072-0X Main Board, 710-072-5X Main Board
b000b081-c714-4151-ba5d-555234a8752a |  |  |  | North | Secutron |  | Cards & Components |  |  |  | Card | TRUE | MRLD8 | ++ | Eight (8) LED Module | 1 | 0.005 | 0.015 |  |  |  |  | TRUE | [5 empty] | #FFFFFFFF |  |  | FALSE | FALSE | FALSE | [12 empty] | 3 | [7 empty] | DESKTOP-7EIEB7A\acont | 2023-06-24 11:44 | THOR\acont | 2024-10-09 10:48 | Cloned from Secutron MR-XPS
72d422fd-1771-4c5d-b6dd-555234d67543 |  |  |  | North | WINLAND | Environmental |  |  |  |  | Module | TRUE | WB200 |  |  | 1 | [12 empty] | #FFFFFFFF |  |  | FALSE | FALSE | FALSE | [20 empty] | THOR\acont | 2024-03-12 21:43 | THOR\acont | 2024-10-09 10:48
9da1df9f-3ca0-4e85-917b-5555de4cbb22 |  |  |  | North | Edwards |  | Cards & Components |  |  |  | Card | TRUE | 4X-6/3S1GYR |  | 6 x 3 Switch, 1 Grn, 1 Yel, 1 Red LEDs | 1 | 0.002 | 0.02 |  |  |  |  | TRUE | [5 empty] | #FFFFFFFF |  |  | FALSE | FALSE | FALSE | [14 empty] | FALSE | [7 empty] | THOR\acont | 2024-10-09 10:48
530953dd-f552-4d1b-812e-55591d36d831 | NFPA 170 FIRE ALARM CONTROL UNIT | RISER FACP |  | North | Siemens |  | Fire Alarm Control Unit |  |  |  | Assembly | TRUE | FC726-ZA | ++ | 8 Loop Control Panel in Comfort Housing (supplied with printer, extension battery enclosure and 2 x 12v 45Ah Batteries) c/w 48z LEDs | 1 | [12 empty] | #FFFF0000 | FA-NFPA 170 FIRE ALARM CONTROL UNIT | 1 | FALSE | FALSE | FALSE | [9 empty] | 45 |  |  | 5 |  | TRUE | [5 empty] | DESKTOP-7EIEB7A\acont | 2021-11-21 09:31 | THOR\acont | 2024-09-08 17:27 | Cloned from Siemens FC724-ZE
5f360184-ad8d-485f-b945-555c3cb89560 |  |  |  | North | ProdataKey, Inc. |  | Cards & Components |  |  |  | Card | TRUE | RCNEW Main Board |  | Main Board | 1 | [6 empty] | TRUE | [5 empty] | #FFFFFFFF |  |  | TRUE | FALSE | FALSE | [20 empty] | DESKTOP-7EIEB7A\acont | 2022-02-12 08:14 | THOR\acont | 2024-10-09 10:48 | Cloned from ProdataKey, Inc. R2 Main Board |  | [ProdataKey, Inc.] R1 Main Board, RCNEW Main Board
9c003c2d-e988-4d25-9fe9-555c88451c5e |  |  |  | North | Notifier |  | Cards & Components |  |  |  | Card | TRUE | N-ANN-RLY | ++ | Relay Module provides 10 programmable Form C relays | 1 | 0.015 | 0.075 |  |  |  |  | TRUE | [5 empty] | #FFFFFFFF |  |  | FALSE | FALSE | FALSE | [14 empty] | FALSE | [7 empty] | THOR\acont | 2024-10-09 10:48 |  | [Firelite, Notifier] [AUX POWER] [*] ADM-24, LDM, LDM-32, LDM-32F, N-ANN-100, N-ANN-80, N-ANN-80C, N-ANN-80-W, N-ANN-I/O, N-ANN-LED, N-ANN-LED-R, N-ANN-RLED, N-ANN-RLED-R, N-ANN-RLY, N-ANN-S/PG, RLD, RZA-5F [Firelite, Notifier] [RS-485] [DATA] ADM-24, ANN-SEC CARD, FDU-80 CARD, LCD2-80 MAIN CARD, LDM, LDM-32, LDM-32F, N-ANN-100, N-ANN-80, N-ANN-80C, N-ANN-80-W, N-ANN-I/O, N-ANN-LED, N-ANN-LED-R, N-ANN-RLED, N-ANN-RLED-R, N-ANN-RLY, N-ANN-S/PG, RLD
5e6a94ab-6563-455e-9a05-55602649559c | NFPA 170 STROBE WALL |  |  | North | Eaton Wheelock |  | Strobe |  |  |  | Module | TRUE | ELSTR | + | WALL STROBE, RED, FIRE | 1 | [6 empty] | TRUE | [5 empty] | #FF0070C0 | FA-NFPA 170 STROBE WALL | 1 | FALSE | FALSE | FALSE | 2020 | [19 empty] | DESKTOP-7EIEB7A\acont | 2021-04-29 09:34 | THOR\acont | 2024-09-08 17:27 | Cloned from Eaton Wheelock ELHSR | [Eaton Wheelock] [NAC] [24VDC] ELSTR, ELSTR-A, ELSTR-AL, ELSTR-ALA, ELSTR-N, ELSTR-NA, ELSTW, ELSTW-A, ELSTW-AL, ELSTW-ALA, ELSTW-EV, ELSTW-N, ELSTW-NA, STR, STW
f0bd1596-fc26-45a6-bc59-5561cf40d511 |  |  |  | North | Edwards |  | Hardware |  |  |  | Hardware | TRUE | RA-ENC2 |  | Key locked annunciator cover, 2 unit | 1 | [6 empty] | FALSE | [5 empty] | #FFFFFFFF |  |  | FALSE | FALSE | FALSE | [14 empty] | FALSE | [7 empty] | THOR\acont | 2024-10-09 10:48
88a7ad3c-f2ca-4dd1-a9ac-556bbe6f19bc |  |  |  | North | Edwards |  | Cards & Components |  |  |  | Card | TRUE | FSP502GD Mainboard |  | Mainboard for FSP502GD assembly | 1 | 0.169 | 0.331 |  |  |  |  | TRUE | [5 empty] | #FFFFFFFF |  |  | FALSE | FALSE | FALSE | [14 empty] | FALSE | [7 empty] | THOR\acont | 2024-10-09 10:48 |  | [Edwards, Kidde, Macurco] [IDC] [#3 SUPERVISORY] 2IDC, 76-600000-001 Main Board, 76-800xxx-xxx Main Board, 77-600000-901 Main Board, 84-732001-901 Main Board, DVP-120 Mainboard, EST1-2Z Mainboard, FSP1004G Mainboard, FSP1004G-2 Mainboard, FSP1004GD Mainb [Edwards, Kidde] [VAC ] 2IDC, 76-600000-001 Main Board, 76-800xxx-xxx Main Board, 77-600000-901 Main Board, 84-732001-901 Main Board, APS10A Mainboard, APS6A Mainboard, BPS10A Mainboard, BPS10A/230 Mainboard, BPS6A Mainboard, BPS6A/230 Mainboard, EST1-2Z [Edwards, Kidde, Macurco] [IDC] [#2 TROUBLE] 2IDC, 76-600000-001 Main Board, 76-800xxx-xxx Main Board, 77-600000-901 Main Board, 84-732001-901 Main Board, DVP-120 Mainboard, EST1-2Z Mainboard, FSP1004G Mainboard, FSP1004G-2 Mainboard, FSP1004GD Mainboard [Edwards, Kidde, Macurco] [IDC] [#1 ALARM] 2IDC, 76-600000-001 Main Board, 76-800xxx-xxx Main Board, 77-600000-901 Main Board, 84-732001-901 Main Board, DVP-120 Mainboard, EST1-2Z Mainboard, FSP1004G Mainboard, FSP1004G-2 Mainboard, FSP1004GD Mainboard, | [Edwards] FSP302G Mainboard, FSP302G-2 Mainboard, FSP302GD Mainboard, FSP302R Mainboard, FSP302RD Mainboard, FSP502G Mainboard, FSP502G-2 Mainboard, FSP502GD Mainboard, FSP502R Mainboard, FSP502RD Mainboard [Edwards] FSP302G Mainboard, FSP302G-2 Mainboard, FSP302GD Mainboard, FSP302R Mainboard, FSP302RD Mainboard, FSP502G Mainboard, FSP502G-2 Mainboard, FSP502GD Mainboard, FSP502R Mainboard, FSP502RD Mainboard [Edwards] FSP502G Mainboard, FSP502G-2 Mainboard, FSP502GD Mainboard, FSP502R Mainboard, FSP502RD Mainboard [Edwards, Kidde] FSP1004G Mainboard, FSP1004G-2 Mainboard, FSP1004GD Mainboard, FSP1004R Mainboard, FSP1004RD Mainboard, FSP302G Mainboard, FSP302G-2 Mainboard, FSP302GD Mainboard, FSP302R Mainboard, FSP302RD Mainboard, FSP502G Mainboard, FSP502G-2 Mainbo [Edwards] FSP502GD Mainboard [Edwards, Kidde] FSP1004GD Mainboard, FSP1004RD Mainboard, FSP302GD Mainboard, FSP302RD Mainboard, FSP502GD Mainboard, FSP502RD Mainboard, FX-1000D Mainboard, FX-64RD Mainboard, iO1000GD Mainboard, iO1000RD Mainboard, iO64GD Mainboard, iO64RD Mainboard, V
8c27f07b-91a2-4033-86b8-5576ca0e468c | NFPA 170 MINI HORN |  |  | North | Amseco |  | Horn |  |  |  | Module | TRUE | PAL-328 | ++ | PAL328 Series Electronic Piezo Alert Buzzer | 1 | [6 empty] | FALSE | [5 empty] | #FF0070C0 | FA-NFPA 170 MINI HORN | 1 | FALSE | FALSE | FALSE | [14 empty] | FALSE |  |  | M |  |  | DESKTOP-7EIEB7A\acont | 2023-05-19 10:55 | THOR\acont | 2024-09-08 17:27 | Cloned from Potter PAL-328 | [Amseco, Potter] [AUX POWER] [AUX] PAL-328
7e1b29f4-d8bd-4db9-89af-5577b3bff78a |  |  |  | North | Edwards |  | Hardware |  |  |  | Hardware | TRUE | Bag of screws |  | Bag of screws | 1 | [6 empty] | TRUE | [5 empty] | #FFFFFFFF |  |  | FALSE | FALSE | FALSE | [20 empty] | DESKTOP-GMPDMH3\14022 | 2021-04-22 10:34 | THOR\acont | 2024-10-09 10:48
acf623e0-d4ef-450d-8bd3-5584f3dad028 | NFPA 170 DGP |  |  | North | Notifier |  | Hardware |  |  |  | Hardware | TRUE | DR-AA4B |  | Door assembly, solid door, one tier (no battery compartment), BLACK. | 1 | [6 empty] | FALSE | [5 empty] | #FFFF0000 | FA-NFPA 170 DGP | 1 | FALSE | FALSE | FALSE | [9 empty] | 7,12,18 |  |  |  |  | TRUE | [5 empty] | DESKTOP-7EIEB7A\acont | 2021-04-01 14:48 | THOR\acont | 2024-09-08 17:27 | Cloned from Notifier DR-C4
c99fee4e-a874-4846-af4c-5589f0c14aa2 | CADGEN DOOR CONTACT |  |  | North | Bosch |  | Door Contact |  |  |  | Module | TRUE | RFDW-RM-A | ++ | Wireless recessed mount contact | 1 |  |  |  |  | 1.5 | [7 empty] | #FFFF0000 | FA-CADGEN DOOR CONTACT | 1 | FALSE | FALSE | FALSE | [17 empty] | REX |  |  | DESKTOP-7EIEB7A\acont | 2022-07-26 16:51 | THOR\acont | 2024-09-08 17:27 | Cloned from Bosch RFDW-SM-CHI | [BluePoint, Bosch] [BOSCH WIRELESS] [ALL DEVICES ++] BP01-302, BP02-202M, BP02-202P, BP02-A202M, BP02-A202P, BP02-A202PH, BP03-302, BP03-A102M, BP03-A102P, RFBT-A, RFDL-11, RFDL-11-A, RFDL-11-CHI, RFDW-RM, RFDW-RM-A, RFDW-RM-CHI, RFDW-SM, RFDW-SM-A, RFDW
5697bdd2-0ac6-48a6-bcbb-558edbfd5f1f | NFPA 170 FIRE ALARM CONTROL UNIT | RISER FACP |  | North | Hochiki |  | Fire Alarm Control Unit |  |  |  | Assembly | TRUE | LA103K3-64 |  | FireNET L@TITUDE Analog Addressable Fire Alarm Control Panel, 4 Slot Standard Enclosure, 10.25 A Auto Voltage, 6-Loop Panel Module, Hochiki Protocol, Network Module, and Media Gateway™, Black, Printer / 48 Zone LEDs | 1 | [6 empty] | FALSE |  |  | *Refer to Install Sheet | 16.5in (W) x 23.2in (H) x 6in (D) | KM5FCRD (Optional Semi-Flush Mounting Kit) | #FFFF0000 | FA-NFPA 170 FIRE ALARM CONTROL UNIT | 1 | FALSE | FALSE | FALSE | 202 | [8 empty] | 7,12,18,28 |  |  | 10.25 |  | TRUE | [5 empty] | DESKTOP-7SAL8M7\acont | 2019-12-04 15:59 | THOR\acont | 2024-09-08 17:27 | Cloned from Hochiki LA103K1-64
bae1ed33-b857-4521-8cbe-559157392603 | NFPA 170 STROBE CEILING |  |  | North | Siemens |  | Strobe |  |  |  | Module | TRUE | ST-HMC-CW-WP | 500-636178++ | STROBE HI MULTI CANDELA CEILING WHITE WEATHERPROOF | 1 | [7 empty] | TRUE |  |  |  |  | #FF0070C0 | FA-NFPA 170 STROBE CEILING | 1 | FALSE | FALSE | FALSE | 2022 | [16 empty] | C |  |  | DESKTOP-7SAL8M7\acont | 2019-08-13 09:04 | THOR\acont | 2024-09-08 17:27 | B,T | [Siemens] [NAC] [VDC] ST-HMC-CR-WP (C), ST-HMC-CW-WP (C)
9796cb61-46c2-4d9b-8b26-5592c35186d7 | NFPA 170 SMOKE DETECTOR BEACON SOUNDER |  |  | North | Siemens |  | Smoke Detector |  |  |  | Module | TRUE | OP720/FDSB226-WW/FDB228 | ++ | Optical Smoke Detector with Short Circuit Isolator (supplied with Sounder VAD Base) 71…96 dB (A) High = O-4-15 Medium = C-3-12 Low = O-2.5-6.5 | 1 | 0.00022 | 0.00022 | [10 empty] | #FFFF0000 | FA-NFPA 170 SMOKE DETECTOR BEACON SOUNDER | 1 | FALSE | FALSE | FALSE | [20 empty] | DESKTOP-7EIEB7A\acont | 2021-11-19 10:16 | THOR\acont | 2024-09-08 17:27 |  | [Siemens] [C-NET] [#2 BEACON/SOUNDER WHITE HIGH, #2 BEACON/SOUNDER WHITE INDICATOR, #2 BEACON/SOUNDER WHITE LOW, #2 BEACON/SOUNDER WHITE MED] FDSB226-WW/FDB228/FDBZ298, HI720/FDSB226-WW/FDB228, HI722/FDSB226-WW/FDB228, OH720/FDSB226-WW/FDB228, OOH740/FDS [Siemens] [C-NET] [*] [#1 DETECTOR] FDBZ290/OOH740/DB721/FDBZ290-AA, FDL241-9/FDLB291/DLR1191, HI720/DB721, HI720/DBS720, HI720/FDSB226-WW/FDB228, HI720/FDSB227-WW/FDB228, HI722//FDSB227-WW/FDB228, HI722/DB721, HI722/DBS720, HI722/FDSB226-WW/FDB228, OH72 [Siemens] [C-NET] [#2 TONE/VOICE] FDSB226-WW/FDB228/FDBZ298, FDSB227-WW/FDB228/FDBZ298, HI720/FDSB226-WW/FDB228, HI720/FDSB227-WW/FDB228, HI722//FDSB227-WW/FDB228, HI722/FDSB226-WW/FDB228, OH720/FDSB226-WW/FDB228, OH720/FDSB227-WW/FDB228, OOH740/FDSB226- [Siemens] [C-NET] [#2 BEACON WHITE HIGH, #2 BEACON WHITE INDICATOR, #2 BEACON WHITE LOW, #2 BEACON WHITE MED] FDSB226-WW/FDB228/FDBZ298, FDSB227-WW/FDB228/FDBZ298, HI720/FDSB226-WW/FDB228, HI720/FDSB227-WW/FDB228, HI722//FDSB227-WW/FDB228, HI722/FDSB226-
85d67062-1dff-48aa-b36e-5598c6e1181d | NFPA 170 HORN STROBE |  |  | North | Kidde |  | Horn/Strobe |  |  |  | Module | TRUE | WGAVWF-SP | ++ | Outdoor rated horn-strobe, white, feugo | 1 | [6 empty] | FALSE | [5 empty] | #FF0070C0 | FA-NFPA 170 HORN STROBE | 1 | FALSE | FALSE | FALSE | 2012 | [13 empty] | FALSE |  |  | WP |  |  | THOR\acont | 2024-12-19 13:51 | THOR\acont | 2024-12-19 13:57 | Cloned from Edwards WGAVWF-SP | [Edwards, Kidde] [NAC] [VDC, TEMPORAL] WGAVRA, WGAVRF, WGAVRF-FR, WGAVRF-SP, WGAVRN, WGAVWA, WGAVWF, WGAVWF-FR, WGAVWF-SP, WGAVWN
9ad66f07-8df7-48ed-af4f-559ef470a4c5 | NFPA 170 HORN |  |  | North | Kidde |  | Horn |  |  |  | Module | TRUE | WGAWF | ++ | Outdoor rated horn, white, fire | 1 | [6 empty] | FALSE | [5 empty] | #FF0070C0 | FA-NFPA 170 HORN | 1 | FALSE | FALSE | FALSE | 2010 | [13 empty] | FALSE |  |  | WP |  |  | THOR\acont | 2024-12-19 13:51 | THOR\acont | 2024-12-19 13:57 | Cloned from Edwards WGAWF | [Edwards, Kidde] [NAC] [VDC, TEMPORAL] WGARA, WGARF, WGARF-FR, WGARF-SP, WGARN, WGAWA, WGAWF, WGAWF-FR, WGAWF-SP, WGAWN
796f492e-ce21-4d40-be0f-55b63ee5d5c8 |  |  |  | North | Monaco Enterprises |  | Cards & Components |  |  |  | Card | TRUE | 729-125-00 |  | BASE,DET:4" FLANGELESS,2W | 1 | [6 empty] | TRUE | FALSE |  |  |  |  | #FFFFFFFF |  |  | FALSE | FALSE | FALSE | [14 empty] | FALSE | [5 empty] | DESKTOP-7SAL8M7\acont | 2020-02-23 09:35 | THOR\acont | 2024-10-09 10:48 | Cloned from Notifier B401
67e75a09-2bcf-4d72-8355-55c1adc3ca6c | NFPA 170 MULTI DETECTOR BEACON VOICE |  |  | North | Siemens |  | Multi Criteria Detector |  |  |  | Module | TRUE | OOH740/FDSB227-WW/FDB228 | ++ | Dual Optical Heat Multi-sensor Detectorwith Short Circuit Isolator (supplied with Voice Sounder VAD Base) 71…96 dB (A) High = O-4-15 Medium = C-3-12 Low = O-2.5-6.5 | 1 | 0.00025 | 0.00025 | [10 empty] | #FFFF0000 | FA-NFPA 170 MULTI DETECTOR BEACON VOICE | 1 | FALSE | FALSE | FALSE | [20 empty] | DESKTOP-7EIEB7A\acont | 2021-11-19 10:16 | THOR\acont | 2024-09-08 17:27 |  | [Siemens] [C-NET] [#2 TONE/VOICE] FDSB226-WW/FDB228/FDBZ298, FDSB227-WW/FDB228/FDBZ298, HI720/FDSB226-WW/FDB228, HI720/FDSB227-WW/FDB228, HI722//FDSB227-WW/FDB228, HI722/FDSB226-WW/FDB228, OH720/FDSB226-WW/FDB228, OH720/FDSB227-WW/FDB228, OOH740/FDSB226- [Siemens] [C-NET] [*] [#1 DETECTOR] FDBZ290/OOH740/DB721/FDBZ290-AA, FDL241-9/FDLB291/DLR1191, HI720/DB721, HI720/DBS720, HI720/FDSB226-WW/FDB228, HI720/FDSB227-WW/FDB228, HI722//FDSB227-WW/FDB228, HI722/DB721, HI722/DBS720, HI722/FDSB226-WW/FDB228, OH72 [Siemens] [C-NET] [#2 BEACON WHITE HIGH, #2 BEACON WHITE INDICATOR, #2 BEACON WHITE LOW, #2 BEACON WHITE MED] FDSB226-WW/FDB228/FDBZ298, FDSB227-WW/FDB228/FDBZ298, HI720/FDSB226-WW/FDB228, HI720/FDSB227-WW/FDB228, HI722//FDSB227-WW/FDB228, HI722/FDSB226- [Siemens] [C-NET] [#2 BEACON/VOICE WHITE HIGH, #2 BEACON/VOICE WHITE INDICATOR, #2 BEACON/VOICE WHITE LOW, #2 BEACON/VOICE WHITE MED] FDSB227-WW/FDB228/FDBZ298, HI720/FDSB227-WW/FDB228, HI722//FDSB227-WW/FDB228, OH720/FDSB227-WW/FDB228, OOH740/FDSB227-WW
50598286-d488-4656-8f36-55cff4dc1d25 | NFPA 170 REMOTE ANNUNCIATOR | RISER ANNUNCIATOR |  | North | Potter |  | Remote Annunciator |  |  |  | Module | TRUE | RA8F | + | 8 Zone Remote Annunciator | 1 | 0.035 | 0.09 |  |  |  |  | FALSE | [5 empty] | #FFFF0000 | FA-NFPA 170 REMOTE ANNUNCIATOR | 1 | FALSE | FALSE | FALSE | 255 | [13 empty] | FALSE | [7 empty] | THOR\acont | 2024-09-08 17:27 |  | [Potter] [AUX POWER] [*] [ANN PWR] RA-4410RC, RA8F [Potter] [RS-485] [ANN DATA] RA-4410RC, RA8F
c5e09d57-5b93-4c95-9895-55d02a523a68 | CADGEN INTRUSION CONTACT |  |  | North | Generic |  | Intrusion Contact |  |  |  | Module | TRUE | Intrusion Contact |  | Universal Intrusion Contact | 1 | [6 empty] | TRUE | [5 empty] | #FFFF0000 | FA-CADGEN INTRUSION CONTACT | 1 | FALSE | FALSE | FALSE | [20 empty] | DESKTOP-7EIEB7A\acont | 2022-02-12 08:42 | THOR\acont | 2024-09-08 17:27 | Cloned from ProdataKey, Inc. Glass Break | [Generic] [IDC] 01 Door Contact, Glass Break, Intrusion Contact, Motion Detector Ceiling, Motion Detector Long Range, Motion Detector Wall, Motion Detector Wide Angle [Generic] [ACCESS CONTROL INPUT] [*] Door Contact, Glass Break, Intrusion Contact, Motion Detector Ceiling, Motion Detector Long Range, Motion Detector Wall, Motion Detector Wide Angle
140aa2b5-39f5-46e3-b059-55d1e30dd383 | NFPA 170 DUCT SMOKE DETECTOR |  |  | North | MIRCOM |  | Duct Smoke Detector |  |  |  | Module | TRUE | DNR w/MIX-2251BR | + | Intelligent Non-Relay Photoelectric Duct Detector/MIX-2251BR | 1 | 0.0003 | 0.0065 |  |  |  |  | FALSE | TRUE | FLUSH |  | N/A | N/A | #FFFF0000 | FA-NFPA 170 DUCT SMOKE DETECTOR | 1 | FALSE | FALSE | FALSE | 1400 |  |  | 3242-1653:0209 | [10 empty] | FALSE | [7 empty] | THOR\acont | 2024-09-08 17:27 | 20191121 AC Detector with base | [MIRCOM] [SLC SENSORS] [*] [#4 TYPE ADDR ¦ SENSORS] DNR w/MIX-2251BR (C), DNR w/MIX-2351RAP (C), MIX-1251AP w/B200SR-LF-WH (C), MIX-1251AP w/B200SR-WH (C), MIX-1251AP w/B210LP (C), MIX-1251AP w/B224RB-WH (C), MIX-1251AP w/B501 (C), MIX-1251B w/B200SR-LF- [MIRCOM] [SLC MODULES SENSORS] [*] [#2 SHARED ADDR ¦ SENSORS] DNR w/MIX-2251BR (C), DNR w/MIX-2351RAP (C), MIX-1251AP w/B200SR-LF-WH (C), MIX-1251AP w/B200SR-WH (C), MIX-1251AP w/B210LP (C), MIX-1251AP w/B224RB-WH (C), MIX-1251AP w/B501 (C), MIX-1251B w/ | [MIRCOM, Monaco Enterprises] DNR w/723-600-00, DNR w/MIX-2251BR, DNR w/MIX-2351RAP
244b7ced-2622-4276-991c-55d2d43e092c | NFPA 170 VOICE EVACUATION CONTROL UNIT |  |  | North | Hochiki |  | Voice Evac Control Unit |  |  |  | Assembly | TRUE | FNVMP64/P | + | Master Panel, 64 Switch Control, Master Fire Phone | 1 | [6 empty] | FALSE |  |  | *Refer to Install Sheet |  |  | #FFFF0000 | FA-NFPA 170 VOICE EVACUATION CONTROL UNIT | 1 | FALSE | FALSE | FALSE | 211 | [8 empty] | 7,12,18 |  |  |  |  | TRUE | [5 empty] | DESKTOP-7SAL8M7\acont | 2019-11-04 16:25 | THOR\acont | 2024-09-08 17:27
ad456eb2-c145-427a-88a0-55d5b9ba732f | NFPA 170 STROBE WALL |  |  | North | Eaton Wheelock |  | Strobe |  |  |  | Module | TRUE | EL3RST-FR | ++ | WALL STROBE, RED, FIRE | 1 | [6 empty] | TRUE | [5 empty] | #FF0070C0 | FA-NFPA 170 STROBE WALL | 1 | FALSE | FALSE | FALSE | 2020 | [19 empty] | THOR\acont | 2024-08-16 07:57 | THOR\acont | 2024-09-08 17:27 | Cloned from Eaton Wheelock EL3RST-FW | [Eaton Wheelock] [NAC] [24VDC] EL3RMST, EL3RMTSTA, EL3RST-FR, EL3RST-FW, EL4XMST, EL4XMTSTA, EL4XST-FR, EL4XST-FW
f9c650c1-53a1-4b6e-bc8d-55d61c5e9b13 |  |  |  | North | Hochiki |  | Cards & Components |  |  |  | Card | TRUE | FNV-SLC | + | Switch LED Card | 1 | 0.0002 | 0.016 |  |  |  |  | TRUE | [5 empty] | #FFFFFFFF |  |  | FALSE | FALSE | FALSE | [20 empty] | DESKTOP-7SAL8M7\acont | 2019-11-04 16:54 | THOR\acont | 2024-10-09 10:48 | Cloned from Evax MX-SSC CLONED
69cfe15c-f5ae-457e-b421-55d72b7494de | NFPA 170 HEAT DETECTOR |  |  | North | System Sensor |  | Heat Detector |  |  |  | Module | TRUE | 5604 | ++ | 194 °F (90° C) fixed temperature. | 1 | [6 empty] | FALSE | TRUE |  |  |  |  | #FFFF0000 | FA-NFPA 170 HEAT DETECTOR | 1 | FALSE | FALSE | FALSE | 1403 | [13 empty] | FALSE |  |  | 194° |  |  |  |  | THOR\acont | 2024-09-08 17:27 | 20191121 AC Detector without base | [Chemtronics, Firelite, MIRCOM, Notifier, System Sensor] [IDC] 01 [*] [IDC 2-WIRE ++] 1151 (C), 1151EIS (C), 1400 (C), 1451 (C), 1451DH (C), 1451DHHT (C), 2100AT (C), 2100S (C), 2100TR (C), 2100TS (C), 2151 w/B110LP (C), 2151 w/B116LP (C), 2151 w/B401 (C
f17708c9-d65f-4b59-adfd-55d942c2e5d1 | NFPA 170 SPEAKER STROBE CEILING |  |  | North | Siemens |  | Speaker/Strobe |  |  |  | Module | TRUE | SEFH-MC-CW | S54360-F4-A2 | HIGH FIDELITY SPEAKER STROBE, ROUND, HIFI, LOW PROFILE, CEILING, 15/30/75/95CD, WHITE | 1 | [7 empty] | TRUE |  |  |  |  | #FF0070C0 | FA-NFPA 170 SPEAKER STROBE CEILING | 1 | FALSE | FALSE | FALSE | 2020 | [16 empty] | C |  |  | DESKTOP-7SAL8M7\acont | 2019-08-13 09:04 | THOR\acont | 2024-09-08 17:27 | B,T | [Siemens] [AUDIO 70.7v] [70V AUDIO] SEFH-AHMC-CW-ALERT (C), SEFH-AMC-CW-ALERT (C), SEFH-AMC-W-ALERT, SEFH-CR (C), SEFH-CW (C), SEFH-HMC-CR (C), SEFH-HMC-CR-ALERT (C), SEFH-HMC-CW (C), SEFH-HMC-CW-ALERT (C), SEFH-HMC-R, SEFH-HMC-W, SEFH-MC-CR (C), SEFH-MC [Siemens] [NAC] [VDC] SEFH-AMC-CW-ALERT (C), SEFH-MC-CR (C), SEFH-MC-CR-ALERT (C), SEFH-MC-CW (C), SEFH-MC-CW-ALERT (C), SEFH-MC-CW-BLANK (C), SEH-MC-CR (C), SEH-MC-CR-B (C), SEH-MC-CW (C), SEH-MC-CW-ALERT (C), SEH-MC-CW-B (C), SEH-MC-CW-BLANK (C) [Siemens] [AUDIO 25v] [25V AUDIO] SEFH-AHMC-CW-ALERT (C), SEFH-AMC-CW-ALERT (C), SEFH-AMC-W-ALERT, SEFH-CR (C), SEFH-CW (C), SEFH-HMC-CR (C), SEFH-HMC-CR-ALERT (C), SEFH-HMC-CW (C), SEFH-HMC-CW-ALERT (C), SEFH-HMC-R, SEFH-HMC-W, SEFH-MC-CR (C), SEFH-MC-C
54c79fde-cf5a-4ada-99f3-55e3dcc185cd |  |  |  | North | Siemens | [5 empty] | Module | TRUE | SEF-CW | 500-636046 | E SPEAKER FLUSH CEILING WHITE | 1 | [7 empty] | TRUE |  |  |  |  | #FFFFFFFF |  |  | FALSE | FALSE | FALSE | [20 empty] | DESKTOP-7SAL8M7\acont | 2019-08-13 09:04 | THOR\acont | 2024-10-09 10:48
713f203b-db6d-4b38-bcb8-55e43029df7d | CADGEN SAMPLING POINT |  |  | North | Xtralis |  | Air Sampling Detection |  |  |  | Module | TRUE | VSP-980-B |  | VESDA-E VEA 6mm Black Sampling Point | 1 | [6 empty] | FALSE | [5 empty] | #FFFF0000 | FA-CADGEN SAMPLING POINT | 1 | FALSE | FALSE | FALSE | 5010 | [13 empty] | FALSE |  |  | 6mm |  |  | THOR\acont | 2024-01-10 10:47 | THOR\acont | 2024-09-08 17:27 | Cloned from Xtralis VSP-980-W CLONED
a2f6500d-7a5d-4bdd-9194-55e6678944a1 |  |  |  | North | Siemens | [5 empty] | Module | TRUE | CAB1 | 500-633007 | SMALL (ONE ROW) ENCLOSURE-SHIPS ASSEMBLED AS A COMPLETE PACKAGE IN A SINGLE BOX CONTAINING (1) BACKBOX, (1) INNER DOOR, (1) OUTER DOOR AND (1) CLEAR LENS (OD-LP). (BLACK) FIELD MOUNTED | 1 | [12 empty] | #FFFFFFFF |  |  | FALSE | FALSE | FALSE | [20 empty] | DESKTOP-7SAL8M7\acont | 2019-08-13 09:04 | THOR\acont | 2024-10-09 10:48
4774e329-db39-40cf-8bc4-55ebdca97a9c |  |  |  | North | Siemens |  | Cards & Components |  |  |  | Card | TRUE | PSC-12 | 500-033340 | 12A@24VDC POWER SUPPLY & 100AH | 1 | 0.15 | 0.15 | 12 |  |  |  | TRUE | [5 empty] | #FFFFFFFF |  |  | FALSE | FALSE | FALSE | [22 empty] | THOR\acont | 2024-10-09 10:48 |  |  | [Siemens] PSC-12, PSC-12M, PSX-12M
6f3cf07a-5b3b-45dc-a371-55ee085d1bd6 | NFPA 170 VOICE EVACUATION CONTROL UNIT |  |  | North | Potter |  | Voice Evac Control Unit |  |  |  | Assembly | TRUE | PVX-50/8Z |  | 50W Voice Evacuation System with 8 Speaker Zones | 1 | [6 empty] | FALSE | [5 empty] | #FFFF0000 | FA-NFPA 170 VOICE EVACUATION CONTROL UNIT | 1 | FALSE | FALSE | FALSE | 211 | [8 empty] | 7,12,18 |  |  |  |  | TRUE | [7 empty] | THOR\acont | 2024-09-08 17:27
1977fb08-bff0-411e-9e64-55eee0444721 |  |  |  | North | Potter | [5 empty] | Module | TRUE | FHS-2 |  | Flat Trumpet Speaker | 1 | [6 empty] | FALSE | [5 empty] | #FFFFFFFF |  |  | FALSE | FALSE | FALSE | [14 empty] | FALSE | [7 empty] | THOR\acont | 2024-10-09 10:48
beb82ff5-9e29-4cd6-8ba2-55ef72aef4fc |  |  |  | North | Notifier | [5 empty] | Module | TRUE | HFS-MR | ++ | Relay Module | 1 | 0.0003 | 0.0055 |  |  |  |  | FALSE | FALSE |  |  |  |  | #FFFFFFFF |  |  | FALSE | FALSE | FALSE | [14 empty] | FALSE | [7 empty] | THOR\acont | 2024-10-09 10:48 |  | [Honeywell, Notifier, System Sensor] [SLC MODULES SENSORS] [*] [#1 SHARED ADDR ¦ MODULES] 30-3013 w/FMM-101, Q3013D, ACM-8R, ACPS-610, AMPS-24, AMPS-24E, EM-1M, EM-1MI, EM-1MM, EM-1MMI, EM-1R, EM-1RI, EM-1SR, EM-1SRI, FCM-1, FCM-1-REL, FD7044 MM-101, FDM [Honeywell, Notifier, System Sensor] [SLC MODULES] [*] [#3 TYPE ADDR ¦ MODULES] 30-3013 w/FMM-101, Q3013D, ACM-8R, ACPS-610, AMPS-24, AMPS-24E, EM-1M, EM-1MI, EM-1MM, EM-1MMI, EM-1R, EM-1RI, EM-1SR, EM-1SRI, FCM-1, FCM-1-REL, FD7044 MM-101, FDM-1, FDRM-1 | [Notifier, Silent Knight] EM-1R, EM-1RI, FRM-1, HFS-MR, NC-100R, NC-100RA
fee07e3b-a15b-4714-8f55-55f044b386ca |  |  |  | North | Siemens | [5 empty] | Module | TRUE | FC922-UE | S54400-C16-A1 | 252-point system with 170W power supply and operator interface with 24 zone LEDs Consists of: One FCM2019-U3, one FP2011-U1, one FCI2016-U1 | 1 | [12 empty] | #FFFFFFFF |  |  | FALSE | FALSE | FALSE | [20 empty] | DESKTOP-7SAL8M7\acont | 2019-08-13 09:04 | THOR\acont | 2024-10-09 10:48
1d3e495d-9637-4e28-9da7-55fca80caa39 |  |  |  | North | Honeywell |  | Cards & Components |  |  |  | Card | TRUE | VISTA-20P Main Board | + | Main Board | 1 | 0.3 | 0.47 |  |  |  |  | TRUE | [5 empty] | #FFFFFFFF |  |  | FALSE | FALSE | FALSE | [14 empty] | FALSE | [5 empty] | DESKTOP-7EIEB7A\acont | 2023-01-30 11:19 | THOR\acont | 2024-10-09 10:48 | Cloned from Honeywell VISTA-32FBPT Main Board |  | [Honeywell] VISTA-128FBPT Main Board, VISTA-20P Main Board, VISTA-21iP Main Board, VISTA-250FBPT Main Board, VISTA-32FBPT Main Board [Fike, First Alert, Honeywell, Siemens, Silent Knight] 10-2542, 10-2622, 5110XM Main Board, FA1600C Main Board, FA1600C-24 Main Board, FA1600CA Main Board, FA1600CB Main Board, FC924-US Main Board, SK-2, SK-4, VISTA-128FBPT Main Board, VISTA-20P Main Boar
6c57ca2d-9335-4e9f-bc96-561185405b8e | NFPA 170 SPEAKER WALL |  |  | North | Kidde |  | Speaker |  |  |  | Module | TRUE | INT-8A-RS25WA |  | 25V Re-ent Speaker, white, no markings, 88 cd, amber | 1 | [6 empty] | FALSE | [5 empty] | #FF0070C0 | FA-NFPA 170 SPEAKER WALL | 1 | FALSE | FALSE | FALSE | 2021 | [13 empty] | FALSE | [5 empty] | AUGUSTALIEN\aucon | 2024-05-21 15:56 | THOR\acont | 2024-10-09 10:48 | Cloned from Edwards 757-8A-RS25WA
c85a2bdb-d279-48cf-8217-561440a670a4 |  |  |  | North | Notifier |  | Hardware |  |  |  | Hardware | TRUE | CHS-M3 |  | Chassis | 1 | [6 empty] | FALSE |  | SURFACE |  | PROVIDED ("WX"HX"D) | N/A | #FFFFFFFF |  |  | FALSE | FALSE | FALSE |  |  |  | 7165-0028:0224 | [10 empty] | FALSE | [7 empty] | THOR\acont | 2024-10-09 10:48
ffc91fad-638b-44bb-a2dc-5619687a513a | NFPA 170 ADDRESSABLE INPUT MONITOR MODULE |  |  | North | Autocall |  | Addressable Module |  |  |  | Module | TRUE | A4090-9051 |  | Supervised IAM, encapsulated with wire leads | 1 | 0.0008 | 0.001 |  |  |  |  | TRUE | [5 empty] | #FFFF0000 | FA-NFPA 170 ADDRESSABLE INPUT MONITOR MODULE | 1 | FALSE | FALSE | FALSE | 1000 | [16 empty] | E |  |  | DESKTOP-0D6CQVA\lousc | 2019-08-09 17:03 | THOR\acont | 2024-09-08 17:27 | Cloned from AutoCall A4090-9001 | [Autocall, Simplex] [IDNet] [MODULES ++] 2080-9056, 2080-9057, 2080-9067, 2080-9068, 2080-9069, 2080-9070, 4009-9201 Main Board, 4009-9401 Main Board, 4010-9901, 4090-5261, 4090-9001, 4090-9002, 4090-9005, 4090-9006, 4090-9008, 4090-9116, 4098-9019 (Cont | [Autocall, Simplex] 4090-9001, 4090-9116, A4090-9001, A4090-9051, A4090-9116, A4090-9117
ae8c955f-31ce-4131-bf8a-561bcf227211 | NFPA 170 SPEAKER STROBE CEILING |  |  | North | Gentex |  | Speaker/Strobe |  |  |  | Module | TRUE | SSPK24CLPAR |  | Speaker/Strobe, 24 VDC, Ceiling Mount, Red, Alert | 1 | 0 | 0.12 |  |  |  |  | FALSE | TRUE |  |  |  |  | #FF0070C0 | FA-NFPA 170 SPEAKER STROBE CEILING | 1 | FALSE | FALSE | FALSE | 2020 | [13 empty] | FALSE |  |  | C |  |  |  |  | THOR\acont | 2024-09-08 17:27 |  | [Gentex, Hochiki, Potter] [AUDIO 25v] [25V AUDIO] CSPKSTR-24AR (C), CSPKSTR-24AW (C), CSPKSTR-24BR (C), CSPKSTR-24BW (C), CSPKSTR-24GR (C), CSPKSTR-24GW (C), CSPKSTR-24RR (C), CSPKSTR-24RW (C), FASPKR-R (C), FASPKR-W (C), FASPKR-WR, FASPKR-WW, FASPK-WPR, [Gentex, Hochiki] [NAC] [UL MAX] HSSPK24CLPPR (C), HSSPK24CLPPW (C), HSSPK24CLPR (C), HSSPK24CLPW (C), SSPK24CLPAR (C), SSPK24CLPAW (C), SSPK24CLPR (C), SSPK24CLPW (C) [Gentex, Hochiki, Potter] [AUDIO 70.7v] [70V AUDIO] CSPKSTR-24AR (C), CSPKSTR-24AW (C), CSPKSTR-24BR (C), CSPKSTR-24BW (C), CSPKSTR-24GR (C), CSPKSTR-24GW (C), CSPKSTR-24RR (C), CSPKSTR-24RW (C), FASPKR-R (C), FASPKR-W (C), FASPKR-WR, FASPKR-WW, FASPK-WP
34bfe56b-0c08-46f0-9e4d-5620321d3bb5 |  |  |  | North | Fike |  | Cards & Components |  |  |  | Card | TRUE | 10-2658 |  | Smoke Control Card | 1 | 0.048 | 0.102 |  |  |  |  | TRUE | [5 empty] | #FFFFFFFF |  |  | FALSE | FALSE | FALSE | [14 empty] | FALSE | [5 empty] | AULAPTOP-PC\Aulaptop | 2019-07-06 06:59 | THOR\acont | 2024-10-09 10:48 | Cloned from Fike XXXX CLONED
3dd9794f-3f01-452c-89ef-5620f84d3170 | NFPA 170 MANUAL PULL |  |  | North | DMP |  | Manual Station |  |  |  | Module | TRUE | 850D/711 | ++ | Dual-action pull station w/ addressable module | 1 | 0.0126 | 0.013 |  |  |  |  | FALSE | TRUE |  |  |  |  | #FFFF0000 | FA-NFPA 170 MANUAL PULL | 1 | FALSE | FALSE | FALSE | 1408 | [13 empty] | FALSE | [5 empty] | DESKTOP-7EIEB7A\acont | 2023-05-20 09:49 | THOR\acont | 2024-09-08 17:27 | Cloned from DMP 850S/711 | [DMP] [DMP LX BUS] [*] [LX BUS] 2W-BLX/10 (C), 2WT-BLX/10 (C), 850D/711 (C), 850D/711S (C), 850S/711 (C), 850S/711S (C)
9c6eb61f-55a2-4e4a-8514-56222124277a | NFPA 170 HORN STROBE CEILING |  |  | North | Siemens |  | Horn/Strobe |  |  |  | Module | TRUE | SL2FSSCR-CO | S54329-F125-A1++ | Sounder-Strobe, Ceiling, Clear, Red, CO | 1 | [7 empty] | TRUE |  |  |  |  | #FF0070C0 | FA-NFPA 170 HORN STROBE CEILING | 1 | FALSE | FALSE | FALSE | 2023 | [16 empty] | LF |  |  | DESKTOP-7EIEB7A\acont | 2023-08-03 11:49 | THOR\acont | 2024-09-08 17:27 | Cloned from Siemens SL2HSCR-AL CLONED | [Siemens] [NAC] [24 VDC, HORN TEMPORAL] SL2FSSCR-AL (C), SL2FSSCR-CO (C), SL2FSSCR-F (C), SL2FSSCR-N (C), SL2FSSCW-AL (C), SL2FSSCW-CO (C), SL2FSSCW-F (C), SL2FSSCW-N (C), SL2FSSWR-AL, SL2FSSWR-CO, SL2FSSWR-F, SL2FSSWR-N, SL2FSSWW-CO, SL2FSSWW-F, SL2FSSW
629f5631-76fb-4b85-8d80-5628f42a2544 |  |  |  | North | Potter |  | Cards & Components |  |  |  | Card | TRUE | PAD100-IB | + | Addressable Isolator Base | 1 | 0.00015 | 0.00015 |  |  |  |  | TRUE | [5 empty] | #FFFFFFFF |  |  | FALSE | FALSE | FALSE | [14 empty] | FALSE | [7 empty] | THOR\acont | 2024-10-09 10:48 |  | [Potter] [ISO] 01 [*] [ISO ++] AIB, PAD100-IB, PAD100-IM, SCI
d7965574-cb6c-4b29-8889-5629284c7c21 |  |  |  | North | Brivo | Security/Access Control |  |  |  |  | Module | TRUE | ACS300 |  |  | 1 | [12 empty] | #FFFFFFFF |  |  | FALSE | FALSE | FALSE | [20 empty] | THOR\acont | 2024-03-12 21:20 | THOR\acont | 2024-10-09 10:48
bd051b9b-67a2-48c0-b1e4-562bc0f6e1c7 | NFPA 170 AMPLIFIER RACK |  |  | North | Gamewell FCI |  | Amplifier |  |  |  | Assembly | TRUE | 90272A-801 | ++ | Encompass LT 300W Cabinet w/IP | 1 | [6 empty] | TRUE | [5 empty] | #FFFF0000 | FA-NFPA 170 AMPLIFIER RACK | 1 | FALSE | FALSE | FALSE | [17 empty] | 5 AMP REQ'D |  |  | THOR\acont | 2025-02-12 11:07 |  |  | Cloned from Edwards 90272A-801
2bfcaab0-653c-4710-b929-5631a4482c61 | NFPA 170 HEAT DETECTOR |  |  | North | Gamewell FCI |  | Heat Detector |  |  |  | Module | TRUE | ATD-L3 w/B200SR-WH | + | Thermal heat detector, 135°F fixed, bright white, Velociti w/ Standard sounder base, bright white | 1 | 0.0002 | 0.0045 |  |  |  |  | FALSE | TRUE | FLUSH |  | 4" SQ. DEEP | 3 "O" PLASTER RING | #FFFF0000 | FA-NFPA 170 HEAT DETECTOR | 1 | FALSE | FALSE | FALSE | 1403 | [13 empty] | FALSE |  |  | SB |  |  | DESKTOP-7SAL8M7\acont | 2019-05-06 09:58 | THOR\acont | 2024-09-08 17:27 | 20191121 AC Detector with base | [Gamewell FCI] [SLC SENSORS] [*] [#4 TYPE ADDR ¦ SENSORS] ADPF (C), ASD-PL2F w/B200S-LF-WH (C), ASD-PL2F w/B210LP (C), ASD-PL2FR (C), ASD-PL3 w/B200S-LF-WH (C), ASD-PL3 w/B200SR-LF-WH (C), ASD-PL3 w/B200SR-WH (C), ASD-PL3 w/B224BI-WH (C), ASD-PL3 w/B224R [Gamewell FCI] [SLC MODULES SENSORS] [*] [#2 SHARED ADDR ¦ SENSORS] ADPF (C), ASD-PL2F w/B200S-LF-WH (C), ASD-PL2F w/B210LP (C), ASD-PL2FR (C), ASD-PL3 w/B200S-LF-WH (C), ASD-PL3 w/B200SR-LF-WH (C), ASD-PL3 w/B200SR-WH (C), ASD-PL3 w/B224BI-WH (C), ASD-P
7c3b5bf8-587d-4d82-8985-56425785e455 | NFPA 170 STROBE WALL |  |  | North | MIRCOM |  | Strobe |  |  |  | Module | TRUE | RTI-1 |  | Remote Trouble Indicator | 1 | [6 empty] | FALSE | [5 empty] | #FF0070C0 | FA-NFPA 170 STROBE WALL | 1 | FALSE | FALSE | FALSE | 2023 | [13 empty] | FALSE | [5 empty] | AULAPTOP-PC\Aulaptop | 2018-10-13 06:23 | THOR\acont | 2024-09-08 17:27 | Cloned from MIRCOM New Part
4d904431-c0dc-4339-adbd-5646f7b38194 | NFPA 170 FIRE ALARM CONTROL UNIT | RISER FACP |  | North | Advanced |  | Fire Alarm Control Unit |  |  |  | Assembly | TRUE | AX-CTL-4 |  | Fire Alarm Control Panel 4 loop with 4 NAC ckts | 1 | [6 empty] | TRUE | [5 empty] | #FFFF0000 | FA-NFPA 170 FIRE ALARM CONTROL UNIT | 1 | FALSE | FALSE | FALSE | 202 | [8 empty] | 7,12,18,55 |  |  |  |  | TRUE | [5 empty] | AULAPTOP-PC\Aulaptop | 2019-05-12 11:51 | AUGUSTALIEN\aucon | 2025-02-14 18:13 | Cloned from Advanced New Part
f43b7d7c-9d1c-4f48-80a2-5651700166c8 | NFPA 170 ADDRESSABLE INPUT MONITOR MODULE |  |  | North | Bosch |  | Addressable Module |  |  |  | Module | TRUE | DS7457i | ++ | Single-zone Input Module, Multiplex | 1 | 0.0005 | 0.0005 |  |  | 12 | [7 empty] | #FFFF0000 | FA-NFPA 170 ADDRESSABLE INPUT MONITOR MODULE | 1 | FALSE | FALSE | FALSE | [17 empty] | M |  |  | DESKTOP-7EIEB7A\acont | 2021-08-13 06:25 | THOR\acont | 2024-09-08 17:27 |  | [Bosch] [SLC MUX BOSCH] [*] [#1 ++] D341/D7044M, D5601/D7044M, D7044, D7044M, D7050, D7050 w/D7050-B6 BASE (C), D7050TH w/D7050-B6 BASE (C), D7052, D7053, DS7432, DS7457i, DS7457iF, DS7460I, DS7461I, DS7465I, FMM-7045, FMM-7045-D | [Bosch] DS7457i, DS7457iF, DS7461I, DS7465I
29812035-e4a4-425b-9bea-565194816775 | NFPA 170 STROBE WALL |  |  | North | Kidde |  | Strobe |  |  |  | Module | TRUE | EG1VRF |  | Strobe, Wall, Red, FIRE | 1 | [12 empty] | #FF0070C0 | FA-NFPA 170 STROBE WALL | 1 | FALSE | FALSE | FALSE | 2023 | [19 empty] | DESKTOP-7SAL8M7\acont | 2019-04-05 23:27 | THOR\acont | 2024-09-08 17:27 |  | [Edwards, Kidde] [NAC] [16-33 VDC] EG1VRF, EG1VRN, EG1VWF, EG1VWN, G1VRF, G1VRN, G1VWF, G1VWN [Edwards, Kidde] [NAC] [16-33 VFWR] EG1VRF, EG1VRN, EG1VWF, EG1VWN, G1VRF, G1VRN, G1VWF, G1VWN
234e6b10-707c-464e-87fb-5655be7062ab |  |  |  | North | Siemens |  | Hardware |  |  |  | Hardware | TRUE | CAB3-XBD | 500-633769 | LARGE ENCLOSURE TRANSPONDER DOOR - BLACK MOUNTS TO CAB3-BB | 1 | [12 empty] | #FFFFFFFF |  |  | FALSE | FALSE | FALSE | [20 empty] | DESKTOP-7SAL8M7\acont | 2019-08-13 09:04 | THOR\acont | 2024-10-09 10:48
bf7476bf-bbfd-46f5-a123-565610ea7f61 | NFPA 170 HEAT DETECTOR |  |  | North | Autocall |  | Heat Detector |  |  |  | Module | TRUE | A4098-9612E w/A4098-9682E | + | Electronic Heat Detector 4-Wire 135° F (57° C) with auxiliary alarm relay output, High Humidity | 1 | 0.0001 | 0.024 |  |  |  |  | TRUE | TRUE |  |  |  |  | #FFFF0000 | FA-NFPA 170 HEAT DETECTOR | 1 | FALSE | FALSE | FALSE | 1403 | [16 empty] | 135 |  |  | THOR\acont | 2024-02-20 17:06 | THOR\acont | 2024-09-08 17:27 | Cloned from Autocall A4098-9612 w/A4098-9682 | [Autocall, Simplex] [AUX POWER] [4-WIRE AUX POWER] 4098-9601 w/4098-9682 (C), 4098-9602 w/4098-9682 (C), 4098-9605 w/4098-9682 (C), 4098-9612 w/4098-9682 (C), 4098-9612E w/4098-9682E (C), 4098-9613 w/4098-9682 (C), 4098-9613E w/4098-9682E (C), 4098-9614 [Autocall, Simplex] [IDC] 01 2098-9201 (C), 2098-9202 (C), 2098-9203 (C), 2098-9208 (C), 2098-9576 (C), 2099-9101 (C), 2099-9102 (C), 2099-9103 (C), 2099-9104 (C), 2099-9105 (C), 2099-9107 (C), 2099-9108 (C), 2099-9754 (C), 2099-9755 (C), 2099-9756 (C), | [Autocall, Simplex] 4098-9612 w/4098-9682, 4098-9612E w/4098-9682E, 4098-9612E w/4098-9683E, 4098-9612E w/4098-9684E, 4098-9612E w/4098-9788E, 4098-9613 w/4098-9682, 4098-9613E w/4098-9682E, 4098-9613E w/4098-9683E, 4098-9613E w/4098-9684E, 4098-9613E w/4
e77f592f-6fc3-47c3-a217-5656571b7603 |  |  |  | North | Siemens | [5 empty] | Module | TRUE | SBGA-34 | S54370-F13-A1 | Audible Detector Base With Temp 4 for CO | 1 | [12 empty] | #FFFFFFFF |  |  | FALSE | FALSE | FALSE | [20 empty] | DESKTOP-7SAL8M7\acont | 2019-08-13 09:04 | THOR\acont | 2024-10-09 10:48
efbfbb6b-9834-4ee2-8ada-566d3864e508 | CADGEN CARD READER |  |  | North | HID | Security/Access Control | Card Reader |  |  |  | Module | TRUE | 40K | ++ | Card reader w/Keypad, Single Gang Mount | 1 | 0.07 | 0.25 |  |  | 12 |  | FALSE | [5 empty] | #FFFF0000 | FA-CADGEN CARD READER | 1 | FALSE | FALSE | FALSE | 5000 | [13 empty] | FALSE | [5 empty] | DESKTOP-7EIEB7A\acont | 2023-01-26 09:57 | THOR\acont | 2024-09-08 17:27 | Cloned from HID 20 CLONED CLONED | [HID, Identive] [CARD READER INPUT] [*] [ALL DEVICES ++] 20, 20K, 40, 40K, 8216ABP00dk, R10, R15, R40, R90, RK40, RP40
3d340aa2-86a3-4a9c-85fd-566ed8e1ad2e |  |  |  | North | Edwards |  | Cards & Components |  |  |  | Card | TRUE | 2-8GYS |  | OBSOLETE - 8 Green, 8 Yellow, 8 Switch LED Annunciator Module | 1 | [6 empty] | TRUE | [5 empty] | #FFFFFFFF |  |  | FALSE | FALSE | FALSE | [14 empty] | FALSE | [7 empty] | THOR\acont | 2024-10-09 10:48
2e63b5c1-ca50-4240-afb4-566fc30eef36 |  |  |  | North | Edwards |  | Hardware |  |  |  | Hardware | TRUE | CV10931 |  | One-Hole Wrap-Strap for CPVC and ABS Pipe, Bag of 100 | 1 | [6 empty] | FALSE | [5 empty] | #FFFFFFFF |  |  | FALSE | FALSE | FALSE | [14 empty] | FALSE | [7 empty] | THOR\acont | 2024-10-09 10:48
df7c3822-8ce8-4795-8c62-56720bf22090 | NFPA 170 SMOKE HEAT CO DETECTOR |  |  | North | MIRCOM |  | Smoke/Heat/CO Detector |  |  |  | Module | TRUE | MIX-COSAP w/APB200-LF | + | ADVANCED MULTI-CRITERIA FIRE/CO DETECTOR w/ LF SOUNDER BASE | 1 | 0.0006 | 0.0072 |  |  |  |  | FALSE | TRUE |  |  |  |  | #FFFF0000 | FA-NFPA 170 SMOKE HEAT CO DETECTOR | 1 | FALSE | FALSE | FALSE | 1410 | [13 empty] | FALSE |  |  | LF |  |  |  |  | THOR\acont | 2024-09-08 17:27 | 20191121 AC Detector with base | [MIRCOM] [SLC SENSORS] [*] [#4 TYPE ADDR ¦ SENSORS] DNR w/MIX-2251BR (C), DNR w/MIX-2351RAP (C), MIX-1251AP w/B200SR-LF-WH (C), MIX-1251AP w/B200SR-WH (C), MIX-1251AP w/B210LP (C), MIX-1251AP w/B224RB-WH (C), MIX-1251AP w/B501 (C), MIX-1251B w/B200SR-LF- [MIRCOM] [SLC MODULES SENSORS] [*] [#2 SHARED ADDR ¦ SENSORS] DNR w/MIX-2251BR (C), DNR w/MIX-2351RAP (C), MIX-1251AP w/B200SR-LF-WH (C), MIX-1251AP w/B200SR-WH (C), MIX-1251AP w/B210LP (C), MIX-1251AP w/B224RB-WH (C), MIX-1251AP w/B501 (C), MIX-1251B w/ [MIRCOM] [AUX POWER] [HIGH VOLUME @ 16VDC, LOW VOLUME @ 16VDC] MIX-COSAP w/APB200-LF (C), MIX-FC351AP w/APB200-LF-WH (C)
17d906d4-32bd-489e-9072-567698ed3f0d |  |  |  | North | Edwards |  | Hardware |  |  |  | Hardware | TRUE | 443702BR |  | 18/2 Solid Twisted No-Jacket TFN-THHN (Blk/Red) | 1 | [6 empty] | FALSE | [5 empty] | #FFFFFFFF |  |  | FALSE | FALSE | FALSE | [14 empty] | FALSE | [7 empty] | THOR\acont | 2024-10-09 10:48
5bc52dd8-74d5-453c-8f3d-56774bdb9321 | NFPA 170 MANUAL PULL |  |  | North | Edwards |  | Manual Station |  |  |  | Module | TRUE | MPSR2-DHTW-GE |  | Wpf, Double Action Station, DPDT, hex screw rest | 1 | [6 empty] | FALSE | [5 empty] | #FFFF0000 | FA-NFPA 170 MANUAL PULL | 1 | FALSE | FALSE | FALSE | 957 | [13 empty] | FALSE |  |  | WP |  |  |  |  | THOR\acont | 2024-09-08 17:27 |  | [Edwards, Kidde, Monaco Enterprises] [IDC] 01 1534-1, 200-GAOF, 270A-DPO, 270A-SPO, 270-DOC, 270-DOC-B, 270-DOC-F, 270-DPO, 270-GAO, 270-GAOB, 270-GAO-DOC, 270-GAO-DOCF, 270P-DPO, 270P-SPO, 270-SPO, 270-SPOW, 270-SPOWB, 270-SPOWF, 271-KR1/SR/GS, 276A-REL
cfcfa28a-23a8-4937-832b-5678dce0360d | NFPA 170 FIRE ALARM CONTROL UNIT | RISER FACP |  | North | Hochiki |  | Fire Alarm Control Unit |  |  |  | Assembly | TRUE | LA101K3-40 |  | FireNET L@TITUDE Analog Addressable Fire Alarm Control Panel, 4 Slot Standard Enclosure, 5.25 A 115V, 6-Loop Panel Module, Hochiki Protocol, Network Module, and Media Gateway™, Gray, 48 Zone LEDs | 1 | [6 empty] | FALSE |  |  | *Refer to Install Sheet | 16.5in (W) x 23.2in (H) x 6in (D) | KM5FCRD (Optional Semi-Flush Mounting Kit) | #FFFF0000 | FA-NFPA 170 FIRE ALARM CONTROL UNIT | 1 | FALSE | FALSE | FALSE | 202 | [8 empty] | 7,12,18,28 |  |  | 5.25 |  | TRUE | [5 empty] | DESKTOP-7SAL8M7\acont | 2019-12-04 15:59 | THOR\acont | 2024-09-08 17:27 | Cloned from Hochiki LA101K1-40
1cb2ea97-a21c-419a-98e9-567bd28b42d7 |  |  |  | North | Edwards |  | Hardware |  |  |  | Hardware | TRUE | EVLT |  | Lamp test Push Button | 1 | [6 empty] | FALSE | [5 empty] | #FFFFFFFF |  |  | FALSE | FALSE | FALSE | [14 empty] | FALSE | [7 empty] | THOR\acont | 2024-10-09 10:48
ad90556c-a0eb-45de-9cd3-567d8475de59 |  |  |  | North | Edwards | [5 empty] | Card | TRUE | iO1000GC Mainboard |  | Mainboard for iO1000GC assembly |  | 0.231 | 0.44 |  |  |  |  | TRUE | [5 empty] | #FFFFFFFF |  |  | FALSE | FALSE | [15 empty] | FALSE | [7 empty] | DESKTOP-7EIEB7A\acont | 2023-03-31 12:04 |  | [Edwards, Kidde, Macurco] [IDC] [#1 ALARM] 2IDC, 76-600000-001 Main Board, 76-800xxx-xxx Main Board, 77-600000-901 Main Board, 84-732001-901 Main Board, DVP-120 Mainboard, EST1-2Z Mainboard, FSP1004G Mainboard, FSP1004G-2 Mainboard, FSP1004GD Mainboard, [Edwards, Kidde, Macurco] [IDC] [#3 SUPERVISORY] 2IDC, 76-600000-001 Main Board, 76-800xxx-xxx Main Board, 77-600000-901 Main Board, 84-732001-901 Main Board, DVP-120 Mainboard, EST1-2Z Mainboard, FSP1004G Mainboard, FSP1004G-2 Mainboard, FSP1004GD Mainb [Edwards, Kidde, Macurco] [IDC] [#2 TROUBLE] 2IDC, 76-600000-001 Main Board, 76-800xxx-xxx Main Board, 77-600000-901 Main Board, 84-732001-901 Main Board, DVP-120 Mainboard, EST1-2Z Mainboard, FSP1004G Mainboard, FSP1004G-2 Mainboard, FSP1004GD Mainboard | [Edwards, Kidde] FX-1000 Mainboard, FX-1000D Mainboard, iO1000G Mainboard, iO1000G-2 Mainboard, iO1000G-2-PG Mainboard, iO1000G-2-SP Mainboard, iO1000GC Mainboard, iO1000GD Mainboard, iO1000G-F Mainboard, iO1000G-PG Mainboard, iO1000G-SP Mainboard, iO1000 [Edwards, Kidde] FX-1000 Mainboard, FX-1000D Mainboard, FX-64RD Mainboard, iO1000G Mainboard, iO1000G-2 Mainboard, iO1000G-2-PG Mainboard, iO1000G-2-SP Mainboard, iO1000GC Mainboard, iO1000GD Mainboard, iO1000G-F Mainboard, iO1000G-PG Mainboard, iO1000G-S [Edwards, Kidde] FX-1000 Mainboard, FX-1000D Mainboard, FX-64RD Mainboard, iO1000G Mainboard, iO1000G-2 Mainboard, iO1000G-2-PG Mainboard, iO1000G-2-SP Mainboard, iO1000GC Mainboard, iO1000GD Mainboard, iO1000G-F Mainboard, iO1000G-PG Mainboard, iO1000G-S [Edwards] IO-SDC2
d0fe2cf7-1b56-4636-9a42-56810bf492ad | NFPA 170 STROBE WALL |  |  | North | Edwards |  | Strobe |  |  |  | Module | TRUE | 116DEGEXR-FJ |  | Explosionproof Strobe - Genesis synchronization RED LENS | 1 | 0 | 0.505 |  |  |  |  | FALSE | [5 empty] | #FF0070C0 | FA-NFPA 170 STROBE WALL | 1 | FALSE | FALSE | FALSE | 2023 | [13 empty] | FALSE |  |  | EXP |  |  | AUGUSTXPS17-EUP\aucon | 2023-01-13 11:57 | THOR\acont | 2024-09-08 17:27 | Cloned from Edwards 116DEGEXA-FJ CLONED CLONED CLONED | [Edwards] [NAC] [24 FWR] 116DEGEXR-FJ [Edwards] [NAC] [24 VDC] 116DEGEXR-FJ
56a81610-6d84-47b9-8e3d-56a12330a5f4 | NFPA 170 SPEAKER WALL |  |  | North | Kidde |  | Speaker |  |  |  | Module | TRUE | 90215A-801-05-L | HyperSpike | UL 1480 listed C1D2 certified TCPA-10 Distributed Audio Speaker with 5 selectable power taps that run off of 25V, 70V and 100 VRMS audio systems. Red. | 1 | [6 empty] | FALSE |  | 72377B-801 |  |  |  | #FF0070C0 | FA-NFPA 170 SPEAKER WALL | 1 | FALSE | FALSE | FALSE | 2021 | [13 empty] | FALSE | [5 empty] | DESKTOP-7SAL8M7\acont | 2020-01-17 08:50 | THOR\acont | 2024-09-08 17:27 | Cloned from Kidde 90215A-801-01-L | [Kidde] [AUDIO 70.7v] [70V AUDIO] 90215A-801-01-L, 90215A-801-04-L, 90215A-801-05-L, 90215A-801-06-L [Kidde] [AUDIO 25v] [25V AUDIO] 90215A-801-01-L, 90215A-801-04-L, 90215A-801-05-L, 90215A-801-06-L
7e350d05-d2c1-4fde-b272-56a44092c4cd |  |  |  | North | Notifier |  | Cards & Components |  |  |  | Card | TRUE | TM-4 |  | Transmitter Module. Includes three reverse-polarity circuits and one municipal box circuit | 1 | 0.11 | 0.175 |  |  |  |  | TRUE | FALSE |  |  |  |  | #FFFFFFFF |  |  | FALSE | FALSE | FALSE | [14 empty] | FALSE | [7 empty] | THOR\acont | 2024-10-09 10:48
8b13c641-54c7-49fe-a2a9-56aad535f776 | NFPA 170 MANUAL PULL |  |  | North | Edwards |  | Manual Station |  |  |  | Module | TRUE | MPSR2-SHTW-GE-NYW |  | Wpf, Double Action Station, SPST, hex screw reset, NYC white stripe | 1 | [6 empty] | FALSE | [5 empty] | #FFFF0000 | FA-NFPA 170 MANUAL PULL | 1 | FALSE | FALSE | FALSE | 957 | [13 empty] | FALSE |  |  | WP |  |  |  |  | THOR\acont | 2024-09-08 17:27 |  | [Edwards, Kidde, Monaco Enterprises] [IDC] 01 1534-1, 200-GAOF, 270A-DPO, 270A-SPO, 270-DOC, 270-DOC-B, 270-DOC-F, 270-DPO, 270-GAO, 270-GAOB, 270-GAO-DOC, 270-GAO-DOCF, 270P-DPO, 270P-SPO, 270-SPO, 270-SPOW, 270-SPOWB, 270-SPOWF, 271-KR1/SR/GS, 276A-REL
251644c2-2dac-4116-9d81-56b0737dc016 |  |  |  | North | West-Com | [5 empty] | Module | TRUE | WC-BED2 |  | West-Com Bed Connectors | 1 | [6 empty] | FALSE | [5 empty] | #FFFFFFFF |  |  | FALSE | FALSE | FALSE | [14 empty] | FALSE |  |  | WC-BED2 |  |  |  |  | THOR\acont | 2024-10-09 10:48
f4d8106e-cdfd-44ff-9ddd-56c186449242 |  |  |  | North | Edwards |  | Hardware |  |  |  | Hardware | TRUE | EVPLED |  | Annunciator Power On LED | 1 | [6 empty] | FALSE | [5 empty] | #FFFFFFFF |  |  | FALSE | FALSE | FALSE | [14 empty] | FALSE | [7 empty] | THOR\acont | 2024-10-09 10:48
3dd239b8-831c-46dc-93a1-56c3cf4ce66f | NFPA 170 NOTIFICATION CIRCUIT EXTENDER PANEL | RISER NAC |  | North | Edwards |  | Notification Circuit Extender Panel |  |  |  | Assembly | TRUE | BPS10A/230 |  | Remote Booster Power Supply, 10A, 230Vac, Red | 1 | [6 empty] | FALSE | [5 empty] | #FFFF0000 | FA-NFPA 170 NOTIFICATION CIRCUIT EXTENDER PANEL | 1 | FALSE | FALSE | FALSE | 212 | [8 empty] | 7,12,18,65 |  |  |  |  | TRUE | [7 empty] | THOR\acont | 2024-09-08 17:27
2d09bbbf-ac44-454e-a18e-56d1a389a147 |  |  |  | North | Siemens | [5 empty] | Module | TRUE | LTP | 500-620490 | PKG OF 2 RESET KEYS | 1 | [12 empty] | #FFFFFFFF |  |  | FALSE | FALSE | FALSE | [20 empty] | DESKTOP-7SAL8M7\acont | 2019-08-13 09:04 | THOR\acont | 2024-10-09 10:48
f5bbb444-4c62-4ab7-b26c-56dc503bbd6f | NFPA 170 NOTIFICATION CIRCUIT EXTENDER PANEL | RISER NAC |  | North | Honeywell |  | Notification Circuit Extender Panel |  |  |  | Assembly | TRUE | HPF24S6 | + | 6-Amp, 24-Volt Power Supply | 1 | [6 empty] | FALSE | [5 empty] | #FFFF0000 | FA-NFPA 170 NOTIFICATION CIRCUIT EXTENDER PANEL | 1 | FALSE | FALSE | FALSE | 212 | [8 empty] | 7,12,18 |  |  | 6 |  | TRUE | [5 empty] | AULAPTOP-PC\Aulaptop | 2018-11-18 09:00 | THOR\acont | 2024-09-08 17:27 | Cloned from Honeywell New Part CLONED CLONED CLONED CLONED CLONED CLONED
3eec6f09-e1f9-4264-81ca-56ded8452a66 | NFPA 170 HORN STROBE |  |  | North | Siemens |  | Horn/Strobe |  |  |  | Module | TRUE | MTH-MC-W | 500-636079++ | MULTI TONE HORN MULTI CANDELA WHITE | 1 | [12 empty] | #FF0070C0 | FA-NFPA 170 HORN STROBE | 1 | FALSE | FALSE | FALSE | 2012 | [19 empty] | DESKTOP-7SAL8M7\acont | 2019-08-13 09:04 | THOR\acont | 2024-09-08 17:27 | B,T | [Siemens] [NAC] [DC HIGH DB CODE 3] MTH-MC-R, MTH-MC-W [Siemens] [NAC] [FWR HIGH DB CODE 3] MTH-MC-R, MTH-MC-W
31520788-83cb-4531-ac96-56e0d7a4522f |  |  |  | North | TALK A PHONE | Area of Refuge | Cards & Components |  |  |  | Card | TRUE | AOR-PSU-5-10 MAIN CARD | ++ | Main Board | 1 | 0 | 0 | 2.5 |  |  |  | TRUE | [5 empty] | #FFFFFFFF |  |  | FALSE | FALSE | FALSE | [14 empty] | FALSE | [5 empty] | THOR\acont | 2024-01-10 16:08 | THOR\acont | 2024-10-09 10:48 | Cloned from Rath Area of Refuge 2500-PWR24U MAIN CARD | [TALK A PHONE] [IDC] 01 AOR-10 MAIN CARD, AOR-5 MAIN CARD, AOR-PSU-5-10 MAIN CARD | [TALK A PHONE] AOR-PSU-5-10 MAIN CARD
ed1a5dd0-07c0-4d92-89cb-56e85e0deac4 | NFPA 170 MANUAL PULL |  |  | North | Sigcom |  | Manual Station |  |  |  | Module | TRUE | SG-42CXK1-BL | + | Dual Action Pull Station, DPDT, Blue | 1 | [6 empty] | TRUE | [5 empty] | #FFFF0000 | FA-NFPA 170 MANUAL PULL | 1 | FALSE | FALSE | FALSE | 957 | [19 empty] | DESKTOP-7SAL8M7\acont | 2019-11-18 11:53 | THOR\acont | 2024-09-08 17:27 | Cloned from Firelite BG-12 | [Sigcom] [IDC] 01 SG-42CXK1-BL, SG-42CXK1E-BL, SG-42CXK1E-GR, SG-42CXK1E-RD, SG-42CXK1E-YL, SG-42CXK1-GR, SG-42CXK1-RD, SG-42CXK1-YL, SG-42CXK2-BL, SG-42CXK2-GR, SG-42CXK2-RD, SG-42CXK2-YL, SG-42SK1, SG-42SK1-SC, SG-42SK2, SG-42SK2-SC, SGX-32SK1-SC
90552649-d388-445f-ab23-56ea2e8aed1c | NFPA 170 HORN |  |  | North | Siemens |  | Horn |  |  |  | Module | TRUE | ZH-W | 500-636160 | Z HORN WHITE | 1 | [12 empty] | #FF0070C0 | FA-NFPA 170 HORN | 1 | FALSE | FALSE | FALSE | 2010 | [19 empty] | DESKTOP-7SAL8M7\acont | 2019-08-13 09:04 | THOR\acont | 2024-09-08 17:27 | B,T | [Siemens] [NAC] [DC HIGH DB] ZH-R, ZH-W
c1a2e284-d52a-4ea5-888c-56eb2faf61ab | NFPA 170 AMPLIFIER RACK | RISER AMP |  | North | Notifier |  | Amplifier |  |  |  | Assembly | TRUE | NFC-50/100 (50W, 25V) | + | (Primary Operating Console) 50 Watt, 25VRMS single speaker zone emergency voice evacuation system, integral microphone, built in tone generator and 14 recordable messages. | 1 | [6 empty] | FALSE | [5 empty] | #FFFF0000 | FA-NFPA 170 AMPLIFIER RACK | 1 | FALSE | FALSE | FALSE | 300 | [8 empty] | 7,12,18,26 |  |  | 7.5 | 50 | TRUE | [5 empty] | DESKTOP-7SAL8M7\acont | 2019-10-02 17:27 | THOR\acont | 2024-09-08 17:27
ed50d80c-1924-4d90-9988-56ed5f499ce1 | NFPA 170 FIRE ALARM CONTROL UNIT | RISER FACP |  | North | Monaco Enterprises |  | Fire Alarm Control Unit |  |  |  | Assembly | TRUE | 227-570 |  | M-2 Integrated Radio Transceiver and Fire Alarm Control Panel, narrowband, two Class A or four Class B zones, two 12 V/18 Ah batteries, in a 20 inch × 16 inch × 6 inch NEMA 3R Surface-Mount Enclosure | 1 | [6 empty] | FALSE | [5 empty] | #FFFF0000 | FA-NFPA 170 FIRE ALARM CONTROL UNIT | 1 | FALSE | FALSE | FALSE | 202 | [8 empty] | 7,12,18 |  |  |  |  | TRUE | [5 empty] | DESKTOP-7SAL8M7\acont | 2018-10-23 10:52 | THOR\acont | 2024-09-08 17:27
3ba0c6c0-326e-45ec-873c-56f786b9fbea | NFPA 170 HORN STROBE |  |  | North | Eaton Wheelock |  | Horn/Strobe |  |  |  | Module | TRUE | EL4XSPST-FW | ++ | Outdoor speaker/strobe, clear, white, fire | 1 | [6 empty] | TRUE | [5 empty] | #FF0070C0 | FA-NFPA 170 HORN STROBE | 1 | FALSE | FALSE | FALSE | 2020 | [16 empty] | WP |  |  | THOR\acont | 2025-01-28 12:42 |  |  | Cloned from Eaton Wheelock EL3RSPST-FR CLONED CLONED | [Eaton Wheelock] [AUDIO 70.7v] [70V AUDIO] EL3RSPK-NR, EL3RSPK-NW, EL3RSPSTA-ALW, EL3RSPSTA-NW, EL3RSPST-FR, EL3RSPST-FW, EL4XSPK-NR, EL4XSPK-NW, EL4XSPSTA-ALW, EL4XSPSTA-NW, EL4XSPST-FR, EL4XSPST-FW [Eaton Wheelock] [AUDIO 25v] [25V AUDIO] EL3RSPK-NR, EL3RSPK-NW, EL3RSPSTA-ALW, EL3RSPSTA-NW, EL3RSPST-FR, EL3RSPST-FW, EL4XSPK-NR, EL4XSPK-NW, EL4XSPSTA-ALW, EL4XSPSTA-NW, EL4XSPST-FR, EL4XSPST-FW [Eaton Wheelock] [NAC] [16-33 VFWR] EL3RSPST-FR, EL3RSPST-FW, EL4XSPST-FR, EL4XSPST-FW
63921aa7-138a-4034-a6e4-56ffb009e861 | NFPA 170 FIRE ALARM CONTROL UNIT | RISER FACP |  | North | Firelite |  | Fire Alarm Control Unit |  |  |  | Assembly | TRUE | MS-4012 | ++ | Five-zone, 12-volt, Fire Alarm Control Panel | 1 | [6 empty] | FALSE | FALSE |  |  |  |  | #FFFF0000 | FA-NFPA 170 FIRE ALARM CONTROL UNIT | 1 | FALSE | FALSE | FALSE | 202 | [8 empty] | 7 |  | 7 |  |  | TRUE | [5 empty] | THOR\acont | 2024-08-12 11:49 | THOR\acont | 2024-09-08 17:27 | Cloned from Firelite MS-5024
08d7d1a0-a306-4c58-ad55-5701456c1439 |  |  |  | North | Bosch | [5 empty] | Module | TRUE | C900V2 | * | DIALER CAPTURE TO IP MO | 1 | [12 empty] | #FFFFFFFF |  |  | FALSE | FALSE | FALSE | [20 empty] | DESKTOP-7EIEB7A\acont | 2021-08-13 06:25 | THOR\acont | 2024-10-09 10:48
93a2e66e-54b4-4a96-818b-570b1cf5e22d | CADGEN SUPERVISORY PANEL |  |  | North | Autocall |  | Supervisory Panel |  |  |  | Module | TRUE | A2081-9046 | ++ | Coil Supervision Module | 1 | [10 empty] | 1-3/8" W x 2-7/16" L x 1-1/16" H (34 mm x 62 mm x 27 mm) |  | #FFFF0000 | FA-CADGEN SUPERVISORY PANEL | 1 | FALSE | FALSE | FALSE | 910 | [16 empty] | CSM |  |  | THOR\acont | 2024-02-15 07:02 | THOR\acont | 2024-09-08 17:27 | Cloned from Ansul 430687 | [Autocall, Simplex] [AUX POWER, RELEASING] [*] [INPUT TYPE] 2081-9046, A2081-9046 [Ansul, Autocall, Simplex] [AUX POWER] [*] [LED] 2081-9046, 430687, 433936, 433937, A2081-9046 [Ansul, Autocall, Simplex] [AUX POWER, RELEASING] [LED] 2081-9046, 430687, 433936, 433937, A2081-9046 [Ansul, Autocall, Simplex] [IDC] 01 [ACTIVATION] 2081-9046, 430687, 433936, 433937, 433940, 433941, A2081-9046 | [Autocall, Simplex] 2081-9046, A2081-9046
182f7e2d-bc04-4ec1-b049-570df46db92a |  |  |  | North | Bosch |  | Cards & Components |  |  |  | Card | TRUE | B442 | ++ | Plug-in cellular module, GPRS | 1 | 0.035 | 0.15 |  |  | 12 |  | TRUE | [5 empty] | #FFFFFFFF |  |  | FALSE | FALSE | FALSE | [20 empty] | DESKTOP-7EIEB7A\acont | 2022-07-25 08:49 | THOR\acont | 2024-10-09 10:48 | Cloned from Bosch B450-M
8b54a712-ea9d-4931-9a4f-5714e029257e |  |  |  | North | Notifier |  | Cards & Components |  |  |  | Card | TRUE | LCD-80 |  | Liquid Crystal Display, Supervision | 1 | 0.05 | 0.1 |  |  |  |  | TRUE | [5 empty] | #FFFFFFFF |  |  | FALSE | FALSE | FALSE | [14 empty] | FALSE | [7 empty] | THOR\acont | 2024-10-09 10:48
0b85485d-b108-4c4e-8775-571753324def |  |  |  | North | Edwards |  | Hardware |  |  |  | Hardware | TRUE | MN-HSEMNQ |  | EASE modeling interior direct/reflected energy. Over 24 interior 3D substructures overlaid on provided PDF/CAD plan view drawing. Modeling based on 125-2Khz band and provide medium resolution graphics with 3db steps in propagation for up to system required acoustic device/array locations onto chloropleth map. Contact Edwards customer service for quote. | 1 | [6 empty] | FALSE | [5 empty] | #FFFFFFFF |  |  | FALSE | FALSE | FALSE | [14 empty] | FALSE | [7 empty] | THOR\acont | 2024-10-09 10:48
157005f0-d92e-4bbd-a0af-572ac8f951c5 |  |  |  | North | Fike |  | Cards & Components |  |  |  | Card | TRUE | 10‐2913‐1‐0‐01‐0‐1‐01 | ++ | LOC Microphone Housing Assembly | 1 | 0.022 | 0.283 |  |  |  |  | TRUE | [5 empty] | #FFFFFFFF |  |  | FALSE | FALSE | FALSE | [14 empty] | FALSE | [5 empty] | THOR\acont | 2024-12-30 12:15 |  |  | Cloned from Fike 10‐2798
a366cfac-6652-42a2-985f-5736fad02560 |  |  |  | North | Edwards |  | Hardware |  |  |  | Hardware | TRUE | STI-3100 |  | 2" Spacer | 1 | [6 empty] | FALSE | [5 empty] | #FFFFFFFF |  |  | FALSE | FALSE | FALSE | [14 empty] | FALSE | [7 empty] | THOR\acont | 2024-10-09 10:48
34aeec8f-4f6f-4b64-ba92-57388c981e16 |  |  |  | North | Siemens | [5 empty] | Module | TRUE | FT-GLS | 500-624347 | REPLACEMENT GLASS FOR FC-300S FIELD MOUNTED | 1 | [12 empty] | #FFFFFFFF |  |  | FALSE | FALSE | FALSE | [20 empty] | DESKTOP-7SAL8M7\acont | 2019-08-13 09:04 | THOR\acont | 2024-10-09 10:48
9d12a187-0b99-4ca9-aa39-573a5b6f1946 | NFPA 170 SPEAKER STROBE CEILING |  |  | North | System Sensor |  | Speaker/Strobe |  |  |  | Module | TRUE | SPSCWLED-B | ++ | 2-WIRE, SPEAKER STROBE LED WHITE CEILING BILINGUAL | 1 | 0 | 0.226 |  |  |  |  | FALSE | TRUE |  |  |  |  | #FF0070C0 | FA-NFPA 170 SPEAKER STROBE CEILING | 1 | FALSE | FALSE | FALSE | 2020 | [13 empty] | FALSE |  |  | C |  |  | THOR\acont | 2024-02-21 10:56 | THOR\acont | 2024-09-08 17:27 | Cloned from System Sensor SPSCW CLONED | [System Sensor] [AUDIO 70.7v] [70V AUDIO] SPSCRLED (C), SPSCRLED-B (C), SPSCRLED-BT (C), SPSCWLED (C), SPSCWLED-B (C), SPSCWLED-BT (C), SPSCWLED-CLR-ALERT (C), SPSCWLED-P (C), SPSCWLED-SP (C), SPSCWLED-T (C), SPSCWLED-TP (C), SPSRLED, SPSRLED-B, SPSRLED- [System Sensor] [NAC] [VDC] SPSCRLED (C), SPSCRLED-B (C), SPSCRLED-BT (C), SPSCWLED (C), SPSCWLED-B (C), SPSCWLED-BT (C), SPSCWLED-CLR-ALERT (C), SPSCWLED-P (C), SPSCWLED-SP (C), SPSCWLED-T (C), SPSCWLED-TP (C) [System Sensor] [AUDIO 25v] [25V AUDIO] SPSCRLED (C), SPSCRLED-B (C), SPSCRLED-BT (C), SPSCWLED (C), SPSCWLED-B (C), SPSCWLED-BT (C), SPSCWLED-CLR-ALERT (C), SPSCWLED-P (C), SPSCWLED-SP (C), SPSCWLED-T (C), SPSCWLED-TP (C), SPSRLED, SPSRLED-B, SPSRLED-P,
4786b8ce-73ec-4450-b8c2-574333a50f67 | NFPA 170 HEAT DETECTOR |  |  | North | Edwards |  | Heat Detector |  |  |  | Module | TRUE | SIGA-HFS w/SIGA-RB BASE | ++ | Heat Detector, 135F Fixed Temperature | 1 | 4.5e-05 | 4.5e-05 |  |  |  |  | FALSE | [5 empty] | #FFFF0000 | FA-NFPA 170 HEAT DETECTOR | 1 | FALSE | FALSE | FALSE | 1403 | [13 empty] | FALSE | [7 empty] | THOR\acont | 2024-10-08 16:33 | 20191121 AC Detector with base | [Edwards, Kidde] [SLC EST MODULES SENSORS] [*] [#2 SHARED ADDR ¦ SENSORS] KI-DDOS (C), SIGA2-COS w/SIGA-AB4G BASE, SIGA2-COS w/SIGA-AB4G-LF BASE, SIGA2-COS w/SIGA-AB4GT BASE, SIGA2-COS w/SIGA-IB BASE, SIGA2-COS w/SIGA-RB BASE, SIGA2-COS w/SIGA-SB BASE, S [Edwards, Kidde] [SLC EST SENSORS] 01 [*] [EST3, iO1000] DS-HFS (C), DS-PS (C), FX-HD w/IB4U BASE, FX-HD w/RB4U BASE, FX-HD w/SB4U BASE, FX-HD w/SB4U-LF BASE, FX-HD wB4U BASE, FX-PD w/B4U BASE (C), FX-PD w/IB4U BASE (C), FX-PD w/SB4U BASE (C), FX-PD w/SB [Edwards, Kidde] [SLC EST SENSORS] [*] [#4 TYPE ADDR ¦ SENSORS] KI-DDOS (C), SIGA2-COS w/SIGA-AB4G BASE, SIGA2-COS w/SIGA-AB4G-LF BASE, SIGA2-COS w/SIGA-AB4GT BASE, SIGA2-COS w/SIGA-IB BASE, SIGA2-COS w/SIGA-RB BASE, SIGA2-COS w/SIGA-SB BASE, SIGA2-HCOS [Edwards, Kidde] [SLC EST MODULES/SENSORS] 01 [*] [iO64] DS-HFS (C), DS-PS (C), FX-HD w/IB4U BASE, FX-HD w/RB4U BASE, FX-HD w/SB4U BASE, FX-HD w/SB4U-LF BASE, FX-HD wB4U BASE, FX-PD w/B4U BASE (C), FX-PD w/IB4U BASE (C), FX-PD w/SB4U BASE (C), FX-PD w/SB
7e9ee31a-30ae-4b45-aea3-574e0e2acb49 | NFPA 170 GRAPHIC ANNUNCIATOR PANEL |  |  | North | Gamewell FCI |  | Graphic Annunciator |  |  |  | Module | TRUE | NGA | 1100-0505++ | Network Graphic Annunciator | 1 | 0.2 | 0.2 |  |  |  |  | TRUE | [5 empty] | #FFFF0000 | FA-NFPA 170 GRAPHIC ANNUNCIATOR PANEL | 1 | FALSE | FALSE | FALSE | [14 empty] | FALSE | [7 empty] | THOR\acont | 2024-09-09 11:28 |  | [Gamewell FCI, Notifier] [RS-485] 1100-0455, 1100-0505, ANU-48, ANU-48 Assembly, ASM-16, LCD-7100 MAIN CARD, LCD-E3, LCD-SLP, LCD-SLP MAIN BOARD, LDM-32 Assembly, NGA, RA-1000 [Gamewell FCI] [AUX POWER] [*] 1100-0455, 1100-0503, 1100-0505, 1100-1321, 1100-1322, 1100-1323, 1100-1324, 1100-1325, 1100-1326, ANU-48, ASM-16, INI-VGC, INI-VGE, INI-VGX, LCD-7100 MAIN CARD, LCD-E3, LCD-SLP, LCD-SLP MAIN BOARD, M34-110, M34-56, NGA, RA
e315c95b-b141-45ef-889b-575000e864eb |  |  |  | North | Potter |  | Cards & Components |  |  |  | Card | TRUE | IPA-4000V MAIN BOARD | + | Main Board for IPA-4000V Fire Alarm Control Panel | 1 | 0.13 | 0.22 |  |  |  |  | TRUE | [5 empty] | #FFFFFFFF |  |  | FALSE | FALSE | FALSE | [12 empty] | 10 |  | FALSE | [5 empty] | DESKTOP-7EIEB7A\acont | 2022-01-07 14:42 | THOR\acont | 2024-10-09 10:48 | Cloned from Potter IPA-4000 MAIN BOARD | [Advanced, Potter] [VAC ] [120VAC] AFC-100 Main Board, AFC-1000 Main Board, AFC-50 Main Board, ARC-100 Main Board, AX-PSN104 Main Board, AX-PSN106 Main Board, AX-PSN108 Main Board, AX-PSN-64 Main Board, DCA-10025 (25V) Main Board, DCA-10025 (70V) Main Bo [Potter] [IDC] [#1 ALARM] AFC-100 Main Board, AFC-1000 Main Board, AFC-50 Main Board, ARC-100 Main Board, IPA-100 MAIN BOARD, IPA-4000 MAIN BOARD, IPA-4000V MAIN BOARD, IPA-60 MAIN BOARD, P200 MAIN BOARD, PFC-4064 MAIN BOARD, PFC-4410G3 MAIN BOARD, PFC-4 [Potter] [IDC] [#3 SUPERVISORY] AFC-100 Main Board, AFC-1000 Main Board, AFC-50 Main Board, ARC-100 Main Board, IPA-100 MAIN BOARD, IPA-4000 MAIN BOARD, IPA-4000V MAIN BOARD, IPA-60 MAIN BOARD, P200 MAIN BOARD, PFC-4064 MAIN BOARD, PFC-4410G3 MAIN BOARD, [Potter] [IDC] [#2 TROUBLE] AFC-100 Main Board, AFC-1000 Main Board, AFC-50 Main Board, ARC-100 Main Board, IPA-100 MAIN BOARD, IPA-4000 MAIN BOARD, IPA-4000V MAIN BOARD, IPA-60 MAIN BOARD, P200 MAIN BOARD, PFC-4064 MAIN BOARD, PFC-4410G3 MAIN BOARD, PFC | [Potter] IPA-4000V MAIN BOARD
8a9ae4b2-a5c8-4a5a-928b-5753b148ce26 | SMOKEWITHSTROBE |  |  | North | Gentex |  | Smoke Detector |  |  |  | Module | TRUE | 7139CS-C |  | Photoelectric Smoke Alarm with 177cd Visual Signaling Appliance, 120vac, Ceiling Mount | 1 | [6 empty] | TRUE | TRUE |  |  |  |  | #FF0070C0 | FA-SMOKEWITHSTROBE | 1 | FALSE | FALSE | FALSE | [20 empty] | AULAPTOP-PC\Aulaptop | 2019-03-08 03:09 | THOR\acont | 2024-09-08 17:27 | Cloned from Gentex 7139CS-W | [First Alert, Generic, Gentex, Kidde, N/A] [IDC] 01 120VAC SMOKE DETECTOR (C), 7020BSL (C), 7139CS-C (C), 7139CS-W (C), 9120 (C), 9120F (C), 9120H (C), 9120HF (C), 9120T (C), 9120TF (C), 9123 (C), 9123F (C), 9123H (C), 9123HF (C), 9123T (C), 9123TF (C), [First Alert, Generic, Gentex, Kidde, N/A] [VAC ] 120VAC SMOKE DETECTOR (C), 7020BSL (C), 7139CS-C (C), 7139CS-W (C), 9120 (C), 9120F (C), 9120H (C), 9120HF (C), 9120T (C), 9120TF (C), 9123 (C), 9123F (C), 9123H (C), 9123HF (C), 9123T (C), 9123TF (C), FU
669b9a0c-8b9d-4164-9c14-5754c6a45dce | NFPA 170 SPEAKER STROBE CEILING |  |  | North | Kidde |  | Speaker/Strobe |  |  |  | Module | TRUE | EGCSVHWN |  | Speaker/Strobe, Ceiling, White, None, High CD | 1 | [6 empty] | FALSE | TRUE |  |  |  |  | #FF0070C0 | FA-NFPA 170 SPEAKER STROBE CEILING | 1 | FALSE | FALSE | FALSE | 2020 | [13 empty] | FALSE |  |  | C |  |  | XPS-17-9710\August | 2024-10-18 14:34 |  |  | Cloned from Edwards GCSVHWN | [Edwards, Kidde] [AUDIO 70.7v] [70V AUDIO] EGCSRF (C), EGCSRN (C), EGCSVHRF (C), EGCSVHRF-FR (C), EGCSVHRF-SP (C), EGCSVHRN (C), EGCSVHWA (C), EGCSVHWF (C), EGCSVHWF-FR (C), EGCSVHWF-SP (C), EGCSVHWN (C), EGCSVRF (C), EGCSVRN (C), EGCSVWA (C), E [Edwards, Kidde] [NAC] [24 FWR] EGCSVHRF (C), EGCSVHRF-FR (C), EGCSVHRF-SP (C), EGCSVHRN (C), EGCSVHWA (C), EGCSVHWF (C), EGCSVHWF-FR (C), EGCSVHWF-SP (C), EGCSVHWN (C), EGCVHRF (C), EGCVHRF-FR (C), EGCVHRF-SP (C), EGCVHRN (C), EGCVHWA (C), [Edwards, Kidde] [NAC] [24 VDC] EGCSVHRF (C), EGCSVHRF-FR (C), EGCSVHRF-SP (C), EGCSVHRN (C), EGCSVHWA (C), EGCSVHWF (C), EGCSVHWF-FR (C), EGCSVHWF-SP (C), EGCSVHWN (C), EGCVHRF (C), EGCVHRF-FR (C), EGCVHRF-SP (C), EGCVHRN (C), EGCVHWA (C), [Edwards, Kidde] [AUDIO 25v] [25V AUDIO] EGCSRF (C), EGCSRN (C), EGCSVHRF (C), EGCSVHRF-FR (C), EGCSVHRF-SP (C), EGCSVHRN (C), EGCSVHWA (C), EGCSVHWF (C), EGCSVHWF-FR (C), EGCSVHWF-SP (C), EGCSVHWN (C), EGCSVRF (C), EGCSVRN (C), EGCSVWA (C), EGC
abec5d44-0ea8-4906-8c9b-575517352c78 | NFPA 170 AIR SAMPLING DETECTION PIPING |  |  | North | Edwards |  | Air Sampling Detection |  |  |  | Module | TRUE | 33-30764A |  | ASD-320 Detector w/ Docking Station and Input Relay Card | 1 | [6 empty] | FALSE | [5 empty] | #FFFF0000 | FA-NFPA 170 AIR SAMPLING DETECTION PIPING | 1 | FALSE | FALSE | FALSE | 5010 | [13 empty] | FALSE | [7 empty] | THOR\acont | 2024-09-08 17:27
02645a7e-6adc-4e2d-aa7b-575976c500c7 |  |  |  | North | Bosch | [5 empty] | Module | TRUE | NDA-4020-PLEN-RO | * | Box ***(Ross) Plenum Box PTZ | 1 | [12 empty] | #FFFFFFFF |  |  | FALSE | FALSE | FALSE | [20 empty] | DESKTOP-7EIEB7A\acont | 2021-08-13 06:25 | THOR\acont | 2024-10-09 10:48
c168b17b-787d-49b2-a594-575a74e9097c |  |  |  | North | Evax |  | Cards & Components |  |  |  | Card | TRUE | HMX-SLC | + | Switch LED Card | 1 | 0.0002 | 0.016 |  |  |  |  | TRUE | [5 empty] | #FFFFFFFF |  |  | FALSE | FALSE | FALSE | [20 empty] | DESKTOP-7SAL8M7\acont | 2020-07-16 11:07 | THOR\acont | 2024-10-09 10:48 | Cloned from Hochiki FNV-SLC
60f3cf43-fe4b-4ff5-9712-57671420939f |  |  |  | North | Edwards |  | Hardware |  |  |  | Hardware | TRUE | 449 | ++ | Surface-mount box, outdoor rated, Gray | 1 | [6 empty] | FALSE | [5 empty] | #FFFFFFFF |  |  | FALSE | FALSE | FALSE | [14 empty] | FALSE | [5 empty] | THOR\acont | 2024-04-09 08:17 | THOR\acont | 2024-10-09 10:48 | Cloned from Edwards WGWMA
ffad683e-84a3-4711-acba-5769043c0899 | 170 BASIC SHAPE |  |  | North | Ansul |  | Miscellaneous |  |  |  | Module | TRUE | 431196 | ++ | Abort Supervision Module | 1 | [6 empty] | TRUE | [5 empty] | #FFFF0000 | FA-170 BASIC SHAPE | 1 | FALSE | FALSE | FALSE | [17 empty] | ASM |  |  | AUGUSTXPS17-EUP\aucon | 2022-05-25 05:07 | THOR\acont | 2024-09-08 17:27 |  | [Ansul] [IDC] 01 [*] [ALL DEVICES ++] 428655, 428656, 430559, 430562, 430565, 430566, 431196, 433940, 433941
cce95f38-a3e9-432a-b0cc-5772e3d9d700 | NFPA 170 MANUAL PULL |  |  | North | MIRCOM |  | Manual Station |  |  |  | Module | TRUE | MS-702ADU | + | Intelligent Addressable Key Resettable Dual Stage Single Action Manual Station | 1 | 0.0004 | 0.0006 |  |  |  |  | FALSE | [5 empty] | #FFFF0000 | FA-NFPA 170 MANUAL PULL | 1 | FALSE | FALSE | FALSE | 957 | [13 empty] | FALSE | [5 empty] | DESKTOP-7SAL8M7\acont | 2019-04-12 10:27 | THOR\acont | 2024-09-08 17:27 | Cloned from MIRCOM MS-710APU | [MIRCOM] [SLC MODULES] [*] [#3 TYPE ADDR ¦ MODULES] CR-6, CZ-6, IM-10, MIX-100P, MIX-100R, MIX-100S, MIX-101P, MIX-4040, MIX-4040M, MIX-4041, MIX-4045, MIX-4045-M, MIX-4046, MIX-M500DM, MIX-M500DMAP, MIX-M500FP, MIX-M500M, MIX-M500MAP, MIX-M500R, MIX-M50
1bcef8d1-7402-413e-a422-57752d05dc5a | NFPA 170 LCD ANNNUNCIATOR DISPLAY | RISER ANNUNCIATOR |  | North | Edwards |  | LCD Annunciator |  |  |  | Module | TRUE | RLCD |  | LCD Ann, 4x20 LCD, w/common LEDs, white | 1 | 0.098 | 0.113 |  |  |  |  | FALSE | [5 empty] | #FFFF0000 | FA-NFPA 170 LCD ANNNUNCIATOR DISPLAY | 1 | FALSE | FALSE | FALSE | 257 | [8 empty] | 7,12,18 |  |  |  |  | FALSE | [7 empty] | THOR\acont | 2024-09-08 17:27 |  | [Edwards, Kidde] [RS-485] GCI (C), GCIX (C), K-RLCD-C, K-RLCD-CR, K-RLCD-R, RLCD, RLCD-C, RLCD-CF, RLCD-C-PG, RLCD-CR, RLCD-C-SP, RLCD-F, RLCD-PG, RLCD-SP, RLED24 Mainboard, RLED24R Mainboard, RLED-C Mainboard, RLED-CF Mainboard, RLED-CR Mainboard [Edwards, Kidde] [AUX POWER] [*] K-RLCD-C, K-RLCD-CR, K-RLCD-R, RLCD, RLCD-C, RLCD-CF, RLCD-C-PG, RLCD-CR, RLCD-C-SP, RLCD-F, RLCD-PG, RLCD-SP
b3b2ed6d-36da-43f1-bdd3-5778e8ce32e2 |  |  |  | North | WINLAND | Environmental |  |  |  |  | Module | TRUE | W-W-W |  |  | 1 | [12 empty] | #FFFFFFFF |  |  | FALSE | FALSE | FALSE | [20 empty] | THOR\acont | 2024-03-12 21:43 | THOR\acont | 2024-10-09 10:48
9c0b1dc8-a712-4c14-ae30-577ac785b073 | NFPA 170 REMOTE ANNUNCIATOR | RISER ANNUNCIATOR |  | North | Notifier |  | Remote Annunciator |  |  |  | Assembly | TRUE | FDU-80 |  | Annunciator, Terminal mode. 80-character, backlit LCD display | 1 | [6 empty] | FALSE | [5 empty] | #FFFF0000 | FA-NFPA 170 REMOTE ANNUNCIATOR | 1 | FALSE | FALSE | FALSE | 255 | [8 empty] | 7,12,18 |  |  |  |  | TRUE | [7 empty] | THOR\acont | 2024-09-08 17:27
92c22539-1d5d-4935-b583-5782afd9802f |  |  |  | North | Firelite |  | Cards & Components |  |  |  | Card | TRUE | ECC-50/100 Main Board (100W, 25V) | + | Main Board for ECC-50/100 | 1 | 0.272 | 3.846 |  |  |  |  | TRUE | FALSE |  |  |  |  | #FFFFFFFF |  |  | FALSE | FALSE | FALSE | [14 empty] | FALSE | [5 empty] | DESKTOP-7SAL8M7\acont | 2019-02-22 08:17 | THOR\acont | 2024-10-09 10:48 | Cloned from Firelite ECC-50/100 Main Board (50W, 25V) | [Ditek, Monaco Enterprises, Spectronix, WBOX] [VAC ] [VAC] 0E-SPROACHW, 210-524-00, DTK-120HW, DTK-120HWLOK, DTK-120HW-SS, DTK-1F, DTK-1FF, SA400 Main Board [Firelite, Gamewell FCI] [NAC Trigger] ECC-50/100 Main Board (100W, 25V), ECC-50/100 Main Board (100W, 70V), ECC-50/100 Main Board (50W, 25V), ECC-50/100 Main Board (50W, 70V), FireVac IV (50W, 25V) Main Board, FireVac IV (50W, 70V) Main Board [ADT Unimode, AES, Firelite, NAPCO, Notifier] [VAC ] [VAC] 1640, 200UDLS Main Board, 411UDAC Main Board, ACC-25/50 Main Board, BE-500 CPU, CPU-N16LD, CPU-N16LND, ECC-125DA (25V) Main Board, ECC-50/100 Main Board (100W, 25V), ECC-50/100 Main Board (100W, [Firelite, Gamewell FCI] [NAC Trigger] ECC-50/100 Main Board (100W, 25V), ECC-50/100 Main Board (100W, 70V), ECC-50/100 Main Board (50W, 25V), ECC-50/100 Main Board (50W, 70V), FireVac IV (50W, 25V) Main Board, FireVac IV (50W, 70V) Main Board [Firelite, Gamewell FCI] [RS-485] ECC-50/100 Main Board (100W, 25V), ECC-50/100 Main Board (100W, 70V), ECC-50/100 Main Board (50W, 25V), ECC-50/100 Main Board (50W, 70V), FireVac IV (50W, 25V) Main Board, FireVac IV (50W, 70V) Main Board | [Firelite] ECC-50/100 Main Board (100W, 25V)
39fed9ad-dc01-40a5-9e5f-5786f647a4bc | NFPA 170 HORN STROBE |  |  | North | Siemens |  | Horn/Strobe |  |  |  | Module | TRUE | SL2HSWW-AL | S54329-F103-A1++ | Horn-Strobe, Wall, Clear, White, Alert | 1 | [12 empty] | #FF0070C0 | FA-NFPA 170 HORN STROBE | 1 | FALSE | FALSE | FALSE | 2023 | [19 empty] | DESKTOP-7EIEB7A\acont | 2023-08-02 11:35 | THOR\acont | 2024-09-08 17:27 | Cloned from Siemens SL2HSWW-A | [Siemens] [NAC] [24 VDC, HORN HIGH] SL2HSWR-A, SL2HSWR-AL, SL2HSWR-F, SL2HSWR-FB, SL2HSWR-N, SL2HSWW-A, SL2HSWW-AL, SL2HSWW-EV, SL2HSWW-F, SL2HSWW-FB, SL2HSWW-N
0d15cd75-50e3-4194-8495-5787e8f928c3 | NFPA 170 FIRE ALARM CONTROL UNIT | RISER FACP |  | North | Hochiki |  | Fire Alarm Control Unit |  |  |  | Assembly | TRUE | LA103K3-44 |  | FireNET L@TITUDE Analog Addressable Fire Alarm Control Panel, 4 Slot Standard Enclosure, 10.25 A Auto Voltage, 6-Loop Panel Module, Hochiki Protocol, Network Module, and Media Gateway™, Gray, Printer / 48 Zone LEDs | 1 | [6 empty] | FALSE |  |  | *Refer to Install Sheet | 16.5in (W) x 23.2in (H) x 6in (D) | KM5FCRD (Optional Semi-Flush Mounting Kit) | #FFFF0000 | FA-NFPA 170 FIRE ALARM CONTROL UNIT | 1 | FALSE | FALSE | FALSE | 202 | [8 empty] | 7,12,18,28 |  |  | 10.25 |  | TRUE | [5 empty] | DESKTOP-7SAL8M7\acont | 2019-12-04 15:59 | THOR\acont | 2024-09-08 17:27 | Cloned from Hochiki LA103K1-44
fd48efb1-1b36-4bae-b002-578bcb767fe4 | NFPA 170 HORN STROBE |  |  | North | Edwards |  | Horn/Strobe |  |  |  | Module | TRUE | G1AVRN |  | Horn/Strobe, Wall, Red, None | 1 | [12 empty] | #FF0070C0 | FA-NFPA 170 HORN STROBE | 1 | FALSE | FALSE | FALSE | 2012 | [19 empty] | DESKTOP-7SAL8M7\acont | 2020-02-25 06:42 | THOR\acont | 2024-09-08 17:27 | Cloned from Kidde EG1AVRN | [Edwards, Kidde] [NAC] [16 VDC, HIGH DB] EG1AVRF, EG1AVRN, EG1AVWF, EG1AVWN, G1AVRF, G1AVRN, G1AVWF, G1AVWN [Edwards, Kidde] [NAC] [16 VFWR, HIGH] EG1AVRF, EG1AVRN, EG1AVWF, EG1AVWN, G1AVRF, G1AVRN, G1AVWF, G1AVWN [Edwards, Kidde] [NAC] [16 VDC, LOW DB] EG1AVRF, EG1AVRN, EG1AVWF, EG1AVWN, G1AVRF, G1AVRN, G1AVWF, G1AVWN [Edwards, Kidde] [NAC] [16 VFWR, LOW ] EG1AVRF, EG1AVRN, EG1AVWF, EG1AVWN, G1AVRF, G1AVRN, G1AVWF, G1AVWN
ed3bd59e-4409-40a5-a687-578e8c087d4c | NFPA 170 MANUAL PULL |  |  | North | Monaco Enterprises |  | Manual Station |  |  |  | Module | TRUE | 708-007-01 |  | Explosion Proof Pull Station, Class I(C,D), II(E,F,G), & III | 1 | [6 empty] | FALSE | [5 empty] | #FFFF0000 | FA-NFPA 170 MANUAL PULL | 1 | FALSE | FALSE | FALSE | 957 | [13 empty] | FALSE | [5 empty] | AUGUSTALIEN\aucon | 2023-04-19 15:28 | THOR\acont | 2024-10-09 10:48 | Cloned from Edwards XAL-53 | [Edwards, Kidde, Monaco Enterprises] [IDC] 01 1534-1, 200-GAOF, 270A-DPO, 270A-SPO, 270-DOC, 270-DOC-B, 270-DOC-F, 270-DPO, 270-GAO, 270-GAOB, 270-GAO-DOC, 270-GAO-DOCF, 270P-DPO, 270P-SPO, 270-SPO, 270-SPOW, 270-SPOWB, 270-SPOWF, 271-KR1/SR/GS, 276A-REL
e008fee5-3494-47b2-8e5b-578f76e3114c | NFPA 170 REMOTE ANNUNCIATOR | RISER ANNUNCIATOR |  | North | Bosch |  | Remote Annunciator |  |  |  | Module | TRUE | D7030X-S8 | ++ | Eight-point LED annunciator (eight red) | 1 | 0.045 | 0.19 | [10 empty] | #FFFF0000 | FA-NFPA 170 REMOTE ANNUNCIATOR | 1 | FALSE | FALSE | FALSE | [20 empty] | DESKTOP-7EIEB7A\acont | 2021-08-13 06:25 | THOR\acont | 2024-09-08 17:27 |  | [Bosch] [OPTION BUS] [*] [BUS ++] D7030X, D7030X-S2, D7030X-S8, D7032, D7035, D7035B, D7042, D7042B, D7048, D7048B, FMR-1000-RA, FMR-1000-RCMD, FMR-7033, FMR-7036
78b79f58-7ed9-42e7-91f4-57962c0f990e | NFPA 170 ISOLATION MODULE |  |  | North | Hochiki |  | Isolator Module |  |  |  | Module | TRUE | SCI | SHORT CIRCUIT ISOLATOR | SHORT CIRCUIT ISOLATOR | 1 | 0.00027 | 0.00027 |  |  |  |  | TRUE |  |  | *Refer to Install Sheet |  |  | #FFFF0000 | FA-NFPA 170 ISOLATION MODULE | 1 | FALSE | FALSE | FALSE | 1200 | [19 empty] | DESKTOP-0D6CQVA\lousc | 2019-10-12 09:35 | THOR\acont | 2024-09-08 17:27 |  | [Hochiki] [ISO] 01 [*] [ISO ++] SCI
57a6b0cf-fb1f-4f95-86c0-579821c35fe8 |  |  |  | North | Bosch | [5 empty] | Module | TRUE | VJD-7513-RO | * | ***(Ross)VIDEOJET DECODER 7000 HIGH PERFORMANCE H.265 | 1 | [12 empty] | #FFFFFFFF |  |  | FALSE | FALSE | FALSE | [20 empty] | DESKTOP-7EIEB7A\acont | 2021-08-13 06:25 | THOR\acont | 2024-10-09 10:48
8af21627-51f0-483d-b3ab-579b9b5d8503 | NFPA 170 HEAT DETECTOR |  |  | North | Siemens |  | Heat Detector |  |  |  | Module | TRUE | DT-225EP | 500-688980 | 225 DEG EXP PROOF THERMAL | 1 | [12 empty] | #FFFF0000 | FA-NFPA 170 HEAT DETECTOR | 1 | FALSE | FALSE | FALSE | [17 empty] | 225° FT, XP |  |  | DESKTOP-7SAL8M7\acont | 2019-08-13 09:04 | THOR\acont | 2024-09-08 17:27 |  | [Siemens] [IDC] [#1 ALARM] DT-135F, DT-135R, DT-135WP, DT-140EP, DT-160EP, DT-190EP, DT-200F, DT-200R, DT-200WP, DT-225EP, DT-275EP, DT-325EP, DT-360EP, DT-450EP, DT-600EP, DT-725EP
9bd674ae-5c38-462e-b57c-57aa04496009 | NFPA 170 HEAT DETECTOR |  |  | North | Simplex |  | Heat Detector |  |  |  | Module | TRUE | 4098-9733 w/4098-9780 | + | TrueAlarm Heat Detector w/TrueAlarm Sensor Base 2-wire w/LED or Relay Connections | 1 | 0.0008 | 0.001 |  |  |  |  | TRUE | TRUE |  |  |  |  | #FFFF0000 | FA-NFPA 170 HEAT DETECTOR | 1 | FALSE | FALSE | FALSE | 1403 | [19 empty] | DESKTOP-7EIEB7A\acont | 2022-02-15 11:20 | THOR\acont | 2024-09-08 17:27 | Cloned from Autocall A4098-9733 w/A4098-9780 | [Autocall, Simplex] [AUX POWER] [RELAY POWER (OPTIONAL)] 4098-9714 w/4098-9780 (C), 4098-9733 w/4098-9780 (C), 4098-9734 w/4098-9780 (C), 4098-9860, A4098-9714 w/A4098-9780 (C), A4098-9733 w/A4098-9780 (C), A4098-9734 w/A4098-9780 (C), A4098-9860 [Autocall, Simplex] [IDNet] [SENSORS ++] 4098-9714 (C), 4098-9714 w/4098-9770 (C), 4098-9714 w/4098-9771 (C), 4098-9714 w/4098-9772 (C), 4098-9714 w/4098-9773 (C), 4098-9714 w/4098-9780 (C), 4098-9714 w/4098-9789 (C), 4098-9714 w/4098-9791 (C), 4098-9714
f1a923db-0111-460a-9f22-57af3e3f1233 | NFPA 170 STROBE WALL |  |  | North | Potter |  | Strobe |  |  |  | Module | TRUE | S-24PWW-WP |  | Outdoor Strobe, Fixed 75 Candela, Standard Enclosure, White-Plain | 1 | 0 | 0.17 |  |  |  |  | FALSE | [5 empty] | #FF0070C0 | FA-NFPA 170 STROBE WALL | 1 | FALSE | FALSE | FALSE | 2023 | [13 empty] | FALSE | [7 empty] | THOR\acont | 2024-09-08 17:27 |  | [Potter] [NAC] [UL MAX] S-24PWR-WP, S-24PWW-WP, SLP-24PWR-WP, SLP-24PWW-WP, SLP-24WR-WP, SLP-24WW-WP [Potter] [NAC] [24 VDC] S-24PWR-WP, S-24PWW-WP, S-24WR-WP, S-24WW-WP, SLP-24PWR-WP, SLP-24PWW-WP, SLP-24WR-WP, SLP-24WW-WP
4649aca5-da91-4550-a0c0-57af8eecee11 | CADGEN SAMPLING POINT |  |  | North | Xtralis |  | Air Sampling Detection |  |  |  | Module | TRUE | VSP-980-W |  | VESDA-E VEA 6mm Standard Sampling Point | 1 | [6 empty] | FALSE | [5 empty] | #FFFF0000 | FA-CADGEN SAMPLING POINT | 1 | FALSE | FALSE | FALSE | 5010 | [13 empty] | FALSE |  |  | 6mm |  |  | THOR\acont | 2024-01-10 10:44 | THOR\acont | 2024-09-08 17:27 | Cloned from Edwards 33-30621A
f3a641ed-8200-4786-a7fb-57b27f359b2a |  |  |  | North | Siemens | [5 empty] | Module | TRUE | RC-30U | 500-885460 | CONFIRMATION MODULE (2) SPACES | 1 | [12 empty] | #FFFFFFFF |  |  | FALSE | FALSE | FALSE | [20 empty] | DESKTOP-7SAL8M7\acont | 2019-08-13 09:04 | THOR\acont | 2024-10-09 10:48
95a3c66c-b6e5-4a5d-9aa0-57b591385a67 | NFPA 170 FIRE ALARM CONTROL UNIT | RISER FACP |  | North | VES |  | Fire Alarm Control Unit |  |  |  | Assembly | TRUE | VF0820-10 | + | Elite RS-H Analog Addressable Fire Control Panel, 2 Loops, Red, 120V | 1 | [6 empty] | FALSE | [5 empty] | #FFFF0000 | FA-NFPA 170 FIRE ALARM CONTROL UNIT | 1 | FALSE | FALSE | FALSE | 202 | [8 empty] | 7,12,18,28,55,60 |  |  | 5.25 |  | TRUE | [5 empty] | DESKTOP-7EIEB7A\acont | 2021-11-04 11:20 | THOR\acont | 2024-09-08 17:27 | Cloned from VES VF0810-10 | [AutoPulse, Hochiki, VES] [RS-485] [Network] 542R (433607), FN2127US0ERS120, FN-2127US0ERS-220, FN2127US1ERS120, FN-2127US1ERS-220, FN4127US0ERS120, FN-4127US0ERS-220, FN4127US1ERS120, FN-4127US1ERS-220, FN-LCD-N, FN-LCD-S, FNP-1127, FNP-1127ES0EGS-120,
1edf886e-ab18-48d3-9ae4-57bb7a4db7c1 |  |  |  | North | Edwards |  | Hardware |  |  |  | Hardware | TRUE | SD-T42 |  | SuperDuct, Air sample tube, 42 inch | 1 | [6 empty] | FALSE | [5 empty] | #FFFFFFFF |  |  | FALSE | FALSE | FALSE | [14 empty] | FALSE | [7 empty] | THOR\acont | 2024-10-09 10:48
8f8e2bb2-f380-4991-9ef8-57be53b53f0a |  |  |  | North | Ditek |  | Cards & Components |  |  |  | Card | TRUE | DTK-120SRD |  | 120VAC 54kA Series Connected Surge Protector with Dry Contacts | 1 | [6 empty] | TRUE | [5 empty] | #FFFFFFFF |  |  | FALSE | FALSE | FALSE | [14 empty] | FALSE |  |  | 120v |  |  |  |  | THOR\acont | 2024-10-09 10:48 |  | [Ditek, Monaco Enterprises, WBOX] [SURGE PROTECTION] [ALL DEVICES ++] 0E-SPROACHW, 210-524-00, DTK-120HW, DTK-120HWLOK, DTK-120HW-SS, DTK-120SRD, DTK-120X12, DTK-1F, DTK-1FF, DTK-2MHLP24B, DTK-2MHLP24B w/DTK-2MB, DTK-2MHLP24B w/DTK-3MB, DTK-2MHLP24B w/DT [Ditek, Monaco Enterprises] [DACT] 01 210-524-00, DTK-120HW, DTK-120SRD, DTK-1FF, DTK-2MHTP, DTK-DF120S1 [Ditek, Monaco Enterprises] [IDC] 01 210-524-00, DTK-120HW, DTK-120SRD, DTK-DF120S1 [Ditek, Monaco Enterprises] [SURGE PROTECTION] [#2] 210-524-00, DTK-120HW, DTK-120HWLOK, DTK-120HW-SS, DTK-120SRD, DTK-120X12, DTK-2MHLP24B, DTK-2MHLP24BWB, DTK-2MHLP24F, DTK-2MHTP, DTK-4LVLPLV, DTK-DF120S1, DTK-MRJ45C5E | [Ditek, EDCO, Monaco Enterprises, Space Age Electronics, WBOX] 0E-SPROACHW, 210-524-00, DTK-120HW, DTK-120HWLOK, DTK-120HW-SS, DTK-120SRD, DTK-120X12, DTK-1F, DTK-1FF, DTK-DF120S1, E120V-GT, FAS120AC, T120-DG w/Snap Track
8059cb5e-6601-40c5-8d4f-57be592337ff | NFPA 170 HEAT DETECTOR |  |  | North | Gamewell FCI |  | Heat Detector |  |  |  | Module | TRUE | ATD-L3R-IV w/B300-6-IV | + | Thermal heat detector, 135°F rate of rise, ivory, Velociti/CLIP w/ 6” Flanged mounting base, ivory | 1 | 0.0002 | 0.0045 |  |  |  |  | FALSE | TRUE | FLUSH |  | 4" SQ. DEEP | 3 "O" PLASTER RING | #FFFF0000 | FA-NFPA 170 HEAT DETECTOR | 1 | FALSE | FALSE | FALSE | 1403 | [13 empty] | FALSE |  |  | 135° |  |  | DESKTOP-7SAL8M7\acont | 2019-05-06 10:45 | THOR\acont | 2024-09-08 17:27 | 20191121 AC Detector with base | [Gamewell FCI] [SLC SENSORS] [*] [#4 TYPE ADDR ¦ SENSORS] ADPF (C), ASD-PL2F w/B200S-LF-WH (C), ASD-PL2F w/B210LP (C), ASD-PL2FR (C), ASD-PL3 w/B200S-LF-WH (C), ASD-PL3 w/B200SR-LF-WH (C), ASD-PL3 w/B200SR-WH (C), ASD-PL3 w/B224BI-WH (C), ASD-PL3 w/B224R [Gamewell FCI] [SLC MODULES SENSORS] [*] [#2 SHARED ADDR ¦ SENSORS] ADPF (C), ASD-PL2F w/B200S-LF-WH (C), ASD-PL2F w/B210LP (C), ASD-PL2FR (C), ASD-PL3 w/B200S-LF-WH (C), ASD-PL3 w/B200SR-LF-WH (C), ASD-PL3 w/B200SR-WH (C), ASD-PL3 w/B224BI-WH (C), ASD-P
c8ed91b3-7d20-4b16-8ccf-57cd94cd4d8e | NFPA 170 SPEAKER STROBE |  |  | North | System Sensor |  | Speaker/Strobe |  |  |  | Module | TRUE | SPSRLED-SP | ++ | 2-WIRE, SPEAKER STROBE LED RED WALL FUEGO | 1 | 0 | 0.017 |  |  |  |  | FALSE | [5 empty] | #FF0070C0 | FA-NFPA 170 SPEAKER STROBE | 1 | FALSE | FALSE | FALSE | 2019 | [13 empty] | FALSE | [5 empty] | THOR\acont | 2024-02-21 10:59 | THOR\acont | 2024-09-08 17:27 | Cloned from System Sensor SPSRLED CLONED CLONED | [System Sensor] [AUDIO 70.7v] [70V AUDIO] SPSCRLED (C), SPSCRLED-B (C), SPSCRLED-BT (C), SPSCWLED (C), SPSCWLED-B (C), SPSCWLED-BT (C), SPSCWLED-CLR-ALERT (C), SPSCWLED-P (C), SPSCWLED-SP (C), SPSCWLED-T (C), SPSCWLED-TP (C), SPSRLED, SPSRLED-B, SPSRLED- [System Sensor] [AUDIO 25v] [25V AUDIO] SPSCRLED (C), SPSCRLED-B (C), SPSCRLED-BT (C), SPSCWLED (C), SPSCWLED-B (C), SPSCWLED-BT (C), SPSCWLED-CLR-ALERT (C), SPSCWLED-P (C), SPSCWLED-SP (C), SPSCWLED-T (C), SPSCWLED-TP (C), SPSRLED, SPSRLED-B, SPSRLED-P, [System Sensor] [NAC] [VDC] SPSRLED, SPSRLED-B, SPSRLED-P, SPSRLED-SP, SPSWLED, SPSWLED-ALERT, SPSWLED-B, SPSWLED-CLR-ALERT, SPSWLED-P
eaec7c0d-67cd-4034-b818-57cfb81e981c | NFPA 170 SPEAKER STROBE |  |  | North | Edwards |  | Hardware |  |  |  | Hardware | TRUE | WG4WA-SVMA |  | 25/70V Speaker/Strobe, white, ALERT, amber, 13, 25, 59, 62 cd | 1 | [12 empty] | #FF0070C0 | FA-NFPA 170 SPEAKER STROBE | 1 | FALSE | FALSE | FALSE | 2019 | [16 empty] | WP |  |  |  |  | THOR\acont | 2024-09-08 17:27 |  | [Edwards, Kidde] [AUDIO 70.7v] [70V AUDIO] G4F-S7, G4F-S7V1575, G4F-S7VM, G4HFRF-S7, G4HFRF-S7VMC, G4HFRN-S7, G4HFRN-S7VMC, G4HFWA-S7, G4HFWA-S7VMA, G4HFWA-S7VMC, G4HFWF-S7, G4HFWF-S7VMC, G4HFWN-S7, G4HFWN-S7VMA, G4HFWN-S7VMB, G4HFWN-S7VMC, G4RF-S7, G4RF [Edwards, Kidde] [AUDIO 25v] [25V AUDIO] EGCF-S2VMH (C), G4F-S2, G4F-S2V1575, G4F-S2VM, G4HFRF-S2, G4HFRF-S2VMC, G4HFRN-S2, G4HFRN-S2VMC, G4HFWA-S2, G4HFWA-S2VMA, G4HFWA-S2VMC, G4HFWF-S2, G4HFWF-S2VMC, G4HFWN-S2, G4HFWN-S2VMA, G4HFWN-S2VMC, G4RF-S2, G4RF
81c5d71f-edf6-4979-bed5-57d1d551f035 | NFPA 170 DUCT SMOKE DETECTOR |  |  | North | Autocall |  | Duct Smoke Detector |  |  |  | Module | TRUE | A4098-9750 w/A4098-9714 | + | Duct Sensor Housing with beige mounting box, (requires 4098-9714 sensor) w/o relay | 1 | 0.0008 | 0.001 |  |  |  |  | TRUE | TRUE |  |  |  |  | #FFFF0000 | FA-NFPA 170 DUCT SMOKE DETECTOR | 1 | FALSE | FALSE | FALSE | 1400 | [19 empty] | THOR\acont | 2024-10-29 14:23 | THOR\acont | 2025-02-05 12:56 | Cloned from Autocall A4098-9755 | [Autocall, Simplex] [IDNet] [SENSORS ++] 4098-9714 (C), 4098-9714 w/4098-9770 (C), 4098-9714 w/4098-9771 (C), 4098-9714 w/4098-9772 (C), 4098-9714 w/4098-9773 (C), 4098-9714 w/4098-9780 (C), 4098-9714 w/4098-9789 (C), 4098-9714 w/4098-9791 (C), 4098-9714 | [Autocall, Generic, N/A, Simplex] 4098-9750, 4098-9755 w/4098-9714, A4098-9750 w/A4098-9714, A4098-9751 w/A4098-9714, A4098-9755 w/A4098-9714, DUCT DETECTOR, FURNISHED BY OTHERS
cf095195-0fc5-4708-844e-57d76941f8a3 | NFPA 170 SMOKE HEAT CO DETECTOR |  |  | North | Kidde |  | Smoke/Heat/CO Detector |  |  |  | Module | TRUE | KIR-PHCD w/KI-ABLT BASE | ++ | Multisensor Smoke, Heat, and CO Detector | 1 | 3.2e-05 | 3.2e-05 |  |  |  |  | FALSE | TRUE |  |  |  |  | #FFFF0000 | FA-NFPA 170 SMOKE HEAT CO DETECTOR | 1 | FALSE | FALSE | FALSE | 1408 | [13 empty] | FALSE | [5 empty] | DESKTOP-7EIEB7A\acont | 2023-05-24 19:23 | THOR\acont | 2024-09-08 17:27 | Cloned from Kidde KI-PHCD w/KI-ABLT BASE | [Kidde] [AUX POWER] [24VDC STEADY LOW] KI-COD w/KI-ABLT BASE (C), KI-HCD w/KI-ABLT BASE, KI-HRD w/KI-ABLT BASE, KI-OSCD w/KI-ABLT BASE, KI-OSD w/KI-ABLT BASE, KI-PCD w/KI-ABLT BASE (C), KI-PD w/KI-ABLT BASE (C), KI-PHCD w/KI-ABLT BASE (C), KI-PHD w/KI-AB [Kidde] [AUX POWER] [24VDC TC3/TC4 LOW] KI-COD w/KI-ABLT BASE (C), KI-HCD w/KI-ABLT BASE, KI-HRD w/KI-ABLT BASE, KI-OSCD w/KI-ABLT BASE, KI-OSD w/KI-ABLT BASE, KI-PCD w/KI-ABLT BASE (C), KI-PD w/KI-ABLT BASE (C), KI-PHCD w/KI-ABLT BASE (C), KI-PHD w/KI-A [Kidde] [AUX POWER] [24VDC TC4 HIGH] KI-COD w/KI-ABLT BASE (C), KI-HCD w/KI-ABLT BASE, KI-HRD w/KI-ABLT BASE, KI-OSCD w/KI-ABLT BASE, KI-OSD w/KI-ABLT BASE, KI-PCD w/KI-ABLT BASE (C), KI-PD w/KI-ABLT BASE (C), KI-PHCD w/KI-ABLT BASE (C), KI-PHD w/KI-ABLT [Kidde] [SLC EST SENSORS] [*] [#4 TYPE ADDR ¦ SENSORS] DS-HFS (C), DS-PS (C), FX-HD w/IB4U BASE, FX-HD w/RB4U BASE, FX-HD w/SB4U BASE, FX-HD w/SB4U-LF BASE, FX-HD wB4U BASE, FX-PD w/B4U BASE (C), FX-PD w/IB4U BASE (C), FX-PD w/SB4U BASE (C), FX-PD w/SB4U [Kidde] [AUX POWER] [24VDC TC3/TC4 HIGH] KI-COD w/KI-ABLT BASE (C), KI-HCD w/KI-ABLT BASE, KI-HRD w/KI-ABLT BASE, KI-OSCD w/KI-ABLT BASE, KI-OSD w/KI-ABLT BASE, KI-PCD w/KI-ABLT BASE (C), KI-PD w/KI-ABLT BASE (C), KI-PHCD w/KI-ABLT BASE (C), KI-PHD w/KI- [Kidde] [SLC EST MODULES SENSORS] [*] [#2 SHARED ADDR ¦ SENSORS] DS-HFS (C), DS-PS (C), FX-HD w/IB4U BASE, FX-HD w/RB4U BASE, FX-HD w/SB4U BASE, FX-HD w/SB4U-LF BASE, FX-HD wB4U BASE, FX-PD w/B4U BASE (C), FX-PD w/IB4U BASE (C), FX-PD w/SB4U BASE (C), FX [Kidde] [AUX POWER] [24VDC TC4 LOW] KI-COD w/KI-ABLT BASE (C), KI-HCD w/KI-ABLT BASE, KI-HRD w/KI-ABLT BASE, KI-OSCD w/KI-ABLT BASE, KI-OSD w/KI-ABLT BASE, KI-PCD w/KI-ABLT BASE (C), KI-PD w/KI-ABLT BASE (C), KI-PHCD w/KI-ABLT BASE (C), KI-PHD w/KI-ABLT [Edwards, Kidde] [SLC EST SENSORS] 01 [*] [EST3, iO1000] DS-HFS (C), DS-PS (C), FX-HD w/IB4U BASE, FX-HD w/RB4U BASE, FX-HD w/SB4U BASE, FX-HD w/SB4U-LF BASE, FX-HD wB4U BASE, FX-PD w/B4U BASE (C), FX-PD w/IB4U BASE (C), FX-PD w/SB4U BASE (C), FX-PD w/SB [Kidde] [AUX POWER] [24VDC STEADY HIGH] KI-COD w/KI-ABLT BASE (C), KI-HCD w/KI-ABLT BASE, KI-HRD w/KI-ABLT BASE, KI-OSCD w/KI-ABLT BASE, KI-OSD w/KI-ABLT BASE, KI-PCD w/KI-ABLT BASE (C), KI-PD w/KI-ABLT BASE (C), KI-PHCD w/KI-ABLT BASE (C), KI-PHD w/KI-A [Edwards, Kidde] [SLC EST MODULES/SENSORS] 01 [*] [iO64] DS-HFS (C), DS-PS (C), FX-HD w/IB4U BASE, FX-HD w/RB4U BASE, FX-HD w/SB4U BASE, FX-HD w/SB4U-LF BASE, FX-HD wB4U BASE, FX-PD w/B4U BASE (C), FX-PD w/IB4U BASE (C), FX-PD w/SB4U BASE (C), FX-PD w/SB
1a2d872a-2bc5-415b-9646-57de6fc7ab3a | NFPA 170 NOTIFICATION CIRCUIT EXTENDER PANEL | RISER NAC |  | North | NAPCO |  | Notification Circuit Extender Panel |  |  |  | Assembly | TRUE | GEMC-12V2APS-R | + | 12VDC Power Supply for Burg. Bus, remote supervised. Powered by supplied 16.5V, 50VA plug-in transformer, supports 2ea. 12V, 7AH standby batteries. | 1 | [12 empty] | #FFFF0000 | FA-NFPA 170 NOTIFICATION CIRCUIT EXTENDER PANEL | 1 | FALSE | FALSE | FALSE | 212 | [19 empty] | DESKTOP-7SAL8M7\acont | 2020-01-21 11:59 | THOR\acont | 2024-09-08 17:27
79a180c8-df90-44c6-acf7-57deca7cf9f3 | NFPA 170 STROBE WALL |  |  | North | Siemens |  | Strobe |  |  |  | Module | TRUE | SLSWW-NA | S54329-F30-A1 | SLSWW-NA ST,WALL,WHT,NO-TXT,AMBER | 1 | [12 empty] | #FF0070C0 | FA-NFPA 170 STROBE WALL | 1 | FALSE | FALSE | FALSE | 2023 | [19 empty] | DESKTOP-7SAL8M7\acont | 2019-08-13 09:04 | THOR\acont | 2024-09-08 17:27 |  | [Siemens] [NAC] [24 VDC] SLSWR-A, SLSWR-AL, SLSWR-ALA, SLSWR-F, SLSWR-FB, SLSWR-N, SLSWR-NA, SLSWW-AL, SLSWW-ALA, SLSWW-F, SLSWW-FB, SLSWW-N, SLSWW-NA [Siemens] [NAC] [24 VDC] SLSPSWR-AL, SLSPSWR-ALA, SLSPSWR-F, SLSPSWR-M, SLSPSWR-N, SLSPSWR-NA, SLSPSWW-AL, SLSPSWW-ALA, SLSPSWW-F, SLSPSWW-M, SLSPSWW-N, SLSPSWW-NA, SLSWR-A, SLSWR-AL, SLSWR-ALA, SLSWR-F, SLSWR-FB, SLSWR-N, SLSWR-NA, SLSWW-AL, SLSWW-ALA, [Siemens] [NAC] [16 VDC] SLSPSWR-AL, SLSPSWR-ALA, SLSPSWR-F, SLSPSWR-M, SLSPSWR-N, SLSPSWR-NA, SLSPSWW-AL, SLSPSWW-ALA, SLSPSWW-F, SLSPSWW-M, SLSPSWW-N, SLSPSWW-NA, SLSWR-A, SLSWR-AL, SLSWR-ALA, SLSWR-F, SLSWR-FB, SLSWR-N, SLSWR-NA, SLSWW-AL, SLSWW-ALA,
b802eb21-63b5-410e-a975-57dfc591f79d | NFPA 170 SMOKE DETECTOR |  |  | North | Edwards |  | Smoke Detector |  |  |  | Module | TRUE | 511C |  | 2W Smoke Detector 12/24Vdc /w base | 1 |  | 0.06 |  |  |  |  | FALSE | TRUE |  |  |  |  | #FFFF0000 | FA-NFPA 170 SMOKE DETECTOR | 1 | FALSE | FALSE | FALSE | 1408 | [13 empty] | FALSE | [7 empty] | THOR\acont | 2024-09-08 17:27 | 20191121 AC Detector without base | [Edwards] [IDC] 02 511C (C), 711U (C), 711UT (C), 721UT (C), TS7-2 (C), TS7-2T (C)
bb5fad79-6850-46f9-91ac-57e20cea12d5 |  |  |  | North | Edwards |  | Cards & Components |  |  |  | Card | TRUE | ANSAUX |  | Audio matching, line input / output card | 1 | [6 empty] | TRUE | [5 empty] | #FFFFFFFF |  |  | FALSE | FALSE | FALSE | [14 empty] | FALSE | [7 empty] | THOR\acont | 2024-10-09 10:48
0667f473-0241-4579-be6b-57e56e38bf3a | NFPA 170 SMOKE HEAT DETECTOR |  |  | North | Simplex |  | Smoke/Heat Detector |  |  |  | Module | TRUE | 4098-9602 w/4098-9682 | + | TrueAlarm Photoelectric Smoke Detector with TrueSense Smoke/Heat Detection 4-Wire | 1 | 0.0001 | 0.024 |  |  |  |  | TRUE | TRUE |  |  |  |  | #FFFF0000 | FA-NFPA 170 SMOKE HEAT DETECTOR | 1 | FALSE | FALSE | FALSE | 1408 | [16 empty] | P |  |  | DESKTOP-7EIEB7A\acont | 2022-02-15 10:49 | THOR\acont | 2024-09-08 17:27 | Cloned from Autocall A4098-9602 w/A4098-9682 | [Autocall, Simplex] [AUX POWER] [4-WIRE AUX POWER] 4098-9601 w/4098-9682 (C), 4098-9602 w/4098-9682 (C), 4098-9605 w/4098-9682 (C), 4098-9612 w/4098-9682 (C), 4098-9612E w/4098-9682E (C), 4098-9613 w/4098-9682 (C), 4098-9613E w/4098-9682E (C), 4098-9614 [Autocall, Simplex] [IDC] 01 2098-9201 (C), 2098-9202 (C), 2098-9203 (C), 2098-9208 (C), 2098-9576 (C), 2099-9101 (C), 2099-9102 (C), 2099-9103 (C), 2099-9104 (C), 2099-9105 (C), 2099-9107 (C), 2099-9108 (C), 2099-9754 (C), 2099-9755 (C), 2099-9756 (C), | [Autocall, Simplex] 4098-9601 w/4098-9682, 4098-9602 w/4098-9682, 4098-9605 w/4098-9682, 4098-9733 w/4098-9791, 4098-9734 w/4098-9791, A4098-9601 w/A4098-9682, A4098-9602 w/A4098-9682, A4098-9605 w/A4098-9682, A4098-9714 w/A4098-9791, A4098-9733 w/A4098-9
e754d03f-9206-44d1-b9fc-57e86136490f |  |  |  | North | Edwards |  | Hardware |  |  |  | Hardware | TRUE | SR3T-P |  | Surface Mounting Box | 1 | [6 empty] | FALSE | [5 empty] | #FFFFFFFF |  |  | FALSE | FALSE | FALSE | [14 empty] | FALSE | [7 empty] | THOR\acont | 2024-10-09 10:48
e24fdadc-fa0e-4dae-bf0d-57edc65bd6a0 |  |  |  | North | Bosch | [5 empty] | Module | TRUE | ICP-1K22AWG-10 | * | 1Kohm 22awg EOL-10 0000065827 | 1 | [12 empty] | #FFFFFFFF |  |  | FALSE | FALSE | FALSE | [20 empty] | DESKTOP-7EIEB7A\acont | 2021-08-13 06:25 | THOR\acont | 2024-10-09 10:48
8cf13e1a-39d5-4f67-a88a-57f28467a5e2 | NFPA 170 SPEAKER STROBE CEILING |  |  | North | Hochiki |  | Speaker/Strobe |  |  |  | Module | TRUE | ET70WP-2475C-FW |  | Speaker/Strobe, ceiling, 24 VDC, WP, white | 1 | 0 | 0.155 |  |  |  |  | FALSE | TRUE |  |  |  |  | #FF0070C0 | FA-NFPA 170 SPEAKER STROBE CEILING | 1 | FALSE | FALSE | FALSE | 2020 | [13 empty] | FALSE |  |  | WP |  |  | DESKTOP-7SAL8M7\acont | 2020-11-17 11:41 | THOR\acont | 2024-09-08 17:27 | Cloned from Hochiki ET70WP-2475W-FW | [Eaton Wheelock, Hochiki] [NAC] [UL 1971] ET70WP-2475C-FR (C), ET70WP-2475C-FW (C) [Eaton Wheelock, Hochiki] [AUDIO 25v] [25V AUDIO] ET70WP-24115C-FR (C), ET70WP-24115C-FW (C), ET70WP-24135C-FR (C), ET70WP-24135C-FW (C), ET70WP-24135W-FR (C), ET70WP-24135W-FW (C), ET70WP-24177C-FR (C), ET70WP-24177C-FW (C), ET70WP-24185W-FR, ET70WP-241 [Eaton Wheelock, Hochiki] [NAC] [UL 1638 @ 77°F] ET70WP-2475C-FR (C), ET70WP-2475C-FW (C) [Eaton Wheelock, Hochiki] [AUDIO 70.7v] [70V AUDIO] ET70WP-24115C-FR (C), ET70WP-24115C-FW (C), ET70WP-24135C-FR (C), ET70WP-24135C-FW (C), ET70WP-24135W-FR (C), ET70WP-24135W-FW (C), ET70WP-24177C-FR (C), ET70WP-24177C-FW (C), ET70WP-24185W-FR, ET70WP-2
83f14f16-08a9-41a4-878b-57f2ea6d9a37 | NFPA 170 SMOKE DETECTOR |  |  | North | Firelite |  | Smoke Detector |  |  |  | Module | TRUE | SD355 w/B501 | + | White, Addressable photoelectric detector, Standard Base | 1 | 0.0003 | 0.0065 |  |  |  |  | FALSE | TRUE |  |  |  |  | #FFFF0000 | FA-NFPA 170 SMOKE DETECTOR | 1 | FALSE | FALSE | FALSE | 1408 | [13 empty] | FALSE | [5 empty] | DESKTOP-7SAL8M7\acont | 2019-03-28 06:22 | THOR\acont | 2024-09-08 17:27 | 20191121 AC Detector with base | [Firelite, System Sensor] [SLC SENSORS] [*] [#4 TYPE ADDR ¦ SENSORS] AD355 w/B200SR-LF-WH (C), AD355 w/B200SR-WH (C), AD355 w/B210LP (C), AD355 w/B224BI-WH (C), AD355 w/B224RB-WH (C), AD355 w/B501 (C), BEAM355 (C), BEAM355S (C), CP355 w/B200SR-WH (C), CP [Firelite, System Sensor] [SLC MODULES SENSORS] [*] [#2 SHARED ADDR ¦ SENSORS] AD355 w/B200SR-LF-WH (C), AD355 w/B200SR-WH (C), AD355 w/B210LP (C), AD355 w/B224BI-WH (C), AD355 w/B224RB-WH (C), AD355 w/B501 (C), BEAM355 (C), BEAM355S (C), CP355 w/B200SR-
a06f19d0-2cad-4d19-8cc5-57f3f1e0c317 | NFPA 170 HORN |  |  | North | System Sensor |  | Horn |  |  |  | Module | TRUE | HWL-LF w/ WAV-WL | + | LF Sounder, Wall, White | 2 | 0 | 0.047 |  |  |  |  | FALSE | [5 empty] | #FF0070C0 | FA-NFPA 170 HORN | 1 | FALSE | FALSE | FALSE | 2010 | [13 empty] | FALSE |  |  | LF |  |  | DESKTOP-7SAL8M7\acont | 2020-09-14 15:55 | THOR\acont | 2024-09-08 17:27 | Cloned from System Sensor HWL-LF | [Farenhyt, Firelite, Gamewell FCI, Notifier, Silent Knight, System Sensor] [SWIFT MESH DEVICES] 01 HRL-LF w/ WAV-RL, HWL-LF w/ WAV-WL, P2RL w/WAV-RL, P2RLED w/WAV-RL, P2RL-LF w/ WAV-RL, P2WL w/ WAV-WL, P2WLED w/ WAV-WL, P2WL-LF w/ WAV-WL, SRL w/ WAV-RL, [Notifier, System Sensor] [NAC] [VDC. TEMPORAL LOW] HCRL-LF (C), HCWL-LF (C), HGRL-LF, HGWL-LF, HRL-LF, HRL-LF w/ WAV-RL, HWL-LF, HWL-LF w/ WAV-WL [Notifier, System Sensor] [NAC] [VDC. TEMPORAL HIGH] HCRL-LF (C), HCWL-LF (C), HGRL-LF, HGWL-LF, HRL-LF, HRL-LF w/ WAV-RL, HWL-LF, HWL-LF w/ WAV-WL [Notifier, System Sensor] [NAC] [VFWR. TEMPORAL LOW] HCRL-LF (C), HCWL-LF (C), HGRL-LF, HGWL-LF, HRL-LF, HRL-LF w/ WAV-RL, HWL-LF, HWL-LF w/ WAV-WL [Notifier, System Sensor] [NAC] [VFWR. TEMPORAL HIGH] HCRL-LF (C), HCWL-LF (C), HGRL-LF, HGWL-LF, HRL-LF, HRL-LF w/ WAV-RL, HWL-LF, HWL-LF w/ WAV-WL
0dd310da-04c0-467b-aa5b-5800e4289e6a | NFPA 170 ADDRESSABLE OUTPUT MODULE |  |  | North | Fike |  | Addressable Control/Relay |  |  |  | Module | TRUE | 55-048 |  | Relay Module Isolator Version | 1 | [6 empty] | FALSE | [5 empty] | #FFFF0000 | FA-NFPA 170 ADDRESSABLE OUTPUT MODULE | 1 | FALSE | FALSE | FALSE | 1100 | [13 empty] | FALSE |  |  | ISO¦R |  |  |  |  | THOR\acont | 2024-09-08 17:27 |  | [Fike] [SLC FIKE] [*] [#1 SHARED ADDR ¦ ALL] 20-1063, 20-1064, 20-1343, 55-019/020 (C), 55-021 (C), 55-023 (C), 55-041, 55-042, 55-043, 55-045, 55-046, 55-047, 55-048, 55-050, 55-052, 55-055, 55-056, 55-060, 55-061, 60-1028 (C), 60-1039 (C), 60-1040 (C), [Fike] [AUX POWER] 20-1063, 20-1064, 20-1343, 55-019/020 (C), 55-021 (C), 55-023 (C), 55-043, 55-047, 55-048, 55-050, 55-055, 55-056, 55-060, 55-061, 60-1028 (C), 60-1039 (C), 60-1040 (C), 63-028/029 (C), 63-1021 (C), 63-1052 (C), 63-1053 (C), 63-1056 (C
c76f7c61-fdd0-4f2b-864a-58015cdc8f67 | NFPA 170 AREA OF REFUGE REMOTE |  |  | North | TALK A PHONE | Area of Refuge | Area of Refuge Component |  |  |  | Module | TRUE | AOR-CSE-FM | ++ | AOR ANALOG CALL STATION, FLUSH MOUNT | 1 | [6 empty] | FALSE |  |  |  | 4.75 x 8.23 x 2.75 in. (121 x 209 x 70 mm |  | #FF00B050 | FA-NFPA 170 AREA OF REFUGE REMOTE | 1 | FALSE | FALSE | FALSE | 4000 | [13 empty] | FALSE | [5 empty] | THOR\acont | 2024-01-10 15:53 | THOR\acont | 2024-09-08 17:27 | Cloned from TALK A PHONE AOR-CSE-FM | [TALK A PHONE] [AOR Call Circuit] AOR-CSE-FM, AOR-CSE-SM
9848ea75-c911-4b09-b6ce-58027dc0c413 |  |  |  | North | Siemens | [5 empty] | Module | TRUE | 40/40I-112SF | S54430-F11-A1 | IR3 FLM DET WO1 75C 3/4" SS FM | 1 | [12 empty] | #FFFFFFFF |  |  | FALSE | FALSE | FALSE | [20 empty] | DESKTOP-7SAL8M7\acont | 2019-08-13 09:04 | THOR\acont | 2024-10-09 10:48
5a14b845-9d95-4337-b542-58078832f648 |  |  |  | North | Edwards |  | Hardware |  |  |  | Hardware | TRUE | 2-WB3D/DF |  | OBSOLETE - Outer Door for 2-WB3(R), No View Window, Red | 1 | [6 empty] | FALSE | [5 empty] | #FFFFFFFF |  |  | FALSE | FALSE | FALSE | [14 empty] | FALSE | [7 empty] | THOR\acont | 2024-10-09 10:48
4bc9d576-af2c-421a-96f7-580fcb186c72 |  |  |  | North | Edwards |  | Hardware |  |  |  | Hardware | TRUE | SD-T78 |  | SuperDuct, Air sample tube, 78 inch | 1 | [6 empty] | FALSE | [5 empty] | #FFFFFFFF |  |  | FALSE | FALSE | FALSE | [14 empty] | FALSE | [7 empty] | THOR\acont | 2024-10-09 10:48
83606018-9dff-49cd-8815-581aa35f1206 |  |  |  | North | Potter |  | Cards & Components |  |  |  | Card | TRUE | PFC-6075 MAIN BOARD |  | Main Board | 1 | 0.13 | 0.22 |  |  |  |  | TRUE | [5 empty] | #FFFFFFFF |  |  | FALSE | FALSE | FALSE | [14 empty] | FALSE | [7 empty] | THOR\acont | 2024-10-09 10:48 |  | [Advanced, Potter] [VAC ] [120VAC] AFC-100 Main Board, AFC-1000 Main Board, AFC-50 Main Board, ARC-100 Main Board, AX-PSN104 Main Board, AX-PSN106 Main Board, AX-PSN108 Main Board, AX-PSN-64 Main Board, DCA-10025 (25V) Main Board, DCA-10025 (70V) Main Bo
fd33cd0a-1d1d-44fd-9bc6-581bc0b6eb72 | NFPA 170 HEAT DETECTOR |  |  | North | Simplex |  | Heat Detector |  |  |  | Module | TRUE | 4098-9615E w/4098-9684E | + | Electronic Heat Detector 2-Wire 200° F (57° C) with remote LED, High Humidity | 1 | 0.0001 | 0.086 |  |  |  |  | TRUE | TRUE |  |  |  |  | #FFFF0000 | FA-NFPA 170 HEAT DETECTOR | 1 | FALSE | FALSE | FALSE | 1403 | [16 empty] | 200 |  |  | THOR\acont | 2024-02-22 15:56 | THOR\acont | 2024-09-08 17:27 | Cloned from Simplex 4098-9614E w/4098-9684E | [Autocall, Simplex] [IDC] 02 [*] 4090-9008, 4098-9612E w/4098-9683E (C), 4098-9612E w/4098-9684E (C), 4098-9612E w/4098-9788E (C), 4098-9613E w/4098-9683E (C), 4098-9613E w/4098-9684E (C), 4098-9613E w/4098-9788E (C), 4098-9614E w/4098-9683E (C), 4098-96 | [Autocall, Simplex] 4098-9612 w/4098-9682, 4098-9612E w/4098-9682E, 4098-9612E w/4098-9683E, 4098-9612E w/4098-9684E, 4098-9612E w/4098-9788E, 4098-9613 w/4098-9682, 4098-9613E w/4098-9682E, 4098-9613E w/4098-9683E, 4098-9613E w/4098-9684E, 4098-9613E w/4
cb344eeb-0653-45b1-a612-581e520d2bd9 | NFPA 170 SPEAKER STROBE CEILING |  |  | North | Edwards |  | Speaker/Strobe |  |  |  | Module | TRUE | GCWN-S2VMHB |  | 25V Speaker/Strobe white, no markings, High cd, blue | 1 | 0 | 0.502 |  |  |  |  | FALSE | TRUE |  |  |  |  | #FF0070C0 | FA-NFPA 170 SPEAKER STROBE CEILING | 1 | FALSE | FALSE | FALSE | 2020 | [13 empty] | FALSE |  |  | C |  |  |  |  | THOR\acont | 2024-09-08 17:27 |  | [Edwards, Kidde] [AUDIO 25v] [25V AUDIO] EGCF-S2VMH (C), G4F-S2, G4F-S2V1575, G4F-S2VM, G4HFRF-S2, G4HFRF-S2VMC, G4HFRN-S2, G4HFRN-S2VMC, G4HFWA-S2, G4HFWA-S2VMA, G4HFWA-S2VMC, G4HFWF-S2, G4HFWF-S2VMC, G4HFWN-S2, G4HFWN-S2VMA, G4HFWN-S2VMC, G4RF-S2, G4RF [Edwards, Kidde] [NAC] [16 VDC] EGCF-S2VMH (C), EGCF-VMH (C), GCF-S2VMH (C), GCF-S7VMH (C), GCF-VMH (C), GCHFRF-S2VMCH (C), GCHFRF-S7VMCH (C), GCHFRN-S2VMCH (C), GCHFRN-S7VMCH (C), GCHFWA-S2VMAH (C), GCHFWA-S2VMCH (C), GCHFWA-S7VMAH (C), GCHFWA-S7VMCH (C [Edwards, Kidde] [NAC] [24 VDC] EGCF-S2VMH (C), EGCF-VMH (C), GCF-S2VMH (C), GCF-S7VMH (C), GCF-VMH (C), GCHFRF-S2VMCH (C), GCHFRF-S7VMCH (C), GCHFRN-S2VMCH (C), GCHFRN-S7VMCH (C), GCHFWA-S2VMAH (C), GCHFWA-S2VMCH (C), GCHFWA-S7VMAH (C), GCHFWA-S7VMCH (C
d9b31d85-681d-4eb1-b615-5820cc0fffd7 | 170 BASIC SHAPE |  |  | North | Siemens |  | Hardware |  |  |  | Hardware | TRUE | ID-MP | 500-633027 | INNER DOOR CONTROL MODULE MOUNTING PLATE (4 PLATES PER PACKAGE) EACH PLATE HOLDS UP TO (4) SCM-8LCM-8/BCM OR (2) FCM-6 MOUNTS TO CAB/REMBOX INNER DOORS | 1 | [12 empty] | #FFFF0000 | FA-170 BASIC SHAPE | 1 | FALSE | FALSE | FALSE | 5000 | [21 empty] | THOR\acont | 2024-09-08 17:27
8d98f572-451f-48fa-a530-5820fd28c3b9 | NFPA 170 MANUAL PULL |  |  | North | Firelite |  | Manual Station |  |  |  | Module | TRUE | XAL-53 | ++ | Explosion-Proof Pull Station with Pull Ring | 1 | [6 empty] | TRUE | [5 empty] | #FFFF0000 | FA-NFPA 170 MANUAL PULL | 1 | FALSE | FALSE | FALSE | 957 | [16 empty] | XP |  |  |  |  | THOR\acont | 2024-09-08 17:27 | Cloned from Firelite BG-12 | [Chemtronics, Firelite, MIRCOM, Notifier, System Sensor] [IDC] 01 [*] [IDC 2-WIRE ++] 1151 (C), 1151EIS (C), 1400 (C), 1451 (C), 1451DH (C), 1451DHHT (C), 2100AT (C), 2100S (C), 2100TR (C), 2100TS (C), 2151 w/B110LP (C), 2151 w/B116LP (C), 2151 w/B401 (C
e743ed83-03ef-4e99-ab0b-58263469f674 |  |  |  | North | MIRCOM |  | Hardware |  |  |  | Hardware | TRUE | DOX-1024BPR | + | Red front door for UB-1024BP backbox. | 1 | [6 empty] | FALSE | [5 empty] | #FFFFFFFF |  |  | FALSE | FALSE | FALSE | [14 empty] | FALSE | [7 empty] | THOR\acont | 2024-10-09 10:48
10e60559-0447-4c25-88c8-582aa9e3e8f9 | NFPA 170 HEAT DETECTOR BEACON SOUNDER |  |  | North | Siemens |  | Heat Detector |  |  |  | Module | TRUE | HI720/FDSB226-WW/FDB228 | ++ | Heat Detector (static) with Short Circuit Isolator (supplied with Sounder VAD Base) 71…96 dB (A) High = O-4-15 Medium = C-3-12 Low = O-2.5-6.5 | 1 | 0.0002 | 0.0002 | [10 empty] | #FFFF0000 | FA-NFPA 170 HEAT DETECTOR BEACON SOUNDER | 1 | FALSE | FALSE | FALSE | [17 empty] | R |  |  | DESKTOP-7EIEB7A\acont | 2021-11-19 10:16 | THOR\acont | 2024-09-08 17:27 |  | [Siemens] [C-NET] [#2 TONE/VOICE] FDSB226-WW/FDB228/FDBZ298, FDSB227-WW/FDB228/FDBZ298, HI720/FDSB226-WW/FDB228, HI720/FDSB227-WW/FDB228, HI722//FDSB227-WW/FDB228, HI722/FDSB226-WW/FDB228, OH720/FDSB226-WW/FDB228, OH720/FDSB227-WW/FDB228, OOH740/FDSB226- [Siemens] [C-NET] [*] [#1 DETECTOR] FDBZ290/OOH740/DB721/FDBZ290-AA, FDL241-9/FDLB291/DLR1191, HI720/DB721, HI720/DBS720, HI720/FDSB226-WW/FDB228, HI720/FDSB227-WW/FDB228, HI722//FDSB227-WW/FDB228, HI722/DB721, HI722/DBS720, HI722/FDSB226-WW/FDB228, OH72 [Siemens] [C-NET] [#2 BEACON WHITE HIGH, #2 BEACON WHITE INDICATOR, #2 BEACON WHITE LOW, #2 BEACON WHITE MED] FDSB226-WW/FDB228/FDBZ298, FDSB227-WW/FDB228/FDBZ298, HI720/FDSB226-WW/FDB228, HI720/FDSB227-WW/FDB228, HI722//FDSB227-WW/FDB228, HI722/FDSB226- [Siemens] [C-NET] [#2 BEACON/SOUNDER WHITE HIGH, #2 BEACON/SOUNDER WHITE INDICATOR, #2 BEACON/SOUNDER WHITE LOW, #2 BEACON/SOUNDER WHITE MED] FDSB226-WW/FDB228/FDBZ298, HI720/FDSB226-WW/FDB228, HI722/FDSB226-WW/FDB228, OH720/FDSB226-WW/FDB228, OOH740/FDS
6c30a3f4-1570-4c1e-af70-58310c096796 |  |  |  | North | Potter | [5 empty] | Module | TRUE | INS-RA |  | IntelliPurge® Remote Annunciator for INS-PV | 1 | [6 empty] | FALSE | [5 empty] | #FFFFFFFF |  |  | FALSE | FALSE | FALSE | [14 empty] | FALSE | [7 empty] | THOR\acont | 2024-10-09 10:48
99831b1b-2d71-400a-a780-58359ab5fea9 |  |  |  | North | Notifier |  | Cards & Components |  |  |  | Card | TRUE | NCM-W | + | Network Communication Module, Wire | 1 | 0.11 | 0.11 |  |  |  |  | TRUE |  | SURFACE |  | PROVIDED ("WX"HX"D) | N/A | #FFFFFFFF |  |  | FALSE | FALSE | FALSE |  |  |  | 7165-0028:0224 | [10 empty] | FALSE | [7 empty] | THOR\acont | 2024-10-09 10:48 |  | [Firelite, Honeywell, Notifier] [RS-485] [NETWORK] BACNET-GW-3, CLSS Pathway Pro, HON-CGW-MBB, HS-NCM-W, NCM-W | [Notifier] BACNET-GW-3, HS-NCM-W, NCM-W
a7448a62-3314-4b7b-9e64-58363806f8e4 | NFPA 170 DOOR HOLDER |  |  | North | Potter |  | Door Holder |  |  |  | Module | TRUE | DH Series |  | Magnetic Door Holder | 1 | [6 empty] | FALSE | [5 empty] | #FFFF0000 | FA-NFPA 170 DOOR HOLDER | 1 | FALSE | FALSE | FALSE |  |  |  | 3550-1039:0100 | [10 empty] | FALSE | [7 empty] | THOR\acont | 2024-09-08 17:27 |  | [Bosch, Hochiki, N/A, Notifier, Potter, Rixson, RSG, Silent Knight, System Sensor] [AUX POWER] [DOOR RELEASE] ADI_K7-998TRI689, D370, D370C, DH Series, DH(1224)FPC, DH(1224)GPC, DH(1224)RPC, DH(1224)SPC, DH(24120)FPC, DH(24120)GPC, DH(24120)GPC2, DH(2412 [ASSA ABLOY, Bosch, Hochiki, N/A, Notifier, Potter, Rixson, RSG, Silent Knight, System Sensor] [AUX POWER] [DOOR RELEASE] 7200, ADI_K7-998TRI689, D370, D370C, DH Series, DH(1224)FPC, DH(1224)GPC, DH(1224)RPC, DH(1224)SPC, DH(24120)FPC, DH(24120)GPC, DH(2 [Bosch, Generic, Hochiki, N/A, Notifier, Potter, Rixson, RSG, Silent Knight, System Sensor] [RELAY] [DOOR RELEASE] 110VAC DOOR HOLDER, ADI_K7-998TRI689, D370, D370C, DH Series, DH(1224)FPC, DH(1224)GPC, DH(1224)RPC, DH(1224)SPC, DH(24120)FPC, DH(24120)GP
c9460b20-fd1a-4efa-b123-58367849ff79 |  |  |  | North | Autocall |  | Cards & Components |  |  |  | Card | TRUE | A100-1288 | + | 64 LED/64 Switch Controller Module with mounting plate | 1 | 0.02 | 0.02 |  |  |  |  | TRUE | [5 empty] | #FFFFFFFF |  |  | FALSE | FALSE | FALSE | [20 empty] | DESKTOP-0D6CQVA\lousc | 2019-06-15 07:34 | THOR\acont | 2024-10-09 10:48 | Cloned from AutoCall A100-1240
f04daff6-ce6b-45f3-bc51-5841643f79a5 |  |  |  | North | Edwards |  | Hardware |  |  |  | Hardware | TRUE | FW-DARCOM |  | Communication to DACRs (Requires FW V1.5 or later) | 1 | [6 empty] | FALSE | [5 empty] | #FFFFFFFF |  |  | FALSE | FALSE | FALSE | [14 empty] | FALSE | [7 empty] | THOR\acont | 2024-10-09 10:48
ed1ada02-2801-45e9-892f-5841a8b5cb0f |  |  |  | North | Potter | [5 empty] | Module | TRUE | ARM Series |  | Auxiliary Relay Card | 1 | [6 empty] | FALSE | [5 empty] | #FFFFFFFF |  |  | FALSE | FALSE | FALSE |  |  |  | 7165-0328:0155 | [10 empty] | FALSE | [7 empty] | THOR\acont | 2024-10-09 10:48
08289840-15ae-4c84-8be0-58439d12b8c8 | NFPA 170 SMOKE DETECTOR |  |  | North | Apollo |  | Smoke Detector |  |  |  | Module | FALSE | 58000-650ADV w/45681-210ADS BASE |  | PHOTOELECTRIC SMOKE DETECTOR W/ STANDARD BASE | 1 | 0.00034 | 0.00034 |  |  |  |  | FALSE | TRUE |  |  |  |  | #FFFF0000 | FA-NFPA 170 SMOKE DETECTOR | 1 | FALSE | FALSE | FALSE | 1408 | [13 empty] | FALSE |  |  | 4 |  |  |  |  | THOR\acont | 2024-09-08 17:27 | 20191121 AC Detector with base | [Apollo] [SLC APOLLO MODULES/SENSORS] [#4 D900-PHOTO] 58000-650ADV w/45681-210ADS BASE (C), 58000-650ADV w/45681-250ADS BASE (C), 58000-650ADV w/SOUNDER BASE (C) [Advanced, Apollo] [SLC APOLLO MODULES SENSORS] [*] [#2 SHARED ADDR ¦ SENSORS] SA5150-650ADV w/SA5000-230ADV (C), SA5150-750ADV w/SA5000-210ADV (C), 45681-800 (C), 45681-805 (C), 55000-450 w/45681-210UL (C), 55000-450 w/45681-225APO (C), 55000-450 w/
7e1c07b1-c75c-4519-9101-58467e463cc6 | NFPA 170 DUCT SMOKE DETECTOR |  |  | North | Silent Knight |  | Duct Smoke Detector |  |  |  | Module | TRUE | DNR w/SK-PHOTO-R-W | ++ | Intelligent Non-Relay Photoelectric Duct Detector | 1 | 0.0002 | 0.0045 |  |  |  |  | FALSE | TRUE | FLUSH |  | N/A | N/A | #FFFF0000 | FA-NFPA 170 DUCT SMOKE DETECTOR | 1 | FALSE | FALSE | FALSE | 1400 |  |  | 3242-1653:0209 | [10 empty] | FALSE | [7 empty] | THOR\acont | 2024-09-08 17:27 | 20191121 AC Detector without base | [Farenhyt, Silent Knight] [SLC MODULES SENSORS] [*] [#2 SHARED ADDR ¦ SENSORS] CO1224TR w/ IDP-MINIMON, CO1224TR w/ IDP-MONITOR, DNR w/IDP-PHOTO-R-W (C), DNR w/SK-PHOTO-R-W (C), DNRW w/IDP-PHOTO-R-W (C), DNRW w/SK-PHOTO-R-W (C), HFS-D (C), HFS-P (C), HFS [Silent Knight, System Sensor] [SLC SK SENSORS] [*] [#4 TYPE ADDR ¦ SENSORS] DNR w/SK-PHOTO-R-W (C), DNRW w/SK-PHOTO-R-W (C), HFS-D (C), HFS-P (C), HFS-PT (C), HFS-T (C), OSI-RI-SK (C), SK-ACCLIMATE (C), SK-BEAM (C), SK-DUCT-W w/SK-PHOTO-R-W (C), SK-FIRE | [Farenhyt, MIRCOM, Monaco Enterprises, Silent Knight, System Sensor] 723-367-00, 723-368-00, D2, D4120, D4120W, DH100ACDCI, DH100ACDCLP, DH100P, DNR w/IDP-PHOTO-R-W, DNR w/SK-PHOTO-R-W, DNRW w/IDP-PHOTO-R-W, DNRW w/SK-PHOTO-R-W, IDP-DUCT-W w/IDP-PHOTO-R-W
3e2d3e1e-d9ec-4d4a-a38c-5858c62e5af2 | NFPA 170 DAMPERS SMOKE |  |  | North | Generic |  | Damper |  |  |  | Module | TRUE | SMOKE DAMPER |  |  | 1 | [6 empty] | FALSE | TRUE |  |  |  |  | #FFFF0000 | FA-NFPA 170 DAMPERS SMOKE | 1 | FALSE | FALSE | FALSE | 1904 | [13 empty] | FALSE | [7 empty] | THOR\acont | 2024-09-08 17:27 |  | [Generic, N/A] [IDC] [#1 OPEN STATUS] FIRE SMOKE DAMPER (C), FURNISHED BY OTHERS (C), SMOKE DAMPER (C) [Generic, N/A] [RELAY] [#2 CLOSE] FIRE SMOKE DAMPER (C), FURNISHED BY OTHERS (C), SMOKE DAMPER (C) [Generic, N/A] [RELAY] [#2 OPEN] FIRE SMOKE DAMPER (C), FURNISHED BY OTHERS (C), SMOKE DAMPER (C) [Det-Tronics, Generic, Macurco, N/A, STI] [IDC] 01 30-3013, AIR PRESSURE SWITCH, AIR PRESSURE SWITCH HIGH/LOW, BACKFLOW VALVE, CM-12, CONTACT DEVICE, DUCT DETECTOR (C), Fire Suppression Control Unit (FSCU), FURNISHED BY OTHERS, FURNISHED BY OTHERS, FURNI [Generic, N/A] [IDC] [#2 CLOSED STATUS] FIRE SMOKE DAMPER (C), FURNISHED BY OTHERS (C), SMOKE DAMPER (C)
e53369c8-fcbc-4275-a4e3-585e69907390 | NFPA 170 SPEAKER STROBE CEILING |  |  | North | MIRCOM |  | Speaker/Strobe |  |  |  | Module | TRUE | SPPS-104-70H | ++ | Ceiling mounted speaker strobe 70V with High candela White | 1 | 0 | 0.132 |  |  |  |  | FALSE | TRUE |  |  |  |  | #FF0070C0 | FA-NFPA 170 SPEAKER STROBE CEILING | 1 | FALSE | FALSE | FALSE | 2020 | [13 empty] | FALSE |  |  | C |  |  | DESKTOP-7EIEB7A\acont | 2022-08-30 12:00 | THOR\acont | 2024-09-08 17:27 | Cloned from MIRCOM SPPS-104-25 CLONED CLONED CLONED CLONED CLONED CLONED | [MIRCOM] [NAC] [VFWR] SPPS-104-25H (C), SPPS-104-25HR (C), SPPS-104-70H (C), SPPS-104-70HR (C) [MIRCOM] [AUDIO 70.7v] [70V AUDIO] SPP-104-70 (C), SPP-104-70R (C), SPPS-104-70 (C), SPPS-104-70H (C), SPPS-104-70HR (C), SPPS-104-70R (C) [MIRCOM] [NAC] [VDC] SPPS-104-25H (C), SPPS-104-25HR (C), SPPS-104-70H (C), SPPS-104-70HR (C)
2c490aca-b3ed-44b1-917c-5861925e9a3e | NFPA 170 SPEAKER STROBE CEILING |  |  | North | Siemens |  | Speaker/Strobe |  |  |  | Module | TRUE | SE-MC-CW | 500-636032++ | SE Speaker / Speaker-Strobe: Multi-Candela Ceiling, White | 1 | [6 empty] | FALSE | TRUE |  |  |  |  | #FF0070C0 | FA-NFPA 170 SPEAKER STROBE CEILING | 1 | FALSE | FALSE | FALSE | 2020 | [13 empty] | FALSE |  |  | C |  |  |  |  | THOR\acont | 2024-09-08 17:27 |  | [Siemens] [AUDIO 25v] [25V AUDIO] SEC-R (C), SEC-W (C), SE-MC-CR (C), SE-MC-CW (C), SE-MC-R, SE-MC-W, SE-R, SE-W [Siemens] [AUDIO 70.7v] [70V AUDIO] SEC-R (C), SEC-W (C), SE-MC-CR (C), SE-MC-CW (C), SE-MC-R, SE-MC-W, SE-R, SE-W [Siemens] [NAC] SE-MC-CW (C)
8f89bae1-d4cd-4928-b43a-586c32a45d77 |  |  |  | North | Edwards |  | Hardware |  |  |  | Hardware | TRUE | 757A-SBW |  | Surface Box - indoor, WHITE. | 1 | [6 empty] | FALSE | [5 empty] | #FFFFFFFF |  |  | FALSE | FALSE | FALSE | [14 empty] | FALSE | [7 empty] | THOR\acont | 2024-10-09 10:48
d2a7ff0c-0ded-49ac-94ef-586ee69881fb | NFPA 170 HEAT DETECTOR |  |  | North | Kidde |  | Heat Detector |  |  |  | Module | TRUE | KIR-HD w/KI-ABST BASE | ++ | Intelligent fixed temperature/Rate-of-rise heat detector | 1 | 5.1e-05 | 6.8e-05 |  |  |  |  | FALSE | TRUE |  |  |  |  | #FFFF0000 | FA-NFPA 170 HEAT DETECTOR | 1 | FALSE | FALSE | FALSE | 1408 | [13 empty] | FALSE | [5 empty] | DESKTOP-7EIEB7A\acont | 2023-05-24 19:21 | THOR\acont | 2024-09-08 17:27 | Cloned from Kidde KIR-PHD w/KI-ABST BASE | [Edwards, Kidde] [SLC EST MODULES/SENSORS] 01 [*] [iO64] DS-HFS (C), DS-PS (C), FX-HD w/IB4U BASE, FX-HD w/RB4U BASE, FX-HD w/SB4U BASE, FX-HD w/SB4U-LF BASE, FX-HD wB4U BASE, FX-PD w/B4U BASE (C), FX-PD w/IB4U BASE (C), FX-PD w/SB4U BASE (C), FX-PD w/SB [Kidde] [SLC EST MODULES SENSORS] [*] [#2 SHARED ADDR ¦ SENSORS] DS-HFS (C), DS-PS (C), FX-HD w/IB4U BASE, FX-HD w/RB4U BASE, FX-HD w/SB4U BASE, FX-HD w/SB4U-LF BASE, FX-HD wB4U BASE, FX-PD w/B4U BASE (C), FX-PD w/IB4U BASE (C), FX-PD w/SB4U BASE (C), FX [Kidde] [SLC EST SENSORS] [*] [#4 TYPE ADDR ¦ SENSORS] DS-HFS (C), DS-PS (C), FX-HD w/IB4U BASE, FX-HD w/RB4U BASE, FX-HD w/SB4U BASE, FX-HD w/SB4U-LF BASE, FX-HD wB4U BASE, FX-PD w/B4U BASE (C), FX-PD w/IB4U BASE (C), FX-PD w/SB4U BASE (C), FX-PD w/SB4U [Edwards, Kidde] [AUX POWER] FX-HD w/SB4U BASE, FX-PD w/SB4U BASE (C), FX-PHD w/SB4U BASE (C), KI-COD w/KI-ABST BASE (C), KI-HCD w/KI-ABST BASE, KI-HRD w/KI-ABST BASE, KI-PCD w/KI-ABST BASE (C), KI-PD w/KI-ABST BASE (C), KI-PHCD w/KI-ABST BASE (C), KI-PH [Edwards, Kidde] [SLC EST SENSORS] 01 [*] [EST3, iO1000] DS-HFS (C), DS-PS (C), FX-HD w/IB4U BASE, FX-HD w/RB4U BASE, FX-HD w/SB4U BASE, FX-HD w/SB4U-LF BASE, FX-HD wB4U BASE, FX-PD w/B4U BASE (C), FX-PD w/IB4U BASE (C), FX-PD w/SB4U BASE (C), FX-PD w/SB
833002e0-dc74-48bd-85f8-5879449a93a2 | NFPA 170 SPEAKER WALL |  |  | North | Edwards |  | Speaker |  |  |  | Module | TRUE | 90243A-804-01-L | UL1480 HyperSpike LineWave Loudspeaker Array 16 Black | HyperSpike UL LineWave line array loudspeaker 16 Black | 1 | [12 empty] | #FF0070C0 | FA-NFPA 170 SPEAKER WALL | 1 | FALSE | FALSE | FALSE | 2021 | [16 empty] | X16 |  |  | HOMEAUGUSTXPS-1\aucon | 2021-01-25 12:46 | THOR\acont | 2024-09-08 17:27 | August Added Hyperspike | [Edwards] [AUDIO 70.7v] 90243A-804-01-L, 90243A-804-05-L, 90243A-804-06-L, 90243A-804-07-L [Edwards] [AUDIO 25v] 90243A-804-01-L, 90243A-804-05-L, 90243A-804-06-L, 90243A-804-07-L
b59872a9-6b08-4efe-891a-587dd78165d6 | NFPA 170 SPEAKER STROBE |  |  | North | Siemens |  | Speaker/Strobe |  |  |  | Module | TRUE | FDS227-RW/FDB227-R | ++ | Wall Voice Sounder VAD with Short Circuit isolator, Red Body, White LEDs (IP65 rated) 75…99 dB (A) High = W-3.2-10 Medium = W-2.4-7.5 Low = O-2-6.2 | 1 | [12 empty] | #FF0070C0 | FA-NFPA 170 SPEAKER STROBE | 1 | FALSE | FALSE | FALSE | [20 empty] | DESKTOP-7EIEB7A\acont | 2021-11-19 10:16 | THOR\acont | 2024-09-08 17:27 |  | [Siemens] [C-NET] [#2 BEACON WHITE INDICATOR] FDS226-RW/FDB227-R, FDS227-RW/FDB227-R [Siemens] [C-NET] [#2 BEACON WHITE LOW] FDS226-RW/FDB227-R, FDS227-RW/FDB227-R [Siemens] [C-NET] [#2 BEACON WHITE HIGH, #2 BEACON WHITE INDICATOR, #2 BEACON WHITE LOW, #2 BEACON WHITE MED] FDS226-RW/FDB227-R, FDS227-RW/FDB227-R [Siemens] [C-NET] [#2 BEACON WHITE MED] FDS226-RW/FDB227-R, FDS227-RW/FDB227-R [Siemens] [C-NET] [#2 BEACON/VOICE WHITE HIGH, #2 BEACON/VOICE WHITE INDICATOR, #2 BEACON/VOICE WHITE LOW, #2 BEACON/VOICE WHITE MED] FDS227-RW/FDB227-R
41171226-01c7-4f86-88fe-588028e15db3 | NFPA 170 HEAT DETECTOR |  |  | North | Hochiki |  | Heat Detector |  |  |  | Module | TRUE | DCD-190 w/HSC-224R - 2 WIRE RELAY BASE | DCD-190 w/HSC-224R - 2 WIRE RELAY BASE | HEAT DETECTOR w/ 2 WIRE RELAY BASE | 1 |  | 0.193 |  |  |  |  | TRUE | TRUE |  | *Refer to Install Sheet |  |  | #FFFF0000 | FA-NFPA 170 HEAT DETECTOR | 1 | FALSE | FALSE | FALSE | 1403 | [16 empty] | R |  |  | DESKTOP-0D6CQVA\lousc | 2019-10-12 07:53 | THOR\acont | 2024-09-08 17:27 | Cloned from Hochiki DCD-135 w/HSC-224R - 2 WIRE RELAY BASE | [Hochiki] [IDC] 01 [IDC] DCD-135 w/HSC-220L LATCHING LED BASE (C), DCD-135 w/HSC-220R - 2 WIRE RELAY BASE (C), DCD-135 w/HSC-221L LATCHING LED BASE (C), DCD-135 w/HSC-221R - 2 WIRE RELAY BASE (C), DCD-135 w/HSC-224L LATCHING LED BASE (C), DCD-135 w
7561fda4-df8c-4d6c-acb9-58831a528cb8 | NFPA 170 SMOKE BEAM DETECTOR CONTROLLER |  |  | North | Potter |  | Beam Detector |  |  |  | Module | TRUE | 5000-103 (Controller) | + | Fireray 5000 Beam Detector Controller | 1 | 0.0085 | 0.0085 |  |  |  |  | FALSE | TRUE |  |  |  |  | #FFFF0000 | FA-NFPA 170 SMOKE BEAM DETECTOR CONTROLLER | 1 | FALSE | FALSE | FALSE | 1406 | [13 empty] | FALSE | [5 empty] | DESKTOP-7SAL8M7\acont | 2020-05-29 08:18 | THOR\acont | 2024-09-08 17:27 | Cloned from Potter 5000-103 (Detector) | [Potter] [AUX POWER] [*] 5000-103 (Controller) (C), CPS-24 w/SB, WR, WRX-R [Potter] [IDC] 11 [Trouble] 5000-103 (Controller) (C) [Potter] [IDC] 06 [Alarm] 5000-103 (Controller) (C), RTS-C, RTS-O, WRX-R | [FFE, Potter] 3000-103 (Controller), 5000-103 (Controller)
a9eaa4f4-8793-47f4-9cb5-58855f9145ab |  |  |  | North | Farenhyt |  | Cards & Components |  |  |  | Card | TRUE | VIP-125 |  | 125 WATT AMPLIFIER | 1 | [6 empty] | TRUE | [5 empty] | #FFFFFFFF |  |  | FALSE | FALSE | FALSE | [14 empty] | FALSE | [7 empty] | THOR\acont | 2024-10-09 10:48
c8f9e6e5-0d2b-4102-a84a-5887d23824aa | NFPA 170 SMOKE DETECTOR |  |  | North | Edwards |  | Smoke Detector |  |  |  | Module | TRUE | 521NCRXT |  | 2W Smoke Det 8.5-33Vdc /w smart heat 135FT & R of R, relay | 1 |  | 0.025 |  |  |  |  | FALSE | TRUE |  |  |  |  | #FFFF0000 | FA-NFPA 170 SMOKE DETECTOR | 1 | FALSE | FALSE | FALSE | 1408 | [13 empty] | FALSE | [7 empty] | THOR\acont | 2024-09-08 17:27 | 20191121 AC Detector without base | [Edwards] [IDC] 13 521NCRXT (C)
c2efb10f-81d2-4060-9317-58911362a38e | NFPA 170 GRAPHIC ANNUNCIATOR PANEL | RISER ANNUNCIATOR |  | North | Block Definition Only |  | Graphic Annunciator |  |  |  | Module | TRUE | NFPA 170 GRAPHIC ANNUNCIATOR PANEL |  | NFPA 170 GRAPHIC ANNUNCIATOR PANEL | 1 | [12 empty] | #FFFF0000 | FA-NFPA 170 GRAPHIC ANNUNCIATOR PANEL | 1 | FALSE | FALSE | FALSE | 256 | [19 empty] | AULAPTOP-PC\Aulaptop | 2020-03-26 07:41 | THOR\acont | 2024-09-08 17:27
bde1c690-0a8f-4f73-b504-5896a1934aa9 |  |  |  | North | Autocall |  | Hardware |  |  |  | Hardware | TRUE | A49SOC-WWALT | + | White, ALERT | 1 | [6 empty] | TRUE | [5 empty] | #FFFFFFFF |  |  | FALSE | FALSE | FALSE | [20 empty] | DESKTOP-7EIEB7A\acont | 2021-11-14 10:34 | THOR\acont | 2024-10-09 10:48 | Cloned from Autocall A49SOC-CWALT | [Autocall, Simplex] [AUDIO 70.7v] [70V AUDIO] 49HF-APPLC (C), 49HF-APPLC-BA (C), 49HFV-APPLC (C), 49HFV-APPLC-BA (C), 49HFVH-APPLC (C), 49HFVH-APPLC-BA (C), 49SO-APPLC (C), 49SO-APPLC-BA (C), 49SO-APPLC-O (C), 49SO-APPLC-O-BA (C), 49SV-APPLC (C), 49SV-AP [Autocall, Simplex] [AUDIO 25v] [25V AUDIO] 49HF-APPLW, 49HF-APPLW-BA, 49HFV-APPLW, 49HFV-APPLW-BA, 49SO-APPLW, 49SO-APPLW-BA, 49SO-APPLW-O, 49SO-APPLW-O-BA, 49SV-APPLW, 49SV-APPLW-BA, 49SV-APPLW-O, 49SV-APPLW-O-BA, A49HF-APPLW, A49HF-APPLW-BA, A49HFV-AP [Autocall, Simplex] [AUDIO 25v] [25V AUDIO] 49HF-APPLC (C), 49HF-APPLC-BA (C), 49HFV-APPLC (C), 49HFV-APPLC-BA (C), 49HFVH-APPLC (C), 49HFVH-APPLC-BA (C), 49SO-APPLC (C), 49SO-APPLC-BA (C), 49SO-APPLC-O (C), 49SO-APPLC-O-BA (C), 49SV-APPLC (C), 49SV-APPL [Autocall, Simplex] [AUDIO 70.7v] [70V AUDIO] 49HF-APPLW, 49HF-APPLW-BA, 49HFV-APPLW, 49HFV-APPLW-BA, 49SO-APPLW, 49SO-APPLW-BA, 49SO-APPLW-O, 49SO-APPLW-O-BA, 49SV-APPLW, 49SV-APPLW-BA, 49SV-APPLW-O, 49SV-APPLW-O-BA, A49HF-APPLW, A49HF-APPLW-BA, A49HFV-
39186b87-789e-4dd4-aa24-589b79554eef |  |  |  | North | Simplex |  | Cards & Components |  |  |  | Card | TRUE | 4007-6307 | ++ | ES Net NIC Dual Channel DSL Media Card | 1 | 0.155 | 0.155 |  |  |  |  | TRUE | [5 empty] | #FFFFFFFF |  |  | FALSE | FALSE | FALSE | [20 empty] | DESKTOP-7EIEB7A\acont | 2022-02-16 08:50 | THOR\acont | 2024-10-09 10:48 | Cloned from Simplex 4007-6309 | [Autocall, Simplex] [DSL] 4007-6307, 4007-6309, 4010-6309, 4100-6309, 4190-9857, A007-6307, A007-6309, A010-6309, A100-6309, A190-9857 | [Autocall, Simplex] 4007-6307, 4007-6309, 4010-6309, 4100-6309, 4190-9857, A007-6307, A007-6309, A010-6309, A100-6309, A190-9857
3bd40a3c-947e-4dbe-80c0-589d2419ea67 | NFPA 170 EM STROBE CEILING |  |  | North | Siemens |  | Strobe |  |  |  | Module | TRUE | ST-AMC-CR-MNS-ALRT | S54301-Z84-A1+ | MNS Amber Strobe, multi Candela − Ceiling Mount, Red − ‘ALERT’ | 1 | [7 empty] | TRUE |  |  |  |  | #FF0070C0 | FA-NFPA 170 EM STROBE CEILING | 1 | FALSE | FALSE | FALSE | 2007 | [16 empty] | C |  |  | DESKTOP-7SAL8M7\acont | 2019-08-13 09:04 | THOR\acont | 2024-09-08 17:27 | B,T | [Siemens] [NAC] [VDC WALL] SET-AMC-CR-MNS-ALERT (C), SET-AMC-CW-MNS-ALERT (C), SET-AMC-R-MNS-ALERT, SET-AMC-W-MNS-ALERT, ST-AMC-CR-MNS-ALRT (C), ST-AMC-CW-MNS-ALRT (C), ST-AMC-RETRO-R-MNS, ST-AMC-RETRO-W-MNS, ST-AMC-R-MNS-ALERT, ST-AMC-W-MNS-ALERT [Siemens] [NAC] [VDC CEILING] SET-AMC-CR-MNS-ALERT (C), SET-AMC-CW-MNS-ALERT (C), SET-AMC-R-MNS-ALERT, SET-AMC-W-MNS-ALERT, ST-AMC-CR-MNS-ALRT (C), ST-AMC-CW-MNS-ALRT (C), ST-AMC-RETRO-R-MNS, ST-AMC-RETRO-W-MNS, ST-AMC-R-MNS-ALERT, ST-AMC-W-MNS-ALERT [Siemens] [NAC] [VFWR CEILING] SET-AMC-CR-MNS-ALERT (C), SET-AMC-CW-MNS-ALERT (C), SET-AMC-R-MNS-ALERT, SET-AMC-W-MNS-ALERT, ST-AMC-CR-MNS-ALRT (C), ST-AMC-CW-MNS-ALRT (C), ST-AMC-RETRO-R-MNS, ST-AMC-RETRO-W-MNS, ST-AMC-R-MNS-ALERT, ST-AMC-W-MNS-ALERT [Siemens] [NAC] [VFWR WALL] SET-AMC-CR-MNS-ALERT (C), SET-AMC-CW-MNS-ALERT (C), SET-AMC-R-MNS-ALERT, SET-AMC-W-MNS-ALERT, ST-AMC-CR-MNS-ALRT (C), ST-AMC-CW-MNS-ALRT (C), ST-AMC-RETRO-R-MNS, ST-AMC-RETRO-W-MNS, ST-AMC-R-MNS-ALERT, ST-AMC-W-MNS-ALERT
a7584676-6893-4ca8-b5cb-58b12e0bc278 | NFPA 170 MANUAL PULL |  |  | North | Firelite |  | Manual Station |  |  |  | Module | TRUE | BG-12LSP | + | Same as BG-12L with English/Spanish (FIRE/FUEGO) labeling. | 1 | [6 empty] | TRUE | [5 empty] | #FFFF0000 | FA-NFPA 170 MANUAL PULL | 1 | FALSE | FALSE | FALSE | 957 | [19 empty] | DESKTOP-7SAL8M7\acont | 2019-03-29 16:21 | THOR\acont | 2024-09-08 17:27 | Cloned from Firelite BG-12SL CLONED CLONED | [Firelite] [IDC] 01 BG-12, BG-12L, BG-12LA, BG-12LO, BG-12LOB, BG-12LPS, BG-12LPSP, BG-12LSP, BG-12S, BG-12SL, BG-8, BG-8SP
39a608ad-ccc5-49a9-b7fd-58b438662ba5 | NFPA 170 STROBE WALL |  |  | North | Edwards |  | Strobe |  |  |  | Module | TRUE | G4SEWN-G |  | White Strobe Expander, White, No Marking, Green Lens | 1 | [6 empty] | TRUE | [5 empty] | #FF0070C0 | FA-NFPA 170 STROBE WALL | 1 | FALSE | FALSE | FALSE | [20 empty] | AUGUSTXPS17-EUP\aucon | 2022-08-27 12:20 | THOR\acont | 2024-09-08 17:27 | Cloned from Edwards G4SEWN-B CLONED CLONED CLONED CLONED CLONED CLONED | [Edwards] [NAC] [24 VDC] G4SEWA-G, G4SEWN-G [Edwards] [NAC] [24 VDC] G4SERA-A, G4SEWA-A, G4SEWN-A [Edwards] [NAC] [24 FWR] G4SEWA-G, G4SEWN-G [Edwards] [NAC] [24 FWR] G4SERA-A, G4SEWA-A, G4SEWN-A
550dd4ca-acad-45ae-b64d-58b475a8b507 | NFPA 170 HORN |  |  | North | Monaco Enterprises |  | Horn |  |  |  | Module | TRUE | 585-081-00 |  | HORN:MINI,12/24V,RED | 1 | 0 | 0.029 |  |  |  |  | FALSE | FALSE |  |  |  |  | #FF0070C0 | FA-NFPA 170 HORN | 1 | FALSE | FALSE | FALSE | 2010 | [13 empty] | FALSE | [5 empty] | DESKTOP-7SAL8M7\acont | 2020-02-23 12:30 | THOR\acont | 2024-09-08 17:27 | Cloned from System Sensor MHR | [Monaco Enterprises] [NAC] [VDC, TEMPORAL HIGH] 585-081-00
d4911d34-70f6-41bb-99f4-58b623cf58fd | NFPA 170 REMOTE TEST SWITCH |  |  | North | Potter |  | REMOTE TEST SWITCH |  |  |  | Module | TRUE | MS-KA/P/R |  | Remote Alarm LED (Red), Pilot LED (Green), and Key-Operated Test/Reset Switch | 1 | 0.015 | 0.015 |  |  |  |  | FALSE | [5 empty] | #FFFF0000 | FA-NFPA 170 REMOTE TEST SWITCH | 1 | FALSE | FALSE | FALSE | 914 | [13 empty] | FALSE | [7 empty] | THOR\acont | 2024-09-08 17:27 |  | [Potter] [RTS] MS-KA/P/R, PAD100-DRTS [Potter] [AUX POWER] MS-KA/P/R
c0e498f9-ba2c-401f-9535-58c62475a4bc | NFPA 170 STROBE WALL |  |  | North | Potter |  | Strobe |  |  |  | Module | TRUE | CSLP-24WR-WP |  | Strobe, Wall, White, Red, Outdoor, Low Profile | 1 | 0 | 0.164 |  |  |  |  | FALSE | FALSE |  |  |  |  | #FF0070C0 | FA-NFPA 170 STROBE WALL | 1 | FALSE | FALSE | FALSE | 2023 | [13 empty] | FALSE | [7 empty] | THOR\acont | 2024-09-08 17:27 |  | [Potter] [NAC] [UL MAX, HIGH DB] CS-24B-WP, CS-24G-WP, CS-24R-WP, CS-24WB-WP, CS-24WG-WP, CS-24WR-WP, CSLP-24B-WP, CSLP-24G-WP, CSLP-24R-WP, CSLP-24WB-WP, CSLP-24WG-WP, CSLP-24WR-WP
b4f4a8ae-9046-4a9b-9d5d-58cfd955b4be | NFPA 170 MANUAL PULL |  |  | North | Gamewell FCI |  | Manual Station |  |  |  | Module | TRUE | MS-7LR | + | Agent release station, dual-action | 1 | 0 | 0 |  |  |  |  | TRUE | [5 empty] | #FFFF0000 | FA-NFPA 170 MANUAL PULL | 1 | FALSE | FALSE | FALSE | 957 | [19 empty] | DESKTOP-7SAL8M7\acont | 2019-03-12 12:46 | THOR\acont | 2024-09-08 17:27 | Cloned from Gamewell MS-7S | [Gamewell FCI] [IDC] 01 [*] M34-110, M34-56, MS-7, MS-7LOB, MS-7LOB, MS-7LR, MS-7LRA, MS-7S, MS-7S w/AMM-2F, MS-7SP, MS-WS w/AMM-2F
f74bd514-967d-4f47-ab8b-58d50fba9bf8 |  |  |  | North | Bosch | [5 empty] | Module | TRUE | B5512-CP-920 | * | KIT 5512, B10, CX4010, B430, 920 | 1 | [12 empty] | #FFFFFFFF |  |  | FALSE | FALSE | FALSE | [20 empty] | DESKTOP-7EIEB7A\acont | 2021-08-13 06:25 | THOR\acont | 2024-10-09 10:48
70ef79b7-16e0-4aa2-9c28-58d9c324b670 | NFPA 170 ADDRESSABLE OUTPUT MODULE |  |  | North | Janus |  | Addressable Control/Relay |  |  |  | Module | TRUE | PAD100-NAC | + | Notification Appliance Circuit | 1 | 0.0002 | 0.0002 |  |  |  |  | FALSE | [5 empty] | #FFFF0000 | FA-NFPA 170 ADDRESSABLE OUTPUT MODULE | 1 | FALSE | FALSE | FALSE | 1100 | [13 empty] | FALSE | [7 empty] | THOR\acont | 2024-09-08 17:27 |  | [Janus] [NAC] PAD100-NAC [Janus] [SLC PAD] [*] [#1 SHARED ADDR ¦ MODULES] PAD100-DIM, PAD100-MIM, PAD100-NAC, PAD100-RM, PAD100-SIM, PAD100-ZM | [Janus] PAD100-NAC
3d9fdd6f-bbe7-464c-b670-58d9cb0770d0 |  |  |  | North | Siemens | [5 empty] | Module | TRUE | EN-SXR | 500-696011 | SXL-EX ENCLOSURE RED | 1 | [12 empty] | #FFFFFFFF |  |  | FALSE | FALSE | FALSE | [20 empty] | DESKTOP-7SAL8M7\acont | 2019-08-13 09:04 | THOR\acont | 2024-10-09 10:48
4f63eb2c-7a52-430c-9cbf-58dafb4e4bdc | NFPA 170 SPEAKER STROBE CEILING |  |  | North | Eaton Wheelock |  | Speaker/Strobe |  |  |  | Module | TRUE | ET70WP-24177C-FR |  | Speaker/Strobe, ceiling, 24 VDC, 177CD, WP, red | 1 | 0 | 0.155 |  |  |  |  | FALSE | TRUE |  |  |  |  | #FF0070C0 | FA-NFPA 170 SPEAKER STROBE CEILING | 1 | FALSE | FALSE | FALSE | 2020 | [13 empty] | FALSE |  |  | WP |  |  | DESKTOP-7SAL8M7\acont | 2020-11-17 11:41 | THOR\acont | 2024-09-08 17:27 | Cloned from Eaton Wheelock ET70WP-24185W-FR | [Eaton Wheelock, Hochiki] [NAC] ET70WP-24177C-FR (C), ET70WP-24177C-FW (C) [Eaton Wheelock, Hochiki] [AUDIO 70.7v] [70V AUDIO] ET70WP-24115C-FR (C), ET70WP-24115C-FW (C), ET70WP-24135C-FR (C), ET70WP-24135C-FW (C), ET70WP-24135W-FR (C), ET70WP-24135W-FW (C), ET70WP-24177C-FR (C), ET70WP-24177C-FW (C), ET70WP-24185W-FR, ET70WP-2 [Eaton Wheelock, Hochiki] [AUDIO 25v] [25V AUDIO] ET70WP-24115C-FR (C), ET70WP-24115C-FW (C), ET70WP-24135C-FR (C), ET70WP-24135C-FW (C), ET70WP-24135W-FR (C), ET70WP-24135W-FW (C), ET70WP-24177C-FR (C), ET70WP-24177C-FW (C), ET70WP-24185W-FR, ET70WP-241
d853c063-ffd6-45cd-8cb2-58de29873da1 | NFPA 170 BELL |  |  | North | Bosch |  | Bell |  |  |  | Module | TRUE | MB-G6-24-R | + | MOTORIZED BELL, 6 INCH, 24 V | 1 | 0 | 0.04 | [10 empty] | #FFFF0000 | FA-NFPA 170 BELL | 1 | FALSE | FALSE | FALSE | [22 empty] | THOR\acont | 2024-09-08 17:27 |  | [Bosch, Eaton Wheelock] [NAC] [VDC] MB-G10-24-R, MB-G6-24-R
d7656750-0702-435c-b378-58e06133c554 | NFPA 170 ADDRESSABLE INPUT MONITOR MODULE |  |  | North | Firelite |  | Addressable Module |  |  |  | Module | TRUE | MMF-301 | + | Miniature version of MMF-300. Excludes LED and Style D option. Connects with wire pigtails. May mount in device backbox | 1 | 0.00035 | 0.0006 |  |  |  |  | FALSE | FALSE |  |  |  |  | #FFFF0000 | FA-NFPA 170 ADDRESSABLE INPUT MONITOR MODULE | 1 | FALSE | FALSE | FALSE | 1000 | [13 empty] | FALSE |  |  | M |  |  | DESKTOP-7SAL8M7\acont | 2019-03-28 07:38 | THOR\acont | 2024-09-08 17:27 | Cloned from Firelite MMF-300 | [Firelite] [SLC MODULES SENSORS] [*] [#1 SHARED ADDR ¦ MODULES] BG-12LX, BG-12LXSP, CDRM-300, CMF-300, CMF-300-6, CRF-300, CRF-300-6, MDF-300, MMF-300, MMF-300-10, MMF-301, MMF-302, MMF-302-6, WAV-CRL, WAV-CWL, WAV-RL, WAV-WL, W-BG12LX, W-CRF, W-DIS-D, W [Firelite] [SLC MODULES] [*] [#3 TYPE ADDR ¦ MODULES] BG-12LX, BG-12LXSP, CDRM-300, CMF-300, CMF-300-6, CRF-300, CRF-300-6, MDF-300, MMF-300, MMF-300-10, MMF-301, MMF-302, MMF-302-6, WAV-CRL, WAV-CWL, WAV-RL, WAV-WL, W-BG12LX, W-CRF, W-GATE, W-MMF, W-SYN | [Firelite] MMF-300, MMF-301
ad9994b1-5684-4e63-ad82-58e079e1db51 |  |  |  | North | Edwards |  | Cards & Components |  |  |  | Card | TRUE | NETCOM-1F |  | Ethernet Device Server Network Interface, 10Base-T, 10Base-FL | 1 | [6 empty] | TRUE | [5 empty] | #FFFFFFFF |  |  | FALSE | FALSE | FALSE | [14 empty] | FALSE | [7 empty] | THOR\acont | 2024-10-09 10:48
a2b0fdfa-2375-4ce6-93bf-58ed15447f89 | NFPA 170 ADDRESSABLE INPUT MONITOR MODULE |  |  | North | Bosch |  | Addressable Module |  |  |  | Module | TRUE | DS7457iF | ++ | Single-zone Input Module, Fire, Multiplex | 1 | 0.0005 | 0.0005 |  |  | 12 | [7 empty] | #FFFF0000 | FA-NFPA 170 ADDRESSABLE INPUT MONITOR MODULE | 1 | FALSE | FALSE | FALSE | [17 empty] | M |  |  | DESKTOP-7EIEB7A\acont | 2022-07-26 08:19 | THOR\acont | 2024-09-08 17:27 | Cloned from Bosch DS7457i | [Bosch] [SLC MUX BOSCH] [*] [#1 ++] D341/D7044M, D5601/D7044M, D7044, D7044M, D7050, D7050 w/D7050-B6 BASE (C), D7050TH w/D7050-B6 BASE (C), D7052, D7053, DS7432, DS7457i, DS7457iF, DS7460I, DS7461I, DS7465I, FMM-7045, FMM-7045-D | [Bosch] DS7457i, DS7457iF, DS7461I, DS7465I
42fea432-ce24-48bd-97b4-58ed3c0b3069 | NFPA 170 BATTERY CABINET |  |  | North | Notifier |  | Enclosure |  |  |  | Assembly | TRUE | BATTERY CABINET (NFS-LBB, 55AH) |  | NFS-LBB Assembly - (1) NFS-LBB, (2) PS-12550 | 1 | [12 empty] | #FFFF0000 | FA-NFPA 170 BATTERY CABINET | 1 | FALSE | FALSE | FALSE | 3000 | [19 empty] | DESKTOP-7EIEB7A\acont | 2021-04-01 15:16 | THOR\acont | 2024-09-08 17:27 | Cloned from Block Definition Only NFPA 170 BATTERY CABINET
07fd5b27-2be9-470a-abea-58f3f0096c79 | NFPA 170 LCD ANNNUNCIATOR DISPLAY | RISER ANNUNCIATOR |  | North | Edwards |  | Cards & Components |  |  |  | Card | TRUE | 4-4ANN (PAGING) AUX POWER | + | Total Required Assembly Current | 1 | 0.355 | 0.392 |  |  |  |  | FALSE | [5 empty] | #FFFF0000 | FA-NFPA 170 LCD ANNNUNCIATOR DISPLAY | 1 | FALSE | FALSE | FALSE | 257 | [8 empty] | 7,12,18 |  |  |  |  | TRUE | [5 empty] | DESKTOP-7EIEB7A\acont | 2022-03-22 12:07 | THOR\acont | 2024-09-08 17:27 | Cloned from Edwards 4ANN AUX POWER | [Edwards] [AUX POWER] [*] 4-16ANN, 4-2ANN, 4-2ANN AUX POWER, 4-4ANN (BASE) AUX POWER, 4-4ANN (PAGING) AUX POWER, 4-6ANN (PAGING) AUX POWER, 4-6ANN LOC, 4ANN AUX POWER
eb8ea26a-9734-4e6a-8f92-58f8e0c4ea04 | NFPA 170 ADDRESSABLE INPUT MONITOR MODULE |  |  | North | Kidde |  | Addressable Module |  |  |  | Module | TRUE | FX-2WIRE | ++ | Analog Class A-B Two-Wire Module | 1 | 0.00035 | 0.00035 |  |  |  |  | FALSE | [5 empty] | #FFFF0000 | FA-NFPA 170 ADDRESSABLE INPUT MONITOR MODULE | 1 | FALSE | FALSE | FALSE | 1000 | [13 empty] | FALSE | [5 empty] | DESKTOP-7EIEB7A\acont | 2021-12-16 15:10 | THOR\acont | 2024-09-08 17:27 | Cloned from Kidde FX-IDC1A | [Kidde] [SLC EST MODULES] [*] [#3 TYPE ADDR ¦ MODULES] 76-330002-101, 84-330002-001, FX-270, FX-278, FX-2WIRE, FX-IDC1A, FX-IDC1B, FX-IDC2B, FX-IDCWS, FX-ISO, FX-NAC, FX-RLY, GSA-CC1, GSA-CC1S, GSA-CC2, GSA-CR, GSA-CRH, GSA-CRR, GSA-CT1, GSA-CT2, GSA-IO, [Edwards, Kidde] [SLC EST MODULES/SENSORS] 02 [*] [iO64] 70-417008-001, FX-2WIRE, FX-IDC1A, FX-IDC1B, FX-IDC2B, FX-IDCWS, FX-NAC, GSA-CC1, GSA-CC1S, GSA-CC2, GSA-CT1, GSA-CT2, GSA-IO, GSA-MAB, GSA-MCC1, GSA-MCC1S, GSA-MCC2, GSA-MCT2, GSA-MIO, GSA-MM1, GS [Kidde] [AUX POWER] FX-2WIRE [Edwards, Kidde] [SLC EST MODULES] 01 [*] [EST3, iO1000 ] FX-2WIRE, FX-IDC1A, FX-IDC1B, FX-IDC2B, FX-IDCWS, FX-ISO, FX-NAC, GSA-CC1, GSA-CC1S, GSA-CC2, GSA-CT1, GSA-CT2, GSA-IO, GSA-MAB, GSA-MCC1, GSA-MCC1S, GSA-MCC2, GSA-MCT2, GSA-MIO, GSA-MM1, GSA-MRM1 [Kidde] [SLC EST MODULES SENSORS] [*] [#1 SHARED ADDR ¦ MODULES] 76-330002-101, 84-330002-001, FX-270, FX-278, FX-2WIRE, FX-IDC1A, FX-IDC1B, FX-IDC2B, FX-IDCWS, FX-ISO, FX-NAC, FX-RLY, GSA-CC1, GSA-CC1S, GSA-CC2, GSA-CR, GSA-CRH, GSA-CRR, GSA-CT1, GSA-CT | [Kidde] FX-2WIRE
27ecdd0f-432f-469d-b504-58f9501901e3 | CADGEN CARD ACCESS CONTROL PANEL |  |  | North | NAPCO | Security/Access Control | Card Access Control Panel |  |  |  | Assembly | TRUE | GEM-ACM1D | + | Access Control Module (with power supply, provision for back up battery, in enclosure, plug-in transformer), 1 door kit | 1 | [12 empty] | #FFFF0000 | FA-CADGEN CARD ACCESS CONTROL PANEL | 1 | FALSE | FALSE | FALSE | 102 | [19 empty] | DESKTOP-7SAL8M7\acont | 2020-01-21 11:59 | THOR\acont | 2024-09-08 17:27
71a23ba0-9915-4360-9567-58ff7e8e1882 |  |  |  | North | Evax |  | Cards & Components |  |  |  | Card | TRUE | EVAX-100E Main Board | + | Main Board | 1 | 0.18 | 2.5 |  |  |  |  | TRUE | [5 empty] | #FFFFFFFF |  |  | FALSE | FALSE | FALSE | [13 empty] | 100 | TRUE | [5 empty] | DESKTOP-7EIEB7A\acont | 2022-04-12 15:41 | THOR\acont | 2024-10-09 10:48 | Cloned from Evax EVAX-100 Main Board | [Evax] [NAC Trigger] EVAX-100 Main Board, EVAX-100/4Z Main Board, EVAX-100/8Z Main Board, EVAX-100E Main Board, EVAX-25 Main Board, EVAX-25/4Z Main Board, EVAX-50 Main Board, EVAX-50/4Z Main Board [Evax] [VAC ] EVAX-100 Main Board, EVAX-100/4Z Main Board, EVAX-100/8Z Main Board, EVAX-100E Main Board, EVAX-25 Main Board, EVAX-25/4Z Main Board, EVAX-50 Main Board, EVAX-50/4Z Main Board [Evax] [AUDIO LOW] [AUDIO/PTT] EVAX-100E Main Board | [Evax] EVAX-100 Main Board, EVAX-100E Main Board
344d914d-2da6-473a-8524-5900da6cd125 |  |  |  | North | Siemens | [5 empty] | Module | TRUE | SE-HMC-W | 500-636028 | E SPEAKER HI MULTI CANDELA WHITE | 1 | [12 empty] | #FFFFFFFF |  |  | FALSE | FALSE | FALSE | [20 empty] | DESKTOP-7SAL8M7\acont | 2019-08-13 09:04 | THOR\acont | 2024-10-09 10:48
f328d572-0419-4a62-877b-590c2d23d716 | NFPA 170 STROBE WALL |  |  | North | Simplex |  | Strobe |  |  |  | Module | TRUE | 49VO-APPLW | + | Visible Notification Appliances, Wall Mount Multi-Candela Strobes | 1 | 0 | 0 |  |  |  |  | TRUE | [5 empty] | #FF0070C0 | FA-NFPA 170 STROBE WALL | 1 | FALSE | FALSE | FALSE | 2023 | [19 empty] | DESKTOP-7EIEB7A\acont | 2022-02-21 22:03 | THOR\acont | 2024-09-08 17:27 | Cloned from Autocall A49VO-APPLW | [Autocall, Simplex] [IDNac] [23VDC] 49HFV-APPLW, 49HFV-APPLW-BA, 49SV-APPLW, 49SV-APPLW-BA, 49VO-APPLW, 49VO-APPLW-BA, A49HFV-APPLW, A49HFV-APPLW-BA, A49SV-APPLW, A49SV-APPLW-BA, A49VO-APPLW, A49VO-APPLW-BA
cd3843c8-d6b8-45df-902f-590d8cd25a48 | NFPA 170 SMOKE DETECTOR |  |  | North | Edwards |  | Smoke Detector |  |  |  | Module | TRUE | SIGA-IPHSB w/SIGA-SB BASE | ++ | 4D Multisensor Detector, Black | 1 | 4.5e-05 | 4.5e-05 |  |  |  |  | FALSE | TRUE |  |  |  |  | #FFFF0000 | FA-NFPA 170 SMOKE DETECTOR | 1 | FALSE | FALSE | FALSE | 1408 | [13 empty] | FALSE | [7 empty] | THOR\acont | 2024-10-08 16:31 | 20191121 AC Detector with base | [Edwards, Kidde] [SLC EST MODULES SENSORS] [*] [#2 SHARED ADDR ¦ SENSORS] KI-DDOS (C), SIGA2-COS w/SIGA-AB4G BASE, SIGA2-COS w/SIGA-AB4G-LF BASE, SIGA2-COS w/SIGA-AB4GT BASE, SIGA2-COS w/SIGA-IB BASE, SIGA2-COS w/SIGA-RB BASE, SIGA2-COS w/SIGA-SB BASE, S [Edwards, Kidde] [SLC EST SENSORS] [*] [#4 TYPE ADDR ¦ SENSORS] KI-DDOS (C), SIGA2-COS w/SIGA-AB4G BASE, SIGA2-COS w/SIGA-AB4G-LF BASE, SIGA2-COS w/SIGA-AB4GT BASE, SIGA2-COS w/SIGA-IB BASE, SIGA2-COS w/SIGA-RB BASE, SIGA2-COS w/SIGA-SB BASE, SIGA2-HCOS [Edwards, Kidde] [SLC EST MODULES/SENSORS] 01 [*] [iO64] DS-HFS (C), DS-PS (C), FX-HD w/IB4U BASE, FX-HD w/RB4U BASE, FX-HD w/SB4U BASE, FX-HD w/SB4U-LF BASE, FX-HD wB4U BASE, FX-PD w/B4U BASE (C), FX-PD w/IB4U BASE (C), FX-PD w/SB4U BASE (C), FX-PD w/SB [Edwards, Kidde] [SLC EST SENSORS] 01 [*] [EST3, iO1000] DS-HFS (C), DS-PS (C), FX-HD w/IB4U BASE, FX-HD w/RB4U BASE, FX-HD w/SB4U BASE, FX-HD w/SB4U-LF BASE, FX-HD wB4U BASE, FX-PD w/B4U BASE (C), FX-PD w/IB4U BASE (C), FX-PD w/SB4U BASE (C), FX-PD w/SB
0c340168-b4fc-4770-9f53-5912a385d742 | NFPA 170 GAS DETECTOR |  |  | North | Edwards |  | Gas Detection |  |  |  | Module | TRUE | SIGA2-COS w/SIGA-RB BASE | ++ | Carbon Monoxide Detector | 1 | 4.5e-05 | 4.5e-05 |  |  |  |  | FALSE | [5 empty] | #FFFF0000 | FA-NFPA 170 GAS DETECTOR | 1 | FALSE | FALSE | FALSE | 1402 | [13 empty] | FALSE | [7 empty] | THOR\acont | 2024-10-08 16:33 | 20191121 AC Detector with base | [Edwards, Kidde] [SLC EST MODULES SENSORS] [*] [#2 SHARED ADDR ¦ SENSORS] KI-DDOS (C), SIGA2-COS w/SIGA-AB4G BASE, SIGA2-COS w/SIGA-AB4G-LF BASE, SIGA2-COS w/SIGA-AB4GT BASE, SIGA2-COS w/SIGA-IB BASE, SIGA2-COS w/SIGA-RB BASE, SIGA2-COS w/SIGA-SB BASE, S [Edwards, Kidde] [SLC EST MODULES/SENSORS] 01 [*] [iO64] DS-HFS (C), DS-PS (C), FX-HD w/IB4U BASE, FX-HD w/RB4U BASE, FX-HD w/SB4U BASE, FX-HD w/SB4U-LF BASE, FX-HD wB4U BASE, FX-PD w/B4U BASE (C), FX-PD w/IB4U BASE (C), FX-PD w/SB4U BASE (C), FX-PD w/SB [Edwards, Kidde] [SLC EST SENSORS] 01 [*] [EST3, iO1000] DS-HFS (C), DS-PS (C), FX-HD w/IB4U BASE, FX-HD w/RB4U BASE, FX-HD w/SB4U BASE, FX-HD w/SB4U-LF BASE, FX-HD wB4U BASE, FX-PD w/B4U BASE (C), FX-PD w/IB4U BASE (C), FX-PD w/SB4U BASE (C), FX-PD w/SB [Edwards, Kidde] [SLC EST SENSORS] [*] [#4 TYPE ADDR ¦ SENSORS] KI-DDOS (C), SIGA2-COS w/SIGA-AB4G BASE, SIGA2-COS w/SIGA-AB4G-LF BASE, SIGA2-COS w/SIGA-AB4GT BASE, SIGA2-COS w/SIGA-IB BASE, SIGA2-COS w/SIGA-RB BASE, SIGA2-COS w/SIGA-SB BASE, SIGA2-HCOS
4a460ea8-b8cd-4eba-9524-591607f90367 |  |  |  | North | Siemens |  | Hardware |  |  |  | Hardware | TRUE | PAB-ENCL-R | S54339-A9-A1 | PAD & AMP BSTR ENCL 1HU RED | 1 | [12 empty] | #FFFFFFFF |  |  | FALSE | FALSE | FALSE | [20 empty] | DESKTOP-7SAL8M7\acont | 2019-08-13 09:04 | THOR\acont | 2024-10-09 10:48 | B,T
bb1ed095-b20b-4dd3-a766-59204226a1ee | NFPA 170 HEAT DETECTOR |  |  | North | Kidde |  | Heat Detector |  |  |  | Module | TRUE | KIR-HD w/KI-RB BASE | ++ | Intelligent fixed temperature/Rate-of-rise heat detector | 1 | 5.1e-05 | 6.8e-05 |  |  |  |  | FALSE | TRUE |  |  |  |  | #FFFF0000 | FA-NFPA 170 HEAT DETECTOR | 1 | FALSE | FALSE | FALSE | 1408 | [13 empty] | FALSE | [5 empty] | DESKTOP-7EIEB7A\acont | 2023-05-24 19:21 | THOR\acont | 2024-09-08 17:27 | Cloned from Kidde KIR-PHD w/KI-RB BASE | [Kidde] [SLC EST SENSORS] [*] [#4 TYPE ADDR ¦ SENSORS] DS-HFS (C), DS-PS (C), FX-HD w/IB4U BASE, FX-HD w/RB4U BASE, FX-HD w/SB4U BASE, FX-HD w/SB4U-LF BASE, FX-HD wB4U BASE, FX-PD w/B4U BASE (C), FX-PD w/IB4U BASE (C), FX-PD w/SB4U BASE (C), FX-PD w/SB4U [Edwards, Kidde] [SLC EST MODULES/SENSORS] 01 [*] [iO64] DS-HFS (C), DS-PS (C), FX-HD w/IB4U BASE, FX-HD w/RB4U BASE, FX-HD w/SB4U BASE, FX-HD w/SB4U-LF BASE, FX-HD wB4U BASE, FX-PD w/B4U BASE (C), FX-PD w/IB4U BASE (C), FX-PD w/SB4U BASE (C), FX-PD w/SB [Kidde] [SLC EST MODULES SENSORS] [*] [#2 SHARED ADDR ¦ SENSORS] DS-HFS (C), DS-PS (C), FX-HD w/IB4U BASE, FX-HD w/RB4U BASE, FX-HD w/SB4U BASE, FX-HD w/SB4U-LF BASE, FX-HD wB4U BASE, FX-PD w/B4U BASE (C), FX-PD w/IB4U BASE (C), FX-PD w/SB4U BASE (C), FX [Edwards, Kidde] [SLC EST SENSORS] 01 [*] [EST3, iO1000] DS-HFS (C), DS-PS (C), FX-HD w/IB4U BASE, FX-HD w/RB4U BASE, FX-HD w/SB4U BASE, FX-HD w/SB4U-LF BASE, FX-HD wB4U BASE, FX-PD w/B4U BASE (C), FX-PD w/IB4U BASE (C), FX-PD w/SB4U BASE (C), FX-PD w/SB
fd72a46c-eb53-4ece-87aa-5922c2b49ce0 | NFPA 170 HORN STROBE CEILING |  |  | North | Eaton Wheelock |  | Horn/Strobe |  |  |  | Module | TRUE | EL4XMTST-FR | ++ | CEILING HORN STROBE, RED, WP | 1 | [6 empty] | TRUE | TRUE |  |  |  |  | #FF0070C0 | FA-NFPA 170 HORN STROBE CEILING | 1 | FALSE | FALSE | FALSE | 2020 | [16 empty] | C, WP |  |  | THOR\acont | 2024-09-11 19:25 | THOR\acont | 2024-10-09 10:48 | Cloned from Eaton Wheelock EL4XHS-FR | [Eaton Wheelock] [NAC] [24VDC, STD HORN] EL3RMTSTA-ALW (C), EL3RMTSTA-NW (C), EL3RMTST-FR (C), EL3RMTST-FW (C), EL4XMTSTA-ALW (C), EL4XMTSTA-NW (C), EL4XMTST-FR (C), EL4XMTST-FW (C) [Eaton Wheelock] [NAC] [24VDC, HIGH HORN] EL3RMTSTA-ALW (C), EL3RMTSTA-NW (C), EL3RMTST-FR (C), EL3RMTST-FW (C), EL4XMTSTA-ALW (C), EL4XMTSTA-NW (C), EL4XMTST-FR (C), EL4XMTST-FW (C)
a2cf8cd5-7a89-4167-b8e7-5929c9268067 |  |  |  | North | Farenhyt |  | Cards & Components |  |  |  | Card | TRUE | ECS-LOC2100 Main Board | + | Main Board for ECS-LOC2100 | 1 | 0.105 | 0.175 |  |  |  |  | TRUE | FALSE |  |  |  |  | #FFFFFFFF |  |  | FALSE | FALSE | FALSE | [14 empty] | FALSE | [5 empty] | DESKTOP-7SAL8M7\acont | 2020-02-19 14:04 | THOR\acont | 2024-10-09 10:48 | Cloned from Firelite ECC-50/100 Main Board (100W, 25V) | [Farenhyt] [SBUS] ECS-125DA (25V) Main Board, ECS-125DA (70V) Main Board, ECS-125W (25V), ECS-125W (70V), ECS-50BDA Main Board (100W, 25V), ECS-50BDA Main Board (100W, 70V), ECS-50W Main Board (50W, 25V), ECS-50W Main Board (50W, 70V), ECS-50W-25V, E [Farenhyt, Silent Knight, Stanley Security Solutions] [VAC ] 5104B Main Board, 5204 Main Board, 5207 Main Board, 5208 Main Board, 5495 Main Board, 5496 Main Board, 5499 Main Board, 5600 Main Board, 5700 Main Board, 5808 Main Board, 5820XL Main Board, 588 [Farenhyt] [VBUS] ECS-125DA (25V) Main Board, ECS-125DA (70V) Main Board, ECS-125W (25V), ECS-125W (70V), ECS-50BDA Main Board (100W, 25V), ECS-50BDA Main Board (100W, 70V), ECS-50W Main Board (50W, 25V), ECS-50W Main Board (50W, 70V), ECS-50W-25V, E | [Farenhyt] ECS-LOC2100 Main Board
036930a1-a512-4b3b-be87-592e53f7f6c3 | NFPA 170 SPEAKER STROBE CEILING |  |  | North | System Sensor |  | Speaker/Strobe |  |  |  | Module | TRUE | SPSCWL-TILE | + | Speaker/Strobe Ceiling Tile, White | 1 | 0 | 0.226 |  |  |  |  | FALSE | TRUE |  |  |  |  | #FF0070C0 | FA-NFPA 170 SPEAKER STROBE CEILING | 1 | FALSE | FALSE | FALSE | 2020 | [13 empty] | FALSE | [5 empty] | DESKTOP-7EIEB7A\acont | 2023-01-10 11:46 | THOR\acont | 2024-09-08 17:27 | Cloned from System Sensor SPSCWL | [BluePoint, System Sensor] [NAC] [VFWR] BP04-511P (C), BP04-A511P (C), SPSCRL (C), SPSCWL (C), SPSCWL-CLR-ALERT (C), SPSCWL-P (C), SPSCWL-SP (C), SPSCWL-TILE (C) [BluePoint, System Sensor] [AUDIO 70.7v] [70V AUDIO] BP04-511P (C), BP04-A511P (C), SPCRL (C), SPCWL (C), SPCWL-TILE (C), SPSCR (C), SPSCRH (C), SPSCRL (C), SPSCW (C), SPSCWL (C), SPSCWL-CLR-ALERT (C), SPSCWL-P (C), SPSCWL-SP (C), SPSCWL-TILE (C) [BluePoint, System Sensor] [AUDIO 25v] [25V AUDIO] BP04-511P (C), BP04-A511P (C), SPCRL (C), SPCWL (C), SPCWL-TILE (C), SPSCR (C), SPSCRH (C), SPSCRL (C), SPSCW (C), SPSCWL (C), SPSCWL-CLR-ALERT (C), SPSCWL-P (C), SPSCWL-SP (C), SPSCWL-TILE (C) [BluePoint, System Sensor] [NAC] [VDC] BP04-511P (C), BP04-A511P (C), SPSCRL (C), SPSCWL (C), SPSCWL-CLR-ALERT (C), SPSCWL-P (C), SPSCWL-SP (C), SPSCWL-TILE (C)
c7707992-0e0f-4a08-8908-593b8426a053 | NFPA 170 NON ADDRESSABLE RELAY |  |  | North | Air Products |  | Non-Addressable Relay |  |  |  | Module | TRUE | MR-101/C/R | + | SPDT MULTI-VOLTAGE CONTROL RELAY | 1 | 0 | 0.048 |  |  |  |  | FALSE | [5 empty] | #FFFF0000 | FA-NFPA 170 NON ADDRESSABLE RELAY | 1 | FALSE | FALSE | FALSE | 1300 | [13 empty] | FALSE | [7 empty] | THOR\acont | 2024-09-08 17:27 |  | [Air Products, Altronix, Firelite, RIB, Space Age Electronics] [AUX POWER, NAC] [*] 6062, MR-101/C/R, MR-101/CR, MR-101/T, MR-201/C/R, PAM-4, RIB2401-RD, SC-300, SSU-MR-101/C, SSU-MR-101/C/R, SSU-MR-201/C, SSU-MR-201/C/R, SSU-MR-204/C
5e3da8b0-64aa-439c-af08-5947016e3ad4 | NFPA 170 ADDRESSABLE INPUT MONITOR MODULE |  |  | North | System Sensor |  | Addressable Module |  |  |  | Module | TRUE | M500DM | + | Dual Input Monitor Module | 2 | 0.00075 | 0.006 |  |  |  |  | FALSE | [5 empty] | #FFFF0000 | FA-NFPA 170 ADDRESSABLE INPUT MONITOR MODULE | 1 | FALSE | FALSE | FALSE | 1000 | [13 empty] | FALSE |  |  | 2 |  |  | DESKTOP-7SAL8M7\acont | 2020-02-23 12:19 | THOR\acont | 2024-09-08 17:27 | Cloned from MIRCOM MIX-M500DM | [System Sensor] [SLC MODULES] 01 M500DM, M500M, M500R, M500S, M501M, M502M [Honeywell, Notifier, System Sensor] [SLC MODULES SENSORS] [*] [#1 SHARED ADDR ¦ MODULES] 30-3013 w/FMM-101, Q3013D, ACM-8R, ACPS-610, AMPS-24, AMPS-24E, EM-1M, EM-1MI, EM-1MM, EM-1MMI, EM-1R, EM-1RI, EM-1SR, EM-1SRI, FCM-1, FCM-1-REL, FD7044 MM-101, FDM [System Sensor] [SLC MODULES] 02 M500DM [System Sensor] [SLC MODULES/SENSORS] 02 M500DM [System Sensor] [SLC MODULES/SENSORS] 01 M500DM, M500M, M500R, M500S, M501M, M502M [Honeywell, Notifier, System Sensor] [SLC MODULES] [*] [#3 TYPE ADDR ¦ MODULES] 30-3013 w/FMM-101, Q3013D, ACM-8R, ACPS-610, AMPS-24, AMPS-24E, EM-1M, EM-1MI, EM-1MM, EM-1MMI, EM-1R, EM-1RI, EM-1SR, EM-1SRI, FCM-1, FCM-1-REL, FD7044 MM-101, FDM-1, FDRM-1 | [MIRCOM, Monaco Enterprises, System Sensor] 729-182-00, M500DM, MIX-M500DM, MIX-M500DMAP
1f9d1976-de52-4390-a15a-594a2582b050 | NFPA 170 SMOKE DETECTOR |  |  | North | Hochiki |  | Smoke Detector |  |  |  | Module | TRUE | ALN-EN | ++ | Analogue Photoelectric Smoke Sensor | 1 | 0.0004 | 0.0091 |  |  |  |  | TRUE | TRUE |  |  |  |  | #FFFF0000 | FA-NFPA 170 SMOKE DETECTOR | 1 | FALSE | FALSE | FALSE | 1408 | [19 empty] | THOR\acont | 2025-02-24 08:24 | THOR\acont | 2025-02-24 08:25 | Cloned from Hochiki ALN-V w/HSB-NSA-6 STANDARD BASE | [Hochiki, VES] [SLC HOCHIKI] 01 [*] [SLC] ACC-EN (C), ACD-V w/ASBL SOUNDER BASE (C), ACD-V w/HSB-NSA-6 STANDARD BASE (C), ACD-V w/SCI-B4 SHORT CIRCUIT ISOLATOR BASE (C), ACD-V w/SCI-B6 SHORT CIRCUIT ISOLATOR BASE (C), ACD-V w/YBN-NSA-4 STANDARD BASE (C),
8b966ccb-cd9d-4bef-92db-595037a9195d | CADGEN CARD READER |  |  | North | MIRCOM | Security/Access Control | Card Reader |  |  |  | Module | TRUE | TX3-P300-HA |  | Mini Mullion Mount Reader, 3.2" x 1.7" x 0.7"./suitesonverter Module | 1 | [6 empty] | TRUE | [5 empty] | #FFFF0000 | FA-CADGEN CARD READER | 1 | FALSE | FALSE | FALSE | [14 empty] | FALSE | [5 empty] | AULAPTOP-PC\Aulaptop | 2019-08-15 15:38 | THOR\acont | 2024-09-08 17:27 | Cloned from MIRCOM TX3-NSL-12K-C | [MIRCOM] [CARD READER INPUT] TX3-P300-HA, TX3-P500-HA, TX3-P640-H-A
67b4863c-dace-4056-b5ca-59537f613687 | NFPA 170 HEAT DETECTOR |  |  | North | Autocall |  | Heat Detector |  |  |  | Module | TRUE | A4098-9615 w/A4098-9683 | + | Electronic Heat Detector 2-Wire 200° F (93° C) with auxiliary alarm relay output | 1 | 0.0001 | 0.024 |  |  |  |  | TRUE | TRUE |  |  |  |  | #FFFF0000 | FA-NFPA 170 HEAT DETECTOR | 1 | FALSE | FALSE | FALSE | 1403 | [16 empty] | 200¦RR |  |  | DESKTOP-0D6CQVA\lousc | 2019-07-06 09:24 | THOR\acont | 2024-09-08 17:27 | 20191121 AC Detector with base | [Autocall, Simplex] [IDC] 01 2098-9201 (C), 2098-9202 (C), 2098-9203 (C), 2098-9208 (C), 2098-9576 (C), 2099-9101 (C), 2099-9102 (C), 2099-9103 (C), 2099-9104 (C), 2099-9105 (C), 2099-9107 (C), 2099-9108 (C), 2099-9754 (C), 2099-9755 (C), 2099-9756 (C),
db47a78b-ea4a-496e-90b6-59549d836724 | NFPA 170 SPEAKER STROBE CEILING |  |  | North | Monaco Enterprises |  | Speaker/Strobe |  |  |  | Module | TRUE | 580-112-00 | ++ | Indoor Speaker Strobe, White, Ceiling-mount, Type I | 1 | 0 | 0 |  |  |  |  | FALSE | TRUE |  |  |  |  | #FF0070C0 | FA-NFPA 170 SPEAKER STROBE CEILING | 1 | FALSE | FALSE | FALSE | 2020 | [13 empty] | FALSE |  |  | C |  |  | DESKTOP-7EIEB7A\acont | 2023-04-25 07:19 | THOR\acont | 2024-09-08 17:27 | Cloned from System Sensor SPSCRL | [Monaco Enterprises] [AUDIO 25v] [25V AUDIO] 580-112-00 (C) [Monaco Enterprises] [NAC] [VDC MAX] 580-112-00 (C) [Monaco Enterprises] [AUDIO 70.7v] [70V AUDIO] 580-112-00 (C)
3eb259bc-3c54-40a0-8039-595a6167f5b6 |  |  |  | North | Siemens | [5 empty] | Module | TRUE | FTS-CL | 500-299453 | REMOTE WARDENS TELEPHONE STATION ARMORED CABLE & LED MOUNTS IN FB-300 OR FB-301S | 1 | [12 empty] | #FFFFFFFF |  |  | FALSE | FALSE | FALSE | [20 empty] | DESKTOP-7SAL8M7\acont | 2019-08-13 09:04 | THOR\acont | 2024-10-09 10:48
2216acc6-2c68-4325-b778-595cfa041f8a | NFPA 170 NOTIFICATION CIRCUIT EXTENDER PANEL | RISER NAC |  | North | Potter |  | Notification Circuit Extender Panel |  |  |  | Assembly | TRUE | PSN-1000(E) | + | Intelligent Notification Power Expander | 1 | [6 empty] | FALSE | [5 empty] | #FFFF0000 | FA-NFPA 170 NOTIFICATION CIRCUIT EXTENDER PANEL | 1 | FALSE | FALSE | FALSE | 212 | [8 empty] | 7,12,18,55 |  |  | 10 |  | TRUE | [7 empty] | THOR\acont | 2024-09-08 17:27
09a80308-33c8-4039-a9c7-595d29a746d5 | NFPA 170 SPEAKER STROBE CEILING |  |  | North | Edwards |  | Speaker/Strobe |  |  |  | Module | TRUE | GCSVWA |  | Speaker/Strobe, Ceiling, White, ALERT | 1 | [6 empty] | FALSE | TRUE |  |  |  |  | #FF0070C0 | FA-NFPA 170 SPEAKER STROBE CEILING | 1 | FALSE | FALSE | FALSE | 2020 | [13 empty] | FALSE |  |  | C |  |  | DESKTOP-7SAL8M7\acont | 2020-09-17 14:02 | THOR\acont | 2024-09-08 17:27 | Cloned from Edwards GCSVWN | [Edwards, Kidde] [AUDIO 70.7v] [70V AUDIO] G4F-S7, G4F-S7V1575, G4F-S7VM, G4HFRF-S7, G4HFRF-S7VMC, G4HFRN-S7, G4HFRN-S7VMC, G4HFWA-S7, G4HFWA-S7VMA, G4HFWA-S7VMC, G4HFWF-S7, G4HFWF-S7VMC, G4HFWN-S7, G4HFWN-S7VMA, G4HFWN-S7VMB, G4HFWN-S7VMC, G4RF-S7, G4RF [Edwards, Kidde] [NAC] [24 VDC] EGCSVRF (C), EGCSVRN (C), EGCSVWA (C), EGCSVWF (C), EGCSVWN (C), EGCVRF (C), EGCVRN (C), EGCVWF (C), EGCVWN (C), GCSVRF (C), GCSVRN (C), GCSVWA (C), GCSVWF (C), GCSVWN (C), GCVRF (C), GCVRN (C), GCVWF (C), GCVWN (C) [Edwards, Kidde] [AUDIO 70.7v] [70V AUDIO] EGCSRF (C), EGCSRN (C), EGCSVHRF (C), EGCSVHRF-FR (C), EGCSVHRF-SP (C), EGCSVHRN (C), EGCSVHWA (C), EGCSVHWF (C), EGCSVHWF-FR (C), EGCSVHWF-SP (C), EGCSVHWN (C), EGCSVRF (C), EGCSVRN (C), EGCSVWA (C), E [Edwards, Kidde] [NAC] [24 FWR] EGCSVRF (C), EGCSVRN (C), EGCSVWA (C), EGCSVWF (C), EGCSVWN (C), EGCVRF (C), EGCVRN (C), EGCVWF (C), EGCVWN (C), GCSVRF (C), GCSVRN (C), GCSVWA (C), GCSVWF (C), GCSVWN (C), GCVRF (C), GCVRN (C), GCVWF (C), GCVWN (C) [Edwards, Kidde] [AUDIO 25v] [25V AUDIO] EGCF-S2VMH (C), G4F-S2, G4F-S2V1575, G4F-S2VM, G4HFRF-S2, G4HFRF-S2VMC, G4HFRN-S2, G4HFRN-S2VMC, G4HFWA-S2, G4HFWA-S2VMA, G4HFWA-S2VMC, G4HFWF-S2, G4HFWF-S2VMC, G4HFWN-S2, G4HFWN-S2VMA, G4HFWN-S2VMC, G4RF-S2, G4RF [Edwards, Kidde] [AUDIO 25v] [25V AUDIO] EGCSRF (C), EGCSRN (C), EGCSVHRF (C), EGCSVHRF-FR (C), EGCSVHRF-SP (C), EGCSVHRN (C), EGCSVHWA (C), EGCSVHWF (C), EGCSVHWF-FR (C), EGCSVHWF-SP (C), EGCSVHWN (C), EGCSVRF (C), EGCSVRN (C), EGCSVWA (C), EGC
ba134c6c-b60c-4258-8234-596215c02cdd | NFPA 170 SPEAKER STROBE CEILING |  |  | North | Edwards |  | Speaker/Strobe |  |  |  | Module | TRUE | GCWA-S7VMHC |  | 70V Speaker/Strobe white, ALERT, 95, 115, 150, 177 cd, clear | 1 | 0 | 0.342 |  |  |  |  | FALSE | TRUE |  |  |  |  | #FF0070C0 | FA-NFPA 170 SPEAKER STROBE CEILING | 1 | FALSE | FALSE | FALSE | 2020 | [13 empty] | FALSE |  |  | C |  |  |  |  | THOR\acont | 2024-09-08 17:27 |  | [Edwards, Kidde] [NAC] [24 VDC] EGCF-S2VMH (C), EGCF-VMH (C), GCF-S2VMH (C), GCF-S7VMH (C), GCF-VMH (C), GCHFRF-S2VMCH (C), GCHFRF-S7VMCH (C), GCHFRN-S2VMCH (C), GCHFRN-S7VMCH (C), GCHFWA-S2VMAH (C), GCHFWA-S2VMCH (C), GCHFWA-S7VMAH (C), GCHFWA-S7VMCH (C [Edwards, Kidde] [AUDIO 70.7v] [70V AUDIO] G4F-S7, G4F-S7V1575, G4F-S7VM, G4HFRF-S7, G4HFRF-S7VMC, G4HFRN-S7, G4HFRN-S7VMC, G4HFWA-S7, G4HFWA-S7VMA, G4HFWA-S7VMC, G4HFWF-S7, G4HFWF-S7VMC, G4HFWN-S7, G4HFWN-S7VMA, G4HFWN-S7VMB, G4HFWN-S7VMC, G4RF-S7, G4RF [Edwards, Kidde] [NAC] [16 VDC] EGCF-S2VMH (C), EGCF-VMH (C), GCF-S2VMH (C), GCF-S7VMH (C), GCF-VMH (C), GCHFRF-S2VMCH (C), GCHFRF-S7VMCH (C), GCHFRN-S2VMCH (C), GCHFRN-S7VMCH (C), GCHFWA-S2VMAH (C), GCHFWA-S2VMCH (C), GCHFWA-S7VMAH (C), GCHFWA-S7VMCH (C
a54ae401-172c-4dc1-8a16-596b2a914961 |  |  |  | North | Evax |  | Cards & Components |  |  |  | Card | TRUE | EVAX-100/8Z Main Board | + | Main Board | 1 | 0.18 | 2.5 |  |  |  |  | TRUE | [5 empty] | #FFFFFFFF |  |  | FALSE | FALSE | FALSE | [13 empty] | 100 | TRUE | [5 empty] | DESKTOP-7EIEB7A\acont | 2021-04-20 13:28 | THOR\acont | 2024-10-09 10:48 | Cloned from Evax EVAX-100/4Z Main Board | [Evax] [NAC Trigger] EVAX-100 Main Board, EVAX-100/4Z Main Board, EVAX-100/8Z Main Board, EVAX-100E Main Board, EVAX-25 Main Board, EVAX-25/4Z Main Board, EVAX-50 Main Board, EVAX-50/4Z Main Board [Evax] [VAC ] EVAX-100 Main Board, EVAX-100/4Z Main Board, EVAX-100/8Z Main Board, EVAX-100E Main Board, EVAX-25 Main Board, EVAX-25/4Z Main Board, EVAX-50 Main Board, EVAX-50/4Z Main Board
7ef76ce5-8bc6-49bc-b027-5974a6f3088b | NFPA 170 SMOKE CO DETECTOR |  |  | North | Potter |  | Smoke/CO Detector |  |  |  | Module | TRUE | PAD200-PCD | + | Photoelectric Smoke/CO Detector | 1 | 0.0003 | 0.0003 |  |  |  |  | FALSE | TRUE |  |  |  |  | #FFFF0000 | FA-NFPA 170 SMOKE CO DETECTOR | 1 | FALSE | FALSE | FALSE | 1411 | [13 empty] | FALSE |  |  | SB |  |  | DESKTOP-7EIEB7A\acont | 2022-01-27 14:47 | THOR\acont | 2024-09-08 17:27 | Cloned from Potter PAD200-PCD w/PAD100-SB | [Potter] [AUX POWER] PAD100-CD w/PAD100-SB, PAD100-HD w/PAD100-SB, PAD100-PD w/PAD100-SB (C), PAD100-PHD w/PAD100-SB (C), PAD100-PHD w/PAD100-SB (Split) (C), PAD200-PCD (C), PAD200-PCD (Split) (C), PAD200-PCD w/PAD100-SB (C), PAD200-PCD w/PAD100-SB (Spli [Potter] [SLC PAD] [*] [#2 SHARED ADDR ¦ SENSORS] PAD100-CD w/PAD100-4DB, PAD100-CD w/PAD100-6DB, PAD100-CD w/PAD100-IB, PAD100-CD w/PAD100-LFSB, PAD100-CD w/PAD100-RB, PAD100-CD w/PAD100-SB, PAD100-CD w/PAD100-SPKB, PAD100-DUCT (C), PAD100-DUCTR (C), PA
36a6a552-0715-4c34-b7f9-5975d85728a4 | NFPA 170 SMOKE DETECTOR |  |  | North | Bosch |  | Smoke Detector |  |  |  | Module | TRUE | 23901 | 500-050269+ | Replacement prism for Model F5000 | 1 | [6 empty] | FALSE | TRUE |  |  |  |  | #FFFF0000 | FA-NFPA 170 SMOKE DETECTOR | 1 | FALSE | FALSE | FALSE | 1408 | [13 empty] | FALSE |  |  | SBP |  |  | DESKTOP-7EIEB7A\acont | 2022-06-29 10:13 | THOR\acont | 2024-09-08 17:27 | Cloned from Bosch FRAY5000-1PRISM
adf233f3-d7a1-4346-9073-598064f3f6c8 |  |  |  | North | Edwards |  | Hardware |  |  |  | Hardware | TRUE | ACDB-SVR |  | Access Control Database Server Application Software | 1 | [6 empty] | FALSE | [5 empty] | #FFFFFFFF |  |  | FALSE | FALSE | FALSE | [14 empty] | FALSE | [7 empty] | THOR\acont | 2024-10-09 10:48
6e9847af-abfd-4264-98f6-5980eb251d89 | NFPA 170 ADDRESSABLE OUTPUT MODULE |  |  | North | Silent Knight |  | Addressable Control/Relay |  |  |  | Module | TRUE | SD500-ARM | ++ | Addressable relay module | 1 | 0.00055 | 0.00055 |  |  |  |  | FALSE | [5 empty] | #FFFF0000 | FA-NFPA 170 ADDRESSABLE OUTPUT MODULE | 1 | FALSE | FALSE | FALSE | 1100 | [13 empty] | FALSE |  |  | RM |  |  |  |  | THOR\acont | 2024-09-08 17:27 |  | [Silent Knight] [AUX POWER, RELAY] [RELAY INPUT ++] SD500-ARM [Silent Knight] [SLC HOCHIKI] [*] [#1 SHARED ADDR ¦ ALL] Hood System w/SD500-MIM, PS-DA w/SD500-MIM, PS-SA w/SD500-MIM, SD500-AIM, SD500-ANM, SD500-ARM, SD500-LED, SD500-MIM, SD500-PS, SD500-PSDA, SD500-SDM, SD505-AHS w/SD505-6AB, SD505-APS w/SD505-6AB ( | [Silent Knight] SD500-ARM
eb776364-72b6-4bd3-b219-598b8b65228a | NFPA 170 SMOKE HEAT CO DETECTOR |  |  | North | Potter |  | Smoke/Heat/CO Detector |  |  |  | Module | TRUE | PAD200-PCHD w/PAD100-SPKB | + | Photoelectric Smoke/Hea/CO Detector with Speaker Base with One Form-C Relay Contact | 1 | 0.00045 | 0.00045 |  |  |  |  | FALSE | TRUE |  |  |  |  | #FFFF0000 | FA-NFPA 170 SMOKE HEAT CO DETECTOR | 1 | FALSE | FALSE | FALSE | 1411 | [13 empty] | FALSE |  |  | SB |  |  | DESKTOP-7EIEB7A\acont | 2022-02-23 13:26 | THOR\acont | 2024-09-08 17:27 | Cloned from Potter PAD200-PCD w/PAD100-SPKB | [Potter] [AUDIO 25v] [25V AUDIO] PAD100-CD w/PAD100-SPKB, PAD100-HD w/PAD100-SPKB, PAD100-PD w/PAD100-SPKB (C), PAD100-PHD w/PAD100-SPKB (C), PAD100-PHD w/PAD100-SPKB (Split) (C), PAD100-SPKB, PAD200-PCD w/PAD100-SPKB (C), PAD200-PCD w/PAD100-SPKB (Split [Potter] [AUDIO 70.7v] [70V AUDIO] PAD100-CD w/PAD100-SPKB, PAD100-HD w/PAD100-SPKB, PAD100-PD w/PAD100-SPKB (C), PAD100-PHD w/PAD100-SPKB (C), PAD100-PHD w/PAD100-SPKB (Split) (C), PAD100-SPKB, PAD200-PCD w/PAD100-SPKB (C), PAD200-PCD w/PAD100-SPKB (Spl [Potter] [SLC PAD] [*] [#2 SHARED ADDR ¦ SENSORS] PAD100-CD w/PAD100-4DB, PAD100-CD w/PAD100-6DB, PAD100-CD w/PAD100-IB, PAD100-CD w/PAD100-LFSB, PAD100-CD w/PAD100-RB, PAD100-CD w/PAD100-SB, PAD100-CD w/PAD100-SPKB, PAD100-DUCT (C), PAD100-DUCTR (C), PA
48efde22-c3ba-44e0-8832-598e2c515f4a | NFPA 170 SMOKE DETECTOR |  |  | North | Edwards |  | Smoke Detector |  |  |  | Module | TRUE | C2M-PDHRC |  | Smoke Detector - 2 Wire Photo electric, heat | 1 | [6 empty] | FALSE | TRUE |  |  |  |  | #FFFF0000 | FA-NFPA 170 SMOKE DETECTOR | 1 | FALSE | FALSE | FALSE | 1408 | [13 empty] | FALSE | [7 empty] | THOR\acont | 2024-09-08 17:27 | 20191121 AC Detector without base
85a33fc4-7cf1-421f-893e-59912b227282 | NFPA 170 SMOKE DETECTOR |  |  | North | Ansul |  | Smoke Detector |  |  |  | Module | TRUE | 4098-9714 w/4098-9793 | + | TrueAlarm Analog Sensors, Photoelectric smoke sensor, White, Isolator Base | 1 | 0.0008 | 0.001 |  |  |  |  | TRUE | TRUE | Ceiling Mount; For Drop Ceiling use Caddy Bar 512 or Equal. | 4" octagonal or 4" square, 1-1/2" deep; single gang, 2" deep (by others) |  |  | #FFFF0000 | FA-NFPA 170 SMOKE DETECTOR | 1 | FALSE | FALSE | FALSE | 1408 |  |  |  |  | 268 | [14 empty] | DESKTOP-7EIEB7A\acont | 2021-06-17 07:27 | THOR\acont | 2024-09-08 17:27 | Cloned from AutoCall A4098-9714 w/A4098-9793 | [Ansul] [IDNet] 4090-9002, 4090-9006, 4090-9007, 4090-9051, 4090-9119, 4098-9714 w/4098-9793 (C)
6a6d6c4a-8fbd-4fba-b5ec-5997c74af02b | NFPA 170 FIRE ALARM CONTROL UNIT | RISER FACP |  | North | Edwards |  | Fire Alarm Control Unit |  |  |  | Assembly | TRUE | EST1-2Z6 | ++ | Two Zone, Six Expansion Space Panel, 120 VAC | 1 | [6 empty] | FALSE |  |  |  | 13" x 20.19" x 2.75" [33.0 cm x 51.3 cm x 7.0 cm] |  | #FFFF0000 | FA-NFPA 170 FIRE ALARM CONTROL UNIT | 1 | FALSE | FALSE | FALSE | 202 | [8 empty] | 4.5,6.5,10 |  |  |  |  | TRUE | [5 empty] | THOR\acont | 2024-05-14 09:56 | THOR\acont | 2024-09-08 17:27 | Cloned from Edwards EST1-2Z3
68b05c1e-951d-4d64-9f44-599b0d788cbe |  |  |  | North | Siemens | [5 empty] | Module | TRUE | REMBOX4 | 500-633914 | LARGE REMOTE LOBBY ENCLOSURE PROVIDES MOUNTING SPACE FOR, LVM OR FMT OR REMOTE SWITCH AND LED MODULES (16) LCM/SCM OR (8) FCM MAX. FIELD MOUNTED | 1 | [12 empty] | #FFFFFFFF |  |  | FALSE | FALSE | FALSE | [20 empty] | DESKTOP-7SAL8M7\acont | 2019-08-13 09:04 | THOR\acont | 2024-10-09 10:48
7da64ede-1747-4c9b-a32f-599b4786c5ee | NFPA 170 SPEAKER STROBE |  |  | North | Siemens |  | Speaker/Strobe |  |  |  | Module | TRUE | SEH-HMC-W-B | UDI:SEH-HMC-W-B | HIGH FIDELITY SPEAKER STROBE, HIFI, WALL, 135/185 CD, WHITE | 1 | [12 empty] | #FF0070C0 | FA-NFPA 170 SPEAKER STROBE | 1 | FALSE | FALSE | FALSE | 2019 | [19 empty] | DESKTOP-7EIEB7A\acont | 2022-05-13 11:46 | THOR\acont | 2024-09-08 17:27 | Cloned from Siemens SEH-HMC-W | [Siemens] [NAC] [VDC] SEFH-HMC-R, SEFH-HMC-W, SEH-HMC-R, SEH-HMC-R-B, SEH-HMC-W, SEH-HMC-W-ALERT, SEH-HMC-W-B [Siemens] [AUDIO 25v] [25V AUDIO] SEH-AMC-W-ALERT, SEH-HMC-R, SEH-HMC-R-B, SEH-HMC-W, SEH-HMC-W-ALERT, SEH-HMC-W-B, SEH-MC-R, SEH-MC-R-ALERT, SEH-MC-R-B, SEH-MC-W, SEH-MC-W-ALERT, SEH-MC-W-B, SEH-MC-W-BLANK, SEH-R, SEH-W, SEH-W-ALERT [Siemens] [AUDIO 70.7v] [70V AUDIO] SEH-AMC-W-ALERT, SEH-HMC-R, SEH-HMC-R-B, SEH-HMC-W, SEH-HMC-W-ALERT, SEH-HMC-W-B, SEH-MC-R, SEH-MC-R-ALERT, SEH-MC-R-B, SEH-MC-W, SEH-MC-W-ALERT, SEH-MC-W-B, SEH-MC-W-BLANK, SEH-R, SEH-W, SEH-W-ALERT
0251350c-01e5-4a16-9b07-599c963ba6d6 | NFPA 170 HEAT DETECTOR |  |  | North | Gamewell FCI |  | Heat Detector |  |  |  | Module | TRUE | ATD-L3 w/B200S-LF-WH | + | Thermal heat detector, 135°F fixed, bright white, Velociti w/ Intelligent addressable low frequency sounder base, bright white | 1 | 0.0002 | 0.0045 |  |  |  |  | FALSE | TRUE | FLUSH |  | 4" SQ. DEEP | 3 "O" PLASTER RING | #FFFF0000 | FA-NFPA 170 HEAT DETECTOR | 1 | FALSE | FALSE | FALSE | 1403 | [13 empty] | FALSE |  |  | LF |  |  | DESKTOP-7SAL8M7\acont | 2019-05-06 09:58 | THOR\acont | 2024-09-08 17:27 | 20191121 AC Detector with base | [Gamewell FCI] [AUX POWER] [16VDC, HIGH VOLUME, 16VDC, LOW VOLUME] ASD-PL2F w/B200S-LF-WH (C), ASD-PL3 w/B200S-LF-WH (C), ASD-PL3F w/B200S-LF-WH (C), ASD-PL3-IV w/B200S-LF-IV (C), ASD-PTL3 w/B200S-LF-WH (C), ASD-PTL3-IV w/B200S-LF-IV (C), ATD-L3 w/B200S- [Gamewell FCI] [SLC MODULES SENSORS] [*] [#2 SHARED ADDR ¦ SENSORS] ADPF (C), ASD-PL2F w/B200S-LF-WH (C), ASD-PL2F w/B210LP (C), ASD-PL2FR (C), ASD-PL3 w/B200S-LF-WH (C), ASD-PL3 w/B200SR-LF-WH (C), ASD-PL3 w/B200SR-WH (C), ASD-PL3 w/B224BI-WH (C), ASD-P [Gamewell FCI] [SLC SENSORS] [*] [#4 TYPE ADDR ¦ SENSORS] ADPF (C), ASD-PL2F w/B200S-LF-WH (C), ASD-PL2F w/B210LP (C), ASD-PL2FR (C), ASD-PL3 w/B200S-LF-WH (C), ASD-PL3 w/B200SR-LF-WH (C), ASD-PL3 w/B200SR-WH (C), ASD-PL3 w/B224BI-WH (C), ASD-PL3 w/B224R
be159f0b-9109-4e52-8613-599f531da0ce |  |  |  | North | Elmdene |  | Cards & Components |  |  |  | Card | TRUE | STX2405 Main Board | + | Fire Alarm Power Supply Main Board | 1 |  |  | 5 |  |  |  | TRUE | FALSE |  |  |  |  | #FFFFFFFF |  |  | FALSE | FALSE | FALSE | [14 empty] | FALSE | [5 empty] | DESKTOP-7EIEB7A\acont | 2023-02-13 10:27 | THOR\acont | 2024-10-09 10:48 | Cloned from Elmdene STX2402 Main Board | [Elmdene] [IDC] 02 [BATTERY] STX2401 Main Board, STX2402 Main Board, STX2405 Main Board, STX2410 Main Board [Elmdene] [NAC Trigger] STX2401 Main Board, STX2402 Main Board, STX2405 Main Board, STX2410 Main Board [Elmdene] [IDC] 01 [AC FAIL] STX2401 Main Board, STX2402 Main Board, STX2405 Main Board, STX2410 Main Board | [Elmdene] STX2405 Main Board
8bfb8391-74e9-4fec-a792-59a01ad269f1 | NFPA 170 FIRE ALARM CONTROL UNIT | RISER FACP |  | North | Notifier |  | Fire Alarm Control Unit |  |  |  | Assembly | TRUE | NFS2-3030D (FACP) | + | FACP, Addressable Assembly | 1 | [6 empty] | FALSE | FALSE |  |  |  |  | #FFFF0000 | FA-NFPA 170 FIRE ALARM CONTROL UNIT | 1 | FALSE | FALSE | FALSE | 202 | [8 empty] | 26,55,100 |  |  |  |  | TRUE | [5 empty] | DESKTOP-7EIEB7A\acont | 2022-10-25 10:42 | THOR\acont | 2024-09-08 17:27 | Cloned from Notifier NFS2-3030D (FACP)
762ce82c-bce9-451f-b7f0-59a78ba105f8 | NFPA 170 SMOKE HEAT DETECTOR |  |  | North | Gentex |  | Smoke/Heat Detector |  |  |  | Module | FALSE | 917-0073-002 | SHRR | 120V Smoke Heat Sensor 135 ROR w/Relays | 1 | [6 empty] | FALSE | TRUE |  |  |  |  | #FFFF0000 | FA-NFPA 170 SMOKE HEAT DETECTOR | 1 | FALSE | FALSE | FALSE | 1408 | [13 empty] | FALSE |  |  | 120V |  |  | THOR\acont | 2024-12-23 15:35 | THOR\acont | 2024-12-23 15:40 | Cloned from Gentex 917-0072-002 | [BRK, First Alert, Gentex, Kidde] [SMOKE ALARM TANDEM] 21006378 (C), 21007624 (C), 7020BSL (C), 7030BSL (C), 900-CUAR (C), 9120 (C), 9120B (C), 917-0070-002 (C), 917-0071-002 (C), 917-0072-002 (C), 917-0073-002 (C), 917-0079-002 (C), 918-0030-002 (C), 91 [BRK, Gentex, Kidde] [VAC ] [*] 21006378 (C), 21007624 (C), 7020BSL (C), 7030BSL (C), 900-CUAR (C), 9120 (C), 9120B (C), 917-0070-002 (C), 917-0071-002 (C), 917-0072-002 (C), 917-0073-002 (C), 917-0079-002 (C), 918-0030-002 (C), 918-0031-002 (C), 918-003 | [BRK, First Alert, Generic, Gentex, Kidde, N/A] 120VAC SMOKE DETECTOR, 21006378, 21007624, 7020BSL, 7030BSL, 900-CUAR, 9120, 9120B, 9120F, 9120H, 9120HF, 9120T, 9120TF, 9123, 9123F, 9123H, 9123HF, 9123T, 9123TF, 917-0070-002, 917-0071-002, 917-0072-002, 9
4810d954-7ff0-4579-a9d6-59a8e48b8fbb | NFPA 170 MULTI DETECTOR |  |  | North | Hochiki |  | Smoke Detector |  |  |  | Module | TRUE | ACC-EN | ++ | Analogue Multi-Sensor | 1 | 0.0004 | 0.0091 |  |  |  |  | TRUE | TRUE |  |  |  |  | #FFFF0000 | FA-NFPA 170 MULTI DETECTOR | 1 | FALSE | FALSE | FALSE | 1408 | [19 empty] | THOR\acont | 2025-02-24 08:26 |  |  | Cloned from Hochiki ALN-EN | [Hochiki, VES] [SLC HOCHIKI] 01 [*] [SLC] ACC-EN (C), ACD-V w/ASBL SOUNDER BASE (C), ACD-V w/HSB-NSA-6 STANDARD BASE (C), ACD-V w/SCI-B4 SHORT CIRCUIT ISOLATOR BASE (C), ACD-V w/SCI-B6 SHORT CIRCUIT ISOLATOR BASE (C), ACD-V w/YBN-NSA-4 STANDARD BASE (C),
38b2e5a4-4d5a-49fb-afaf-59b008fc92df |  |  |  | North | Silent Knight |  | Cards & Components |  |  |  | Card | TRUE | 5208 Main Board | ++ | Main Board | 1 | 0.14 | 0.46 | 6 |  |  |  | TRUE | [5 empty] | #FFFFFFFF |  |  | FALSE | FALSE | FALSE | [14 empty] | FALSE | [7 empty] | THOR\acont | 2024-10-09 10:48 |  | [Silent Knight] [IDC] [#1 ALARM] 5104B Main Board, 5204 Main Board, 5207 Main Board, 5208 Main Board, 5600 Main Board, 5700 Main Board, 5808 Main Board, 5820XL Main Board, 5895XL Main Board, 6700 Main Board, 6808 Main Board, 6820 Main Board, 6820EVS Main [Silent Knight] [IDC] [#3 SUPERVISORY] 5104B Main Board, 5204 Main Board, 5207 Main Board, 5208 Main Board, 5600 Main Board, 5700 Main Board, 5808 Main Board, 5820XL Main Board, 6700 Main Board, 6808 Main Board, 6820 Main Board, 6820EVS Main Board, SK-2 [Silent Knight] [IDC] [#2 TROUBLE] 5104B Main Board, 5204 Main Board, 5207 Main Board, 5208 Main Board, 5495 Main Board, 5600 Main Board, 5700 Main Board, 5808 Main Board, 5820XL Main Board, 5895XL Main Board, 6700 Main Board, 6808 Main Board, 6820 Main [Farenhyt, Silent Knight, Stanley Security Solutions] [VAC ] 5104B Main Board, 5204 Main Board, 5207 Main Board, 5208 Main Board, 5495 Main Board, 5496 Main Board, 5499 Main Board, 5600 Main Board, 5700 Main Board, 5808 Main Board, 5820XL Main Board, 588 | [Silent Knight] 5208 Main Board
b2fb0690-ea85-4c80-8f9b-59b484339b77 | NFPA 170 STROBE WALL |  |  | North | Potter |  | Strobe |  |  |  | Module | TRUE | SL-5 Series |  | Conical Strobe | 1 | [6 empty] | FALSE | [5 empty] | #FF0070C0 | FA-NFPA 170 STROBE WALL | 1 | FALSE | FALSE | FALSE | 2023 | [13 empty] | FALSE | [7 empty] | THOR\acont | 2024-09-08 17:27
f5be29c4-2451-4fc2-a57c-59b78f1f4eac | NFPA 170 SMOKE HEAT DETECTOR |  |  | North | Notifier |  | Smoke/Heat Detector |  |  |  | Module | TRUE | FPTI-951 w/B501-BL | + | Intelligent addressable multi-criteria photoelectric, thermal and infrared smoke detector, white w/ 4” Flangeless mounting base, black | 1 | 0.0002 | 0.0045 |  |  |  |  | FALSE | TRUE | FLUSH |  | 4" SQ. DEEP | 3 "O" PLASTER RING | #FFFF0000 | FA-NFPA 170 SMOKE HEAT DETECTOR | 1 | FALSE | FALSE | FALSE | 1402 | [13 empty] | FALSE | [5 empty] | DESKTOP-7EIEB7A\acont | 2021-01-13 08:04 | THOR\acont | 2024-09-08 17:27 | Cloned from Notifier FSCO-951 w/B501-BL | [Honeywell, Notifier, System Sensor] [SLC SENSORS] [*] [#4 TYPE ADDR ¦ SENSORS] 2251B (C), 2251-COPTIR (C), 2251-COPTIR w/B200S-WH (C), 2251TB (C), 2251TMB (C), 5251B (C), 5251B-WP (C), 5251H (C), 5251RB (C), 5251RB-WP (C), 7251 (C), 7251DH (C), DH200LP [Honeywell, Notifier, System Sensor] [SLC MODULES SENSORS] [*] [#2 SHARED ADDR ¦ SENSORS] 2251B (C), 2251-COPTIR (C), 2251-COPTIR w/B200S-WH (C), 2251TB (C), 2251TMB (C), 5251B (C), 5251B-WP (C), 5251H (C), 5251RB (C), 5251RB-WP (C), 7251 (C), 7251DH (C)
c721af4e-840f-45bf-a3ee-59bdae6b9c75 | VESDA PANEL |  |  | North | Xtralis |  | Air Sampling Detection | VESDA PANEL |  |  | Module | TRUE | VEA-040-A10 |  | VESDA PANEL | 1 | [12 empty] | #FFFF0000 | FA-VESDA PANEL | 1 | FALSE | FALSE | FALSE | [20 empty] | AULAPTOP-PC\Aulaptop | 2020-03-26 07:41 | THOR\acont | 2024-09-08 17:27
6f4ffc75-a5b1-45ee-a69c-59c38500dd5e |  |  |  | North | Potter | [5 empty] | Assembly | TRUE | TVSS |  | Total Surge Protection | 1 | [6 empty] | FALSE | [5 empty] | #FFFFFFFF |  |  | FALSE | FALSE | FALSE | [9 empty] | 7,12,18 |  |  |  |  | TRUE | [7 empty] | THOR\acont | 2024-10-09 10:48
f10513b8-c016-4ec2-9be3-59cddb45062a | NFPA 170 SMOKE DETECTOR |  |  | North | Notifier |  | Smoke Detector |  |  |  | Module | TRUE | FSD-751RPL w/B200S |  | DETECTOR, SMOKE, ADDRESSABLE PHOTO w/SOUNDER BASE | 1 | 0.0005 | 0.035 |  |  |  |  | FALSE | TRUE |  |  |  |  | #FFFF0000 | FA-NFPA 170 SMOKE DETECTOR | 1 | FALSE | FALSE | FALSE | 1408 | [13 empty] | FALSE |  |  | SB |  |  |  |  | THOR\acont | 2024-09-08 17:27 | 20191121 AC Detector with base | [Notifier, System Sensor] [AUX POWER] 2251-COPTIR w/B200S-WH (C), B200S, B200SR, B200S-WH, B210LP, FCO-851 w/B200S (C), FCO-951 w/B200S-WH (C), FCP-951 w/B200S-WH, FPC-951 w/B200S-IV (C), FPC-951 w/B200S-WH (C), FPTI-951 w/B200S-IV (C), FPTI-951 w/B200S- [Honeywell, Notifier, System Sensor] [SLC SENSORS] [*] [#4 TYPE ADDR ¦ SENSORS] 2251B (C), 2251-COPTIR (C), 2251-COPTIR w/B200S-WH (C), 2251TB (C), 2251TMB (C), 5251B (C), 5251B-WP (C), 5251H (C), 5251RB (C), 5251RB-WP (C), 7251 (C), 7251DH (C), DH200LP [Honeywell, Notifier, System Sensor] [SLC MODULES SENSORS] [*] [#2 SHARED ADDR ¦ SENSORS] 2251B (C), 2251-COPTIR (C), 2251-COPTIR w/B200S-WH (C), 2251TB (C), 2251TMB (C), 5251B (C), 5251B-WP (C), 5251H (C), 5251RB (C), 5251RB-WP (C), 7251 (C), 7251DH (C)
fb717157-74ac-4794-aed2-59d00447bc05 | NFPA 170 HORN STROBE CEILING |  |  | North | Edwards |  | Horn/Strobe |  |  |  | Module | TRUE | GCWA-HDVMHC |  | MNEC Horn-Strobe, white, ALERT, 95-177 cd, clear | 1 | 0 | 0.341 |  |  |  |  | FALSE | TRUE |  |  |  |  | #FF0070C0 | FA-NFPA 170 HORN STROBE CEILING | 1 | FALSE | FALSE | FALSE | 2013 | [13 empty] | FALSE |  |  | C |  |  |  |  | THOR\acont | 2024-09-08 17:27 |  | [Edwards, Kidde] [NAC] [24 VDC, HIGH DB] EGCF-HDVMH (C), GCF-HDVMH (C), GC-HDVMH (C), GCWA-HDVMHA (C), GCWA-HDVMHB (C), GCWA-HDVMHC (C), GCWA-HDVMHG (C), GCWA-HDVMHR (C), GCWN-HDVMHA (C), GCWN-HDVMHB (C), GCWN-HDVMHC (C), GCWN-HDVMHG (C), GCWN-HDVMHR (C) [Edwards, Kidde] [NAC] [16 VDC, HIGH DB] EGCF-HDVMH (C), GCF-HDVMH (C), GC-HDVMH (C), GCWA-HDVMHA (C), GCWA-HDVMHB (C), GCWA-HDVMHC (C), GCWA-HDVMHG (C), GCWA-HDVMHR (C), GCWN-HDVMHA (C), GCWN-HDVMHB (C), GCWN-HDVMHC (C), GCWN-HDVMHG (C), GCWN-HDVMHR (C) [Edwards, Kidde] [NAC] [16 VDC, LOW DB] EGCF-HDVMH (C), GCF-HDVMH (C), GC-HDVMH (C), GCWA-HDVMHA (C), GCWA-HDVMHB (C), GCWA-HDVMHC (C), GCWA-HDVMHG (C), GCWA-HDVMHR (C), GCWN-HDVMHA (C), GCWN-HDVMHB (C), GCWN-HDVMHC (C), GCWN-HDVMHG (C), GCWN-HDVMHR (C) [Edwards, Kidde] [NAC] [24 VDC, LOW DB] EGCF-HDVMH (C), GCF-HDVMH (C), GC-HDVMH (C), GCWA-HDVMHA (C), GCWA-HDVMHB (C), GCWA-HDVMHC (C), GCWA-HDVMHG (C), GCWA-HDVMHR (C), GCWN-HDVMHA (C), GCWN-HDVMHB (C), GCWN-HDVMHC (C), GCWN-HDVMHG (C), GCWN-HDVMHR (C)
48f02ca2-17d0-4138-b5c3-59d923fa810d |  |  |  | North | Notifier |  | Cards & Components |  |  |  | Card | TRUE | AEM-24AT |  | ONYX Series ACS annunciator expander | 1 | 0.002 | 0.056 |  |  |  |  | TRUE | FALSE |  |  |  |  | #FFFFFFFF |  |  | FALSE | FALSE | FALSE | [14 empty] | FALSE | [7 empty] | THOR\acont | 2024-10-09 10:48
091d5ced-67b8-4ab7-bdfb-59e0b3a82f38 | NFPA 170 SMOKE DETECTOR |  |  | North | Siemens |  | Smoke Detector |  |  |  | Module | TRUE | 5000-031 | S54331-Z1-A1+ | (1) one prism and one (1) detector head for use with Model F5000 | 1 | [6 empty] | FALSE | TRUE |  |  |  |  | #FFFF0000 | FA-NFPA 170 SMOKE DETECTOR | 1 | FALSE | FALSE | FALSE | 1408 | [13 empty] | FALSE |  |  | SBD |  |  | DESKTOP-7EIEB7A\acont | 2022-06-29 10:13 | THOR\acont | 2024-09-08 17:27 | Cloned from Bosch FIRERAY5000-UL | [Siemens] [BEAM DET] 5000-031 (C), F5000 (Head) (C)
5168b903-8bf9-48cc-b7b7-59e40363e030 | NFPA 170 SMOKE DETECTOR |  |  | North | Notifier |  | Smoke Detector |  |  |  | Module | TRUE | FSH-751 w/B210LP | ++ | Intelligent Addressable HARSH (Hostile Area Smoke Head) Detector; Photo, requires B710HD Base. | 1 | 0.0003 | 0.0003 |  |  |  |  | FALSE | TRUE |  |  |  |  | #FFFF0000 | FA-NFPA 170 SMOKE DETECTOR | 1 | FALSE | FALSE | FALSE | 1408 | [13 empty] | FALSE | [7 empty] | THOR\acont | 2024-09-08 17:27 | 20191121 AC Detector without base | [Honeywell, Notifier, System Sensor] [SLC MODULES SENSORS] [*] [#2 SHARED ADDR ¦ SENSORS] 2251B (C), 2251-COPTIR (C), 2251-COPTIR w/B200S-WH (C), 2251TB (C), 2251TMB (C), 5251B (C), 5251B-WP (C), 5251H (C), 5251RB (C), 5251RB-WP (C), 7251 (C), 7251DH (C) [Honeywell, Notifier, System Sensor] [SLC SENSORS] [*] [#4 TYPE ADDR ¦ SENSORS] 2251B (C), 2251-COPTIR (C), 2251-COPTIR w/B200S-WH (C), 2251TB (C), 2251TMB (C), 5251B (C), 5251B-WP (C), 5251H (C), 5251RB (C), 5251RB-WP (C), 7251 (C), 7251DH (C), DH200LP
fd81cc56-97dd-4166-8bb7-59e59192e4b7 |  |  |  | North | Siemens | [5 empty] | Module | TRUE | XDMC | S54430-B5-A1 | XLS DIGITAL MESSAGE CARD | 1 | [12 empty] | #FFFFFFFF |  |  | FALSE | FALSE | FALSE | [20 empty] | DESKTOP-7SAL8M7\acont | 2019-08-13 09:04 | THOR\acont | 2024-10-09 10:48
db0e5f31-fb31-40b4-ae26-59eb95662321 | NFPA 170 HEAT DETECTOR |  |  | North | Gamewell FCI |  | Heat Detector |  |  |  | Module | TRUE | ATD-L3H w/B224BI-WH | + | Thermal heat detector, 190°F high temp, bright white, Velociti w/ Isolator base, bright white | 1 | 0.0002 | 0.0045 |  |  |  |  | FALSE | TRUE | FLUSH |  | 4" SQ. DEEP | 3 "O" PLASTER RING | #FFFF0000 | FA-NFPA 170 HEAT DETECTOR | 1 | FALSE | FALSE | FALSE | 1403 | [13 empty] | FALSE |  |  | 190°, I |  |  | DESKTOP-7SAL8M7\acont | 2019-05-06 10:45 | THOR\acont | 2024-09-08 17:27 | 20191121 AC Detector with base | [Gamewell FCI] [SLC SENSORS] [*] [#4 TYPE ADDR ¦ SENSORS] ADPF (C), ASD-PL2F w/B200S-LF-WH (C), ASD-PL2F w/B210LP (C), ASD-PL2FR (C), ASD-PL3 w/B200S-LF-WH (C), ASD-PL3 w/B200SR-LF-WH (C), ASD-PL3 w/B200SR-WH (C), ASD-PL3 w/B224BI-WH (C), ASD-PL3 w/B224R [Gamewell FCI] [SLC MODULES SENSORS] [*] [#2 SHARED ADDR ¦ SENSORS] ADPF (C), ASD-PL2F w/B200S-LF-WH (C), ASD-PL2F w/B210LP (C), ASD-PL2FR (C), ASD-PL3 w/B200S-LF-WH (C), ASD-PL3 w/B200SR-LF-WH (C), ASD-PL3 w/B200SR-WH (C), ASD-PL3 w/B224BI-WH (C), ASD-P
2cc5dee5-2b2f-4749-8990-59efebef8e36 | NFPA 170 ADDRESSABLE OUTPUT MODULE |  |  | North | Bosch |  | Addressable Control/Relay |  |  |  | Module | TRUE | B308 | ++ | SDI2 8-Output Expansion Module, SDI2 | 1 | 0.022 | 0.15 |  |  | 12 | [7 empty] | #FFFF0000 | FA-NFPA 170 ADDRESSABLE OUTPUT MODULE | 1 | FALSE | FALSE | FALSE | [17 empty] | 8 |  |  | DESKTOP-7EIEB7A\acont | 2021-08-13 06:25 | THOR\acont | 2024-09-08 17:27 |  | [Bosch] [AUX POWER] [OPTIONAL RELAY INPUT ++] B308, D130, D133, D134, D8129, FLM-325-2R4-2A, FLM-325-2R4-2AI, FLM-325-2R4-8A, FLM-325-2R4-8AI [BluePoint, Bosch] [SDI2 BOSCH] [*] [ALL DEVICES ++] B208, B299, B308, B426, B450, B450-CHI, B450-M, B810, B820, B901, B915, B915I, B920, B921C, B925F, B926F, B930, B940W, B942, B942W, BP-BHE-B208A, BP-BHE-B299 | [Bosch] B308, D7035, D7035B, D8129
c7ba5d36-388e-40a7-b31d-59f0eeb515b9 | NFPA 170 SPEAKER WALL |  |  | North | Edwards |  | Speaker |  |  |  | Module | TRUE | MN-GVM32 |  | Exterior omni directional HPSA /w ctrl & battery cabinet, 3,200W | 1 | [6 empty] | FALSE | [5 empty] | #FF0070C0 | FA-NFPA 170 SPEAKER WALL | 1 | FALSE | FALSE | FALSE | 2021 | [13 empty] | FALSE | [7 empty] | THOR\acont | 2024-09-08 17:27
1db58721-3e2b-4f7b-8648-59fbd4ef07c5 | NFPA 170 SPEAKER CEILING |  |  | North | Autocall |  | Speaker |  |  |  | Module | TRUE | A49SO-APPLC-O-BA | + | Ceiling mount Addressable Weatherproof High Fidelity S/O Appliance Only. Assembled in USA | 1 | 0.0008 | 0.009 |  |  |  |  | TRUE | TRUE |  |  |  |  | #FF0070C0 | FA-NFPA 170 SPEAKER CEILING | 1 | FALSE | FALSE | FALSE | 2019 | [16 empty] | C, WP |  |  | DESKTOP-7EIEB7A\acont | 2022-02-21 14:50 | THOR\acont | 2024-09-08 17:27 | Cloned from Autocall A49SO-APPLC-BA | [Autocall, Simplex] [IDNac] [IDNAC] 49HF-APPLC (C), 49HF-APPLC-BA (C), 49HF-APPLW, 49HF-APPLW-BA, 49SO-APPLC (C), 49SO-APPLC-BA (C), 49SO-APPLC-O (C), 49SO-APPLC-O-BA (C), 49SO-APPLW, 49SO-APPLW-BA, 49SO-APPLW-O, 49SO-APPLW-O-BA, A49HF-APPLC (C), A49HF-A [Autocall, Simplex] [AUDIO 70.7v] [70V AUDIO] 49HF-APPLC (C), 49HF-APPLC-BA (C), 49HFV-APPLC (C), 49HFV-APPLC-BA (C), 49HFVH-APPLC (C), 49HFVH-APPLC-BA (C), 49SO-APPLC (C), 49SO-APPLC-BA (C), 49SO-APPLC-O (C), 49SO-APPLC-O-BA (C), 49SV-APPLC (C), 49SV-AP [Autocall, Simplex] [AUDIO 25v] [25V AUDIO] 49HF-APPLC (C), 49HF-APPLC-BA (C), 49HFV-APPLC (C), 49HFV-APPLC-BA (C), 49HFVH-APPLC (C), 49HFVH-APPLC-BA (C), 49SO-APPLC (C), 49SO-APPLC-BA (C), 49SO-APPLC-O (C), 49SO-APPLC-O-BA (C), 49SV-APPLC (C), 49SV-APPL
5ecb9f0f-0df5-464e-b595-5a01953a8c2f |  |  |  | North | Autocall |  | Hardware |  |  |  | Hardware | TRUE | 252-019 | + | B key for manual station reset | 1 | 0 | 0 |  |  |  |  | TRUE | [5 empty] | #FFFFFFFF |  |  | FALSE | FALSE | FALSE | [20 empty] | DESKTOP-7EIEB7A\acont | 2022-02-21 12:51 | THOR\acont | 2024-10-09 10:48 | Cloned from Simplex 252-019
fb8b4681-a037-4988-9afc-5a046dc34685 | NFPA 170 SMOKE DETECTOR |  |  | North | Notifier |  | Smoke Detector |  |  |  | Module | TRUE | FSP-951T w/B300-6 | ++ | Addressable low-profile photoelectric smoke detector with thermal sensor. FlashScan only. | 1 | 0.0002 | 0.0045 |  |  |  |  | FALSE | TRUE | FLUSH |  | 4" SQ. DEEP | 3 "O" PLASTER RING | #FFFF0000 | FA-NFPA 170 SMOKE DETECTOR | 1 | FALSE | FALSE | FALSE | 1408 |  |  | 7272-0028:0206 | [10 empty] | FALSE | [7 empty] | THOR\acont | 2024-09-08 17:27 | 20191121 AC Detector without base | [Honeywell, Notifier, System Sensor] [SLC MODULES SENSORS] [*] [#2 SHARED ADDR ¦ SENSORS] 2251B (C), 2251-COPTIR (C), 2251-COPTIR w/B200S-WH (C), 2251TB (C), 2251TMB (C), 5251B (C), 5251B-WP (C), 5251H (C), 5251RB (C), 5251RB-WP (C), 7251 (C), 7251DH (C) [Honeywell, Notifier, System Sensor] [SLC SENSORS] [*] [#4 TYPE ADDR ¦ SENSORS] 2251B (C), 2251-COPTIR (C), 2251-COPTIR w/B200S-WH (C), 2251TB (C), 2251TMB (C), 5251B (C), 5251B-WP (C), 5251H (C), 5251RB (C), 5251RB-WP (C), 7251 (C), 7251DH (C), DH200LP
87f4a4b1-161d-4909-85e5-5a0a2c7e6f5f | NFPA 170 AMPLIFIER RACK | RISER AMP |  | North | Edwards |  | Cards & Components |  |  |  | Module | TRUE | 1B3-250-240 | ++ | 250 Watt Amplifier, 240VAC | 1 |  | 22 |  | 250 |  |  | TRUE | [5 empty] | #FFFF0000 | FA-NFPA 170 AMPLIFIER RACK | 1 | FALSE | FALSE | FALSE | [14 empty] | TRUE | [7 empty] | THOR\acont | 2025-01-23 15:45 |  |  | [Edwards] 1B3-250, 1B3-250-240 [Edwards] 1B3-125, 1B3-125-240
c79d658b-48f3-4ae2-b69e-5a0c45e5cf8e |  |  |  | North | Autocall | [5 empty] | Module | TRUE | A100-6307 | ++ | ES Net NIC dual channel single-mode fiber media card | 1 | 0.135 | 0.135 | [10 empty] | #FFFFFFFF |  |  | FALSE | FALSE | FALSE | [20 empty] | THOR\acont | 2024-02-23 05:55 | THOR\acont | 2024-10-09 10:48 | Cloned from Autocall A100-6306 CLONED CLONED | [Autocall, Simplex] [Fiber Optic] [NETWORK ++] 4007-6307, 4007-6308, 4007-6309, 4010-6307, 4010-6308, 4100-6307, 4100-6308, 4190-9858, 4190-9859, A007-6307, A007-6308, A007-6309, A010-6307, A010-6308, A100-6307, A100-6308, A190-9858, A190-9859 | [Autocall, Simplex] 4007-6307, 4007-6308, 4010-6307, 4100-6307, 4190-9858, A007-6307, A007-6308, A010-6307, A100-6307, A190-9858
c0e3c35d-38e6-4b5d-9311-5a159940627f | NFPA 170 SPEAKER STROBE |  |  | North | Eaton Wheelock |  | Speaker/Strobe |  |  |  | Module | TRUE | ET70-24MCWH-FR |  | Speaker/Strobe, 24 VDC, Multi-Candela, , 25/70 Vrms, red | 1 | 0 | 0.645 |  |  |  |  | FALSE | FALSE |  |  |  |  | #FF0070C0 | FA-NFPA 170 SPEAKER STROBE | 1 | FALSE | FALSE | FALSE | 2019 | [13 empty] | FALSE | [7 empty] | THOR\acont | 2024-09-08 17:27 |  | [Bosch, Eaton Wheelock, Hochiki] [AUDIO 70.7v] [70V AUDIO] ET-1080-R, ET-1080-W, ET70-24MCW-FR, ET70-24MCW-FR, ET70-24MCW-FW, ET70-24MCWH-FR, ET70-24MCWH-FW, ET70-24MCWH-FW, ET70-24W-FR, ET70-R, ET70-R, ET70-W, ET70-W, ET90-24MCC-FR, ET90-24MCC-FW, ET90- [Bosch, Eaton Wheelock, Hochiki] [NAC] ET70-24MCWH-FR, ET70-24MCWH-FW, ET70-24MCWH-FW [Bosch, Eaton Wheelock, Hochiki] [AUDIO 25v] [25V AUDIO] ET-1080-R, ET-1080-W, ET70-24MCW-FR, ET70-24MCW-FR, ET70-24MCW-FW, ET70-24MCWH-FR, ET70-24MCWH-FW, ET70-24MCWH-FW, ET70-24W-FR, ET70-R, ET70-R, ET70-W, ET70-W, ET90-24MCC-FR, ET90-24MCC-FW, ET90-24
124da667-2d18-4e4c-9f80-5a1819ba7e31 | NFPA 170 FIRE ALARM CONTROL UNIT | RISER FACP |  | North | Ansul |  | Fire Alarm Control Unit |  |  |  | Assembly | TRUE | 4007-9101AR | + | AUTOPULSE Z-20 with 4 conventional 3 A NACs and a 6 A output power supply/battery charger; includes IDNet+ communications for 100 addressable points and 1, 4007-9801 Zone/Relay module; | 1 | 0.145 | 0.19 |  |  |  |  | TRUE |  | Mount 72" A.F.F To Top of Back Can |  | 20-3/16”h x 20-7/8”w x 4-7/16”d |  | #FFFF0000 | FA-NFPA 170 FIRE ALARM CONTROL UNIT | 1 | FALSE | FALSE | FALSE | 202 | UL, CUL |  |  |  | 864, 2017, 1076, 1730, 2572 | S559, S527 |  |  | 6.2,10,12.7,18 |  |  | 6 |  | TRUE | [5 empty] | DESKTOP-7EIEB7A\acont | 2021-06-17 06:13 | THOR\acont | 2024-09-08 17:27 | Cloned from Simplex 4007-9101(BA)
b4db2587-7d61-4755-8ef7-5a18653fc740 | NFPA 170 MANUAL PULL |  |  | North | Siemens |  | Manual Station |  |  |  | Module | TRUE | MSM-GR | 500-648759 | MSM REPLACEMENT GLASS ROD (ONE) | 1 | [12 empty] | #FFFF0000 | FA-NFPA 170 MANUAL PULL | 1 | FALSE | FALSE | FALSE | [20 empty] | DESKTOP-7SAL8M7\acont | 2019-08-13 09:04 | THOR\acont | 2024-09-08 17:27 |  | [Siemens] [IDC] 01 AW-1, CPYEC-2-24, CPY-MRS, CPY-MTS, MH-501, MSM-EXP, MSM-GR, MSM-INST, MSM-K, MSM-K-15, MSM-KD, MSM-KD-30, MSM-KD-WP, MSM-K-WP, SXL-EX Main Board, SZE-4X, XMH-501
14add649-7eef-4b4c-98a6-5a18cb7abd86 | NFPA 170 DUCT SMOKE DETECTOR |  |  | North | Siemens |  | Duct Smoke Detector |  |  |  | Module | TRUE | FDBZ290/OOH740/DB721/FDBZ290-AA | ++ | Air Duct Sampling Chamber (supplied with ASA Dual Optical Heat Multi-Sensor Detector, Base & 0.6m Air Flow Tube) | 1 | 0.00025 | 0.00025 | [10 empty] | #FFFF0000 | FA-NFPA 170 DUCT SMOKE DETECTOR | 1 | FALSE | FALSE | FALSE | [20 empty] | DESKTOP-7EIEB7A\acont | 2021-11-19 10:16 | THOR\acont | 2024-09-08 17:27 |  | [Siemens] [C-NET] [*] [#1 DETECTOR] FDBZ290/OOH740/DB721/FDBZ290-AA, FDL241-9/FDLB291/DLR1191, HI720/DB721, HI720/DBS720, HI720/FDSB226-WW/FDB228, HI720/FDSB227-WW/FDB228, HI722//FDSB227-WW/FDB228, HI722/DB721, HI722/DBS720, HI722/FDSB226-WW/FDB228, OH72
f10dfd13-34cb-40e9-bf54-5a1bccd83d4d |  |  |  | North | Firelite |  | Cards & Components |  |  |  | Card | TRUE | MS-9050UD Main Board | + | Fire Alarm Control Panel with DACT Main Board | 1 | 0.12 | 0.2 |  |  |  |  | TRUE | FALSE |  |  |  |  | #FFFFFFFF |  |  | FALSE | FALSE | FALSE | [14 empty] | FALSE | [7 empty] | THOR\acont | 2024-10-09 10:48 |  | [ADT Unimode, AES, Firelite, NAPCO, Notifier] [VAC ] [VAC] 1640, 200UDLS Main Board, 411UDAC Main Board, ACC-25/50 Main Board, BE-500 CPU, CPU-N16LD, CPU-N16LND, ECC-125DA (25V) Main Board, ECC-50/100 Main Board (100W, 25V), ECC-50/100 Main Board (100W, [Ditek, Monaco Enterprises, Spectronix, WBOX] [VAC ] [VAC] 0E-SPROACHW, 210-524-00, DTK-120HW, DTK-120HWLOK, DTK-120HW-SS, DTK-1F, DTK-1FF, SA400 Main Board | [Firelite] MS-9050UD Main Board
4b875ecf-9ea1-4626-9d23-5a1bf5f4c0a9 | NFPA 170 REMOTE INDICATOR |  |  | North | Hochiki |  | Remote Indicator |  |  |  | Module | TRUE | RAI-LED | REMOTE ALARM INDICATOR | REMOTE ALARM INDICATOR | 1 | 0.007 | 0.007 |  |  |  |  | TRUE |  |  | *Refer to Install Sheet |  |  | #FFFF0000 | FA-NFPA 170 REMOTE INDICATOR | 1 | FALSE | FALSE | FALSE | 2016 | [19 empty] | DESKTOP-0D6CQVA\lousc | 2019-10-06 09:58 | THOR\acont | 2024-09-08 17:27 |  | [Hochiki] [RTS] [ALARM LED] RAI-LED
150c8d89-39f4-45a9-a8be-5a20d75ae555 |  |  |  | North | Edwards |  | Cards & Components |  |  |  | Card | TRUE | iO64RD Mainboard |  | Mainboard for iO64RD assembly | 1 | 0.155 | 0.204 | 3.75 |  |  |  | TRUE | [5 empty] | #FFFFFFFF |  |  | FALSE | FALSE | FALSE | [14 empty] | FALSE | [7 empty] | THOR\acont | 2024-10-09 10:48 |  | [Edwards, Kidde, Macurco] [IDC] [#3 SUPERVISORY] 2IDC, 76-600000-001 Main Board, 76-800xxx-xxx Main Board, 77-600000-901 Main Board, 84-732001-901 Main Board, DVP-120 Mainboard, EST1-2Z Mainboard, FSP1004G Mainboard, FSP1004G-2 Mainboard, FSP1004GD Mainb [Edwards, Kidde, Macurco] [IDC] [#1 ALARM] 2IDC, 76-600000-001 Main Board, 76-800xxx-xxx Main Board, 77-600000-901 Main Board, 84-732001-901 Main Board, DVP-120 Mainboard, EST1-2Z Mainboard, FSP1004G Mainboard, FSP1004G-2 Mainboard, FSP1004GD Mainboard, [Edwards, Kidde, Macurco] [IDC] [#2 TROUBLE] 2IDC, 76-600000-001 Main Board, 76-800xxx-xxx Main Board, 77-600000-901 Main Board, 84-732001-901 Main Board, DVP-120 Mainboard, EST1-2Z Mainboard, FSP1004G Mainboard, FSP1004G-2 Mainboard, FSP1004GD Mainboard [Edwards, Kidde] [VAC ] 2IDC, 76-600000-001 Main Board, 76-800xxx-xxx Main Board, 77-600000-901 Main Board, 84-732001-901 Main Board, APS10A Mainboard, APS6A Mainboard, BPS10A Mainboard, BPS10A/230 Mainboard, BPS6A Mainboard, BPS6A/230 Mainboard, EST1-2Z | [Edwards, Kidde] FX-64R Mainboard, FX-64RD Mainboard, iO64G Mainboard, iO64G-2 Mainboard, iO64G-2-PG Mainboard, iO64G-2-SP Mainboard, iO64GD Mainboard, iO64GL Mainboard, iO64GL-F Mainboard, iO64G-PG Mainboard, iO64G-SP Mainboard, iO64R Mainboard, iO64R-2 [Edwards, Kidde] FX-1000 Mainboard, FX-1000D Mainboard, FX-64RD Mainboard, iO1000G Mainboard, iO1000G-2 Mainboard, iO1000G-2-PG Mainboard, iO1000G-2-SP Mainboard, iO1000GC Mainboard, iO1000GD Mainboard, iO1000G-F Mainboard, iO1000G-PG Mainboard, iO1000G-S [Edwards, Kidde] FSP1004GD Mainboard, FSP1004RD Mainboard, FSP302GD Mainboard, FSP302RD Mainboard, FSP502GD Mainboard, FSP502RD Mainboard, FX-1000D Mainboard, FX-64RD Mainboard, iO1000GD Mainboard, iO1000RD Mainboard, iO64GD Mainboard, iO64RD Mainboard, V [Edwards, Kidde] FX-64R Mainboard, FX-64RD Mainboard, iO64G Mainboard, iO64G-2 Mainboard, iO64G-2-PG Mainboard, iO64G-2-SP Mainboard, iO64GD Mainboard, iO64GL Mainboard, iO64GL-F Mainboard, iO64G-PG Mainboard, iO64G-SP Mainboard, iO64R Mainboard, iO64R-2 [Edwards] iO64RD Mainboard [Edwards, Kidde] FX-64R Mainboard, FX-64RD Mainboard, iO64G Mainboard, iO64G-2 Mainboard, iO64G-2-PG Mainboard, iO64G-2-SP Mainboard, iO64GD Mainboard, iO64GL Mainboard, iO64GL-F Mainboard, iO64G-PG Mainboard, iO64G-SP Mainboard, iO64R Mainboard, iO64R-2 [Edwards, Kidde] FX-1000 Mainboard, FX-1000D Mainboard, FX-64RD Mainboard, iO1000G Mainboard, iO1000G-2 Mainboard, iO1000G-2-PG Mainboard, iO1000G-2-SP Mainboard, iO1000GC Mainboard, iO1000GD Mainboard, iO1000G-F Mainboard, iO1000G-PG Mainboard, iO1000G-S
b6cd8cfd-5172-4f3c-9732-5a233c1c1a2e | NFPA 170 SOLENOID VALVE |  |  | North | BERMAD |  | Solenoid |  |  |  | Module | TRUE | BE370D-B5-87N | ++ | 3-way solenoid valve, Ex d standard type | 1 | 0 | 0.333 |  |  |  |  | FALSE | [5 empty] | #FFFF0000 | FA-NFPA 170 SOLENOID VALVE | 1 | FALSE | FALSE | FALSE | 1701 | [13 empty] | FALSE | [5 empty] | THOR\acont | 2024-08-02 12:14 | THOR\acont | 2024-09-08 17:27 | Cloned from BERMAD BE370D-B2-88 CLONED CLONED CLONED CLONED CLONED | [ASCO, BERMAD, Fenwal, Generic, Pyro-Chem, Skinner, Viking] [AUX POWER, RELEASING] [*] [INPUT TYPE] 11601, 11602, 13215, 13843, 13844, 486500-01, 73218BN4UN00, 8210G009, BE370D-B2-87, BE370D-B2-88, BE370D-B5-87, BE370D-B5-87N, BE370D-B5-88, BE370D-B5-88N
afc3a3c1-98b6-4748-8d6e-5a2ac5ab36ce | NFPA 170 GAS DETECTOR |  |  | North | Edwards |  | Gas Detection |  |  |  | Module | TRUE | SIGA-COD w/SIGA-SB BASE | ++ | Intelligent Carbon Monoxide Detector | 1 | 3.2e-05 | 3.2e-05 |  |  |  |  | FALSE | TRUE |  |  |  |  | #FFFF0000 | FA-NFPA 170 GAS DETECTOR | 1 | FALSE | FALSE | FALSE | 1408 | [13 empty] | FALSE | [7 empty] | THOR\acont | 2024-10-08 16:26 | 20191121 AC Detector with base | [Edwards, Kidde] [SLC EST SENSORS] 01 [*] [EST3, iO1000] DS-HFS (C), DS-PS (C), FX-HD w/IB4U BASE, FX-HD w/RB4U BASE, FX-HD w/SB4U BASE, FX-HD w/SB4U-LF BASE, FX-HD wB4U BASE, FX-PD w/B4U BASE (C), FX-PD w/IB4U BASE (C), FX-PD w/SB4U BASE (C), FX-PD w/SB [Edwards, Kidde] [SLC EST MODULES SENSORS] [*] [#2 SHARED ADDR ¦ SENSORS] KI-DDOS (C), SIGA2-COS w/SIGA-AB4G BASE, SIGA2-COS w/SIGA-AB4G-LF BASE, SIGA2-COS w/SIGA-AB4GT BASE, SIGA2-COS w/SIGA-IB BASE, SIGA2-COS w/SIGA-RB BASE, SIGA2-COS w/SIGA-SB BASE, S [Edwards, Kidde] [SLC EST MODULES/SENSORS] 01 [*] [iO64] DS-HFS (C), DS-PS (C), FX-HD w/IB4U BASE, FX-HD w/RB4U BASE, FX-HD w/SB4U BASE, FX-HD w/SB4U-LF BASE, FX-HD wB4U BASE, FX-PD w/B4U BASE (C), FX-PD w/IB4U BASE (C), FX-PD w/SB4U BASE (C), FX-PD w/SB [Edwards, Kidde] [SLC EST SENSORS] [*] [#4 TYPE ADDR ¦ SENSORS] KI-DDOS (C), SIGA2-COS w/SIGA-AB4G BASE, SIGA2-COS w/SIGA-AB4G-LF BASE, SIGA2-COS w/SIGA-AB4GT BASE, SIGA2-COS w/SIGA-IB BASE, SIGA2-COS w/SIGA-RB BASE, SIGA2-COS w/SIGA-SB BASE, SIGA2-HCOS
feefa837-6f85-47cc-b25b-5a2dc355c709 | NFPA 170 NON ADDRESSABLE RELAY |  |  | North | System Sensor |  | Non-Addressable Relay |  |  |  | Module | TRUE | R-10 E/DH |  | RELAY, CONVENTIONAL RELAY IN A BOX | 1 | [6 empty] | FALSE | FALSE |  |  |  |  | #FFFF0000 | FA-NFPA 170 NON ADDRESSABLE RELAY | 1 | FALSE | FALSE | FALSE | 1300 | [13 empty] | FALSE | [7 empty] | THOR\acont | 2024-09-08 17:27
bd782129-7503-4f1a-9ecc-5a2defef5cb2 |  |  |  | North | Siemens |  | Cards & Components |  |  |  | Card | TRUE | FCM2035-U3 |  | CARD, OPERATING INTERFACE UNIT w/LEDs Canadian | 1 | 0.125 | 0.166 |  |  |  |  | TRUE | [5 empty] | #FFFFFFFF |  |  | FALSE | FALSE | FALSE | [20 empty] | AULAPTOP-PC\Aulaptop | 2019-04-04 08:43 | THOR\acont | 2024-10-09 10:48
700a04c9-6413-4637-86c3-5a335eeee8fc | NFPA 170 STROBE WALL |  |  | North | Edwards |  | Strobe |  |  |  | Module | TRUE | G1RF-V1575 |  | Strobe, running man, red, FIRE, 15/75 cd, clear lens | 1 | 0 | 0.255 |  |  |  |  | FALSE | [5 empty] | #FF0070C0 | FA-NFPA 170 STROBE WALL | 1 | FALSE | FALSE | FALSE | 2023 | [13 empty] | FALSE | [7 empty] | THOR\acont | 2024-09-08 17:27 |  | [EDCO, Edwards, Kidde] [NAC] [16 VDC] EG1F-V1575, EG1F-VM, G1F-V1575, G1F-VM, G1RF-V1575, G1RF-VM, G1R-VM, G1-VM, G1WA-VMA, G1WA-VMC, G1WN-VMA, G1WN-VMC, PN101 (C) [Edwards, Kidde] [NAC] [24 VDC] EG1F-V1575, EG1F-VM, G1F-V1575, G1F-VM, G1RF-V1575, G1RF-VM, G1R-VM, G1-VM, G1WA-VMA, G1WA-VMC, G1WN-VMA, G1WN-VMC
029ce438-32ec-4a81-bb7b-5a3a0f9b0a0f | NFPA 170 DUCT SMOKE DETECTOR |  |  | North | Notifier |  | Duct Smoke Detector |  |  |  | Module | TRUE | D4120 | ++ | 4-Wire Photoelectric Duct Smoke Detector | 1 | 0.021 | 0.065 |  |  |  |  | FALSE | TRUE |  |  |  |  | #FFFF0000 | FA-NFPA 170 DUCT SMOKE DETECTOR | 1 | FALSE | FALSE | FALSE | 1400 | [13 empty] | FALSE | [7 empty] | THOR\acont | 2024-09-08 17:27 | 20191121 AC Detector without base | [Firelite, Macurco, Notifier, Silent Knight, System Sensor] [AUX POWER] [*] [AUX INPUT ++] 1251B (C), 1412B (C), 1424 (C), 2112/24AT (C), 2112/24S (C), 2112/24TS (C), 2112AITR (C), 2112ATR (C), 2112R (C), 2124AITR (C), 2124ATR (C), 2124R (C), 2151 w/B110 [Firelite, Macurco, Notifier, Silent Knight, System Sensor] [IDC] 01 [IDC 4-WIRE ++] 1251B (C), 1412B (C), 1424 (C), 2112/24AT (C), 2112/24S (C), 2112/24TS (C), 2112AITR (C), 2112ATR (C), 2112R (C), 2124AITR (C), 2124ATR (C), 2124R (C), 2151 w/B110RLP (C | [Fike, Firelite, Monaco Enterprises, Notifier, Space Age Electronics] 723-370-00, 723-371-00, D365PL, D4120, D4120W, DNR, DNR w/FIK‐2351R, DNR w/FSP-851R, DNR w/FSP-951R, DNR w/FSP-951R-IV, DNR w/NP-100R, DNR w/NP-200R, DNR w/SD365R, DNRW, DNRW w/FSP-951R
2315a20b-1704-40fe-ae84-5a3b7071c7fd | NFPA 170 STROBE CEILING |  |  | North | Potter |  | Strobe |  |  |  | Module | TRUE | CCS-24GW |  | Strobe, Ceiling, White, Green | 1 | 0 | 0.147 |  |  |  |  | FALSE | TRUE |  |  |  |  | #FF0070C0 | FA-NFPA 170 STROBE CEILING | 1 | FALSE | FALSE | FALSE | 2022 |  |  | 7135-0328:0211 | [10 empty] | FALSE |  |  | C |  |  |  |  | THOR\acont | 2024-09-08 17:27 |  | [Potter] [NAC] [UL MAX, HIGH DB] CCS-24AR (C), CCS-24AW (C), CCS-24BR (C), CCS-24BW (C), CCS-24GR (C), CCS-24GW (C)
118107e1-518e-4d28-b626-5a3bd5c8dcc8 | NFPA 170 FIRE ALARM CONTROL UNIT | RISER FACP |  | North | Protectowire |  | Fire Alarm Control Unit |  |  |  | Assembly | TRUE | SRP-4x4 | ++ | Standard releasing control panel | 1 | [6 empty] | FALSE |  |  |  | 18.50” x 14.68” x 4.75” |  | #FFFF0000 | FA-NFPA 170 FIRE ALARM CONTROL UNIT | 1 | FALSE | FALSE | FALSE | 202 | [8 empty] | 8,12,18 |  | 18 |  |  | TRUE | [5 empty] | DESKTOP-7EIEB7A\acont | 2023-02-08 11:42 | THOR\acont | 2024-09-08 17:27 | Cloned from Viking VFR400
9500de89-d0bc-4c6a-bece-5a3c2db5e762 |  |  |  | North | Siemens | [5 empty] | Module | TRUE | 40/40-001 | S54430-F304-A1 | TILT MOUNT - 40/40 | 1 | [12 empty] | #FFFFFFFF |  |  | FALSE | FALSE | FALSE | [20 empty] | DESKTOP-7SAL8M7\acont | 2019-08-13 09:04 | THOR\acont | 2024-10-09 10:48
dd8bcdba-6278-4aee-9af1-5a4d992bfa7f |  |  |  | North | Bosch | [5 empty] | Module | TRUE | D9068 | * | FIRE DIALER | 1 | [12 empty] | #FFFFFFFF |  |  | FALSE | FALSE | FALSE | [20 empty] | DESKTOP-7EIEB7A\acont | 2021-08-13 06:25 | THOR\acont | 2024-10-09 10:48
947ff0dd-0e0f-4dd3-b698-5a4f76236b72 | NFPA 170 MANUAL PULL |  |  | North | Edwards |  | Manual Station |  |  |  | Module | TRUE | 278B-1120 |  | Pull Station, double action, lexan, key reset, terminals | 1 | [6 empty] | FALSE | [5 empty] | #FFFF0000 | FA-NFPA 170 MANUAL PULL | 1 | FALSE | FALSE | FALSE | 957 | [13 empty] | FALSE | [7 empty] | THOR\acont | 2024-09-08 17:27 |  | [Edwards, Kidde, Monaco Enterprises] [IDC] 01 1534-1, 200-GAOF, 270A-DPO, 270A-SPO, 270-DOC, 270-DOC-B, 270-DOC-F, 270-DPO, 270-GAO, 270-GAOB, 270-GAO-DOC, 270-GAO-DOCF, 270P-DPO, 270P-SPO, 270-SPO, 270-SPOW, 270-SPOWB, 270-SPOWF, 271-KR1/SR/GS, 276A-REL
aa11d6a4-2da4-4a81-8939-5a513b328b54 |  |  |  | North | Fike |  | Cards & Components |  |  |  | Card | TRUE | 10‐2631 | ++ | 10‐Button RDU Assembly | 1 | 0.036 | 0.139 |  |  |  |  | TRUE | [5 empty] | #FFFFFFFF |  |  | FALSE | FALSE | FALSE | [14 empty] | FALSE | [5 empty] | THOR\acont | 2024-12-30 12:15 | THOR\acont | 2024-12-30 12:20 | Cloned from Fike 10‐2798 CLONED CLONED CLONED
4bd3e50e-d4f8-4c54-b1ba-5a52fd37959c | NFPA 170 SMOKE HEAT DETECTOR |  |  | North | Farenhyt |  | Smoke/Heat Detector |  |  |  | Module | TRUE | IDP-PHOTO-T-W w/B300-6 | ++ | White, low-profile photoelectric sensor and built-in 135°F (57°C) fixed-temperature thermal device w/Base | 1 | 0.0002 | 0.0045 |  |  |  |  | FALSE | TRUE |  |  |  |  | #FFFF0000 | FA-NFPA 170 SMOKE HEAT DETECTOR | 1 | FALSE | FALSE | FALSE | 1408 | [13 empty] | FALSE | [5 empty] | DESKTOP-7EIEB7A\acont | 2023-02-27 07:10 | THOR\acont | 2024-09-08 17:27 | Cloned from Silent Knight SK-PHOTO-T-W w/B300-6 | [Farenhyt] [SLC IDP SENSORS] [*] [#4 TYPE ADDR ¦ SENSORS] DNR w/IDP-PHOTO-R-W (C), DNRW w/IDP-PHOTO-R-W (C), IDP-ACCLIMATE (C), IDP-BEAM (C), IDP-DUCT-W w/IDP-PHOTO-R-W (C), IDP-FIRE-CO-W w/B200S-LF-WH (C), IDP-FIRE-CO-W w/B200S-WH (C), IDP-FIRE-CO-W w/B [Farenhyt, Silent Knight] [SLC MODULES SENSORS] [*] [#2 SHARED ADDR ¦ SENSORS] CO1224TR w/ IDP-MINIMON, CO1224TR w/ IDP-MONITOR, DNR w/IDP-PHOTO-R-W (C), DNR w/SK-PHOTO-R-W (C), DNRW w/IDP-PHOTO-R-W (C), DNRW w/SK-PHOTO-R-W (C), HFS-D (C), HFS-P (C), HFS
95517dec-c45e-4cbc-887b-5a538a8617b9 | NFPA 170 HEAT DETECTOR |  |  | North | Siemens |  | Heat Detector |  |  |  | Module | TRUE | DT-360EP | 500-688983 | 360 DEG EXP PROOF THERMAL | 1 | [12 empty] | #FFFF0000 | FA-NFPA 170 HEAT DETECTOR | 1 | FALSE | FALSE | FALSE | [17 empty] | 360° FT, XP |  |  | DESKTOP-7SAL8M7\acont | 2019-08-13 09:04 | THOR\acont | 2024-09-08 17:27 |  | [Siemens] [IDC] [#1 ALARM] DT-135F, DT-135R, DT-135WP, DT-140EP, DT-160EP, DT-190EP, DT-200F, DT-200R, DT-200WP, DT-225EP, DT-275EP, DT-325EP, DT-360EP, DT-450EP, DT-600EP, DT-725EP
a4f44a55-25ee-451a-b2fd-5a5466ca058f |  |  |  | North | System Sensor |  | Cards & Components |  |  |  | Card | TRUE | B401B | ++ | Detector Base, U.S. conventional 2-wire with flange | 1 | [6 empty] | TRUE | FALSE |  |  |  |  | #FFFFFFFF |  |  | FALSE | FALSE | FALSE | [14 empty] | FALSE | [7 empty] | THOR\acont | 2024-10-09 10:48
740e34b1-1076-46df-a9c8-5a54e466f428 | NFPA 170 CELL COMM | RISER CELL COMM |  | North | Firelite |  | Cellular Communicator |  |  |  | Module | TRUE | CELL-CAB-FL | + | Cellular module housed in metal cabinet with lock and key. Includes external antenna | 1 | 0.055 | 0.1 |  |  |  |  | TRUE | [5 empty] | #FFFF0000 | FA-NFPA 170 CELL COMM | 1 | FALSE | FALSE | FALSE | 250 | [19 empty] | DESKTOP-7SAL8M7\acont | 2019-02-18 19:35 | THOR\acont | 2024-09-08 17:27 |  | [Firelite, Gamewell FCI, Notifier] [AUX POWER] [*] CELL-CAB-FL, CELL-CAB-N, CELL-MOD [Firelite, Gamewell FCI, Honeywell, Notifier] [DACT] 01 [DACT] CELL-CAB-FL, CELL-CAB-N, CELL-MOD, HWF2A-COM Main Board, HWF2V-COM Main Board
ab148fc6-03f5-4b11-a1f9-5a553ce83ba5 | NFPA 170 ADDRESSABLE INPUT MONITOR MODULE |  |  | North | Fike |  | Addressable Module |  |  |  | Module | TRUE | 55-050 |  | Mini-Monitor Module Isolator Version | 1 | [6 empty] | FALSE | [5 empty] | #FFFF0000 | FA-NFPA 170 ADDRESSABLE INPUT MONITOR MODULE | 1 | FALSE | FALSE | FALSE | 1000 | [13 empty] | FALSE |  |  | ISO¦MM |  |  |  |  | THOR\acont | 2024-09-08 17:27 |  | [Fike] [SLC FIKE] [*] [#1 SHARED ADDR ¦ ALL] 20-1063, 20-1064, 20-1343, 55-019/020 (C), 55-021 (C), 55-023 (C), 55-041, 55-042, 55-043, 55-045, 55-046, 55-047, 55-048, 55-050, 55-052, 55-055, 55-056, 55-060, 55-061, 60-1028 (C), 60-1039 (C), 60-1040 (C), [Fike] [AUX POWER] 20-1063, 20-1064, 20-1343, 55-019/020 (C), 55-021 (C), 55-023 (C), 55-043, 55-047, 55-048, 55-050, 55-055, 55-056, 55-060, 55-061, 60-1028 (C), 60-1039 (C), 60-1040 (C), 63-028/029 (C), 63-1021 (C), 63-1052 (C), 63-1053 (C), 63-1056 (C
5ec0d79a-617d-4640-9af8-5a555f0109fc | NFPA 170 GAS DETECTOR |  |  | North | Apollo |  | Gas Detection |  |  |  | Module | FALSE | 45681-805 | + | INTELLIGENT CO LF SOUNDER BASE | 1 | 0.00034 | 0.0045 |  |  |  |  | FALSE | TRUE |  |  |  |  | #FFFF0000 | FA-NFPA 170 GAS DETECTOR | 1 | FALSE | FALSE | FALSE | 1408 | [13 empty] | FALSE |  |  | CO, LF |  |  | DESKTOP-7EIEB7A\acont | 2021-11-19 15:08 | THOR\acont | 2024-09-08 17:27 | Cloned from Apollo 55000-650 w/45681-805 | [Apollo] [NAC] [LOW DB] 45681-805 (C), 55000-650 w/45681-805 (C), 55000-650 w/SA5300-805 (C), 55000-650 w/SA5300-806 (C), SA5050-250 w/SA5300-805 , SA5050-250 w/SA5300-806 , SA5050-350 w/SA5300-805 , SA5050-350 w/SA5300-806 [Apollo] [AUX POWER] [HIGH DB] 45681-805 (C), 55000-650 w/45681-805 (C), 55000-650 w/SA5300-805 (C), 55000-650 w/SA5300-806 (C), SA5050-250 w/SA5300-805 , SA5050-250 w/SA5300-806 , SA5050-350 w/SA5300-805 , SA5050-350 w/SA5300-806 [Apollo] [AUX POWER] [LOW DB] 45681-805 (C), 55000-650 w/45681-805 (C), 55000-650 w/SA5300-805 (C), 55000-650 w/SA5300-806 (C), SA5050-250 w/SA5300-805 , SA5050-250 w/SA5300-806 , SA5050-350 w/SA5300-805 , SA5050-350 w/SA5300-806 [Advanced, Apollo] [SLC APOLLO MODULES SENSORS] [*] [#1 SHARED ADDR ¦ MODULES] 45681-800 (C), 45681-805 (C), 55000-001 (C), 55000-002 (C), 55000-005 (C), 55000-006 (C), 55000-009 (C), 55000-010 (C), 55000-765 (C), 55000-790ADV, 55000-805ADV, 55000-806ADV [Apollo] [NAC] [LOW DB] 45681-805 (C), 55000-650 w/45681-805 (C), 55000-650 w/SA5300-805 (C), 55000-650 w/SA5300-806 (C), SA5050-250 w/SA5300-805 , SA5050-250 w/SA5300-806 , SA5050-350 w/SA5300-805 , SA5050-350 w/SA5300-806 [Apollo] [SLC APOLLO MODULES/SENSORS] [*] [#1] 45681-800 (C), 45681-805 (C), 55000-001 (C), 55000-002 (C), 55000-005 (C), 55000-006 (C), 55000-009 (C), 55000-010 (C), 55000-450 w/45681-210UL (C), 55000-450 w/45681-225APO (C), 55000-450 w/45681-250USA (C) [Advanced, Apollo] [SLC APOLLO MODULES SENSORS] [*] [#2 SHARED ADDR ¦ SENSORS] SA5150-650ADV w/SA5000-230ADV (C), SA5150-750ADV w/SA5000-210ADV (C), 45681-800 (C), 45681-805 (C), 55000-450 w/45681-210UL (C), 55000-450 w/45681-225APO (C), 55000-450 w/ [Apollo] [SLC APOLLO MODULES/SENSORS] [#8] 45681-805 (C), 55000-650 w/45681-805 (C) [Apollo] [NAC] [HIGH DB] 45681-805 (C), 55000-650 w/45681-805 (C), 55000-650 w/SA5300-805 (C), 55000-650 w/SA5300-806 (C), SA5050-250 w/SA5300-805 , SA5050-250 w/SA5300-806 , SA5050-350 w/SA5300-805 , SA5050-350 w/SA5300-806
2b175186-2881-425b-96eb-5a58064548db | NFPA 170 AMPLIFIER RACK | RISER AMP |  | North | Hochiki |  | Amplifier |  |  |  | Assembly | TRUE | FNVDPS100 (25V) | + | Distributed Panel, Single Channel, 100W | 1 | [6 empty] | FALSE |  |  | *Refer to Install Sheet |  |  | #FFFF0000 | FA-NFPA 170 AMPLIFIER RACK | 1 | FALSE | FALSE | FALSE | 300 | [8 empty] | 7,12,18 |  |  |  | 100 | TRUE | [5 empty] | DESKTOP-7SAL8M7\acont | 2019-11-05 11:20 | THOR\acont | 2024-09-08 17:27 | Cloned from Evax HMX-DPS100
ba69f70f-7335-4f26-b2ab-5a5be97ca9b1 | CADGEN DOOR CONTACT |  |  | North | Honeywell |  | Door Contact |  |  |  | Module | TRUE | 7940 | ++ | Universal Magnetic Contact, Screw Mount, Adhesive Mount or Recess | 1 |  |  |  |  | 1.5 | [7 empty] | #FFFF0000 | FA-CADGEN DOOR CONTACT | 1 | FALSE | FALSE | FALSE | [17 empty] | REX |  |  | DESKTOP-7EIEB7A\acont | 2023-01-30 10:26 | THOR\acont | 2024-09-08 17:27 | Cloned from Honeywell 7939WG | [Honeywell] [IDC] 01 [INPUT] 4939SN-WH, 4959SN, 7939-2, 7939WG, 7940, 940, 943WG, 945, 945T, 949, 950, PAL-T, PR-20445 [Honeywell] [ACCESS CONTROL INPUT] [*] [INPUT] 4939SN-WH, 4959SN, 7939-2, 7939WG, 7940, 940, 943WG, 945, 945T, 949, 950, PAL-T, PR-20445
574dd8b1-447c-4d58-b2d9-5a5c1ce8594e | NFPA 170 SMOKE DETECTOR |  |  | North | Potter |  | Smoke Detector |  |  |  | Module | TRUE | PAD200-PHD (Split) | + | Photoelectric Smoke/Heat Detector Combination | 1 | 0.0003 | 0.0003 |  |  |  |  | FALSE | TRUE |  |  |  |  | #FFFF0000 | FA-NFPA 170 SMOKE DETECTOR | 1 | FALSE | FALSE | FALSE | 1408 | [13 empty] | FALSE | [5 empty] | THOR\acont | 2025-02-13 08:09 | THOR\acont | 2025-02-13 10:25 | Cloned from Potter PAD200-PHD | [Potter] [SLC PAD] [*] [#2 SHARED ADDR ¦ SENSORS] PAD100-CD w/PAD100-4DB, PAD100-CD w/PAD100-6DB, PAD100-CD w/PAD100-IB, PAD100-CD w/PAD100-LFSB, PAD100-CD w/PAD100-RB, PAD100-CD w/PAD100-SB, PAD100-CD w/PAD100-SPKB, PAD100-DUCT (C), PAD100-DUCTR (C), PA
15e914d9-6013-4f4e-b09b-5a5e1b1528e3 | NFPA 170 CHIME |  |  | North | Siemens |  | Chime |  |  |  | Module | TRUE | SL2CHWW-F | S54329-F226-A1++ | Chime, Wall, White, Fire | 1 | [12 empty] | #FFFF0000 | FA-NFPA 170 CHIME | 1 | FALSE | FALSE | FALSE | 2023 | [19 empty] | DESKTOP-7EIEB7A\acont | 2023-08-02 10:59 | THOR\acont | 2024-09-08 17:27 | Cloned from Siemens SL2MTSWR-F | [Siemens] [NAC] [16.0 – 33.0 VDC] SL2CHSCR-F (C), SL2CHSCW-F (C), SL2CHWR-F, SL2CHWW-F
af15c7a5-8d67-4217-8e28-5a5f1e12420f | NFPA 170 STROBE WALL |  |  | North | Edwards |  | Strobe |  |  |  | Module | TRUE | 116DEGEX-FJ | ++ | Explosionproof Strobe, Diode Polarized, Wall Mount | 1 | [6 empty] | FALSE | [5 empty] | #FF0070C0 | FA-NFPA 170 STROBE WALL | 1 | FALSE | FALSE | FALSE | 2023 | [13 empty] | FALSE |  |  | EXP |  |  |  |  | THOR\acont | 2024-09-08 17:27 |  | [Edwards] [NAC] [24 VDC] 116DEGEX-FJ [Edwards] [NAC] [24 VFWR] 116DEGEX-FJ
2e96d148-bb9c-4fd9-b735-5a5f54240065 | NFPA 170 REMOTE ANNUNCIATOR | RISER ANNUNCIATOR |  | North | Simplex |  | Remote Annunciator |  |  |  | Module | TRUE | 4603-9101 | + | Remote LCD Annunciator with beige trim | 1 | 0.11 | 0.14 |  |  |  |  | TRUE | [5 empty] | #FFFF0000 | FA-NFPA 170 REMOTE ANNUNCIATOR | 1 | FALSE | FALSE | FALSE | 255 | [19 empty] | DESKTOP-7EIEB7A\acont | 2022-02-14 13:06 | THOR\acont | 2024-09-08 17:27 | Cloned from Autocall A4603-9101 | [Autocall, Simplex, Space Age Electronics] [RUI] [DATA] 4603-9101, 4606-9101, 4606-9102, A4603-9101, A4606-9102, A4606-9111, A4606-9205, YM0164 [Autocall, Simplex, Space Age Electronics] [AUX POWER] [*] [AUX INPUT] 4603-9101, 4606-9101, 4606-9102, A4603-9101, A4606-9102, A4606-9111, A4606-9205, YM0164
d98f1ced-7327-48e3-8b2c-5a6798ff6a86 | NFPA 170 STROBE WALL |  |  | North | System Sensor |  | Strobe |  |  |  | Module | TRUE | SWK | ++ | Strobe, Standard cd, White, Outdoor | 1 | [6 empty] | FALSE | FALSE |  |  |  |  | #FF0070C0 | FA-NFPA 170 STROBE WALL | 1 | FALSE | FALSE | FALSE | 2023 | [13 empty] | FALSE |  |  | WP |  |  |  |  | THOR\acont | 2024-09-08 17:27 |  | [Bosch, System Sensor] [NAC] [8-17.5VDC] SRK, SRK-P, SS-SRK, SWK, SWK-P [Bosch, System Sensor] [NAC] [16-33VDC] SRK, SRK-P, SS-SRK, SWK, SWK-P [Bosch, System Sensor] [NAC] [8-17.5VFWR] SRK, SRK-P, SS-SRK, SWK, SWK-P [Bosch, System Sensor] [NAC] [16-33VFWR] SRK, SRK-P, SS-SRK, SWK, SWK-P
9efb633a-edf2-4ed3-b11e-5a6afba6c981 | NFPA 170 SMOKE HEAT DETECTOR |  |  | North | Notifier |  | Smoke/Heat Detector |  |  |  | Module | TRUE | FPTI-951 w/B200S-WH | + | Intelligent addressable multi-criteria photoelectric, thermal and infrared smoke detector, white w/ Intelligent sounder base, white, UL-listed | 1 | 0.0002 | 0.0045 |  |  |  |  | FALSE | TRUE | FLUSH |  | 4" SQ. DEEP | 3 "O" PLASTER RING | #FFFF0000 | FA-NFPA 170 SMOKE HEAT DETECTOR | 1 | FALSE | FALSE | FALSE | 1402 | [13 empty] | FALSE |  |  | S |  |  | DESKTOP-7EIEB7A\acont | 2021-01-13 08:04 | THOR\acont | 2024-09-08 17:27 | Cloned from Notifier FSCO-951 w/B200S-WH | [Notifier] [AUX POWER] FPTI-951 w/B200S-IV (C), FPTI-951 w/B200S-WH (C), FSCO-951 w/B200S-IV (C), FSCO-951 w/B200S-WH (C) [Notifier, System Sensor] [AUX POWER] 2251-COPTIR w/B200S-WH (C), B200S, B200SR, B200S-WH, B210LP, FCO-851 w/B200S (C), FCO-951 w/B200S-WH (C), FCP-951 w/B200S-WH, FPC-951 w/B200S-IV (C), FPC-951 w/B200S-WH (C), FPTI-951 w/B200S-IV (C), FPTI-951 w/B200S- [Honeywell, Notifier, System Sensor] [SLC MODULES SENSORS] [*] [#2 SHARED ADDR ¦ SENSORS] 2251B (C), 2251-COPTIR (C), 2251-COPTIR w/B200S-WH (C), 2251TB (C), 2251TMB (C), 5251B (C), 5251B-WP (C), 5251H (C), 5251RB (C), 5251RB-WP (C), 7251 (C), 7251DH (C) [Honeywell, Notifier, System Sensor] [SLC SENSORS] [*] [#4 TYPE ADDR ¦ SENSORS] 2251B (C), 2251-COPTIR (C), 2251-COPTIR w/B200S-WH (C), 2251TB (C), 2251TMB (C), 5251B (C), 5251B-WP (C), 5251H (C), 5251RB (C), 5251RB-WP (C), 7251 (C), 7251DH (C), DH200LP
0771312a-bc0f-4201-9769-5a6d2c0b93c9 | NFPA 170 HORN STROBE CEILING |  |  | North | Potter |  | Horn/Strobe |  |  |  | Module | TRUE | SH24C-177 |  | 177 Candela Ceiling Horn Strobe | 1 | 0 | 0.419 |  |  |  |  | FALSE | TRUE |  |  |  |  | #FF0070C0 | FA-NFPA 170 HORN STROBE CEILING | 1 | FALSE | FALSE | FALSE | 2013 | [13 empty] | FALSE |  |  | C |  |  |  |  | THOR\acont | 2024-09-08 17:27 |  | [Potter] [NAC] [UL MAX, HIGH DB] SH24C-177 (C)
7ff9ec8e-ccb7-4853-aa5d-5a6d8a2aef0a |  |  |  | North | Bosch | [5 empty] | Module | TRUE | 1234 |  |  | 1 | [6 empty] | FALSE | [5 empty] | #FFFFFFFF |  |  | FALSE | FALSE | FALSE | [14 empty] | FALSE | [7 empty] | THOR\acont | 2024-10-09 10:48
ec175d04-384b-4bcb-9bec-5a700ec82b2e | NFPA 170 MANUAL PULL |  |  | North | Simplex |  | Manual Station |  |  |  | Module | TRUE | 2099-9102 | ++ | Non-Coded, Non-Addressable Manual Station, Single Action | 1 | [6 empty] | FALSE | TRUE | Flush | Single gang box 2-1/2" deep 4" square box, 2-1/8" (54 mm) minimum | 5" H x 3-3/4" W x 1" D (127 mm x 95 mm x 25 mm) |  | #FFFF0000 | FA-NFPA 170 MANUAL PULL | 1 | FALSE | FALSE | FALSE | 1408 | [13 empty] | FALSE |  |  | SBP |  |  | DESKTOP-7EIEB7A\acont | 2023-03-07 06:37 | THOR\acont | 2024-09-08 17:27 | Cloned from Simplex 2099-9754 CLONED | [Autocall, Simplex] [IDC] 01 2098-9201 (C), 2098-9202 (C), 2098-9203 (C), 2098-9208 (C), 2098-9576 (C), 2099-9101 (C), 2099-9102 (C), 2099-9103 (C), 2099-9104 (C), 2099-9105 (C), 2099-9107 (C), 2099-9108 (C), 2099-9754 (C), 2099-9755 (C), 2099-9756 (C),
45183a11-a0b8-4b10-bd36-5a75bab0b7c6 | NFPA 170 HORN CEILING |  |  | North | Eaton Wheelock |  | Horn |  |  |  | Module | TRUE | ELFHNRC-AL | + | CEILING SOUNDER, RED, ALERT, LOW FREQ | 1 | [6 empty] | TRUE | TRUE |  |  |  |  | #FF0070C0 | FA-NFPA 170 HORN CEILING | 1 | FALSE | FALSE | FALSE | 2020 | [16 empty] | LF |  |  | DESKTOP-7EIEB7A\acont | 2021-05-13 08:00 | THOR\acont | 2024-09-08 17:27 | Cloned from Eaton Wheelock ELFHSRC-AL | [Eaton Wheelock] [NAC] [24VDC, MAX] ELFHNR, ELFHNR-AL, ELFHNRC (C), ELFHNRC-AL (C), ELFHNRC-CO (C), ELFHNRC-N (C), ELFHNR-CO, ELFHNR-N, ELFHNW, ELFHNW-AL, ELFHNWC (C), ELFHNWC-AL (C), ELFHNWC-CO (C), ELFHNWC-N (C), ELFHNW-CO, ELFHNW-N
895c000b-ec78-48fa-b59f-5a7873d619a1 | NFPA 170 MANUAL PULL |  |  | North | Kidde |  | Manual Station |  |  |  | Module | TRUE | GSA-M278 |  | Signature double-action, single-stage fire alarm station, plastic | 1 | 0.00025 | 0.0004 |  |  |  |  | FALSE | [5 empty] | #FFFF0000 | FA-NFPA 170 MANUAL PULL | 1 | FALSE | FALSE | FALSE | 957 | [13 empty] | FALSE | [5 empty] | AULAPTOP-PC\Aulaptop | 2018-09-03 13:55 | THOR\acont | 2024-09-08 17:27 |  | [Kidde] [SLC EST MODULES SENSORS] [*] [#1 SHARED ADDR ¦ MODULES] 76-330002-101, 84-330002-001, FX-270, FX-278, FX-2WIRE, FX-IDC1A, FX-IDC1B, FX-IDC2B, FX-IDCWS, FX-ISO, FX-NAC, FX-RLY, GSA-CC1, GSA-CC1S, GSA-CC2, GSA-CR, GSA-CRH, GSA-CRR, GSA-CT1, GSA-CT [Edwards, Kidde] [SLC EST MODULES/SENSORS] 03 [*] [iO64] 76-330002-101, 84-330002-001, FX-270, FX-278, GSA-M270, GSA-M270P, GSA-M278, SIGA-270, SIGA-278, SIGA-CT1, SIGA-CT1I, SIGA-IO, SIGA-MIO, SIGA-MM1, SIGI-271 [Kidde] [SLC EST MODULES] [*] [#3 TYPE ADDR ¦ MODULES] 76-330002-101, 84-330002-001, FX-270, FX-278, FX-2WIRE, FX-IDC1A, FX-IDC1B, FX-IDC2B, FX-IDCWS, FX-ISO, FX-NAC, FX-RLY, GSA-CC1, GSA-CC1S, GSA-CC2, GSA-CR, GSA-CRH, GSA-CRR, GSA-CT1, GSA-CT2, GSA-IO, [Edwards, Kidde] [SLC EST MODULES] 03 [*] [EST3, iO1000] 76-330002-101, 84-330002-001, FX-270, FX-278, GSA-M270, GSA-M270P, GSA-M278, SIGA-270, SIGA-278, SIGA-CT1, SIGA-CT1I, SIGA-IO, SIGA-MIO, SIGA-MM1, SIGI-271
7ab26e2c-81cd-458e-9a51-5a800da3e11d | CADGEN MOTION DETECTOR WALL |  |  | North | Bosch |  | Motion Detector |  |  |  | Module | TRUE | ISC-CDL1-WA12G-CHI | ++ | Motion detector anti-mask, 40ft (12m) | 1 | 0.015 | 0.035 |  |  | 12 |  | FALSE | [5 empty] | #FFFF0000 | FA-CADGEN MOTION DETECTOR WALL | 1 | FALSE | FALSE | FALSE | [14 empty] | FALSE | [5 empty] | DESKTOP-7EIEB7A\acont | 2022-07-26 11:23 | THOR\acont | 2024-09-08 17:27 | Cloned from Bosch ISC-CDL1-WA12G | [Bosch, Optex] [IDC] 01 [INPUT] DS1101i, DS1102i, DS1103i, DS1108i, DS936 (C), DS9360 (C), DS936B (C), DS936-CHI (C), DS936-FRA (C), DS937 (C), DS9370 (C), DS9371 (C), DS939 (C), DS939-CHI (C), FX-360 (C), ISC-BDL2-W12G, ISC-BDL2-W12GE, ISC-BDL2-W12HE, I [Bosch, Optex] [ACCESS CONTROL INPUT] [*] [INPUT] DS1101i, DS1102i, DS1103i, DS1108i, DS936 (C), DS9360 (C), DS936B (C), DS936-CHI (C), DS936-FRA (C), DS937 (C), DS9370 (C), DS9371 (C), DS939 (C), DS939-CHI (C), FX-360 (C), ISC-BDL2-W12G, ISC-BDL2-W12GE, [BluePoint, Bosch, Honeywell] [AUX POWER] [*] [12VDC ++] BP01-302, BP01-303, D125B, D185, DS1101i, DS1102i, DS1103i, DS1108i, DS936 (C), DS9360 (C), DS936B (C), DS936-CHI (C), DS936-FRA (C), DS937 (C), DS9370 (C), DS9371 (C), DS939 (C), DS939-CHI (C), EN
8c8752e0-d24f-4535-876f-5a95827e6cc7 | NFPA 170 SMOKE DETECTOR |  |  | North | Apollo |  | Smoke Detector |  |  |  | Module | FALSE | 120VAC SMOKE (BY OTHERS) |  | 120VAC SMOKE DETECTOR (BY OTHERS) | 1 | [6 empty] | FALSE | TRUE |  |  |  |  | #FFFF0000 | FA-NFPA 170 SMOKE DETECTOR | 1 | FALSE | FALSE | FALSE | 1408 | [13 empty] | FALSE |  |  | 120VAC |  |  |  |  | THOR\acont | 2024-09-08 17:27 | 20191121 AC Detector without base
28e48ec6-a9bd-419e-a891-5a9c2c5c3e67 | FIRE ALARM PANEL |  |  | North | Consilium |  | Fire Alarm Panel |  |  |  | Module | TRUE | 5100195-50A | ++ | Control/Repeater M 4.3 Yacht | 1 | 0.1 | 0.27 |  |  | 24 |  | FALSE | [5 empty] | #FFFF0000 | FA-FIRE ALARM PANEL | 1 | FALSE | FALSE | FALSE | 257 | [13 empty] | FALSE | [5 empty] | THOR\acont | 2023-09-19 06:31 | THOR\acont | 2024-09-08 17:27 | Cloned from Consilium 5100195-20A CLONED CLONED | [Consilium] [AUX POWER] [*] [ALL DEVICES ++] 5100096-20A, 5100195-20A, 5100195-30A, 5100195-40A, 5100195-50A, 5100195-80A [Consilium] [IDC] [#2 RELAY] 5100096-20A, 5100195-20A, 5100195-30A, 5100195-40A, 5100195-50A, 5100195-80A [Consilium] [IDC] [#1 RELAY] 5100096-20A, 5100195-20A, 5100195-30A, 5100195-40A, 5100195-50A, 5100195-80A [Consilium] [RS-485] [ALL DEVICES ++] 5100096-20A, 5100195-20A, 5100195-30A, 5100195-40A, 5100195-50A, 5100195-80A | [Consilium] 5100096-20A, 5100195-20A, 5100195-30A, 5100195-40A, 5100195-50A, 5100195-80A
dc31d672-2b52-4b12-a228-5a9db0afd955 |  |  |  | North | Siemens |  | Hardware |  |  |  | Hardware | TRUE | SPSSB-W | 500-636115 | SE SPEAKER/STROBE WALL SURFACE BACK BOX WHITE | 1 | [12 empty] | #FFFFFFFF |  |  | FALSE | FALSE | FALSE | [20 empty] | DESKTOP-7SAL8M7\acont | 2019-08-13 09:04 | THOR\acont | 2024-10-09 10:48 | B,T
8213b378-75a8-41a7-bd5c-5a9eb4f3e177 | NFPA 170 VOICE EVACUATION CONTROL UNIT |  |  | North | Silent Knight |  | Voice Evac Control Unit |  |  |  | Assembly | TRUE | SKE-450 |  | FIRE ALARM CONTROL PANEL,VOICE EVACUATION SYSTEM w/SKE-V70 & SKE-ZN6 | 1 | [6 empty] | FALSE | [5 empty] | #FFFF0000 | FA-NFPA 170 VOICE EVACUATION CONTROL UNIT | 1 | FALSE | FALSE | FALSE | 211 | [8 empty] | 7,12,18 |  |  |  |  | TRUE | [7 empty] | THOR\acont | 2024-09-08 17:27
a15e2132-5a77-4169-812e-5aa1f64bc45d | NFPA 170 SPEAKER CEILING |  |  | North | Monaco Enterprises |  | Speaker |  |  |  | Module | TRUE | 124-095-00 |  | SPEAKER:WHT,T-1,CM,INDOOR,NO LTR,8 IN,25/70.7V,1/8,1/4,1/2,4,8 WATT | 1 | [6 empty] | FALSE | TRUE |  |  |  |  | #FF0070C0 | FA-NFPA 170 SPEAKER CEILING | 1 | FALSE | FALSE | FALSE | 2019 | [13 empty] | FALSE |  |  | C |  |  | DESKTOP-7SAL8M7\acont | 2020-02-20 16:33 | THOR\acont | 2024-09-08 17:27 | Cloned from System Sensor SPCW8 | [Monaco Enterprises] [AUDIO 25v] [25V AUDIO] 124-072-00, 124-072-50, 124-095-00 (C) [Monaco Enterprises] [AUDIO 70.7v] [70V AUDIO] 124-072-00, 124-072-50, 124-095-00 (C)
a2551add-ff74-42ee-8a0a-5aa2493a2f5c | NFPA 170 FIRE ALARM COMMUNICATOR |  |  | North | Kingfisher |  | Communicator |  |  |  | Assembly | TRUE | 97953 |  | Factory Programmed Frequency | 1 | [6 empty] | FALSE | [5 empty] | #FFFF0000 | FA-NFPA 170 FIRE ALARM COMMUNICATOR | 1 | FALSE | FALSE | FALSE | 251 | [8 empty] | 2.5,5 |  |  |  |  | FALSE | [5 empty] | DESKTOP-7EIEB7A\acont | 2021-12-23 10:57 | THOR\acont | 2024-09-08 17:27 | Cloned from Kingfisher 99952-L-1
27ff50af-d486-4658-a87f-5aaf394805ae | NFPA 170 SMOKE CONTROL PANEL |  |  | North | N/A |  | Smoke Control Panel |  |  |  | Module | TRUE | FURNISHED BY OTHERS |  | SMOKE CONTROL PANEL | 1 | [6 empty] | TRUE | [5 empty] | #FFFF0000 | FA-NFPA 170 SMOKE CONTROL PANEL | 1 | FALSE | FALSE | FALSE | [20 empty] | DESKTOP-7EIEB7A\acont | 2022-02-02 10:55 | THOR\acont | 2024-09-08 17:27 | Cloned from Generic SMOKE CONTROL PANEL
9831c912-1456-4935-9bd5-5ab0cf0be23a | NFPA 170 STROBE CEILING |  |  | North | Edwards |  | Strobe |  |  |  | Module | TRUE | GCWN-VMHG |  | Strobe, white, no markings, 95, 115, 150, 177 cd, green | 1 | 0 | 0.342 |  |  |  |  | FALSE | TRUE |  |  |  |  | #FF0070C0 | FA-NFPA 170 STROBE CEILING | 1 | FALSE | FALSE | FALSE | 2022 | [13 empty] | FALSE |  |  | C |  |  |  |  | THOR\acont | 2024-09-08 17:27 |  | [Edwards, Kidde] [NAC] [24 VDC] EGCF-S2VMH (C), EGCF-VMH (C), GCF-S2VMH (C), GCF-S7VMH (C), GCF-VMH (C), GCHFRF-S2VMCH (C), GCHFRF-S7VMCH (C), GCHFRN-S2VMCH (C), GCHFRN-S7VMCH (C), GCHFWA-S2VMAH (C), GCHFWA-S2VMCH (C), GCHFWA-S7VMAH (C), GCHFWA-S7VMCH (C [Edwards, Kidde] [NAC] [16 VDC] EGCF-S2VMH (C), EGCF-VMH (C), GCF-S2VMH (C), GCF-S7VMH (C), GCF-VMH (C), GCHFRF-S2VMCH (C), GCHFRF-S7VMCH (C), GCHFRN-S2VMCH (C), GCHFRN-S7VMCH (C), GCHFWA-S2VMAH (C), GCHFWA-S2VMCH (C), GCHFWA-S7VMAH (C), GCHFWA-S7VMCH (C
5aa403cb-d641-443d-b73d-5abe221ff362 | NFPA 170 ADDRESSABLE INPUT MONITOR MODULE |  |  | North | Potter |  | Addressable Module |  |  |  | Module | TRUE | DCM-4 | + | Dual Contact Module | 2 | 0.000325 | 0.001 |  |  |  |  | FALSE | [5 empty] | #FFFF0000 | FA-NFPA 170 ADDRESSABLE INPUT MONITOR MODULE | 1 | FALSE | FALSE | FALSE | 1000 |  |  | 7165-0328:0196 | [10 empty] | FALSE |  |  | D |  |  |  |  | THOR\acont | 2024-09-08 17:27 |  | [Potter] [SLC NOHMI] [*] [#2 MODULES] DCM-4, TRM-4 [Potter] [SLC NOHMI] [*] [#1 SHARED ADDR ¦ MODULES] APS-DA, APS-SA, CIZM-4, DCM-4, MCM, MOM-4, SCM-4, TRM-4 | [Potter] DCM-4
abf3bcb5-edb0-4cf0-9903-5ac1facb7ca6 |  |  |  | North | Monaco Enterprises |  | Cards & Components |  |  |  | Card | TRUE | 176-185-00 |  | Expansion Backplane, supports seven expansion cards (ZEC, AOC, UIC) | 1 | [6 empty] | TRUE | [5 empty] | #FFFFFFFF |  |  | FALSE | FALSE | FALSE | [20 empty] | AULAPTOP-PC\Aulaptop | 2019-04-20 02:23 | THOR\acont | 2024-10-09 10:48
2f6f4be4-f75f-496c-b92d-5ac4d23bdde2 |  |  |  | North | MIRCOM |  | Hardware |  |  |  | Hardware | TRUE | BAT-12V18A |  | 12 VOLT 18AH BATTERIES | 1 | [6 empty] | FALSE | [5 empty] | #FFFFFFFF |  |  | FALSE | FALSE | FALSE | [14 empty] | FALSE | [7 empty] | THOR\acont | 2024-10-09 10:48
0842ea7d-bf14-478d-b829-5ac4e25edec4 |  |  |  | North | Siemens | [5 empty] | Module | TRUE | UHW-0000-42L-L | S54465-C9-A2 | UL 864 9th Edition 42" LCD | 1 | [12 empty] | #FFFFFFFF |  |  | FALSE | FALSE | FALSE | [20 empty] | DESKTOP-7SAL8M7\acont | 2019-08-13 09:04 | THOR\acont | 2024-10-09 10:48
71dbf1c7-ed87-48fa-a757-5ac51860b4ea | NFPA 170 SMOKE HEAT CO DETECTOR |  |  | North | Edwards |  | Smoke/Heat/CO Detector |  |  |  | Module | TRUE | SIGA-OSHCD w/SIGA-SB BASE | ++ | Multisensor Smoke, Heat, and CO Detector | 1 | 3.2e-05 | 4.5e-05 |  |  |  |  | FALSE | TRUE |  |  |  |  | #FFFF0000 | FA-NFPA 170 SMOKE HEAT CO DETECTOR | 1 | FALSE | FALSE | FALSE | 1408 | [13 empty] | FALSE | [5 empty] | DESKTOP-7EIEB7A\acont | 2021-06-10 11:10 | THOR\acont | 2024-09-08 17:27 | Cloned from Edwards SIGA-OSHD w/SIGA-SB BASE | [Edwards, Kidde] [SLC EST MODULES SENSORS] [*] [#2 SHARED ADDR ¦ SENSORS] KI-DDOS (C), SIGA2-COS w/SIGA-AB4G BASE, SIGA2-COS w/SIGA-AB4G-LF BASE, SIGA2-COS w/SIGA-AB4GT BASE, SIGA2-COS w/SIGA-IB BASE, SIGA2-COS w/SIGA-RB BASE, SIGA2-COS w/SIGA-SB BASE, S [Edwards, Kidde] [SLC EST MODULES/SENSORS] 01 [*] [iO64] DS-HFS (C), DS-PS (C), FX-HD w/IB4U BASE, FX-HD w/RB4U BASE, FX-HD w/SB4U BASE, FX-HD w/SB4U-LF BASE, FX-HD wB4U BASE, FX-PD w/B4U BASE (C), FX-PD w/IB4U BASE (C), FX-PD w/SB4U BASE (C), FX-PD w/SB [Edwards, Kidde] [SLC EST SENSORS] 01 [*] [EST3, iO1000] DS-HFS (C), DS-PS (C), FX-HD w/IB4U BASE, FX-HD w/RB4U BASE, FX-HD w/SB4U BASE, FX-HD w/SB4U-LF BASE, FX-HD wB4U BASE, FX-PD w/B4U BASE (C), FX-PD w/IB4U BASE (C), FX-PD w/SB4U BASE (C), FX-PD w/SB [Edwards, Kidde] [SLC EST SENSORS] [*] [#4 TYPE ADDR ¦ SENSORS] KI-DDOS (C), SIGA2-COS w/SIGA-AB4G BASE, SIGA2-COS w/SIGA-AB4G-LF BASE, SIGA2-COS w/SIGA-AB4GT BASE, SIGA2-COS w/SIGA-IB BASE, SIGA2-COS w/SIGA-RB BASE, SIGA2-COS w/SIGA-SB BASE, SIGA2-HCOS
782598df-425c-40c4-b6e2-5ac77aab2768 |  |  |  | North | UPG |  | Hardware |  |  |  | Hardware | TRUE | UB12350 | System Batteries, Sealed Lead-Acid | 12V 35AH Sealed Lead-Acid Battery | 1 | 0 | 0 |  |  |  |  | FALSE |  | Installed Inside Cabinet |  | L: 5.94 in W: 3.86 in H: 3.72 in |  | #FFFFFFFF |  |  | FALSE | FALSE | FALSE | [20 empty] | DESKTOP-7EIEB7A\acont | 2023-03-24 07:33 | THOR\acont | 2024-10-09 10:48 | Cloned from UPG UB12120 CLONED CLONED
8b4dc439-6ea8-4202-a406-5acbfb585327 | LED REMOTE INDICATOR |  |  | North | Siemens |  | Remote Indicator |  |  |  | Module | TRUE | ILED-HW | 500-048637++ | INTEL LAMP WALL | 1 |  | 0.0005 | [10 empty] | #FFFF0000 | FA-LED REMOTE INDICATOR | 1 | FALSE | FALSE | FALSE | [20 empty] | DESKTOP-7SAL8M7\acont | 2019-08-13 09:04 | THOR\acont | 2024-09-08 17:27 |  | [Siemens] [SLC MODULES SENSORS] [*] [#1 SHARED ADDR ¦ MODULES] AD-11P (C), FDBZ492 w/OP921 (C), FDBZ492-HR w/FDO421 (C), FDBZ492-HR w/OP921 (C), FDBZ492-R (C), FDCIO422, HCP, HCP-Z, HFPO-11, HFPT-11, HMS-D, HMS-DE, HMS-DP, HMS-DZ, HMS-S, HMS-SA, HMS-SE,
950388b4-1e1f-47bd-abdc-5acf3b510952 | NFPA 170 STROBE WALL |  |  | North | Potter |  | Strobe |  |  |  | Module | TRUE | S24-177W |  | Strobe, High Candela (Fixed 177 Candela), White | 1 | 0 | 0.213 |  |  |  |  | FALSE | [5 empty] | #FF0070C0 | FA-NFPA 170 STROBE WALL | 1 | FALSE | FALSE | FALSE | 2023 | [13 empty] | FALSE | [7 empty] | THOR\acont | 2024-09-08 17:27 |  | [Potter] [NAC] [UL MAX] S24-177PR, S24-177PW, S24-177R, S24-177W [Potter] [NAC] [24 VDC] S24-177PR, S24-177PW, S24-177R, S24-177W
eb9ab174-2464-4387-88ee-5acfc5574dc3 |  |  |  | North | Bosch |  | Cards & Components |  |  |  | Card | TRUE | B5512 Main Board | ++ | Main Board | 1 | 0.125 | 0.155 | 1.3 |  | 12 |  | TRUE | [5 empty] | #FFFFFFFF |  |  | FALSE | FALSE | FALSE | [14 empty] | FALSE | [5 empty] | THOR\acont | 2024-02-22 10:18 | THOR\acont | 2024-10-09 10:48 | Cloned from Bosch B9512G Main Board |  | [Bosch] B5512 Main Board
21cdc970-800b-4caf-95bc-5acfddab7836 | NFPA 170 SURGE SUPPRESSOR |  |  | North | Ditek |  | Surge Supressor |  |  |  | Assembly | TRUE | DTK-2MHLP24B w/DTK-MB10 |  | 2 Pair / 4 Wire Surge Module w/Base for PIV, NAC, IDC etc. | 1 | [6 empty] | TRUE | [5 empty] | #FFFF0000 | FA-NFPA 170 SURGE SUPPRESSOR | 1 | FALSE | FALSE | FALSE | [14 empty] | FALSE |  |  | 2¦24v |  |  | DESKTOP-7EIEB7A\acont | 2020-12-11 11:51 | THOR\acont | 2024-09-08 17:27 | Cloned from Ditek DTK-2MHLP24B w/DTK-2MB | [Ditek, Monaco Enterprises, WBOX] [SURGE PROTECTION] [ALL DEVICES ++] 0E-SPROACHW, 210-524-00, DTK-120HW, DTK-120HWLOK, DTK-120HW-SS, DTK-120SRD, DTK-120X12, DTK-1F, DTK-1FF, DTK-2MHLP24B, DTK-2MHLP24B w/DTK-2MB, DTK-2MHLP24B w/DTK-3MB, DTK-2MHLP24B w/DT
8e1c4b86-77b1-4ccd-bdd6-5ad9cdcae9dd |  |  |  | North | System Sensor |  | Cards & Components |  |  |  | Card | TRUE | B710LP | ++ | Detector Bases, with flange | 1 | [6 empty] | TRUE | FALSE |  |  |  |  | #FFFFFFFF |  |  | FALSE | FALSE | FALSE | [14 empty] | FALSE | [7 empty] | THOR\acont | 2024-10-09 10:48
8aaf9710-c1d9-4828-b26a-5adf239eaa9a | NFPA 170 AMPLIFIER RACK | RISER AMP |  | North | Evax |  | Amplifier |  |  |  | Assembly | TRUE | HMX-DPS25 (70V) | + | Distributed Panel, Single Channel, 25W | 1 | [6 empty] | FALSE | [5 empty] | #FFFF0000 | FA-NFPA 170 AMPLIFIER RACK | 1 | FALSE | FALSE | FALSE | 300 | [8 empty] | 7,12,18 |  |  |  | 25 | TRUE | [5 empty] | DESKTOP-7SAL8M7\acont | 2020-07-16 11:07 | THOR\acont | 2024-09-08 17:27 | Cloned from Hochiki FNVDPS25 (70V)
61a4c048-a193-4173-a2eb-5ae2d1eb8ef8 |  |  |  | North | Siemens | [5 empty] | Module | TRUE | CP-35 | 500-884879 | TWO ZONE CONTROL MODULE (5) SPACES | 1 | [12 empty] | #FFFFFFFF |  |  | FALSE | FALSE | FALSE | [20 empty] | DESKTOP-7SAL8M7\acont | 2019-08-13 09:04 | THOR\acont | 2024-10-09 10:48
8f3d1eef-9307-4742-bbbf-5ae4ba6f058f |  |  |  | North | Autocall |  | Hardware |  |  |  | Hardware | TRUE | A100-1294 | + | LED/SWITCH SLIDE-IN LABEL KIT | 1 | [12 empty] | #FFFFFFFF |  |  | FALSE | FALSE | FALSE | [20 empty] | DESKTOP-7EIEB7A\acont | 2021-11-30 07:03 | THOR\acont | 2024-10-09 10:48 | Cloned from Autocall A100-2153
05335574-9408-453d-97cb-5af0e8e87d29 | NFPA 170 REMOTE ANNUNCIATOR | RISER ANNUNCIATOR |  | North | MIRCOM |  | Remote Annunciator |  |  |  | Assembly | TRUE | RAM-300LCDR |  | LCD ANNUNCIATOR | 1 | [6 empty] | FALSE | [5 empty] | #FFFF0000 | FA-NFPA 170 REMOTE ANNUNCIATOR | 1 | FALSE | FALSE | FALSE | 255 | [8 empty] | 7,12,18 |  |  |  |  | TRUE | [7 empty] | THOR\acont | 2024-09-08 17:27
1c641ad7-2c33-4d0e-8348-5af6f8088a43 | NFPA 170 SPEAKER STROBE |  |  | North | System Sensor |  | Speaker/Strobe |  |  |  | Module | TRUE | SPSWLED-ALERT | ++ | 2-WIRE, SPEAKER STROBE LED WHITE WALL ALERT | 1 | 0 | 0.017 |  |  |  |  | FALSE | [5 empty] | #FF0070C0 | FA-NFPA 170 SPEAKER STROBE | 1 | FALSE | FALSE | FALSE | 2019 | [13 empty] | FALSE | [5 empty] | THOR\acont | 2024-02-21 11:01 | THOR\acont | 2024-09-08 17:27 | Cloned from System Sensor SPSWLED | [System Sensor] [AUDIO 70.7v] [70V AUDIO] SPSCRLED (C), SPSCRLED-B (C), SPSCRLED-BT (C), SPSCWLED (C), SPSCWLED-B (C), SPSCWLED-BT (C), SPSCWLED-CLR-ALERT (C), SPSCWLED-P (C), SPSCWLED-SP (C), SPSCWLED-T (C), SPSCWLED-TP (C), SPSRLED, SPSRLED-B, SPSRLED- [System Sensor] [NAC] [VDC] SPSRLED, SPSRLED-B, SPSRLED-P, SPSRLED-SP, SPSWLED, SPSWLED-ALERT, SPSWLED-B, SPSWLED-CLR-ALERT, SPSWLED-P [System Sensor] [AUDIO 25v] [25V AUDIO] SPSCRLED (C), SPSCRLED-B (C), SPSCRLED-BT (C), SPSCWLED (C), SPSCWLED-B (C), SPSCWLED-BT (C), SPSCWLED-CLR-ALERT (C), SPSCWLED-P (C), SPSCWLED-SP (C), SPSCWLED-T (C), SPSCWLED-TP (C), SPSRLED, SPSRLED-B, SPSRLED-P,
fc79c32a-99eb-48c4-a2b3-5afd5a00f20d | NFPA 170 VOICE EVACUATION CONTROL UNIT |  |  | North | Hochiki |  | Voice Evac Control Unit |  |  |  | Assembly | TRUE | FNVMP32/P | + | Master Panel, 32 Switch Control, Master Fire Phone | 1 | [6 empty] | FALSE |  |  | *Refer to Install Sheet |  |  | #FFFF0000 | FA-NFPA 170 VOICE EVACUATION CONTROL UNIT | 1 | FALSE | FALSE | FALSE | 211 | [8 empty] | 7,12,18 |  |  |  |  | TRUE | [5 empty] | DESKTOP-7SAL8M7\acont | 2019-11-04 16:25 | THOR\acont | 2024-09-08 17:27
c916a8df-e5ae-4a5a-a34c-5b016bb05ff1 |  |  |  | North | Autocall | [5 empty] | Module | TRUE | A100-6306 | ++ | ES Net NIC dual channel Ethernet media card | 1 | 0.02 | 0.02 | [10 empty] | #FFFFFFFF |  |  | FALSE | FALSE | FALSE | [20 empty] | THOR\acont | 2024-02-23 05:54 | THOR\acont | 2024-10-09 10:48 | Cloned from Autocall A100-6104 | [Autocall, Simplex] [ETHERNET] 4007-6306, 4007-9817, 4010-6306, 4100-6306, 4190-9856, A007-6306, A007-9817, A010-6306, A100-6306, A190-9856 | [Autocall, Simplex] 4007-6306, 4007-9817, 4010-6306, 4100-6306, 4190-9856, A007-6306, A007-9817, A010-6306, A100-6306, A190-9856
be8b92dd-b2e8-47d7-ab33-5b058cc14036 | NFPA 170 HEAT DETECTOR |  |  | North | Hochiki |  | Heat Detector |  |  |  | Module | TRUE | DCD-135 w/NS4-100 STANDARD BASE | DCD-135 w/NS4-100 STANDARD BASE | HEAT DETECTOR w/ STANDARD BASE | 1 |  | 0.3 |  |  |  |  | TRUE | TRUE |  | *Refer to Install Sheet |  |  | #FFFF0000 | FA-NFPA 170 HEAT DETECTOR | 1 | FALSE | FALSE | FALSE | 1403 | [19 empty] | DESKTOP-0D6CQVA\lousc | 2019-10-12 07:39 | THOR\acont | 2024-09-08 17:27 | from Hochiki DCD-135 w/NS4-100 STANDARD BASE | [Hochiki] [IDC] 01 [IDC] DCD-135 w/HSC-220L LATCHING LED BASE (C), DCD-135 w/HSC-220R - 2 WIRE RELAY BASE (C), DCD-135 w/HSC-221L LATCHING LED BASE (C), DCD-135 w/HSC-221R - 2 WIRE RELAY BASE (C), DCD-135 w/HSC-224L LATCHING LED BASE (C), DCD-135 w
d257f280-daa3-4845-a0f8-5b07f236fbf2 | NFPA 170 DOOR HOLDER |  |  | North | Notifier |  | Door Holder |  |  |  | Module | TRUE | FM996 | ++ | Surface wall-mount model; 12 VDC, 24 VAC/VDC, 120 VAC. | 1 | 0.02 | 0.02 |  |  |  |  | FALSE |  | FLUSH |  | SINGLE GANG | 1-GANG | #FFFF0000 | FA-NFPA 170 DOOR HOLDER | 1 | FALSE | FALSE | FALSE | 2500 |  |  | 3550-0028:0210 | [10 empty] | FALSE | [5 empty] | DESKTOP-7EIEB7A\acont | 2023-06-14 11:40 | THOR\acont | 2024-09-08 17:27 | Cloned from Notifier FM980 | [Bosch, Hochiki, N/A, Notifier, Potter, Rixson, RSG, Silent Knight, System Sensor] [AUX POWER] [DOOR RELEASE] ADI_K7-998TRI689, D370, D370C, DH Series, DH(1224)FPC, DH(1224)GPC, DH(1224)RPC, DH(1224)SPC, DH(24120)FPC, DH(24120)GPC, DH(24120)GPC2, DH(2412 [ASSA ABLOY, Bosch, Hochiki, N/A, Notifier, Potter, Rixson, RSG, Silent Knight, System Sensor] [AUX POWER] [DOOR RELEASE] 7200, ADI_K7-998TRI689, D370, D370C, DH Series, DH(1224)FPC, DH(1224)GPC, DH(1224)RPC, DH(1224)SPC, DH(24120)FPC, DH(24120)GPC, DH(2 [Bosch, Generic, Hochiki, N/A, Notifier, Potter, Rixson, RSG, Silent Knight, System Sensor] [RELAY] [DOOR RELEASE] 110VAC DOOR HOLDER, ADI_K7-998TRI689, D370, D370C, DH Series, DH(1224)FPC, DH(1224)GPC, DH(1224)RPC, DH(1224)SPC, DH(24120)FPC, DH(24120)GP
4e997324-d9da-482a-b517-5b098406213e |  |  |  | North | Siemens | [5 empty] | Module | TRUE | UHW-CATD-01 | S54465-C74-A2 | UHW-CATD-01 -- UL/ULC HW Category D Computer - Windows Server 2012 R2 + 5 Cal, SNC Card for XNET connection, Management Station Utility | 1 | [12 empty] | #FFFFFFFF |  |  | FALSE | FALSE | FALSE | [20 empty] | DESKTOP-7SAL8M7\acont | 2019-08-13 09:04 | THOR\acont | 2024-10-09 10:48
4f2e7093-3353-4a96-9275-5b1b65257e00 | CADGEN DOOR CONTACT |  |  | North | Honeywell |  | Door Contact |  |  |  | Module | TRUE | 945 | ++ | Adhesive Mount Magnetic Contact, Surface Mount | 1 |  |  |  |  | 1.5 | [7 empty] | #FFFF0000 | FA-CADGEN DOOR CONTACT | 1 | FALSE | FALSE | FALSE | [17 empty] | REX |  |  | DESKTOP-7EIEB7A\acont | 2023-01-30 10:29 | THOR\acont | 2024-09-08 17:27 | Cloned from Honeywell PAL-T | [Honeywell] [ACCESS CONTROL INPUT] [*] [INPUT] 4939SN-WH, 4959SN, 7939-2, 7939WG, 7940, 940, 943WG, 945, 945T, 949, 950, PAL-T, PR-20445 [Honeywell] [IDC] 01 [INPUT] 4939SN-WH, 4959SN, 7939-2, 7939WG, 7940, 940, 943WG, 945, 945T, 949, 950, PAL-T, PR-20445
30ab51ed-b8a7-4816-bac7-5b2277fb1591 |  |  |  | North | Bosch | [5 empty] | Module | TRUE | DIP-7GRSN-P6-TE | * | ***(Tenneco)Graphic / Sound For Dipaio7000 | 1 | [12 empty] | #FFFFFFFF |  |  | FALSE | FALSE | FALSE | [20 empty] | DESKTOP-7EIEB7A\acont | 2021-08-13 06:25 | THOR\acont | 2024-10-09 10:48
6091995f-ec80-4e97-a9fd-5b22b70a2cfa |  |  |  | North | Simplex | [5 empty] | Module | TRUE | 4100-6309 | ++ | ES Net NIC dual channel DSL media card | 1 | 0.155 | 0.155 | [10 empty] | #FFFFFFFF |  |  | FALSE | FALSE | FALSE | [20 empty] | THOR\acont | 2024-02-23 05:55 | THOR\acont | 2024-10-09 10:48 | Cloned from Simplex 4100-6306 CLONED | [Autocall, Simplex] [DSL] 4007-6307, 4007-6309, 4010-6309, 4100-6309, 4190-9857, A007-6307, A007-6309, A010-6309, A100-6309, A190-9857 | [Autocall, Simplex] 4007-6307, 4007-6309, 4010-6309, 4100-6309, 4190-9857, A007-6307, A007-6309, A010-6309, A100-6309, A190-9857
95ce0295-d856-42d7-9420-5b25dac3374d |  |  |  | North | Potter |  | Cards & Components |  |  |  | Card | TRUE | IPA-100 MAIN BOARD | + | Main Board for IPA-100 Fire Alarm Control Panel | 1 | 0.13 | 0.22 |  |  |  |  | TRUE | [5 empty] | #FFFFFFFF |  |  | FALSE | FALSE | FALSE | [12 empty] | 5 |  | FALSE | [7 empty] | THOR\acont | 2024-10-09 10:48 |  | [Advanced, Potter] [VAC ] [120VAC] AFC-100 Main Board, AFC-1000 Main Board, AFC-50 Main Board, ARC-100 Main Board, AX-PSN104 Main Board, AX-PSN106 Main Board, AX-PSN108 Main Board, AX-PSN-64 Main Board, DCA-10025 (25V) Main Board, DCA-10025 (70V) Main Bo [Potter] [IDC] [#1 ALARM] AFC-100 Main Board, AFC-1000 Main Board, AFC-50 Main Board, ARC-100 Main Board, IPA-100 MAIN BOARD, IPA-4000 MAIN BOARD, IPA-4000V MAIN BOARD, IPA-60 MAIN BOARD, P200 MAIN BOARD, PFC-4064 MAIN BOARD, PFC-4410G3 MAIN BOARD, PFC-4 [Potter] [IDC] [#3 SUPERVISORY] AFC-100 Main Board, AFC-1000 Main Board, AFC-50 Main Board, ARC-100 Main Board, IPA-100 MAIN BOARD, IPA-4000 MAIN BOARD, IPA-4000V MAIN BOARD, IPA-60 MAIN BOARD, P200 MAIN BOARD, PFC-4064 MAIN BOARD, PFC-4410G3 MAIN BOARD, [Potter] [IDC] [#2 TROUBLE] AFC-100 Main Board, AFC-1000 Main Board, AFC-50 Main Board, ARC-100 Main Board, IPA-100 MAIN BOARD, IPA-4000 MAIN BOARD, IPA-4000V MAIN BOARD, IPA-60 MAIN BOARD, P200 MAIN BOARD, PFC-4064 MAIN BOARD, PFC-4410G3 MAIN BOARD, PFC | [Potter] IPA-100 MAIN BOARD
c5b965f1-5405-4bad-94db-5b2927e92908 |  |  |  | North | Power Sonic |  | Hardware |  |  |  | Hardware | TRUE | PS-12350 | + | (1) 12V 35 AH BATTERY | 1 | [6 empty] | FALSE | [5 empty] | #FFFFFFFF |  |  | FALSE | FALSE | FALSE | [14 empty] | FALSE | [5 empty] | DESKTOP-7EIEB7A\acont | 2022-04-15 17:49 | THOR\acont | 2024-10-09 10:48 | Cloned from Power Sonic PS-12400
0de7f1c1-1364-4f2d-8fee-5b2c4d9e0f90 | NFPA 170 SMOKE HEAT CO DETECTOR |  |  | North | Kidde |  | Smoke/Heat/CO Detector |  |  |  | Module | TRUE | KI-PHCD w/KI-ABLT BASE | ++ | Photoelectric, heat detector and carbon monoxide life safety detector | 1 | 3.2e-05 | 3.2e-05 |  |  |  |  | FALSE | TRUE |  |  |  |  | #FFFF0000 | FA-NFPA 170 SMOKE HEAT CO DETECTOR | 1 | FALSE | FALSE | FALSE | 1408 | [13 empty] | FALSE | [5 empty] | DESKTOP-7SAL8M7\acont | 2020-01-02 08:32 | THOR\acont | 2024-10-08 16:26 | Cloned from Edwards SIGA-PHCD w/AB4G-LF BASE | [Kidde] [AUX POWER] [24VDC TC3/TC4 HIGH] KI-COD w/KI-ABLT BASE (C), KI-HCD w/KI-ABLT BASE, KI-HRD w/KI-ABLT BASE, KI-OSCD w/KI-ABLT BASE, KI-OSD w/KI-ABLT BASE, KI-PCD w/KI-ABLT BASE (C), KI-PD w/KI-ABLT BASE (C), KI-PHCD w/KI-ABLT BASE (C), KI-PHD w/KI- [Kidde] [AUX POWER] [24VDC TC4 LOW] KI-COD w/KI-ABLT BASE (C), KI-HCD w/KI-ABLT BASE, KI-HRD w/KI-ABLT BASE, KI-OSCD w/KI-ABLT BASE, KI-OSD w/KI-ABLT BASE, KI-PCD w/KI-ABLT BASE (C), KI-PD w/KI-ABLT BASE (C), KI-PHCD w/KI-ABLT BASE (C), KI-PHD w/KI-ABLT [Kidde] [AUX POWER] [24VDC STEADY LOW] KI-COD w/KI-ABLT BASE (C), KI-HCD w/KI-ABLT BASE, KI-HRD w/KI-ABLT BASE, KI-OSCD w/KI-ABLT BASE, KI-OSD w/KI-ABLT BASE, KI-PCD w/KI-ABLT BASE (C), KI-PD w/KI-ABLT BASE (C), KI-PHCD w/KI-ABLT BASE (C), KI-PHD w/KI-AB [Edwards, Kidde] [SLC EST MODULES/SENSORS] 01 [*] [iO64] DS-HFS (C), DS-PS (C), FX-HD w/IB4U BASE, FX-HD w/RB4U BASE, FX-HD w/SB4U BASE, FX-HD w/SB4U-LF BASE, FX-HD wB4U BASE, FX-PD w/B4U BASE (C), FX-PD w/IB4U BASE (C), FX-PD w/SB4U BASE (C), FX-PD w/SB [Kidde] [SLC EST SENSORS] [*] [#4 TYPE ADDR ¦ SENSORS] DS-HFS (C), DS-PS (C), FX-HD w/IB4U BASE, FX-HD w/RB4U BASE, FX-HD w/SB4U BASE, FX-HD w/SB4U-LF BASE, FX-HD wB4U BASE, FX-PD w/B4U BASE (C), FX-PD w/IB4U BASE (C), FX-PD w/SB4U BASE (C), FX-PD w/SB4U [Kidde] [SLC EST MODULES SENSORS] [*] [#2 SHARED ADDR ¦ SENSORS] DS-HFS (C), DS-PS (C), FX-HD w/IB4U BASE, FX-HD w/RB4U BASE, FX-HD w/SB4U BASE, FX-HD w/SB4U-LF BASE, FX-HD wB4U BASE, FX-PD w/B4U BASE (C), FX-PD w/IB4U BASE (C), FX-PD w/SB4U BASE (C), FX [Kidde] [AUX POWER] [24VDC TC3/TC4 LOW] KI-COD w/KI-ABLT BASE (C), KI-HCD w/KI-ABLT BASE, KI-HRD w/KI-ABLT BASE, KI-OSCD w/KI-ABLT BASE, KI-OSD w/KI-ABLT BASE, KI-PCD w/KI-ABLT BASE (C), KI-PD w/KI-ABLT BASE (C), KI-PHCD w/KI-ABLT BASE (C), KI-PHD w/KI-A [Kidde] [AUX POWER] [24VDC STEADY HIGH] KI-COD w/KI-ABLT BASE (C), KI-HCD w/KI-ABLT BASE, KI-HRD w/KI-ABLT BASE, KI-OSCD w/KI-ABLT BASE, KI-OSD w/KI-ABLT BASE, KI-PCD w/KI-ABLT BASE (C), KI-PD w/KI-ABLT BASE (C), KI-PHCD w/KI-ABLT BASE (C), KI-PHD w/KI-A [Edwards, Kidde] [SLC EST SENSORS] 01 [*] [EST3, iO1000] DS-HFS (C), DS-PS (C), FX-HD w/IB4U BASE, FX-HD w/RB4U BASE, FX-HD w/SB4U BASE, FX-HD w/SB4U-LF BASE, FX-HD wB4U BASE, FX-PD w/B4U BASE (C), FX-PD w/IB4U BASE (C), FX-PD w/SB4U BASE (C), FX-PD w/SB [Kidde] [AUX POWER] [24VDC TC4 HIGH] KI-COD w/KI-ABLT BASE (C), KI-HCD w/KI-ABLT BASE, KI-HRD w/KI-ABLT BASE, KI-OSCD w/KI-ABLT BASE, KI-OSD w/KI-ABLT BASE, KI-PCD w/KI-ABLT BASE (C), KI-PD w/KI-ABLT BASE (C), KI-PHCD w/KI-ABLT BASE (C), KI-PHD w/KI-ABLT
bc1e2919-1116-4bf9-8603-5b2e1d527435 |  |  |  | North | Bosch | [5 empty] | Module | TRUE | VG4-A-PA0 | * | AutoDome Pendant Arm and 24VAC PS Box 0000075530 | 1 | [12 empty] | #FFFFFFFF |  |  | FALSE | FALSE | FALSE | [20 empty] | DESKTOP-7EIEB7A\acont | 2021-08-13 06:25 | THOR\acont | 2024-10-09 10:48
ae34f09c-4594-4e56-8cb4-5b2fe0478bdc | NFPA 170 SMOKE DETECTOR |  |  | North | Edwards |  | Smoke Detector |  |  |  | Module | TRUE | SIGA-IPHS w/SIGA-AB4G BASE | ++ | 4D Multisensor Detector | 1 | 4.5e-05 | 4.5e-05 |  |  |  |  | FALSE | TRUE |  |  |  |  | #FFFF0000 | FA-NFPA 170 SMOKE DETECTOR | 1 | FALSE | FALSE | FALSE | 1408 | [13 empty] | FALSE | [7 empty] | THOR\acont | 2024-10-08 16:31 | 20191121 AC Detector with base | [Edwards, Kidde] [AUX POWER] FX-HD w/SB4U BASE, FX-PD w/SB4U BASE (C), FX-PHD w/SB4U BASE (C), KI-COD w/KI-ABST BASE (C), KI-HCD w/KI-ABST BASE, KI-HRD w/KI-ABST BASE, KI-PCD w/KI-ABST BASE (C), KI-PD w/KI-ABST BASE (C), KI-PHCD w/KI-ABST BASE (C), KI-PH [Edwards, Kidde] [SLC EST SENSORS] [*] [#4 TYPE ADDR ¦ SENSORS] KI-DDOS (C), SIGA2-COS w/SIGA-AB4G BASE, SIGA2-COS w/SIGA-AB4G-LF BASE, SIGA2-COS w/SIGA-AB4GT BASE, SIGA2-COS w/SIGA-IB BASE, SIGA2-COS w/SIGA-RB BASE, SIGA2-COS w/SIGA-SB BASE, SIGA2-HCOS [Edwards, Kidde] [SLC EST MODULES/SENSORS] 01 [*] [iO64] DS-HFS (C), DS-PS (C), FX-HD w/IB4U BASE, FX-HD w/RB4U BASE, FX-HD w/SB4U BASE, FX-HD w/SB4U-LF BASE, FX-HD wB4U BASE, FX-PD w/B4U BASE (C), FX-PD w/IB4U BASE (C), FX-PD w/SB4U BASE (C), FX-PD w/SB [Edwards, Kidde] [SLC EST MODULES SENSORS] [*] [#2 SHARED ADDR ¦ SENSORS] KI-DDOS (C), SIGA2-COS w/SIGA-AB4G BASE, SIGA2-COS w/SIGA-AB4G-LF BASE, SIGA2-COS w/SIGA-AB4GT BASE, SIGA2-COS w/SIGA-IB BASE, SIGA2-COS w/SIGA-RB BASE, SIGA2-COS w/SIGA-SB BASE, S [Edwards, Kidde] [SLC EST SENSORS] 01 [*] [EST3, iO1000] DS-HFS (C), DS-PS (C), FX-HD w/IB4U BASE, FX-HD w/RB4U BASE, FX-HD w/SB4U BASE, FX-HD w/SB4U-LF BASE, FX-HD wB4U BASE, FX-PD w/B4U BASE (C), FX-PD w/IB4U BASE (C), FX-PD w/SB4U BASE (C), FX-PD w/SB
ae571d90-ffdd-4584-bdd4-5b303acc7bbd |  |  |  | North | Edwards |  | Cards & Components |  |  |  | Card | TRUE | 2-CTM |  | OBSOLETE - City Tie Module | 1 | [6 empty] | TRUE | [5 empty] | #FFFFFFFF |  |  | FALSE | FALSE | FALSE | [14 empty] | FALSE | [7 empty] | THOR\acont | 2024-10-09 10:48
6d94a8e8-e5b2-462b-8a5e-5b31d62f9311 | NFPA 170 ADDRESSABLE OUTPUT MODULE |  |  | North | Simplex |  | Addressable Control/Relay |  |  |  | Module | TRUE | 4090-9006 | ++ | Suppression Release Peripheral mounted in NEMA 1 red box; required for ULC listing | 1 | [12 empty] | #FFFF0000 | FA-NFPA 170 ADDRESSABLE OUTPUT MODULE | 1 | FALSE | FALSE | FALSE | [20 empty] | THOR\acont | 2024-02-15 07:40 | THOR\acont | 2024-09-08 17:27 | Cloned from Autocall A4090-9006 | [Autocall, Simplex] [IDNet] [MODULES ++] 2080-9056, 2080-9057, 2080-9067, 2080-9068, 2080-9069, 2080-9070, 4009-9201 Main Board, 4009-9401 Main Board, 4010-9901, 4090-5261, 4090-9001, 4090-9002, 4090-9005, 4090-9006, 4090-9008, 4090-9116, 4098-9019 (Cont [Autocall, Simplex] [AUX POWER, RELEASING] [INPUT TYPE] 4090-9005, 4090-9006, A4090-9005, A4090-9006 | [Ansul, Autocall, Simplex] 4090-9006, A4090-9005, A4090-9006
ff60fd03-4b41-4e65-ac71-5b329767f483 | NFPA 170 AMPLIFIER RACK | RISER AMP |  | North | Notifier |  | Amplifier |  |  |  | Assembly | TRUE | AMPLIFIER CABINET (2x DAA2-7525) | + | Amplifier Assembly with EQBB-B4, EQDR-B4, 2x DAA2-7525, 2x PS-12140, CHS-BH1 | 1 | [6 empty] | FALSE |  | SURFACE |  | PROVIDED ("WX"HX"D) | N/A | #FFFF0000 | FA-NFPA 170 AMPLIFIER RACK | 1 | FALSE | FALSE | FALSE | 300 |  |  | 7165-0028:0224 | [5 empty] | 7,12,18,26,50 |  |  |  | 150 | TRUE | [5 empty] | DESKTOP-7EIEB7A\acont | 2021-04-03 11:58 | THOR\acont | 2024-09-08 17:27 | Cloned from Notifier AMPLIFIER CABINET (2x DAA2-5025) CLONED
4b3f8c8d-7473-405a-982b-5b32cbd8ee7c | NFPA 170 SPEAKER WALL |  |  | North | TOA |  | Speaker |  |  |  | Module | TRUE | CS-304U | ++ | Wide Range Speaker, All Weather | 1 | [6 empty] | FALSE | FALSE |  |  | 366 (W) X 230 (H) X 272 (D) mm |  | #FF0070C0 | FA-NFPA 170 SPEAKER WALL | 1 | FALSE | FALSE | FALSE | 2019 | [13 empty] | FALSE |  |  | WP |  |  | THOR\acont | 2023-11-08 17:40 | THOR\acont | 2024-09-08 17:27 | Cloned from System Sensor SPRK | [TOA] [AUDIO 70.7v] [70V AUDIO] CS-304U
1e1ecf9c-8431-4cd4-8e85-5b34d59d4ed2 | NFPA 170 SMOKE HEAT CO DETECTOR |  |  | North | Potter |  | Smoke/Heat/CO Detector |  |  |  | Module | TRUE | PAD200-PHCD w/PAD100-SPKB | + | Photoelectric Smoke/Hea/CO Detector with Speaker Base with One Form-C Relay Contact | 1 | 0.00045 | 0.00045 |  |  |  |  | FALSE | TRUE |  |  |  |  | #FFFF0000 | FA-NFPA 170 SMOKE HEAT CO DETECTOR | 1 | FALSE | FALSE | FALSE | 1411 | [13 empty] | FALSE |  |  | SB |  |  | THOR\acont | 2025-02-13 06:47 |  |  | Cloned from Potter PAD200-PCHD w/PAD100-SPKB | [Potter] [AUDIO 25v] [25V AUDIO] PAD100-CD w/PAD100-SPKB, PAD100-HD w/PAD100-SPKB, PAD100-PD w/PAD100-SPKB (C), PAD100-PHD w/PAD100-SPKB (C), PAD100-PHD w/PAD100-SPKB (Split) (C), PAD100-SPKB, PAD200-PCD w/PAD100-SPKB (C), PAD200-PCD w/PAD100-SPKB (Split [Potter] [AUDIO 70.7v] [70V AUDIO] PAD100-CD w/PAD100-SPKB, PAD100-HD w/PAD100-SPKB, PAD100-PD w/PAD100-SPKB (C), PAD100-PHD w/PAD100-SPKB (C), PAD100-PHD w/PAD100-SPKB (Split) (C), PAD100-SPKB, PAD200-PCD w/PAD100-SPKB (C), PAD200-PCD w/PAD100-SPKB (Spl [Potter] [SLC PAD] [*] [#2 SHARED ADDR ¦ SENSORS] PAD100-CD w/PAD100-4DB, PAD100-CD w/PAD100-6DB, PAD100-CD w/PAD100-IB, PAD100-CD w/PAD100-LFSB, PAD100-CD w/PAD100-RB, PAD100-CD w/PAD100-SB, PAD100-CD w/PAD100-SPKB, PAD100-DUCT (C), PAD100-DUCTR (C), PA
fd2e9fc5-3a5e-4345-9509-5b36c1573933 | NFPA 170 STROBE WALL |  |  | North | Kidde |  | Strobe |  |  |  | Module | TRUE | 4MS-8AR | + | Strobe, 110 cd, Outdoor, Red | 1 | 0 | 0.255 |  |  |  |  | FALSE | [5 empty] | #FF0070C0 | FA-NFPA 170 STROBE WALL | 1 | FALSE | FALSE | FALSE | 2023 | [13 empty] | FALSE | [5 empty] | DESKTOP-7EIEB7A\acont | 2021-11-15 14:46 | THOR\acont | 2024-09-08 17:27 | Cloned from Kidde 4MS-7AR | [Kidde] [NAC] [16 VDC] 4MS-8AR, CS405-8A [Kidde] [NAC] [24 VDC] 4MS-8AR, CS405-8A
29a9ce21-70df-43b5-bf95-5b38651b95cf | NFPA 170 SPEAKER STROBE |  |  | North | Edwards |  | Speaker/Strobe |  |  |  | Module | TRUE | G4WN-S2VMR |  | 25V Speaker/Strobe, White, no markings, Multi-cd red | 1 | 0 | 0.078 |  |  |  |  | FALSE | [5 empty] | #FF0070C0 | FA-NFPA 170 SPEAKER STROBE | 1 | FALSE | FALSE | FALSE | 2019 | [13 empty] | FALSE | [7 empty] | THOR\acont | 2024-09-08 17:27 |  | [Edwards, Kidde] [AUDIO 25v] [25V AUDIO] EGCF-S2VMH (C), G4F-S2, G4F-S2V1575, G4F-S2VM, G4HFRF-S2, G4HFRF-S2VMC, G4HFRN-S2, G4HFRN-S2VMC, G4HFWA-S2, G4HFWA-S2VMA, G4HFWA-S2VMC, G4HFWF-S2, G4HFWF-S2VMC, G4HFWN-S2, G4HFWN-S2VMA, G4HFWN-S2VMC, G4RF-S2, G4RF [Edwards, Kidde] [NAC] [24 VDC] G4ERA-A, G4ERA-B, G4ERA-G, G4ERA-R, G4ERF-C, G4ERN-A, G4ERN-B, G4ERN-C, G4ERN-G, G4ERN-R, G4EWA-A, G4EWA-B, G4EWA-G, G4EWA-R, G4EWF-C, G4EWN-A, G4EWN-B, G4EWN-C, G4EWN-G, G4EWN-R, G4F-S2V1575, G4F-S2VM, G4F-S7V1575, G4F-S7 [Edwards, Kidde] [NAC] [16 VDC] G4ERA-A, G4ERA-B, G4ERA-G, G4ERA-R, G4ERF-C, G4ERN-A, G4ERN-B, G4ERN-C, G4ERN-G, G4ERN-R, G4EWA-A, G4EWA-B, G4EWA-G, G4EWA-R, G4EWF-C, G4EWN-A, G4EWN-B, G4EWN-C, G4EWN-G, G4EWN-R, G4F-S2V1575, G4F-S2VM, G4F-S7V1575, G4F-S7
a2a04ab6-ac85-4675-aacf-5b399e0d4bbf | NFPA 170 SMOKE DETECTOR |  |  | North | Notifier |  | Smoke Detector |  |  |  | Module | TRUE | FAPT-851 | ++ | Acclimate™ Intelligent Photo Thermal Detector; with FlashScan. | 1 | 0.0003 | 0.0065 |  |  |  |  | FALSE | TRUE |  |  |  |  | #FFFF0000 | FA-NFPA 170 SMOKE DETECTOR | 1 | FALSE | FALSE | FALSE | 1408 | [13 empty] | FALSE | [7 empty] | THOR\acont | 2024-09-08 17:27 | 20191121 AC Detector without base | [Honeywell, Notifier, System Sensor] [SLC SENSORS] [*] [#4 TYPE ADDR ¦ SENSORS] 2251B (C), 2251-COPTIR (C), 2251-COPTIR w/B200S-WH (C), 2251TB (C), 2251TMB (C), 5251B (C), 5251B-WP (C), 5251H (C), 5251RB (C), 5251RB-WP (C), 7251 (C), 7251DH (C), DH200LP [Honeywell, Notifier, System Sensor] [SLC MODULES SENSORS] [*] [#2 SHARED ADDR ¦ SENSORS] 2251B (C), 2251-COPTIR (C), 2251-COPTIR w/B200S-WH (C), 2251TB (C), 2251TMB (C), 5251B (C), 5251B-WP (C), 5251H (C), 5251RB (C), 5251RB-WP (C), 7251 (C), 7251DH (C)
f84ac066-d2c2-4ee2-bb50-5b3fd6443fc5 |  |  |  | North | Bosch |  | Hardware |  |  |  | Hardware | TRUE | FRAY5000-DETBOX | + | Detector backbox | 1 | [12 empty] | #FFFFFFFF |  |  | FALSE | FALSE | FALSE | [20 empty] | DESKTOP-7EIEB7A\acont | 2022-06-28 13:12 | THOR\acont | 2024-10-09 10:48 | Cloned from Bosch FRAY5000-BR
d9735841-a0e1-4fba-ad12-5b4648a3e170 | NFPA 170 ADDRESSABLE INPUT MONITOR MODULE |  |  | North | Potter |  | Addressable Module |  |  |  | Module | TRUE | WTX-M | + | Wireless Transmitter | 1 | 0.00028 | 0.00028 |  |  |  |  | FALSE | [5 empty] | #FFFF0000 | FA-NFPA 170 ADDRESSABLE INPUT MONITOR MODULE | 1 | FALSE | FALSE | FALSE | 1000 | [13 empty] | FALSE | [5 empty] | DESKTOP-QGO6JOK\acont | 2021-08-06 10:45 | THOR\acont | 2024-09-08 17:27 | Cloned from Potter PAD100-MIM | [Potter] [POTTER WIRELESS] WR, WTX-M | [Potter] PAD100-MIM, PAD100-OROI, PAD100-SIM, PAD100-ZM, WTX-M
d19357ef-28d4-4548-a63a-5b4f21539b94 | NFPA 170 HORN STROBE |  |  | North | Eaton Wheelock |  | Horn/Strobe |  |  |  | Module | TRUE | HSW | ++ | Horn, Strobe, White | 1 | [6 empty] | FALSE | FALSE |  |  |  |  | #FF0070C0 | FA-NFPA 170 HORN STROBE | 1 | FALSE | FALSE | FALSE | 2012 | [13 empty] | FALSE | [7 empty] | THOR\acont | 2024-09-08 17:27 |  | [Eaton Wheelock] [NAC] [ULMAX @99dBA] HSR, HSW [Eaton Wheelock] [NAC] HSW
6cebcc4c-db33-4358-b9a5-5b511f4db9d0 | NFPA 170 NON ADDRESSABLE RELAY |  |  | North | Potter |  | Non-Addressable Relay |  |  |  | Module | TRUE | PAM-1 | + | Multi-voltage Relay Module | 1 | 0.015 | 0.015 |  |  |  |  | FALSE | [5 empty] | #FFFF0000 | FA-NFPA 170 NON ADDRESSABLE RELAY | 1 | FALSE | FALSE | FALSE | 1300 | [13 empty] | FALSE | [7 empty] | THOR\acont | 2024-09-08 17:27 |  | [Potter] [AUX POWER] [*] [COIL POWER] PAM-1 [Potter] [IDC] 13 [RELAY SUPERVISION] PAM-1 | [Edwards, Firelite, Functional Devices, Notifier, Potter, Space Age Electronics] PAM1, PAM-1, PAM-4, RIB21CDC, RIBU1C, SSU-PAM-1, SSU-PAM-2, SSU-PAM-4, SSU-PAM-SD [Edwards, Firelite, Functional Devices, Notifier, Potter, Space Age Electronics] PAM1, PAM-1, PAM-4, RIB21CDC, RIBU1C, SSU-PAM-1, SSU-PAM-2, SSU-PAM-4, SSU-PAM-SD
8c8ca5d5-83c2-41c8-bb0e-5b51490ebcea | NFPA 170 FIRE ALARM CONTROL UNIT | RISER FACP |  | North | Siemens |  | Fire Alarm Control Unit |  |  |  | Assembly | TRUE | FC922-US | S54400-C14-A1 | 252-point system with 170W power supply and standard operator interface Consists of: One FCM2018-U3, one FP2011-U1, one FCI2016-U1 | 1 | [6 empty] | FALSE | [5 empty] | #FFFF0000 | FA-NFPA 170 FIRE ALARM CONTROL UNIT | 1 | FALSE | FALSE | FALSE | 202 | [8 empty] | 18,33,55,100 |  |  | 11.5 |  | TRUE | [5 empty] | DESKTOP-7SAL8M7\acont | 2018-09-07 11:26 | THOR\acont | 2024-09-08 17:27
cfda539e-717a-4b97-8053-5b575949843b |  |  |  | North | Siemens | [5 empty] | Module | TRUE | 40/40I-212SF | S54430-F27-A1 | IR3 FLM DET WO2 75C 3/4" SS FM | 1 | [12 empty] | #FFFFFFFF |  |  | FALSE | FALSE | FALSE | [20 empty] | DESKTOP-7SAL8M7\acont | 2019-08-13 09:04 | THOR\acont | 2024-10-09 10:48
d870b639-b410-4ca8-8ac4-5b633341c063 | CADGEN SIGN |  |  | North | Rath Area of Refuge | Area of Refuge | Signage |  |  |  | Module | TRUE | 7050D | ++ | Area of Refuge Sign, Double Sided | 1 | 0 | 0 |  |  |  |  | FALSE |  | Surface Mounted |  | 10.5" H x 14” W x 3” D |  | #FFFF0000 | FA-CADGEN SIGN | 1 | FALSE | FALSE | FALSE | [20 empty] | DESKTOP-QGO6JOK\acont | 2024-07-16 10:42 | THOR\acont | 2024-09-08 17:27 | Cloned from Rath Area of Refuge 7050
99584ebb-ffc6-450e-b74c-5b655a30ab9e |  |  |  | North | Edwards |  | Hardware |  |  |  | Hardware | TRUE | CM10960 |  | Sampling Point Identification Decals, Roll of 100 | 1 | [6 empty] | FALSE | [5 empty] | #FFFFFFFF |  |  | FALSE | FALSE | FALSE | [14 empty] | FALSE | [7 empty] | THOR\acont | 2024-10-09 10:48
4d01f61b-883b-481b-a36b-5b70dcf03c52 | NFPA 170 ADDRESSABLE OUTPUT MODULE |  |  | North | Gamewell FCI |  | Addressable Control/Relay |  |  |  | Module | TRUE | AOM-2SF | + | Addressable Control Module W/ FlashScan, 1 Class A or 1 Class B | 1 | 0.0003 | 0.0003 |  |  |  |  | FALSE | FALSE | FLUSH |  | 4" SQ. DEEP | N/A | #FFFF0000 | FA-NFPA 170 ADDRESSABLE OUTPUT MODULE | 1 | FALSE | FALSE | FALSE | 1100 |  |  | 7300-0028:0219 | [10 empty] | FALSE |  |  | CM |  |  |  |  | THOR\acont | 2024-09-08 17:27 |  | [Gamewell FCI] [SLC MODULES SENSORS] [*] [#1 SHARED ADDR ¦ MODULES] AMM-2F, AMM-2IF, AMM-2RF, AMM-2RIF, AMM-4F, AMM-4SF, AOM-2RF, AOM-2SF, AOM-TELF, MMI-10F, MMI-6SF, MMO-6RF, MMO-6SF, MS-7AF, MS-7ASF, MS-7S w/AMM-2F, MS-WS w/AMM-2F, TC81021000, VW-DIS-D [Gamewell FCI] [SLC MODULES] [*] [#3 TYPE ADDR ¦ MODULES] AMM-2F, AMM-2IF, AMM-2RF, AMM-2RIF, AMM-4F, AMM-4SF, AOM-2RF, AOM-2SF, AOM-TELF, MMI-10F, MMI-6SF, MMO-6RF, MMO-6SF, MS-7AF, MS-7ASF, MS-7S w/AMM-2F, MS-WS w/AMM-2F, TC81021000, VW-GATE, WAM-MM, W [Gamewell FCI] [AUDIO 25v, AUDIO 70.7v, AUX POWER, FFT, NAC] [RISER INPUT] AOM-2SF | [Gamewell FCI] AOM-2SF
8542027d-d7d3-4979-87e9-5b7c14a3f0ac |  |  |  | North | Bosch | [5 empty] | Module | TRUE | D344-RT | * | REMOTE TEST STATION DUCT 0000072675 | 1 | [12 empty] | #FFFFFFFF |  |  | FALSE | FALSE | FALSE | [20 empty] | DESKTOP-7EIEB7A\acont | 2021-08-13 06:25 | THOR\acont | 2024-10-09 10:48
a67703ff-4b36-4cff-8279-5b822240be1e | POTTER_AE-2 ENCLOSURE |  |  | North | Potter |  | Enclosure |  |  |  | Assembly | TRUE | AE-2 |  | Accessory Enclosure | 1 | [6 empty] | FALSE | [5 empty] | #FFFF0000 | FA-POTTER_AE-2 ENCLOSURE | 1 | FALSE | FALSE | FALSE |  |  |  | 7165-0328:0500 | [5 empty] | 7,12,18 |  |  |  |  | TRUE | [7 empty] | THOR\acont | 2024-09-08 17:27
7303103e-2655-4055-8119-5b85418a0706 |  |  |  | North | MIRCOM | [5 empty] | Module | TRUE | INX-10AC | new | Internal Booster Power Supply Module | 1 | [12 empty] | #FFFFFFFF |  |  | FALSE | FALSE | FALSE | [22 empty] | THOR\acont | 2024-10-09 10:48 |  | [MIRCOM] [SLC MODULES] [#8 INX ++] INX-10A Main Board, INX-10AC [MIRCOM] [SLC MODULES] [#2 INX ++] INX-10A Main Board, INX-10AC [MIRCOM] [SLC MODULES] [#10 INX ++] INX-10A Main Board, INX-10AC [MIRCOM] [SLC MODULES] [#4 INX ++] INX-10A Main Board, INX-10AC [MIRCOM] [SLC MODULES] [#5 INX ++] INX-10A Main Board, INX-10AC [MIRCOM] [SLC MODULES] [#3 INX ++] INX-10A Main Board, INX-10AC [MIRCOM] [SLC MODULES] [#9 INX ++] INX-10A Main Board, INX-10AC [MIRCOM] [SLC MODULES] [#6 INX ++] INX-10A Main Board, INX-10AC [MIRCOM] [SLC MODULES] [#7 INX ++] INX-10A Main Board, INX-10AC [MIRCOM] [NAC Trigger] INX-10A Main Board, INX-10AC [MIRCOM] [SLC MODULES] [#1 INX ++] INX-10A Main Board, INX-10AC | [MIRCOM] INX-10A Main Board, INX-10AC
f3df591d-ff29-488b-9429-5b89e19cb239 |  |  |  | North | HID | Security/Access Control |  |  |  |  | Module | TRUE | 1431 |  |  | 1 | [12 empty] | #FFFFFFFF |  |  | FALSE | FALSE | FALSE | [20 empty] | THOR\acont | 2024-03-12 21:20 | THOR\acont | 2024-10-09 10:48
700fcb58-592d-48c8-8124-5b8a520da0de | NFPA 170 FIRE ALARM CONTROL UNIT | RISER FACP |  | North | Farenhyt |  | Fire Alarm Control Unit |  |  |  | Assembly | TRUE | RPS-2100 | ++ | Intelligent Fire Alarm Control Panel without built in display | 1 | [6 empty] | FALSE |  |  |  | 26.4”H x 16.4"W x 4.11”D |  | #FFFF0000 | FA-NFPA 170 FIRE ALARM CONTROL UNIT | 1 | FALSE | FALSE | FALSE | 202 | [8 empty] | 18,26,33,55 |  | 18 |  |  | TRUE | [5 empty] | DESKTOP-7EIEB7A\acont | 2023-02-27 17:17 | THOR\acont | 2024-09-08 17:27 | Cloned from Farenhyt RPS-2000
bafcd2b0-b808-4f57-a84f-5b901df7cee3 |  |  |  | North | Siemens |  | Cards & Components |  |  |  | Card | TRUE | ZIC-4A | 500-033050 | 4 NAC ZONES (CODED OR NON-CODED SYNC, OR NON SYNC STROBE, MT,LL., RELEASING) 3A EACH MAX., CLASS A OR B ONE CARD SLOT CC-5/CC-2 | 1 | 0.089 | 0.089 |  |  |  |  | TRUE | [5 empty] | #FFFFFFFF |  |  | FALSE | FALSE | FALSE | [14 empty] | FALSE | [5 empty] | AULAPTOP-PC\Aulaptop | 2018-08-24 02:41 | THOR\acont | 2024-10-09 10:48 | B,T |  | [Siemens] ZIC-4A [Siemens] ZIC-4A [Siemens] ZIC-4A
d2b4f01f-8629-4c3c-b73f-5b914b891034 | NFPA 170 DOOR HOLDER |  |  | North | LCN |  | Door Holder |  |  |  | Module | TRUE | 2310ME |  | Multi point door closer/holder, 24VDC | 1 | 0.09 | [5 empty] | FALSE | [5 empty] | #FFFF0000 | FA-NFPA 170 DOOR HOLDER | 1 | FALSE | FALSE | FALSE | 2500 | [13 empty] | FALSE |  |  | D/C |  |  | THOR\acont | 2024-11-14 08:01 |  |  | Cloned from LCN 4040ME | [Edwards, Kidde, LCN] [AUX POWER] 1501-AQN5, 1504-AQN5, 1505-AQN5, 1508-AQN5, 1509-AQN5, 2310ME, 3130SE, 4040SE, 4310 HSA, 4310ME, 4410 HSA, SEM7830, SEM7840, SEM7850
90905921-cfc7-4695-b870-5b95af53720f | NFPA 170 SMOKE CO DETECTOR |  |  | North | Autocall |  | Smoke/CO Detector |  |  |  | Module | TRUE | A4098-9714 w/A4098-9771 | + | TrueAlarm Photoelectric Smoke Detector w/CO Base with Sounder | 1 | 0.0008 | 0.001 |  |  |  |  | TRUE | TRUE |  |  |  |  | #FFFF0000 | FA-NFPA 170 SMOKE CO DETECTOR | 1 | FALSE | FALSE | FALSE | 1408 | [16 empty] | CO, SB |  |  | DESKTOP-7EIEB7A\acont | 2022-04-16 07:51 | THOR\acont | 2024-09-08 17:27 | Cloned from Autocall A4098-9714 w/A4098-9770 | [Autocall, Simplex] [NAC] [24VDC NAC] 4098-9714 w/4098-9771 (C), 4098-9733 w/4098-9771 (C), 4098-9754 w/4098-9771 (C), A4098-9714 w/A4098-9771 (C), A4098-9733 w/A4098-9771 (C), A4098-9754 w/A4098-9771 (C) [Autocall, Simplex] [AUX POWER] [24VDC AUX] 4098-9714 w/4098-9771 (C), 4098-9733 w/4098-9771 (C), 4098-9754 w/4098-9771 (C), A4098-9714 w/A4098-9771 (C), A4098-9733 w/A4098-9771 (C), A4098-9754 w/A4098-9771 (C) [Autocall, Simplex] [IDNet] [SENSORS ++] 4098-9714 (C), 4098-9714 w/4098-9770 (C), 4098-9714 w/4098-9771 (C), 4098-9714 w/4098-9772 (C), 4098-9714 w/4098-9773 (C), 4098-9714 w/4098-9780 (C), 4098-9714 w/4098-9789 (C), 4098-9714 w/4098-9791 (C), 4098-9714
ac5cac0c-4102-4cb3-9dec-5ba00e7a4f62 | NFPA 170 AMPLIFIER RACK | RISER AMP |  | North | Potter |  | Amplifier |  |  |  | Assembly | TRUE | PVC-DPS25/P (70V) | + | Distributed Panel, Single Channel, 25W, Fire Phone | 1 | [6 empty] | FALSE | [5 empty] | #FFFF0000 | FA-NFPA 170 AMPLIFIER RACK | 1 | FALSE | FALSE | FALSE | 300 | [8 empty] | 7,12,18 |  |  |  | 25 | TRUE | [5 empty] | DESKTOP-7SAL8M7\acont | 2020-11-03 16:06 | THOR\acont | 2024-09-08 17:27 | Cloned from Hochiki FNVDPS25/P (70V)
08a18d34-3fa1-458e-850d-5bb00ab740bb | NFPA 170 STROBE CEILING |  |  | North | FCI |  | Strobe |  |  |  | Module | TRUE | SC2475/W | ++ | Ceiling mt. Strobe, 75 cd | 1 | 0 | 0.347 |  |  |  |  | FALSE | TRUE |  |  |  |  | #FF0070C0 | FA-NFPA 170 STROBE CEILING | 1 | FALSE | FALSE | FALSE | 2022 | [13 empty] | FALSE | [5 empty] | THOR\acont | 2025-02-25 16:16 | THOR\acont | 2025-02-25 16:20 | Cloned from Eaton Wheelock RSS-2475W-FR | [Eaton Wheelock, FCI] [NAC] [DC MAX] RS-2415W-FR, SC2475/W (C)
22e9f5c5-c694-4206-b4f1-5bb3aa7bec35 | NFPA 170 STROBE CEILING |  |  | North | Siemens |  | Strobe |  |  |  | Module | TRUE | SSLSCW-F |  | Strobe, Ceiling, Clear, White, Fire | 1 | 0 | 0.058 |  |  |  |  | FALSE | TRUE |  |  |  |  | #FF0070C0 | FA-NFPA 170 STROBE CEILING | 1 | FALSE | FALSE | FALSE | 2022 | [13 empty] | FALSE |  |  | C |  |  | DESKTOP-7SAL8M7\acont | 2018-09-19 06:57 | THOR\acont | 2024-09-08 17:27 | B,T | [Siemens] [NAC] [24 VDC] SL2SPSCW-F (C), SLSCR-AL (C), SLSCR-ALA (C), SLSCR-F (C), SLSCR-FB (C), SLSCR-N (C), SLSCR-NA (C), SLSCW-A (C), SLSCW-AL (C), SLSCW-ALA (C), SLSCW-F (C), SLSCW-FB (C), SLSCW-N (C), SLSCW-NA (C), SLSPSCR-A (C), SLSPSCR-AL (C), SLS
eb40e192-fac4-40a0-ace6-5bb5d31484c6 | NFPA 170 AMPLIFIER RACK | RISER AMP |  | North | Kidde |  | Amplifier |  |  |  | Assembly | TRUE | APS6A w/SIGA-AA30 |  | AA-30 Amplifier with Remote Auxiliary/Booster Power Supply, 6A, 120Vac, Red | 1 | [6 empty] | FALSE | [5 empty] | #FFFF0000 | FA-NFPA 170 AMPLIFIER RACK | 1 | FALSE | FALSE | FALSE | 300 | [8 empty] | 7,12,18,65 |  |  | 6 | 30 | TRUE |  |  | AA30 |  |  | DESKTOP-7SAL8M7\acont | 2020-09-09 19:36 | THOR\acont | 2024-09-08 17:27 | Cloned from Kidde APS10A w/SIGA-AA30
35d2a4d8-9a46-46ef-8a58-5bb8d06b257b |  |  |  | North | Siemens | [5 empty] | Module | TRUE | 20/20ML-12SF | S54430-F6-A1 | MINI UV/IR FLM DET PLG SS FM | 1 | [12 empty] | #FFFFFFFF |  |  | FALSE | FALSE | FALSE | [20 empty] | DESKTOP-7SAL8M7\acont | 2019-08-13 09:04 | THOR\acont | 2024-10-09 10:48
77a5742e-6e09-40cd-a6be-5bb954831d0c | NFPA 170 FIRE ALARM CONTROL UNIT | RISER FACP |  | North | Autocall |  | Fire Alarm Control Unit |  |  |  | Assembly | TRUE | A007-9202 | ++ | 4007ES Platinum with a 3 A, Class B, IDNAC SLC for up to 127 addressable notification appliances, and 4 A output power supply/battery charger; includes IDNet+ communications for 100 addressable points | 1 | 0.18 | 0.185 |  |  |  |  | TRUE | [5 empty] | #FFFF0000 | FA-NFPA 170 FIRE ALARM CONTROL UNIT | 1 | FALSE | FALSE | FALSE | 202 | [8 empty] | 7,12,18 |  |  | 4 |  | TRUE | [5 empty] | DESKTOP-0D6CQVA\lousc | 2019-06-24 18:05 | THOR\acont | 2024-09-08 17:27 | Cloned from AutoCall A100-9111
902472ac-5296-4f05-94fc-5bbd9e2c26e0 | NFPA 170 SMOKE DETECTOR |  |  | North | Siemens |  | Smoke Detector |  |  |  | Module | TRUE | 5000-004 | 500-050270+ | Long-range prism kit | 1 | [6 empty] | FALSE | TRUE |  |  |  |  | #FFFF0000 | FA-NFPA 170 SMOKE DETECTOR | 1 | FALSE | FALSE | FALSE | 1408 | [13 empty] | FALSE |  |  | SBP |  |  | DESKTOP-7EIEB7A\acont | 2022-06-29 10:13 | THOR\acont | 2024-09-08 17:27 | Cloned from Bosch FRAY5000-LR-KIT
d33834a7-1d3f-49eb-8009-5bc432b0b4a9 | NFPA 170 STROBE WALL |  |  | North | Federal Signal |  | Strobe |  |  |  | Module | TRUE | FB2PST-I-024A |  | Fireball Supervised Strobe Light, Amber | 1 | [6 empty] | FALSE |  | 1/2" NPT Pipe/Surface |  |  |  | #FF0070C0 | FA-NFPA 170 STROBE WALL | 1 | FALSE | FALSE | FALSE | 2023 | [13 empty] | FALSE |  |  | WP |  |  | THOR\acont | 2024-11-01 09:00 |  |  | Cloned from Federal Signal FB2PST-012-024A | [Federal Signal] [AUX POWER, NAC] [24 VDC] FB24ST-024A, FB24ST-024B, FB24ST-024C, FB24ST-024G, FB24ST-024R, FB2PST-012-024A, FB2PST-012-024B, FB2PST-012-024C, FB2PST-012-024G, FB2PST-012-024R, FB2PST-I-024A, FB2PST-I-024B, FB2PST-I-024C, FB2PST-I-024G, F
1b1662ac-e92b-4007-941c-5bc523b7ab56 | NFPA 170 SPEAKER WALL |  |  | North | Kidde |  | Speaker |  |  |  | Module | TRUE | WG4WA-S |  | 25/70V Speaker, white, ALERT | 1 | [6 empty] | FALSE | [5 empty] | #FF0070C0 | FA-NFPA 170 SPEAKER WALL | 1 | FALSE | FALSE | FALSE | 2021 | [13 empty] | FALSE |  |  | WP |  |  | DESKTOP-7SAL8M7\acont | 2020-08-05 12:18 | THOR\acont | 2024-09-08 17:27 | Cloned from Edwards WG4WA-S | [Edwards, Kidde] [AUDIO 70.7v] [70V AUDIO] G4F-S7, G4F-S7V1575, G4F-S7VM, G4HFRF-S7, G4HFRF-S7VMC, G4HFRN-S7, G4HFRN-S7VMC, G4HFWA-S7, G4HFWA-S7VMA, G4HFWA-S7VMC, G4HFWF-S7, G4HFWF-S7VMC, G4HFWN-S7, G4HFWN-S7VMA, G4HFWN-S7VMB, G4HFWN-S7VMC, G4RF-S7, G4RF
13899480-72d1-4fa4-9b72-5bc912c8cf00 | NFPA 170 SMOKE HEAT CO DETECTOR |  |  | North | Notifier |  | Smoke/Heat/CO Detector |  |  |  | Module | TRUE | FCO-851 w/B200S | + | Addressable, low-profile device that provides fire, heat, and carbon monoxide (CO) detection, Sounder Base | 1 | 0.0003 | 0.0072 |  |  |  |  | FALSE | TRUE |  |  |  |  | #FFFF0000 | FA-NFPA 170 SMOKE HEAT CO DETECTOR | 1 | FALSE | FALSE | FALSE | 1408 | [13 empty] | FALSE |  |  | CO, SB |  |  | DESKTOP-7SAL8M7\acont | 2019-04-11 11:30 | THOR\acont | 2024-09-08 17:27 | 20191121 AC Detector with base | [Notifier, System Sensor] [AUX POWER] 2251-COPTIR w/B200S-WH (C), B200S, B200SR, B200S-WH, B210LP, FCO-851 w/B200S (C), FCO-951 w/B200S-WH (C), FCP-951 w/B200S-WH, FPC-951 w/B200S-IV (C), FPC-951 w/B200S-WH (C), FPTI-951 w/B200S-IV (C), FPTI-951 w/B200S- [Honeywell, Notifier, System Sensor] [SLC SENSORS] [*] [#4 TYPE ADDR ¦ SENSORS] 2251B (C), 2251-COPTIR (C), 2251-COPTIR w/B200S-WH (C), 2251TB (C), 2251TMB (C), 5251B (C), 5251B-WP (C), 5251H (C), 5251RB (C), 5251RB-WP (C), 7251 (C), 7251DH (C), DH200LP [Honeywell, Notifier, System Sensor] [SLC MODULES SENSORS] [*] [#2 SHARED ADDR ¦ SENSORS] 2251B (C), 2251-COPTIR (C), 2251-COPTIR w/B200S-WH (C), 2251TB (C), 2251TMB (C), 5251B (C), 5251B-WP (C), 5251H (C), 5251RB (C), 5251RB-WP (C), 7251 (C), 7251DH (C)
8835ad89-40f4-415a-9e2f-5bc97a4b1d1e | NFPA 170 HEAT DETECTOR |  |  | North | Edwards |  | Heat Detector |  |  |  | Module | TRUE | SIGA-HFD w/SIGA-AB4GT BASE | ++ | Intelligent fixed temperature heat detector, Audible Sounder Base | 1 | 5.1e-05 | 6.8e-05 |  |  |  |  | FALSE | [5 empty] | #FFFF0000 | FA-NFPA 170 HEAT DETECTOR | 1 | FALSE | FALSE | FALSE | 1403 | [13 empty] | FALSE | [5 empty] | DESKTOP-7SAL8M7\acont | 2020-11-23 11:44 | THOR\acont | 2024-10-08 16:26 | Cloned from Edwards SIGA-HFS w/SIGA-AB4GT BASE | [Edwards, Kidde] [AUX POWER] KI-COD w/KI-ABDT BASE (C), KI-HCD w/KI-ABDT BASE, KI-HRD w/KI-ABDT BASE, KI-PCD w/KI-ABDT BASE (C), KI-PD w/KI-ABDT BASE (C), KI-PHCD w/KI-ABDT BASE (C), KI-PHD w/KI-ABDT BASE (C), KIR-COD w/KI-ABDT BASE (C), KIR-HCD w/KI-ABD [Edwards, Kidde] [SLC EST SENSORS] 01 [*] [EST3, iO1000] DS-HFS (C), DS-PS (C), FX-HD w/IB4U BASE, FX-HD w/RB4U BASE, FX-HD w/SB4U BASE, FX-HD w/SB4U-LF BASE, FX-HD wB4U BASE, FX-PD w/B4U BASE (C), FX-PD w/IB4U BASE (C), FX-PD w/SB4U BASE (C), FX-PD w/SB [Edwards, Kidde] [SLC EST MODULES/SENSORS] 01 [*] [iO64] DS-HFS (C), DS-PS (C), FX-HD w/IB4U BASE, FX-HD w/RB4U BASE, FX-HD w/SB4U BASE, FX-HD w/SB4U-LF BASE, FX-HD wB4U BASE, FX-PD w/B4U BASE (C), FX-PD w/IB4U BASE (C), FX-PD w/SB4U BASE (C), FX-PD w/SB [Edwards, Kidde] [SLC EST SENSORS] [*] [#4 TYPE ADDR ¦ SENSORS] KI-DDOS (C), SIGA2-COS w/SIGA-AB4G BASE, SIGA2-COS w/SIGA-AB4G-LF BASE, SIGA2-COS w/SIGA-AB4GT BASE, SIGA2-COS w/SIGA-IB BASE, SIGA2-COS w/SIGA-RB BASE, SIGA2-COS w/SIGA-SB BASE, SIGA2-HCOS [Edwards, Kidde] [SLC EST MODULES SENSORS] [*] [#2 SHARED ADDR ¦ SENSORS] KI-DDOS (C), SIGA2-COS w/SIGA-AB4G BASE, SIGA2-COS w/SIGA-AB4G-LF BASE, SIGA2-COS w/SIGA-AB4GT BASE, SIGA2-COS w/SIGA-IB BASE, SIGA2-COS w/SIGA-RB BASE, SIGA2-COS w/SIGA-SB BASE, S
4c974c70-a743-4768-89ca-5bd1405bd9f8 | NFPA 170 SMOKE CO DETECTOR |  |  | North | Gamewell FCI |  | Smoke/CO Detector |  |  |  | Module | TRUE | MCS-COP3 w/B501-WHITE | + | Intelligent multi-criteria photo/CO, bright white, Velociti w/ 4” Flangeless mounting base, bright white | 1 | 0.0002 | 0.0045 |  |  |  |  | FALSE | TRUE | FLUSH |  | 4" SQ. DEEP | 3 "O" PLASTER RING | #FFFF0000 | FA-NFPA 170 SMOKE CO DETECTOR | 1 | FALSE | FALSE | FALSE | 1407 | [13 empty] | FALSE | [5 empty] | DESKTOP-7SAL8M7\acont | 2020-11-19 16:12 | THOR\acont | 2024-09-08 17:27 | Cloned from Gamewell ASD-PL3 w/B501-WHITE | [Gamewell FCI] [SLC SENSORS] [*] [#4 TYPE ADDR ¦ SENSORS] ADPF (C), ASD-PL2F w/B200S-LF-WH (C), ASD-PL2F w/B210LP (C), ASD-PL2FR (C), ASD-PL3 w/B200S-LF-WH (C), ASD-PL3 w/B200SR-LF-WH (C), ASD-PL3 w/B200SR-WH (C), ASD-PL3 w/B224BI-WH (C), ASD-PL3 w/B224R
0b914fef-7cee-4d1a-b77c-5bd2c64bf282 | NFPA 170 HORN CEILING |  |  | North | Eaton Wheelock |  | Horn |  |  |  | Module | TRUE | EL4XMT-NW | ++ | CEILING HORN, WHITE, WP | 1 | [6 empty] | TRUE | TRUE |  |  |  |  | #FF0070C0 | FA-NFPA 170 HORN CEILING | 1 | FALSE | FALSE | FALSE | 2020 | [16 empty] | C, WP |  |  | THOR\acont | 2024-09-11 19:22 | THOR\acont | 2024-10-09 10:48 | Cloned from Eaton Wheelock EL4XMT-NR | [Eaton Wheelock] [NAC] [24VDC, HORN STD DB] EL3RMT-NR, EL3RMT-NR (C), EL3RMT-NW, EL3RMT-NW (C), EL4XMT-NR, EL4XMT-NR (C), EL4XMT-NW, EL4XMT-NW (C) [Eaton Wheelock] [NAC] [24VDC, HORN HIGH DB] EL3RMT-NR, EL3RMT-NR (C), EL3RMT-NW, EL3RMT-NW (C), EL4XMT-NR, EL4XMT-NR (C), EL4XMT-NW, EL4XMT-NW (C)
a3951a42-9f3e-44b4-9532-5bd8c7bf0056 |  |  |  | North | Siemens | [5 empty] | Module | TRUE | FTS | 500-299448 | REMOTE WARDENS TELEPHONE STATION MOUNTS IN FB-300 OR FB-301S | 1 | [12 empty] | #FFFFFFFF |  |  | FALSE | FALSE | FALSE | [20 empty] | DESKTOP-7SAL8M7\acont | 2019-08-13 09:04 | THOR\acont | 2024-10-09 10:48
ce31860f-7201-4c8b-b01d-5bdae4a1c212 | NFPA 170 SPEAKER STROBE CEILING |  |  | North | Eaton Wheelock |  | Speaker/Strobe |  |  |  | Module | TRUE | E60-24MCCH-FR |  | Speaker/Strobe, 24 VDC, Multi-Candela, , 25/70 Vrms, red | 1 | 0 | 0.455 |  |  |  |  | FALSE | TRUE |  |  |  |  | #FF0070C0 | FA-NFPA 170 SPEAKER STROBE CEILING | 1 | FALSE | FALSE | FALSE | 2020 | [13 empty] | FALSE |  |  | C |  |  |  |  | THOR\acont | 2024-09-08 17:27 |  | [Eaton Wheelock, Hochiki] [AUDIO 25v] [25V AUDIO] E60-24MCC-FR (C), E60-24MCC-FW (C), E60-24MCCH-FR (C), E60-24MCCH-FW (C), E60-24MCW-FR, E60-24MCW-FW, E60-24MCWH-FR, E60-24MCWH-FW, E60-R, E60-W [Eaton Wheelock, Hochiki] [AUDIO 70.7v] [70V AUDIO] E60-24MCC-FR (C), E60-24MCC-FW (C), E60-24MCCH-FR (C), E60-24MCCH-FW (C), E60-24MCW-FR, E60-24MCW-FW, E60-24MCWH-FR, E60-24MCWH-FW, E60-R, E60-W [Eaton Wheelock, Hochiki] [NAC] E60-24MCCH-FR (C), E60-24MCCH-FW (C)
7dce6362-a906-451a-a74b-5bdf300a9aea | NFPA 170 FIRE ALARM CONTROL UNIT | RISER FACP |  | North | Silent Knight |  | Fire Alarm Control Unit |  |  |  | Module | TRUE | 5824 |  | PANEL COMPONENT,SERIAL/PARALLEL GATEWAY MODULE | 1 | [6 empty] | FALSE | [5 empty] | #FFFF0000 | FA-NFPA 170 FIRE ALARM CONTROL UNIT | 1 | FALSE | FALSE | FALSE | 202 | [13 empty] | FALSE | [7 empty] | THOR\acont | 2024-09-08 17:27
08ef576d-7047-4c52-aec1-5bebb9ef7ad1 | NFPA 170 END OF LINE DEVICE |  |  | North | Firelite |  | End-of-Line Device |  |  |  | Module | TRUE | EOLR-1 | + | End of Line Supervision Relay | 1 | 0.011 | 0.02 |  |  |  |  | TRUE | [5 empty] | #FFFF0000 | FA-NFPA 170 END OF LINE DEVICE | 1 | FALSE | FALSE | FALSE | 5050 | [16 empty] | R |  |  | DESKTOP-7SAL8M7\acont | 2019-03-03 20:15 | THOR\acont | 2024-09-08 17:27 |  | [ADT Unimode, Eaton Wheelock, Farenhyt, Firelite, Gamewell FCI, Monaco Enterprises, Notifier, Potter, Secutron, Silent Knight] [AUX POWER] [*] 790-012-00, ACM-16ATF, ACM-30, ACM-32AF, ACM-48A, ACM-8RF, ADT-LCD-80, AEM-16ATF, AEM-32AF, AFM-16AF, AFM-16ATF
af1f90d2-9134-447c-ae05-5bf50b5f72e7 | E12 |  |  | East | Ademco |  | Notification Appliance |  |  |  | Module | TRUE | Wave2 | ++ | Indoor Electronic Siren | 1 | [6 empty] | FALSE |  |  |  | 3.25”W x 4.25”H x 2.0”D |  | #FFFF0000 | FA-E12 | 1 | FALSE | FALSE | FALSE | 2010 | [13 empty] | FALSE | [5 empty] | XPS-17-9710\August | 2024-02-07 14:06 | THOR\acont | 2024-09-08 17:27 | Cloned from Consilium 5100830-00A | [Ademco] [NAC] [12VDC ] Wave2, Wave2F, Wave4
664ea570-2434-4e7f-87b9-5bf558091d40 | NFPA 170 HEAT DETECTOR |  |  | North | Hochiki |  | Heat Detector |  |  |  | Module | TRUE | DCD-135 w/NS4-220 STANDARD BASE | DCD-135 w/NS4-220 STANDARD BASE | HEAT DETECTOR w/ STANDARD BASE | 1 |  | 0.196 |  |  |  |  | TRUE | TRUE |  | *Refer to Install Sheet |  |  | #FFFF0000 | FA-NFPA 170 HEAT DETECTOR | 1 | FALSE | FALSE | FALSE | 1403 | [19 empty] | DESKTOP-0D6CQVA\lousc | 2019-10-12 07:39 | THOR\acont | 2024-09-08 17:27 | from Hochiki DCD-135 w/NS4-220 STANDARD BASE | [Hochiki] [IDC] 01 [IDC] DCD-135 w/HSC-220L LATCHING LED BASE (C), DCD-135 w/HSC-220R - 2 WIRE RELAY BASE (C), DCD-135 w/HSC-221L LATCHING LED BASE (C), DCD-135 w/HSC-221R - 2 WIRE RELAY BASE (C), DCD-135 w/HSC-224L LATCHING LED BASE (C), DCD-135 w
e2b9bc60-0dd5-473c-8e29-5bf88f94a18c |  |  |  | North | Bosch | [5 empty] | Module | TRUE | PB-NDA5031PI | * | BOSCH PENDANT CAP | 1 | [12 empty] | #FFFFFFFF |  |  | FALSE | FALSE | FALSE | [20 empty] | DESKTOP-7EIEB7A\acont | 2021-08-13 06:25 | THOR\acont | 2024-10-09 10:48
5e399b90-6fbf-44c5-ace3-5bf91bd7386a | NFPA 170 WIRELESS CONTROL UNIT |  |  | North | DMP |  | Wireless Control Unit |  |  |  | Module | TRUE | 1100R | + | XTL/XT/XR Repeater | 1 | 0.04 | 0.04 |  |  |  |  | TRUE | [5 empty] | #FFFF0000 | FA-NFPA 170 WIRELESS CONTROL UNIT | 1 | FALSE | FALSE | FALSE | [20 empty] | DESKTOP-7EIEB7A\acont | 2021-04-05 16:04 | THOR\acont | 2024-09-08 17:27 | Cloned from DMP 1100X |  | [DMP] 1100D, 1100DH, 1100DHE, 1100R, 1100X, 1100XH, 1100XHE
b8ac8e83-2f64-412b-b6ac-5bfd5821d121 |  |  |  | North | Siemens |  | Hardware |  |  |  | Hardware | TRUE | FHA2036-U1 | S54400-B41-A1 | Trim Kit 2HU Black | 1 | [12 empty] | #FFFFFFFF |  |  | FALSE | FALSE | FALSE | [20 empty] | AULAPTOP-PC\Aulaptop | 2019-04-20 11:42 | THOR\acont | 2024-10-09 10:48
f3af1aef-de8b-4cd3-88a7-5c074a35369b |  |  |  | North | Siemens | [5 empty] | Module | TRUE | XLS-250-ID-SP | 599-050595 | INCLUDES: (1) DLC, (1) PMI-3, (1) ZIC-4A (1) CC-5 , (1) PSC-12, (1) ID-SP | 1 | [12 empty] | #FFFFFFFF |  |  | FALSE | FALSE | FALSE | [20 empty] | DESKTOP-7SAL8M7\acont | 2019-08-13 09:04 | THOR\acont | 2024-10-09 10:48
3fe50120-df86-4e7e-8318-5c0875d2bba8 | NFPA 170 HORN STROBE |  |  | North | Siemens |  | Horn/Strobe |  |  |  | Module | TRUE | SC-HS-WR-N |  | WALL ACEND HORN STROBE, RED, NO LETTERING | 1 | [6 empty] | TRUE | [5 empty] | #FF0070C0 | FA-NFPA 170 HORN STROBE | 1 | FALSE | FALSE | FALSE | [20 empty] | XPS-17-9710\August | 2024-10-08 06:07 | XPS-17-9710\August | 2024-10-10 05:49 | 20241008 NEW SIEMENS PARTS | [Siemens] [NAC] [Bell High, Bell Low, Code 3 Horn High, Code 3 Horn Low, Code 3 Tone High, Code 3 Tone Low, Code 4 Tone High, Code 4 Tone Low, Continuous High, Continuous Low, March Time Horn High, March Time Horn Low, Slow Whoop High, Slow Whoop Low] SC
a7ebdaf3-04c6-45fe-b573-5c1263cffd73 | NFPA 170 FIRE ALARM CONTROL UNIT | RISER FACP |  | North | Monaco Enterprises |  | Fire Alarm Control Unit |  |  |  | Assembly | TRUE | 227-561 |  | M-2 Integrated Radio Transceiver and Fire Alarm Control Panel, narrowband, two Class A or four Class B zones, two 12 V/18 Ah batteries, in a 19 inch × 18 inch × 3.6 inch NEMA 1 Flush-Mount Enclosure, capacity for one Expansion Backplane with up to seven Zone Expansion Cards, Auxiliary Output Cards, or Universal Input Cards | 1 | [6 empty] | FALSE | [5 empty] | #FFFF0000 | FA-NFPA 170 FIRE ALARM CONTROL UNIT | 1 | FALSE | FALSE | FALSE | 202 | [8 empty] | 7,12,18 |  |  |  |  | TRUE | [5 empty] | DESKTOP-7SAL8M7\acont | 2018-10-23 10:52 | THOR\acont | 2024-09-08 17:27
6ef98ceb-1d58-42e3-a85b-5c1a8f2e8efa |  |  |  | North | Fike |  | Cards & Components |  |  |  | Card | TRUE | 10-2620 |  | CyberCat 50 System Controller | 1 | 0.116 | 0.176 |  |  |  |  | TRUE | [5 empty] | #FFFFFFFF |  |  | FALSE | FALSE | FALSE | [14 empty] | FALSE | [7 empty] | THOR\acont | 2024-10-09 10:48 |  | [Fike] [VAC ] 10-2620, 10-2829 Main Card, 27-032 Main Card, FCP-2100 Main Board, FCP-300 Main Board, FCP-75 Main Board, FIK-5496 Main Board, FIK-RPS1000 Main Board | [Fike] 10-2620, 10-2622 [Fike] 10-2620 [Fike] 10-2620, 10-2622
458495d2-b30b-4997-a7c5-5c1bdb324837 | EQUIPMENT ENCLOSURE |  |  | North | Bosch |  | Enclosure |  |  |  | Module | TRUE | B299 | ++ | Popex Module For B9512G, SDI2 | 1 | 0.035 | 0.035 |  |  | 12 | [7 empty] | #FFFF0000 | FA-EQUIPMENT ENCLOSURE | 1 | FALSE | FALSE | FALSE | [17 empty] | B920 |  |  | DESKTOP-7SAL8M7\acont | 2019-07-08 19:37 | THOR\acont | 2024-09-08 17:27 |  | [BluePoint, Bosch] [SDI2 BOSCH] [*] [ALL DEVICES ++] B208, B299, B308, B426, B450, B450-CHI, B450-M, B810, B820, B901, B915, B915I, B920, B921C, B925F, B926F, B930, B940W, B942, B942W, BP-BHE-B208A, BP-BHE-B299 | [BluePoint, Bosch] B299, BP-BHE-B299
f4327968-e001-4e76-9712-5c1c7fc68055 | NFPA 170 STROBE WALL |  |  | North | Edwards |  | Strobe |  |  |  | Module | TRUE | GL1WN-VMC |  | Strobe, white, no markings, LED , 15-110 cd, clear lens. | 1 | 0 | 0.03 |  |  |  |  | FALSE | [5 empty] | #FF0070C0 | FA-NFPA 170 STROBE WALL | 1 | FALSE | FALSE | FALSE | 2023 | [13 empty] | FALSE | [7 empty] | THOR\acont | 2024-09-08 17:27 |  | [Edwards, Kidde] [NAC] [16 VFWR] GL1RF-VMC, GL1WF-VMC, GL1WN-VMC [Edwards, Kidde] [NAC] [24 VDC] GL1RF-VMC, GL1WF-VMC, GL1WN-VMC [Edwards, Kidde] [NAC] [16 VDC] GL1RF-VMC, GL1WF-VMC, GL1WN-VMC
6e7528f5-6837-4a12-ae33-5c1f31f81cd3 | 170 BASIC SHAPE |  |  | North | Edwards |  | Miscellaneous |  |  |  | Assembly | TRUE | 4-CAB7B-E |  | Back Box /w 7 LRM Space w/o Door, EN-54 Compliance | 1 | [12 empty] | #FFFF0000 | FA-170 BASIC SHAPE | 1 | FALSE | FALSE | FALSE | [20 empty] | DESKTOP-7SAL8M7\acont | 2019-12-13 12:52 | THOR\acont | 2024-09-08 17:27
cb54c3eb-a5f4-4506-a173-5c2750c0afa3 |  |  |  | North | Siemens | [5 empty] | Module | TRUE | CDC-4 | 500-034200 | CONVENTIONAL DETECTOR CARD | 1 | [12 empty] | #FFFFFFFF |  |  | FALSE | FALSE | FALSE | [20 empty] | DESKTOP-7SAL8M7\acont | 2019-08-13 09:04 | THOR\acont | 2024-10-09 10:48
08dcba1f-d6b7-44cc-a948-5c36fca4f39a | NFPA 170 STROBE WALL |  |  | North | Simplex |  | Strobe |  |  |  | Module | TRUE | 4906-9105 | + | Weatherproof appliance with multi-candela strobe Wall Mount Red | 1 | 0 | 0 |  |  |  |  | TRUE | [5 empty] | #FF0070C0 | FA-NFPA 170 STROBE WALL | 1 | FALSE | FALSE | FALSE | 2012 | [16 empty] | WP |  |  | DESKTOP-7EIEB7A\acont | 2022-03-06 22:48 | THOR\acont | 2024-09-08 17:27 | Cloned from Autocall A4906-9105 | [Autocall, Simplex] [NAC] [24VDC] 4906-9105, 4906-9106, A4906-9105, A4906-9106
93e2f9e5-c445-4ac9-9134-5c385baaa31e |  |  |  | North | Kidde |  | Cards & Components |  |  |  | Card | TRUE | ACHS |  | Audio Channel Selector, one channel, supervised preamp output, three max per panel. | 1 | 0.047 | 0.064 |  |  |  |  | TRUE | [5 empty] | #FFFFFFFF |  |  | FALSE | FALSE | FALSE | [14 empty] | FALSE | [7 empty] | THOR\acont | 2024-10-09 10:48 |  |  | [Kidde] ACHS
d357a8a1-38c7-4c51-918f-5c4318bbb6c6 |  |  |  | North | Autocall |  | Hardware |  |  |  | Hardware | TRUE | A100-0632 |  | Utility Block. 16 Terminals | 1 | 0 | 0 |  |  |  |  | TRUE | [5 empty] | #FFFFFFFF |  |  | FALSE | FALSE | FALSE | [20 empty] | DESKTOP-0D6CQVA\lousc | 2019-07-20 15:19 | THOR\acont | 2024-10-09 10:48 | Cloned from AutoCall 4081 Series
c3037e9d-2337-4715-9b6c-5c435cd05b89 |  |  |  | North | Bosch | [5 empty] | Module | TRUE | NDA-PMT-MICDOME | * | MICRODOME PIPE MOUNT FOR NUC-510xx, NUC-210xx, AND ANALOG VUC-1065 | 1 | [12 empty] | #FFFFFFFF |  |  | FALSE | FALSE | FALSE | [20 empty] | DESKTOP-7EIEB7A\acont | 2021-08-13 06:25 | THOR\acont | 2024-10-09 10:48
8fad6a40-fb1b-43e0-b006-5c45841fb0b0 |  |  |  | North | Siemens |  | Hardware |  |  |  | Hardware | TRUE | FHB2002-R1 | S54400-B48-A2 | Back box (2HU, red) | 1 | [6 empty] | FALSE | [5 empty] | #FFFFFFFF |  |  | FALSE | FALSE | FALSE | [14 empty] | FALSE | [7 empty] | THOR\acont | 2024-10-09 10:48
f9551e44-15a3-40cb-bc59-5c4d7f9629c1 | NFPA 170 SPEAKER STROBE |  |  | North | Edwards |  | Speaker/Strobe |  |  |  | Module | TRUE | WG4WF-SVMC |  | 25/70V Speaker/Strobe, white, FIRE, clear, 15, 29, 70, 87 cd | 1 | [6 empty] | FALSE | [5 empty] | #FF0070C0 | FA-NFPA 170 SPEAKER STROBE | 1 | FALSE | FALSE | FALSE | 2019 | [13 empty] | FALSE |  |  | WP |  |  |  |  | THOR\acont | 2024-09-08 17:27 |  | [Edwards] [NAC] [24 VDC] WG4RF-SVMC, WG4RN-SVMC, WG4WA-SVMC, WG4WF-SVMC, WG4WN-SVMC [Edwards, Kidde] [AUDIO 25v] [25V AUDIO] EGCF-S2VMH (C), G4F-S2, G4F-S2V1575, G4F-S2VM, G4HFRF-S2, G4HFRF-S2VMC, G4HFRN-S2, G4HFRN-S2VMC, G4HFWA-S2, G4HFWA-S2VMA, G4HFWA-S2VMC, G4HFWF-S2, G4HFWF-S2VMC, G4HFWN-S2, G4HFWN-S2VMA, G4HFWN-S2VMC, G4RF-S2, G4RF [Edwards, Kidde] [AUDIO 70.7v] [70V AUDIO] G4F-S7, G4F-S7V1575, G4F-S7VM, G4HFRF-S7, G4HFRF-S7VMC, G4HFRN-S7, G4HFRN-S7VMC, G4HFWA-S7, G4HFWA-S7VMA, G4HFWA-S7VMC, G4HFWF-S7, G4HFWF-S7VMC, G4HFWN-S7, G4HFWN-S7VMA, G4HFWN-S7VMB, G4HFWN-S7VMC, G4RF-S7, G4RF
f714f7d8-02b8-4fd2-9a73-5c5279405f01 | NFPA 170 EMERGENCY COMMUNICATIONS CONTROL UNIT |  |  | North | Monaco Enterprises |  | Cards & Components |  |  |  | Card | TRUE | 176-268-03 | ++ | MAAP-X Text Display Interface CORE II Multiplexer | 1 | 0.082 | 0.13 |  |  |  |  | TRUE | [5 empty] | #FFFF0000 | FA-NFPA 170 EMERGENCY COMMUNICATIONS CONTROL UNIT | 1 | FALSE | FALSE | FALSE | 107 | [19 empty] | DESKTOP-7EIEB7A\acont | 2023-04-19 11:33 | THOR\acont | 2024-09-08 17:27 | Cloned from Monaco Enterprises 176-268-03 | [Light Engineered Displays, Monaco Enterprises] [IDC] [#8] 176-268-03, MNS-CNTRL [Light Engineered Displays, Monaco Enterprises] [IDC] [#2] 176-268-03, MNS-CNTRL [Light Engineered Displays, Monaco Enterprises] [IDC] [#7] 176-268-03, MNS-CNTRL [Light Engineered Displays, Monaco Enterprises] [IDC] [#5] 176-268-03, MNS-CNTRL [Capsol, Light Engineered Displays, Monaco Enterprises] [AUX POWER] [*] 176-268-03, 710-075-01, CC-LED-01, LED-4000 UL24V MNS, MNS-CNTRL, MNS-SUPERVISOR [Light Engineered Displays, Monaco Enterprises] [IDC] [#3] 176-268-03, MNS-CNTRL [Light Engineered Displays, Monaco Enterprises] [IDC] [#4] 176-268-03, MNS-CNTRL [Light Engineered Displays, Monaco Enterprises] [IDC] [#6] 176-268-03, MNS-CNTRL [Light Engineered Displays, Monaco Enterprises] [IDC] 01 [ALL DEVICES ++] 176-268-03, MNS-CNTRL, MNS-SUPERVISOR
5a163423-efc7-4d1a-ad26-5c5d9f4e7319 | NFPA 170 HEAT DETECTOR |  |  | North | Simplex |  | Heat Detector |  |  |  | Module | TRUE | 4098-9734 w/4098-9791 | + | TrueAlarm High Temp Heat Detector w/TrueAlarm Sensor Base - 4-wire w/LED or Relay Connections | 1 | 0.0008 | 0.001 |  |  |  |  | TRUE | TRUE |  |  |  |  | #FFFF0000 | FA-NFPA 170 HEAT DETECTOR | 1 | FALSE | FALSE | FALSE | 1403 | [16 empty] | HT |  |  | DESKTOP-7EIEB7A\acont | 2022-02-15 11:20 | THOR\acont | 2024-09-08 17:27 | Cloned from Autocall A4098-9734 w/A4098-9791 | [Autocall, Simplex] [IDNet] [SENSORS ++] 4098-9714 (C), 4098-9714 w/4098-9770 (C), 4098-9714 w/4098-9771 (C), 4098-9714 w/4098-9772 (C), 4098-9714 w/4098-9773 (C), 4098-9714 w/4098-9780 (C), 4098-9714 w/4098-9789 (C), 4098-9714 w/4098-9791 (C), 4098-9714 [Autocall, Simplex] [AUX POWER] [RELAY POWER (OPTIONAL)] 2098-9737, 4098-9714 w/4098-9791 (C), 4098-9733 w/4098-9791 (C), 4098-9734 w/4098-9791 (C), A2098-9737, A4098-9714 w/A4098-9791 (C), A4098-9733 w/A4098-9791 (C), A4098-9734 w/A4098-9791 (C) | [Autocall, Simplex] 4098-9601 w/4098-9682, 4098-9602 w/4098-9682, 4098-9605 w/4098-9682, 4098-9733 w/4098-9791, 4098-9734 w/4098-9791, A4098-9601 w/A4098-9682, A4098-9602 w/A4098-9682, A4098-9605 w/A4098-9682, A4098-9714 w/A4098-9791, A4098-9733 w/A4098-9
efa209a2-1cb4-4ca3-b949-5c5daad06d10 | NFPA 170 HEAT DETECTOR |  |  | North | Potter |  | Heat Detector |  |  |  | Module | TRUE | PAD100-HD w/PAD100-LFSB | + | Heat Detector with 6" Base LF Sounder Module Included | 1 | 0.0005 | 0.0005 |  |  |  |  | FALSE | [5 empty] | #FFFF0000 | FA-NFPA 170 HEAT DETECTOR | 1 | FALSE | FALSE | FALSE | 1403 | [13 empty] | FALSE |  |  | LF¦SB |  |  | DESKTOP-7SAL8M7\acont | 2020-12-03 16:35 | THOR\acont | 2024-09-08 17:27 | Cloned from Potter PAD100-HD w/PAD100-SB | [Potter] [AUX POWER] PAD100-CD w/PAD100-LFSB, PAD100-HD w/PAD100-LFSB, PAD100-PD w/PAD100-LFSB (C), PAD100-PHD w/PAD100-LFSB (C), PAD100-PHD w/PAD100-LFSB (Split) (C), PAD200-PD w/PAD100-LFSB (C), PAD200-PHD w/PAD100-LFSB (C), PAD200-PHD w/PAD100-LFSB (S [Potter] [SLC PAD] [*] [#2 SHARED ADDR ¦ SENSORS] PAD100-CD w/PAD100-4DB, PAD100-CD w/PAD100-6DB, PAD100-CD w/PAD100-IB, PAD100-CD w/PAD100-LFSB, PAD100-CD w/PAD100-RB, PAD100-CD w/PAD100-SB, PAD100-CD w/PAD100-SPKB, PAD100-DUCT (C), PAD100-DUCTR (C), PA
174890e2-396e-4a8d-be6e-5c62cdc9ef2a | NFPA 170 SPEAKER WALL |  |  | North | Kidde |  | Speaker |  |  |  | Module | TRUE | INT-7A-RS70WA |  | 70V Re-ent Speaker, white, no markings, 12/75 cd, amber | 1 | [6 empty] | FALSE | [5 empty] | #FF0070C0 | FA-NFPA 170 SPEAKER WALL | 1 | FALSE | FALSE | FALSE | 2021 | [13 empty] | FALSE | [5 empty] | AUGUSTALIEN\aucon | 2024-05-21 15:49 | THOR\acont | 2024-09-08 17:27 | Cloned from Edwards 757-7A-RS70WA | [Edwards, Kidde] [AUDIO 70.7v] [70V AUDIO] 757-1A-R70, 757-1A-R70W, 757-3A-RS70, 757-3A-RS70W, 757-7A-RS70, 757-7A-RS70W, 757-7A-RS70WA, 757-7A-SS70, 757-7A-SS70W, 757-8A-RS70, 757-8A-RS70W, 757-8A-RS70WA, INT-3A-RS70, INT-3A-RS70W, INT-7A-RS70, INT-7A-R
df7a9175-f78c-4f05-92b1-5c68b2f8f119 |  |  |  | North | Potter | [5 empty] | Module | TRUE | IFS-WPS Series |  | Industrial Flow Switch | 1 | [6 empty] | FALSE | [5 empty] | #FFFFFFFF |  |  | FALSE | FALSE | FALSE | [14 empty] | FALSE | [7 empty] | THOR\acont | 2024-10-09 10:48
7835f84c-3295-4a08-83aa-5c6f16be41d5 | NFPA 170 SPEAKER WALL |  |  | North | Edwards |  | Speaker |  |  |  | Module | TRUE | 90215A-801-01-L | HyperSpike | UL 1480 listed C1D2 certifed TCPA-10 Distributed Audio Speaker with 5 selectable power taps that run off of 25V, 70V and 100 VRMS audio systems. Black. | 1 | [8 empty] | 72377B-801 |  |  |  | #FF0070C0 | FA-NFPA 170 SPEAKER WALL | 1 | FALSE | FALSE | FALSE | 2021 | [19 empty] | HOMEAUGUSTXPS-1\aucon | 2021-01-25 12:24 | THOR\acont | 2024-09-08 17:27 | August Added Hyperspike | [Edwards] [AUDIO 70.7v] [70V AUDIO] 90215A-801-01-L, 90215A-801-04-L, 90215A-801-05-L, 90215A-801-06-L [Edwards] [AUDIO 25v] [25V AUDIO] 90215A-801-01-L, 90215A-801-04-L, 90215A-801-05-L, 90215A-801-06-L
09d2c7fc-0b54-4441-a95f-5c707e826d68 | NFPA 170 HEAT DETECTOR |  |  | North | BRK |  | Heat Detector |  |  |  | Module | FALSE | HD6135FB |  | 120V AC, 60Hz Wire-in with 9V Battery Backup | 1 | [6 empty] | FALSE | FALSE |  |  |  |  | #FFFF0000 | FA-NFPA 170 HEAT DETECTOR | 1 | FALSE | FALSE | FALSE | 1403 | [13 empty] | FALSE |  |  | 120V |  |  | DESKTOP-7SAL8M7\acont | 2020-09-14 07:54 | THOR\acont | 2024-09-08 17:27 | Cloned from BRK 7010B
399cb332-7ab0-47dd-898c-5c7168b008df | NFPA 170 HORN STROBE |  |  | North | Potter |  | Horn/Strobe |  |  |  | Module | TRUE | CHSLP-24WR-WP |  | Horn Strobe, Wall, White, Red, Outdoor, Low Profile | 1 | 0 | 0.22 |  |  |  |  | FALSE | FALSE |  |  |  |  | #FF0070C0 | FA-NFPA 170 HORN STROBE | 1 | FALSE | FALSE | FALSE | 2012 | [13 empty] | FALSE | [7 empty] | THOR\acont | 2024-09-08 17:27 |  | [Potter] [NAC] [UL MAX, HIGH DB] CHS-24B-WP, CHS-24G-WP, CHS-24R-WP, CHS-24WB-WP, CHS-24WG-WP, CHS-24WR-WP, CHSLP-24B-WP, CHSLP-24G-WP, CHSLP-24R-WP, CHSLP-24WB-WP, CHSLP-24WG-WP, CHSLP-24WR-WP
e9be4dcc-1059-40b0-8e81-5c72bf68c238 |  |  |  | North | Edwards |  | Hardware |  |  |  | Hardware | TRUE | SD-T36 |  | SuperDuct, Air sample tube, 36 inch | 1 | [6 empty] | FALSE | [5 empty] | #FFFFFFFF |  |  | FALSE | FALSE | FALSE | [14 empty] | FALSE | [7 empty] | THOR\acont | 2024-10-09 10:48
84621fef-6103-4c5b-9e12-5c7418eda8cc | NFPA 170 SMOKE DETECTOR |  |  | North | Notifier |  | Smoke Detector |  |  |  | Module | TRUE | FSI-851 w/B200SR-LF | ++ | DETECTOR, SMOKE, ADDRESSABLE IONIZATION w/SOUNDER BASE, LOW FREQUENCY | 1 | 0.0003 | 0.0065 |  |  |  |  | FALSE | TRUE |  |  |  |  | #FFFF0000 | FA-NFPA 170 SMOKE DETECTOR | 1 | FALSE | FALSE | FALSE | 1408 | [13 empty] | FALSE |  |  | LF¦SB |  |  |  |  | THOR\acont | 2024-09-08 17:27 | 20191121 AC Detector with base | [Notifier] [AUX POWER] [16VDC, HIGH VOLUME] FSD-751PL w/B200SR-LF (C), FSD-751RP w/B200SR-LF (C), FSD-751RPL w/B200SR-LF (C), FSI-851 w/B200SR-LF (C), FSL-751 w/B200SR-LF (C), FSP-851 w/B200SR-LF (C), FSP-851T w/B200SR-LF (C), FST-851 w/B200SR-LF (C), FS [Honeywell, Notifier, System Sensor] [SLC MODULES SENSORS] [*] [#2 SHARED ADDR ¦ SENSORS] 2251B (C), 2251-COPTIR (C), 2251-COPTIR w/B200S-WH (C), 2251TB (C), 2251TMB (C), 5251B (C), 5251B-WP (C), 5251H (C), 5251RB (C), 5251RB-WP (C), 7251 (C), 7251DH (C) [Honeywell, Notifier, System Sensor] [SLC SENSORS] [*] [#4 TYPE ADDR ¦ SENSORS] 2251B (C), 2251-COPTIR (C), 2251-COPTIR w/B200S-WH (C), 2251TB (C), 2251TMB (C), 5251B (C), 5251B-WP (C), 5251H (C), 5251RB (C), 5251RB-WP (C), 7251 (C), 7251DH (C), DH200LP
2052bafd-0362-4bd3-b57b-5c7de1a065ed |  |  |  | North | Autocall |  | Cards & Components |  |  |  | Card | TRUE | A100-1241 | + | 8 Minute Message Expansion Module | 1 | 0.002 | 0.017 |  |  |  |  | TRUE | [5 empty] | #FFFFFFFF |  |  | FALSE | FALSE | FALSE | [20 empty] | DESKTOP-0D6CQVA\lousc | 2019-07-07 14:31 | THOR\acont | 2024-10-09 10:48 | Cloned from AutoCall A100-1240
73119676-713e-470f-b555-5c837c5d16d4 | NFPA 170 HORN STROBE CEILING |  |  | North | Eaton Wheelock |  | Horn/Strobe |  |  |  | Module | TRUE | MTWP-2475C-FR |  | NOTIFICATION, MULTI-TONE HORNSTROBE, RED, CEILING, 15CD, WP | 1 | 0 | 0.168 |  |  |  |  | FALSE | TRUE |  |  |  |  | #FF0070C0 | FA-NFPA 170 HORN STROBE CEILING | 1 | FALSE | FALSE | FALSE | 2013 | [13 empty] | FALSE |  |  | C¦WP |  |  | DESKTOP-7SAL8M7\acont | 2020-11-17 09:33 | THOR\acont | 2024-09-08 17:27 | Cloned from Eaton Wheelock ASWP-2475C-FR | [Eaton Wheelock, Hochiki] [NAC] [24VDC, Code 3 Horn, HI] MT-12/24-R, MT-12/24-W, MTWP-2475C-FR (C), MTWP-2475C-FW (C), MTWP-2475W-FR, MTWP-2475W-FW, MTWP-24MCCH-FR (C), MTWP-24MCCH-FW (C) [Eaton Wheelock, Hochiki] [NAC] [24VDC, Code 3 Horn, STD] MT-12/24-R, MT-12/24-W, MTWP-2475C-FR (C), MTWP-2475C-FW (C), MTWP-2475W-FR, MTWP-2475W-FW, MTWP-24MCCH-FR (C), MTWP-24MCCH-FW (C)
c8771f86-f821-4891-b91d-5c87d0fa07de |  |  |  | North | Edwards |  | Cards & Components |  |  |  | Card | TRUE | ATP |  | Audio Terminal Panel | 1 | [6 empty] | TRUE | [5 empty] | #FFFFFFFF |  |  | FALSE | FALSE | FALSE | [14 empty] | FALSE | [7 empty] | THOR\acont | 2024-10-09 10:48
2a80940e-7f48-4c33-8714-5c88a016d1e7 | NFPA 170 VOICE EVACUATION CONTROL UNIT |  |  | North | Hochiki |  | Voice Evac Control Unit |  |  |  | Assembly | TRUE | FNVMP96 | + | Master Panel, 96 Switch Control | 1 | [6 empty] | FALSE |  |  | *Refer to Install Sheet |  |  | #FFFF0000 | FA-NFPA 170 VOICE EVACUATION CONTROL UNIT | 1 | FALSE | FALSE | FALSE | 211 | [8 empty] | 7,12,18 |  |  |  |  | TRUE | [5 empty] | DESKTOP-7SAL8M7\acont | 2019-11-04 16:25 | THOR\acont | 2024-09-08 17:27
9d90bde4-4424-422e-9d99-5c897f00e42e |  |  |  | North | Bosch |  | Hardware |  |  |  | Hardware | TRUE | FRAY5000-TRIM | + | Trim plate for controller back box | 1 | [12 empty] | #FFFFFFFF |  |  | FALSE | FALSE | FALSE | [20 empty] | DESKTOP-7EIEB7A\acont | 2022-06-28 13:12 | THOR\acont | 2024-10-09 10:48 | Cloned from Bosch FRAY5000-BR CLONED CLONED CLONED
e01724ad-f161-4878-9d42-5c90e0ebb307 | NFPA 170 STROBE WALL |  |  | North | Eaton Wheelock |  | Strobe |  |  |  | Module | TRUE | RSSWP-24MCWH-FR |  | NOTIFICATION, STROBE, RED, WALL, 135CD/185CD, WP | 1 | 0 | 0.42 |  |  |  |  | FALSE | FALSE |  |  |  |  | #FF0070C0 | FA-NFPA 170 STROBE WALL | 1 | FALSE | FALSE | FALSE | 2023 | [13 empty] | FALSE |  |  | WP |  |  |  |  | THOR\acont | 2024-09-08 17:27 |  | [Eaton Wheelock, Hochiki] [NAC] [24VDC] RSSWP-24MCWH-FR, RSSWP-24MCWH-FW
36992b3c-f905-40b6-9b08-5c9808caa0fb | NFPA 170 SMOKE HEAT DETECTOR |  |  | North | Kidde |  | Smoke/Heat Detector |  |  |  | Module | TRUE | KI-PHD w/KI-RB BASE | ++ | Intelligent Multisensor Smoke and Heat Detector | 1 | 5.1e-05 | 4.5e-05 |  |  |  |  | FALSE | TRUE |  |  |  |  | #FFFF0000 | FA-NFPA 170 SMOKE HEAT DETECTOR | 1 | FALSE | FALSE | FALSE | 1408 | [13 empty] | FALSE | [5 empty] | DESKTOP-7SAL8M7\acont | 2020-01-02 08:41 | THOR\acont | 2024-10-08 16:33 | Cloned from Edwards SIGA-PHD w/SIGA-RB BASE | [Edwards, Kidde] [SLC EST MODULES/SENSORS] 01 [*] [iO64] DS-HFS (C), DS-PS (C), FX-HD w/IB4U BASE, FX-HD w/RB4U BASE, FX-HD w/SB4U BASE, FX-HD w/SB4U-LF BASE, FX-HD wB4U BASE, FX-PD w/B4U BASE (C), FX-PD w/IB4U BASE (C), FX-PD w/SB4U BASE (C), FX-PD w/SB [Kidde] [SLC EST MODULES SENSORS] [*] [#2 SHARED ADDR ¦ SENSORS] DS-HFS (C), DS-PS (C), FX-HD w/IB4U BASE, FX-HD w/RB4U BASE, FX-HD w/SB4U BASE, FX-HD w/SB4U-LF BASE, FX-HD wB4U BASE, FX-PD w/B4U BASE (C), FX-PD w/IB4U BASE (C), FX-PD w/SB4U BASE (C), FX [Edwards, Kidde] [SLC EST SENSORS] 01 [*] [EST3, iO1000] DS-HFS (C), DS-PS (C), FX-HD w/IB4U BASE, FX-HD w/RB4U BASE, FX-HD w/SB4U BASE, FX-HD w/SB4U-LF BASE, FX-HD wB4U BASE, FX-PD w/B4U BASE (C), FX-PD w/IB4U BASE (C), FX-PD w/SB4U BASE (C), FX-PD w/SB [Kidde] [SLC EST SENSORS] [*] [#4 TYPE ADDR ¦ SENSORS] DS-HFS (C), DS-PS (C), FX-HD w/IB4U BASE, FX-HD w/RB4U BASE, FX-HD w/SB4U BASE, FX-HD w/SB4U-LF BASE, FX-HD wB4U BASE, FX-PD w/B4U BASE (C), FX-PD w/IB4U BASE (C), FX-PD w/SB4U BASE (C), FX-PD w/SB4U
0f71989c-160d-4aeb-b407-5ca6dd6e61b3 | NFPA 170 HORN STROBE CEILING |  |  | North | Siemens |  | Horn/Strobe |  |  |  | Module | TRUE | SL2FSSCR-AL | S54329-F124-A1++ | Sounder-Strobe, Ceiling, Clear, Red, Alert | 1 | [7 empty] | TRUE |  |  |  |  | #FF0070C0 | FA-NFPA 170 HORN STROBE CEILING | 1 | FALSE | FALSE | FALSE | 2023 | [16 empty] | LF |  |  | DESKTOP-7EIEB7A\acont | 2023-08-03 11:49 | THOR\acont | 2024-09-08 17:27 | Cloned from Siemens SL2HSCR-AL | [Siemens] [NAC] [24 VDC, HORN TEMPORAL] SL2FSSCR-AL (C), SL2FSSCR-CO (C), SL2FSSCR-F (C), SL2FSSCR-N (C), SL2FSSCW-AL (C), SL2FSSCW-CO (C), SL2FSSCW-F (C), SL2FSSCW-N (C), SL2FSSWR-AL, SL2FSSWR-CO, SL2FSSWR-F, SL2FSSWR-N, SL2FSSWW-CO, SL2FSSWW-F, SL2FSSW
2d4186a3-e847-491c-ac01-5cafec60894f | NFPA 170 VOICE EVACUATION CONTROL UNIT |  |  | North | Hochiki |  | Voice Evac Control Unit |  |  |  | Assembly | TRUE | EVAX-150E-H | + | 150W Voice Evacuation Panel | 1 | [6 empty] | FALSE |  |  | *Refer to Install Sheet |  |  | #FFFF0000 | FA-NFPA 170 VOICE EVACUATION CONTROL UNIT | 1 | FALSE | FALSE | FALSE | 211 | [8 empty] | 7,12,18 |  |  |  | 150 | TRUE | [5 empty] | DESKTOP-7SAL8M7\acont | 2019-11-05 06:01 | THOR\acont | 2024-09-08 17:27
bb7ae1b5-f905-4ad0-ac46-5cb33ff8594b |  |  |  | North | Notifier |  | Cards & Components |  |  |  | Card | TRUE | MPS-24 | + | The MPS-24 is the main power supply for the AM2020, AFP1010, XP Transponder or System 5000 fire alarm control system | 1 | 0 | 0 | 3 |  |  |  | TRUE | FALSE |  |  |  |  | #FFFFFFFF |  |  | FALSE | FALSE | FALSE | [12 empty] | 6 |  | FALSE | [5 empty] | DESKTOP-7EIEB7A\acont | 2023-02-03 08:57 | THOR\acont | 2024-10-09 10:48 | Cloned from Notifier MPS-24B |  | [Notifier] MPS-24, MPS-24A, MPS-24B
e9a975cf-a015-4bb0-bcdc-5cb961c30239 | NFPA 170 HORN |  |  | North | Siemens |  | Horn |  |  |  | Module | TRUE | SLFSWR-AL | S54329-F58-A1 | SLFSWR-AL LFS,WALL,RED,ALERT | 1 | [12 empty] | #FF0070C0 | FA-NFPA 170 HORN | 1 | FALSE | FALSE | FALSE | 2010 | [19 empty] | DESKTOP-7SAL8M7\acont | 2019-08-13 09:04 | THOR\acont | 2024-09-08 17:27 |  | [Siemens] [NAC] [DC CONTINUOUS] SLFSWR-AL, SLFSWR-CO, SLFSWR-F, SLFSWR-N, SLFSWW-AL, SLFSWW-CO, SLFSWW-F, SLFSWW-N
f3ad276a-b5b7-45e2-b907-5cbcd665a748 | NFPA 170 DUCT SMOKE DETECTOR |  |  | North | Silent Knight |  | Duct Smoke Detector |  |  |  | Module | TRUE | SD505-DUCT | ++ | Duct Smoke Detector | 1 | 0.00055 | 0.00055 |  |  |  |  | FALSE | TRUE |  |  |  |  | #FFFF0000 | FA-NFPA 170 DUCT SMOKE DETECTOR | 1 | FALSE | FALSE | FALSE | 1400 | [13 empty] | FALSE | [7 empty] | THOR\acont | 2024-09-08 17:27 | 20191121 AC Detector without base | [Silent Knight] [SLC HOCHIKI] [*] [#1 SHARED ADDR ¦ ALL] Hood System w/SD500-MIM, PS-DA w/SD500-MIM, PS-SA w/SD500-MIM, SD500-AIM, SD500-ANM, SD500-ARM, SD500-LED, SD500-MIM, SD500-PS, SD500-PSDA, SD500-SDM, SD505-AHS w/SD505-6AB, SD505-APS w/SD505-6AB (
6ec3187a-14e1-4a3b-b0f6-5cc0a3ffecb6 |  |  |  | North | Monaco Enterprises |  | Hardware |  |  |  | Hardware | TRUE | 588-082-00 |  | Backbox, surface mount | 1 | [12 empty] | #FFFFFFFF |  |  | FALSE | FALSE | FALSE | [20 empty] | AULAPTOP-PC\Aulaptop | 2019-04-20 04:32 | THOR\acont | 2024-10-09 10:48
8860fdce-0072-4076-826e-5cc9b085d089 | NFPA 170 ADDRESSABLE INPUT MONITOR MODULE |  |  | North | Edwards |  | Addressable Module |  |  |  | Module | TRUE | SIGA-CT2I | ++ | Dual Input Module, European Operation | 2 | 0.000396 | 0.00068 |  |  |  |  | FALSE | [5 empty] | #FFFF0000 | FA-NFPA 170 ADDRESSABLE INPUT MONITOR MODULE | 1 | FALSE | FALSE | FALSE | 1000 | [13 empty] | FALSE |  |  | DM |  |  |  |  | THOR\acont | 2024-10-08 16:26 |  | [Edwards, Kidde] [SLC EST MODULES] 02 [EST3, iO1000 ] FX-IDC2B, FX-IDCWS, GSA-CT2, GSA-MCT2, GSA-REL, GSA-T3T4, GSA-WTM, SIGA-AA30, SIGA-AA50, SIGA-CC2, SIGA-CC2A, SIGA-CT2, SIGA-CT2I, SIGA-MCC2, SIGA-MCC2A, SIGA-MCT2, SIGA-MDM, SIGA-REL, SIGA-TCDR, SIGA [Edwards, Kidde] [SLC EST MODULES] [*] [#3 TYPE ADDR ¦ MODULES] GSA-UIO2R, GSA-UIO6, GSA-UIO6R, RZI16-2, SIGA-270, SIGA-270P, SIGA-278, SIGA-AA30, SIGA-AA50, SIGA-CC1, SIGA-CC1S, SIGA-CC2, SIGA-CC2A, SIGA-CR, SIGA-CR2, SIGA-CRH, SIGA-CRR, SIGA-CT1, SIGA- [Edwards, Kidde] [SLC EST MODULES] 01 [*] [EST3, iO1000 ] FX-2WIRE, FX-IDC1A, FX-IDC1B, FX-IDC2B, FX-IDCWS, FX-ISO, FX-NAC, GSA-CC1, GSA-CC1S, GSA-CC2, GSA-CT1, GSA-CT2, GSA-IO, GSA-MAB, GSA-MCC1, GSA-MCC1S, GSA-MCC2, GSA-MCT2, GSA-MIO, GSA-MM1, GSA-MRM1 [Edwards] [SLC EST MODULES] 01 [*] [EST3, iO1000] SIGA-270P, SIGA-CT2, SIGA-CT2I, SIGA-MCT2, SIGA-WTM [Edwards, Kidde] [SLC EST MODULES/SENSORS] 04 [iO64] FX-IDC2B, FX-IDCWS, GSA-CT2, GSA-MCT2, GSA-REL, GSA-WTM, SIGA-CC2, SIGA-CC2A, SIGA-CT2, SIGA-CT2I, SIGA-MCC2, SIGA-MCC2A, SIGA-MCT2, SIGA-REL, SIGA-WTM [Edwards, Kidde] [SLC EST MODULES SENSORS] [*] [#1 SHARED ADDR ¦ MODULES] GSA-UIO2R, GSA-UIO6, GSA-UIO6R, RZI16-2, SIGA-270, SIGA-270P, SIGA-278, SIGA-AA30, SIGA-AA50, SIGA-CC1, SIGA-CC1S, SIGA-CC2, SIGA-CC2A, SIGA-CR, SIGA-CR2, SIGA-CRH, SIGA-CRR, SIGA- [Edwards, Kidde] [SLC EST MODULES/SENSORS] 02 [*] [iO64] 70-417008-001, FX-2WIRE, FX-IDC1A, FX-IDC1B, FX-IDC2B, FX-IDCWS, FX-NAC, GSA-CC1, GSA-CC1S, GSA-CC2, GSA-CT1, GSA-CT2, GSA-IO, GSA-MAB, GSA-MCC1, GSA-MCC1S, GSA-MCC2, GSA-MCT2, GSA-MIO, GSA-MM1, GS [Edwards] [SLC EST MODULES/SENSORS] 01 [*] [iO64] SIGA-270P, SIGA-CT2, SIGA-CT2I, SIGA-MCT2, SIGA-WTM | [Edwards, Kidde] FX-IDC2B, FX-IDCWS, GSA-CT2, GSA-MCT2, GSA-WTM, SIGA-CT2, SIGA-CT2I, SIGA-MCT2, SIGA-WTM
62687866-15e1-4cc2-a78f-5cce74984c25 | NFPA 170 HORN |  |  | North | Edwards |  | Horn |  |  |  | Module | TRUE | 5522M-AQ | + | Horn, 24VDC | 1 |  | 0.25 |  |  |  |  | FALSE | [5 empty] | #FF0070C0 | FA-NFPA 170 HORN | 1 | FALSE | FALSE | FALSE | 2010 | [13 empty] | FALSE | [5 empty] | DESKTOP-7EIEB7A\acont | 2023-02-10 10:30 | THOR\acont | 2024-09-08 17:27 | Cloned from Edwards 2447TH-R | [Edwards] [NAC] [*] [VDC] 5522M-AQ, 5522MD-AW
1b362b37-463d-4b85-9bbc-5cd02f99efc8 | 170 BASIC SHAPE |  |  | North | Fike | Fire Supression | Miscellaneous |  |  |  | Module | TRUE | 70-266 |  | 100# FE-25 Cylinder | 1 | [6 empty] | FALSE | [5 empty] | #FFFF0000 | FA-170 BASIC SHAPE | 1 | FALSE | FALSE | FALSE | 5000 | [13 empty] | FALSE | [7 empty] | THOR\acont | 2024-09-08 17:27 | 20180810 Added By AuC
5744a071-e8c6-4187-ba7e-5cdd6ecd7b35 | NFPA 170 FIRE ALARM CONTROL UNIT | RISER FACP |  | North | Autocall |  | Fire Alarm Control Unit |  |  |  | Assembly | TRUE | A100-9121 |  | Redundant Master Controller with a two bay assembly, one for each of the primary and backup master controllers. Both bays have an LCD and operator interface, CPU card assembly, and 9 A system power supply (SPS) 120 VAC, 60 Hz input. Active SPS battery charger in Bay 1 only. External RUI connections require A100-1291 RUI expansion modules. Do not use circuit connections (IDNet, NACs, etc.) on primary and secondary SPS power supplies. | 1 | 0 | 0 |  |  |  |  | TRUE | [5 empty] | #FFFF0000 | FA-NFPA 170 FIRE ALARM CONTROL UNIT | 1 | FALSE | FALSE | FALSE | 202 | [8 empty] | 7,12,18,33,50,110 |  |  |  |  | TRUE | [5 empty] | DESKTOP-0D6CQVA\lousc | 2019-08-09 18:48 | THOR\acont | 2024-09-08 17:27 | Cloned from AutoCall A100-9311
34865525-4f37-4f7f-bbf5-5ce23e66582f | NFPA 170 REMOTE ANNUNCIATOR | RISER ANNUNCIATOR |  | North | Farenhyt |  | Remote Annunciator |  |  |  | Module | TRUE | RA-2000 | ++ | Remote annunciator, red | 1 | 0.025 | 0.05 |  |  | 24 |  | FALSE |  |  |  | Outside wall: 11.38” x 12.50” x 0.88” (31.1 cm x 29.2 cm x 2.2 cm) Inside wall: 9.25” x 8.25” x 2” (23.8 cm x 21.3 cm x 5.1 cm) |  | #FFFF0000 | FA-NFPA 170 REMOTE ANNUNCIATOR | 1 | FALSE | FALSE | FALSE | 255 | [13 empty] | FALSE | [5 empty] | DESKTOP-7EIEB7A\acont | 2023-02-25 10:44 | THOR\acont | 2024-09-08 17:27 | Cloned from Fike FIK-RA-2000 | [Farenhyt] [SBUS] [*] [SBUS ++] 5815XL, 6815, ECS-RCU, RA-100, RA-1000, RA-1000R, RA-2000
7cb29d65-79f7-490c-93f8-5ce5d1ca356a | NFPA 170 BELL |  |  | North | Edwards |  | Bell |  |  |  | Module | TRUE | 439D-10AWC |  | Bell, 10" 24Vdc, Red | 1 | [6 empty] | FALSE | [5 empty] | #FFFF0000 | FA-NFPA 170 BELL | 1 | FALSE | FALSE | FALSE | 2000 | [13 empty] | FALSE | [7 empty] | THOR\acont | 2024-09-08 17:27 |  | [Edwards, Kidde] [NAC] [VDC] 439D-10AW, 439D-10AWC, 439D-10AW-R, 439D-6AW, 439D-6AWC, 439D-6AW-R, 439D-8AW, 439D-8AW-R, 439DEX-10AW, 439DEX-6AW, 439DEX-8AW
5531bc00-409f-4772-8148-5ce66401c6b3 | NFPA 170 HORN |  |  | North | Siemens |  | Horn |  |  |  | Module | TRUE | SLHWR | S54329-F23-A1 | SLHWR HRN,WALL,RED | 1 | [12 empty] | #FF0070C0 | FA-NFPA 170 HORN | 1 | FALSE | FALSE | FALSE | 2010 | [19 empty] | DESKTOP-7SAL8M7\acont | 2019-08-13 09:04 | THOR\acont | 2024-09-08 17:27 | B,T | [Siemens] [NAC] [24 VDC, HIGH DB, CODE 3] SLHWR, SLHWW
00ba24b3-c659-48e3-bd34-5cef0b77964a |  |  |  | North | Edwards |  | Hardware |  |  |  | Hardware | TRUE | SIGA-MP2L |  | Extended Half Footprint Plate for 3 Double or 6 Single Modules | 1 | [6 empty] | FALSE | [5 empty] | #FFFFFFFF |  |  | FALSE | FALSE | FALSE | [14 empty] | FALSE | [7 empty] | THOR\acont | 2024-10-09 10:48 |  | [Edwards, Kidde] [SLC EST MODULES] [*] [#3 TYPE ADDR ¦ MODULES] GSA-UIO2R, GSA-UIO6, GSA-UIO6R, RZI16-2, SIGA-270, SIGA-270P, SIGA-278, SIGA-AA30, SIGA-AA50, SIGA-CC1, SIGA-CC1S, SIGA-CC2, SIGA-CC2A, SIGA-CR, SIGA-CR2, SIGA-CRH, SIGA-CRR, SIGA-CT1, SIGA- [Edwards, Kidde] [SLC EST MODULES SENSORS] [*] [#1 SHARED ADDR ¦ MODULES] GSA-UIO2R, GSA-UIO6, GSA-UIO6R, RZI16-2, SIGA-270, SIGA-270P, SIGA-278, SIGA-AA30, SIGA-AA50, SIGA-CC1, SIGA-CC1S, SIGA-CC2, SIGA-CC2A, SIGA-CR, SIGA-CR2, SIGA-CRH, SIGA-CRR, SIGA- [Edwards, Kidde] [SLC EST MODULES] 01 [*] [EST3, iO1000 ] FX-2WIRE, FX-IDC1A, FX-IDC1B, FX-IDC2B, FX-IDCWS, FX-ISO, FX-NAC, GSA-CC1, GSA-CC1S, GSA-CC2, GSA-CT1, GSA-CT2, GSA-IO, GSA-MAB, GSA-MCC1, GSA-MCC1S, GSA-MCC2, GSA-MCT2, GSA-MIO, GSA-MM1, GSA-MRM1
0f6eaff4-1d19-4875-ad65-5cf19537b514 | NFPA 170 SPEAKER CEILING |  |  | North | Eaton Wheelock |  | Speaker |  |  |  | Module | TRUE | LSPKRC |  | CEILING SPEAKER | 1 | [6 empty] | TRUE | TRUE |  |  |  |  | #FF0070C0 | FA-NFPA 170 SPEAKER CEILING | 1 | FALSE | FALSE | FALSE | 2019 | [16 empty] | C |  |  | DESKTOP-QMKR22O\aucon | 2020-07-31 11:11 | THOR\acont | 2024-09-08 17:27 |  | [Eaton Wheelock] [AUDIO 25v] [25V AUDIO] LSPKC (C), LSPKRC (C), LSPKRC-AL (C), LSPKRC-N (C), LSPKWC (C), LSPKWC-AL (C), LSPKWC-N (C), LSPSTC3 (C), LSPSTR3, LSPSTR3-AL, LSPSTR3-ALA, LSPSTR3-N, LSPSTR3-NA, LSPSTRC3 (C), LSPSTRC3-AL (C), LSPSTW3, LSPSTW3-AL [Eaton Wheelock] [AUDIO 70.7v] [70V AUDIO] LSPKC (C), LSPKRC (C), LSPKRC-AL (C), LSPKRC-N (C), LSPKWC (C), LSPKWC-AL (C), LSPKWC-N (C), LSPSTC3 (C), LSPSTR3, LSPSTR3-AL, LSPSTR3-ALA, LSPSTR3-N, LSPSTR3-NA, LSPSTRC3 (C), LSPSTRC3-AL (C), LSPSTW3, LSPSTW3-
5848bd2e-5b20-435e-b315-5cf566dd66c8 | NFPA 170 STROBE WALL |  |  | North | VES |  | Strobe |  |  |  | Module | TRUE | VF4006-X0 |  | 24 Volt Low Profile Evacuation Outdoor Strobe, Weather Proof, Wall, Red, Low Profile | 1 | 0 | 0.17 |  |  |  |  | FALSE | [5 empty] | #FF0070C0 | FA-NFPA 170 STROBE WALL | 1 | FALSE | FALSE | FALSE | 2023 | [13 empty] | FALSE | [5 empty] | XPS-17-9710\August | 2024-05-16 06:22 | THOR\acont | 2024-09-08 17:27 | Cloned from Gentex WGES24-75WRLP | [Bosch, Gentex, Hochiki, VES] [NAC] [UL MAX] VF4006-X0, WGES24-75PWR, WGES24-75PWRLP, WGES24-75PWW, WGES24-75PWWLP, WGES24-75WR, WGES24-75WRLP, WGES24-75WW, WGES24-75WWLP, WHES24-75WR, WHES24-75WW
48108f06-811a-44e1-a0ef-5cf6054e9d89 | NFPA 170 FIRE ALARM CONTROL UNIT | RISER FACP |  | North | Hochiki |  | Fire Alarm Control Unit |  |  |  | Assembly | TRUE | LA401K1-10 |  | FireNET L@TITUDE Analog Addressable Fire Alarm Control Panel, 4 Slot Deep Plex-Door Enclosure, 5.25 A 115V, 2-Loop Panel Module, Hochiki Protocol, Network Module, and Media Gateway™, Red, 48 Zone LEDs | 1 | [6 empty] | FALSE |  |  | *Refer to Install Sheet | 16.5in (W) x 23.2in (H) x 8in (D) | KM5FCRD (Optional Semi-Flush Mounting Kit) | #FFFF0000 | FA-NFPA 170 FIRE ALARM CONTROL UNIT | 1 | FALSE | FALSE | FALSE | 202 | [8 empty] | 7,12,18,28 |  |  | 5.25 |  | TRUE | [5 empty] | DESKTOP-GHR3H5U\Anthony | 2019-11-27 08:00 | THOR\acont | 2024-09-08 17:27
e432b0e8-b791-49d7-924f-5cf773ef298e |  |  |  | North | Rath Area of Refuge | Area of Refuge | Cards & Components |  |  |  | Card | TRUE | 2100-956RR MAIN CARD-2 |  | SYSTEM CALL BOX MAIN CARD | 1 | [6 empty] | TRUE | [5 empty] | #FFFFFFFF |  |  | FALSE | FALSE | FALSE | [14 empty] | FALSE | [5 empty] | ALIENWIN10\AugWin7 | 2019-12-23 14:22 | THOR\acont | 2024-10-09 10:48 | Cloned from Rath Area of Refuge RP6600100M | [Rath Area of Refuge] [AUX POWER] [*] 2100-956RR, 2100-956RR MAIN CARD, 2100-956RR MAIN CARD-2, 2100-956SR, 2100-958NSR, 2100-984LR, 2500-205B MAIN CARD, 2500-205FM MAIN CARD, 2500-205PSS MAIN CARD, 2500-210B MAIN CARD, 2500-210FM MAIN CARD, 2500-UPSMONI
2c48b5f9-0db6-4a06-8079-5cf8e987472b |  |  |  | North | Edwards |  | Hardware |  |  |  | Hardware | TRUE | 116EX-B |  | Wall Bracket Mounting Elbow | 1 | [6 empty] | FALSE | [5 empty] | #FFFFFFFF |  |  | FALSE | FALSE | FALSE | [14 empty] | FALSE | [7 empty] | THOR\acont | 2024-10-09 10:48
188fcd93-3a34-481f-bb3f-5d008d1ca0aa | NFPA 170 HORN |  |  | North | Hochiki |  | Horn |  |  |  | Module | TRUE | HHLFR |  | Low Profile Horn, Low Frequency, Red | 1 | 0 | 0.0994 |  |  |  |  | FALSE | [5 empty] | #FF0070C0 | FA-NFPA 170 HORN | 1 | FALSE | FALSE | FALSE | 2010 | [13 empty] | FALSE |  |  | LF |  |  | DESKTOP-7EIEB7A\acont | 2021-01-20 11:30 | THOR\acont | 2024-09-08 17:27 | Cloned from Gentex GHLFR | [Gentex, Hochiki] [NAC] [24 VDC, HIGH DB] GHLFR, GHLFW, HHLFR, HHLFW [Gentex, Hochiki] [NAC] [UL MAX, HIGH DB, TEMPORAL 4] GHLFR, GHLFW, HHLFR, HHLFW [Gentex, Hochiki] [NAC] [UL MAX, HIGH DB, TEMPORAL 3] GHLFR, GHLFW, HHLFR, HHLFW [Gentex, Hochiki] [NAC] [24 VDC, HIGH DB] GHLFR, GHLFW, HHLFR, HHLFW
2936dd75-49eb-43f9-9ee4-5d16d7cb70f8 | NFPA 170 SYNC MODULE |  |  | North | Gentex |  | Sync Module |  |  |  | Module | TRUE | AVS44-R |  | Synchronization Module | 1 | 0 | 0.047 |  |  |  |  | FALSE | FALSE |  |  |  |  | #FFFF0000 | FA-NFPA 170 SYNC MODULE | 1 | FALSE | FALSE | FALSE | 1300 | [13 empty] | FALSE |  |  | SYNC |  |  |  |  | THOR\acont | 2024-09-08 17:27 |  | [Gentex, Potter] [NAC] [#2 NAC INPUT] AVS44-R, AVS44-W, AVSM-R, AVSM-R, AVSM-W, AVSM-W [Gentex, Potter] [NAC] [#1 NAC INPUT] AVS44-R, AVS44-W, AVSM-R, AVSM-R, AVSM-W, AVSM-W
3dd0d00c-1a82-4fdf-b973-5d1d9330a92b |  |  |  | North | Edwards |  | Hardware |  |  |  | Hardware | TRUE | SIGA-AB4GT | ++ | Sounder Base, Temporal 4 & 3 | 1 | 0.00146 | 0.031 |  |  |  |  | FALSE | [5 empty] | #FFFFFFFF |  |  | FALSE | FALSE | FALSE | [14 empty] | FALSE | [7 empty] | THOR\acont | 2024-10-09 10:48
6345c372-efc3-47b0-a6a5-5d202ade05ab | NFPA 170 FIRE ALARM CONTROL UNIT | RISER FACP |  | North | Simplex |  | Fire Alarm Control Unit |  |  |  | Assembly | TRUE | 4002 | ++ | Standard fire alarm control panel 4 - 32 zones (Obsolete) | 1 | [6 empty] | FALSE | [5 empty] | #FFFF0000 | FA-NFPA 170 FIRE ALARM CONTROL UNIT | 1 | FALSE | FALSE | FALSE | 202 | [13 empty] | TRUE | [5 empty] | XPS-17-9710\August | 2024-09-20 08:47 | THOR\acont | 2024-10-09 10:48 | Cloned from Simplex 4006-9101
22618492-e629-48f5-939b-5d26e854e64d | NFPA 170 ADDRESSABLE INPUT MONITOR MODULE |  |  | North | Farenhyt |  | Addressable Module |  |  |  | Module | TRUE | WIDP-MONITOR | + | Wireless Monitor Module | 1 | [6 empty] | FALSE | [5 empty] | #FFFF0000 | FA-NFPA 170 ADDRESSABLE INPUT MONITOR MODULE | 1 | FALSE | FALSE | FALSE | 1000 | [13 empty] | FALSE |  |  | W |  |  | DESKTOP-7SAL8M7\acont | 2019-07-13 12:24 | THOR\acont | 2024-09-08 17:27 | Cloned from Silent Knight WSK-MONITOR | [Farenhyt, Firelite, Gamewell FCI, Notifier, Silent Knight] [SWIFT MESH DEVICES] 01 FWH-200FIX135, FWH-200ROR135, FW-MM, FW-RM, NBG-12WL, WAM-MM, WAM-RC, W-BG12LX, W-CRF, W-H355, W-H355R, WIDP-HEAT w/B210W, WIDP-HEAT-ROR w/B210W, WIDP-MONITOR, WIDP-PULL- [Farenhyt, Silent Knight] [SLC MODULES SENSORS] [*] [#1 SHARED ADDR ¦ MODULES] HFS-MM, Hood System/IDP-MINIMON, IDP-CONTROL, IDP-CONTROL-6, IDP-MINIMON, IDP-MON-10, IDP-MONITOR, IDP-MONITOR-2, IDP-PULL-DA, IDP-PULL-SA, IDP-RELAY, IDP-RELAY-6, IDP-RELAYMO [Farenhyt] [SLC IDP MODULES] [*] [#3 TYPE ADDR ¦ MODULES] CO1224TR w/ IDP-MINIMON, CO1224TR w/ IDP-MONITOR, Hood System/IDP-MINIMON, IDP-CONTROL, IDP-CONTROL-6, IDP-MINIMON, IDP-MON-10, IDP-MONITOR, IDP-MONITOR-2, IDP-PULL-DA, IDP-PULL-SA, IDP-RELAY, IDP
02ac278c-b48d-4161-8a4a-5d27afb16600 | NFPA 170 CHIME |  |  | North | System Sensor |  | Chime |  |  |  | Module | TRUE | CHRL | + | Chime, Wall, Red | 1 | 0 | 0.245 |  |  |  |  | FALSE | [5 empty] | #FFFF0000 | FA-NFPA 170 CHIME | 1 | FALSE | FALSE | FALSE | 2012 | [13 empty] | FALSE | [5 empty] | DESKTOP-7EIEB7A\acont | 2021-02-26 13:37 | THOR\acont | 2024-09-08 17:27 | Cloned from System Sensor P2RL | [System Sensor] [NAC] [VFWR, 1 Second Chime, HIGH] CHRL, CHWL [System Sensor] [NAC] [VDC, 1 Second Chime, HIGH] CHRL, CHWL
68070c2c-c67f-4668-af57-5d2e45bf5fa3 |  |  |  | North | Edwards |  | Cards & Components |  |  |  | Card | TRUE | ANST28180 |  | Power Transformer, open frame, 28Vdc @ 180VA (ANS 25/50) | 1 | [6 empty] | TRUE | [5 empty] | #FFFFFFFF |  |  | FALSE | FALSE | FALSE | [14 empty] | FALSE | [7 empty] | THOR\acont | 2024-10-09 10:48
9dfb70e4-048f-43e3-a6c0-5d370c6b2d5f | NFPA 170 ADDRESSABLE INPUT MONITOR MODULE |  |  | North | Fike |  | Addressable Module |  |  |  | Module | TRUE | FIK-M500DM | ++ | Dual monitor module | 2 | 0.00075 | 0.00075 |  |  | 24 |  | FALSE |  |  |  | 4.5” x 4” x 1.25” (114.3 mm x 101.6 mm x 31.75 mm) |  | #FFFF0000 | FA-NFPA 170 ADDRESSABLE INPUT MONITOR MODULE | 1 | FALSE | FALSE | FALSE | 1000 | [13 empty] | FALSE |  |  | DM |  |  | DESKTOP-7EIEB7A\acont | 2023-01-03 09:51 | THOR\acont | 2024-09-08 17:27 | Cloned from Fike FIK-M500M | [Fike] [SLC IDP MODULES] [*] [#3 TYPE ADDR ¦ MODULES] FIK-CR-6, FIK-CZ-6, FIK-IM-10, FIK-M500DM, FIK-M500M, FIK-M500MR-2, FIK-M500R, FIK-M500S, FIK-M501M, FIK-M502M, FIK-PULL-DA, FIK-PULL-SA, FIK-SC-6 [Fike] [SLC IDP MODULES] [#02 ++] FIK-CR-6, FIK-CZ-6, FIK-IM-10, FIK-M500DM, FIK-M500MR-2, FIK-SC-6 | [Fike] FIK-M500DM, FIK-M500MR-2
a7011a34-3a11-4850-b45c-5d40d2f19071 | NFPA 170 HORN STROBE |  |  | North | Potter |  | Horn/Strobe |  |  |  | Module | TRUE | HS-24WW | ++ | Horn Strobe, 24 VDC, White | 1 | 0 | 0.172 |  |  |  |  | FALSE | FALSE |  |  |  |  | #FF0070C0 | FA-NFPA 170 HORN STROBE | 1 | FALSE | FALSE | FALSE | 2012 | [13 empty] | FALSE | [7 empty] | THOR\acont | 2024-09-08 17:27 |  | [Potter] [HORN] [UL MAX, HIGH DB] HS-24WR, HS-24WW [Potter] [NAC] [UL MAX, HIGH DB] HS-24WR, HS-24WW [Potter] [NAC] [24 VDC, HIGH DB] HS-24WR, HS-24WW [Potter] [STROBE] [UL MAX, HIGH DB] HS-24WR, HS-24WW
ee82b9aa-e556-4f6e-bd31-5d425804e44e |  |  |  | North | MIRCOM | [5 empty] | Module | TRUE | M500-BK-9 | new | M500 Series Mounting Bracket. Holds up to 9 modules in a BB-5000 Series enclosure. | 1 | [12 empty] | #FFFFFFFF |  |  | FALSE | FALSE | FALSE | [22 empty] | THOR\acont | 2024-10-09 10:48
ce9fd279-8923-4642-bc25-5d427e9e0a7a | NFPA 170 SMOKE DETECTOR |  |  | North | Edwards |  | Smoke Detector |  |  |  | Module | TRUE | SIGA-PD w/SIGA-SB4 BASE | ++ | Photoelectric smoke detector | 1 | 3.2e-05 | 3.2e-05 |  |  |  |  | FALSE | TRUE |  |  |  |  | #FFFF0000 | FA-NFPA 170 SMOKE DETECTOR | 1 | FALSE | FALSE | FALSE | 1408 | [13 empty] | FALSE | [5 empty] | ALIENWIN10\AugWin7 | 2018-10-18 13:52 | THOR\acont | 2024-10-08 16:47 | 20191121 AC Detector with base | [Edwards, Kidde] [SLC EST MODULES SENSORS] [*] [#2 SHARED ADDR ¦ SENSORS] KI-DDOS (C), SIGA2-COS w/SIGA-AB4G BASE, SIGA2-COS w/SIGA-AB4G-LF BASE, SIGA2-COS w/SIGA-AB4GT BASE, SIGA2-COS w/SIGA-IB BASE, SIGA2-COS w/SIGA-RB BASE, SIGA2-COS w/SIGA-SB BASE, S [Edwards, Kidde] [SLC EST SENSORS] [*] [#4 TYPE ADDR ¦ SENSORS] KI-DDOS (C), SIGA2-COS w/SIGA-AB4G BASE, SIGA2-COS w/SIGA-AB4G-LF BASE, SIGA2-COS w/SIGA-AB4GT BASE, SIGA2-COS w/SIGA-IB BASE, SIGA2-COS w/SIGA-RB BASE, SIGA2-COS w/SIGA-SB BASE, SIGA2-HCOS [Edwards, Kidde] [SLC EST SENSORS] 01 [*] [EST3, iO1000] DS-HFS (C), DS-PS (C), FX-HD w/IB4U BASE, FX-HD w/RB4U BASE, FX-HD w/SB4U BASE, FX-HD w/SB4U-LF BASE, FX-HD wB4U BASE, FX-PD w/B4U BASE (C), FX-PD w/IB4U BASE (C), FX-PD w/SB4U BASE (C), FX-PD w/SB [Edwards, Kidde] [SLC EST MODULES/SENSORS] 01 [*] [iO64] DS-HFS (C), DS-PS (C), FX-HD w/IB4U BASE, FX-HD w/RB4U BASE, FX-HD w/SB4U BASE, FX-HD w/SB4U-LF BASE, FX-HD wB4U BASE, FX-PD w/B4U BASE (C), FX-PD w/IB4U BASE (C), FX-PD w/SB4U BASE (C), FX-PD w/SB
8508053b-601c-41ed-8780-5d47bfe659a1 | NFPA 170 NOTIFICATION CIRCUIT EXTENDER PANEL | RISER NAC |  | North | Silent Knight |  | Notification Circuit Extender Panel |  |  |  | Assembly | TRUE | 5499 | ++ | Distributed Power Module | 1 | [6 empty] | FALSE |  |  |  | 12.25” W x 16” H x 3” D 30.88 cm W x 40.64 cm H x 7.62 D cm |  | #FFFF0000 | FA-NFPA 170 NOTIFICATION CIRCUIT EXTENDER PANEL | 1 | FALSE | FALSE | FALSE | 212 | [8 empty] | 7,12,18,26,33 |  | 7 |  |  | TRUE | [7 empty] | THOR\acont | 2024-09-08 17:27
997937e7-332f-4ece-849c-5d4c309ca6d3 |  |  |  | North | Consilium |  | Cards & Components |  |  |  | Card | TRUE | 5100054-01A | ++ | BusCon M 20 H | 1 | 0.003 | 0.003 |  |  | 28 |  | TRUE | [5 empty] | #FFFFFFFF |  |  | FALSE | FALSE | FALSE | [20 empty] | THOR\acont | 2023-09-19 06:49 | THOR\acont | 2024-10-09 10:48 | Cloned from Consilium 5100062-01A
6fc209c5-93e5-4208-a91f-5d4cd71a6a7a | NFPA 170 HORN |  |  | North | Eaton Wheelock |  | Horn |  |  |  | Module | TRUE | HNR | ++ | Horn, Red | 1 | [6 empty] | FALSE | FALSE |  |  |  |  | #FF0070C0 | FA-NFPA 170 HORN | 1 | FALSE | FALSE | FALSE | 2010 | [13 empty] | FALSE | [7 empty] | THOR\acont | 2024-09-08 17:27 |  | [Eaton Wheelock] [NAC] [ULMAX @99dBA] HNR, HNW
bd491101-3d54-433a-837e-5d4f4b8d6e75 | NFPA 170 SPEAKER STROBE |  |  | North | Edwards |  | Speaker/Strobe |  |  |  | Module | TRUE | G4HFWA-S2VMC |  | 25V Speaker/Strobe, White, ALERT 15, 30, 75, 110 cd, Clear | 1 | 0 | 0.294 |  |  |  |  | FALSE | [5 empty] | #FF0070C0 | FA-NFPA 170 SPEAKER STROBE | 1 | FALSE | FALSE | FALSE | 2019 | [13 empty] | FALSE | [7 empty] | THOR\acont | 2024-09-08 17:27 |  | [Edwards, Kidde] [AUDIO 25v] [25V AUDIO] EGCF-S2VMH (C), G4F-S2, G4F-S2V1575, G4F-S2VM, G4HFRF-S2, G4HFRF-S2VMC, G4HFRN-S2, G4HFRN-S2VMC, G4HFWA-S2, G4HFWA-S2VMA, G4HFWA-S2VMC, G4HFWF-S2, G4HFWF-S2VMC, G4HFWN-S2, G4HFWN-S2VMA, G4HFWN-S2VMC, G4RF-S2, G4RF [Edwards, Kidde] [NAC] [16 VDC] G4ERA-A, G4ERA-B, G4ERA-G, G4ERA-R, G4ERF-C, G4ERN-A, G4ERN-B, G4ERN-C, G4ERN-G, G4ERN-R, G4EWA-A, G4EWA-B, G4EWA-G, G4EWA-R, G4EWF-C, G4EWN-A, G4EWN-B, G4EWN-C, G4EWN-G, G4EWN-R, G4F-S2V1575, G4F-S2VM, G4F-S7V1575, G4F-S7 [Edwards, Kidde] [NAC] [24 VDC] G4ERA-A, G4ERA-B, G4ERA-G, G4ERA-R, G4ERF-C, G4ERN-A, G4ERN-B, G4ERN-C, G4ERN-G, G4ERN-R, G4EWA-A, G4EWA-B, G4EWA-G, G4EWA-R, G4EWF-C, G4EWN-A, G4EWN-B, G4EWN-C, G4EWN-G, G4EWN-R, G4F-S2V1575, G4F-S2VM, G4F-S7V1575, G4F-S7
d3a947c0-840c-44d7-9dac-5d5037bfc81b | NFPA 170 ADDRESSABLE INPUT MONITOR MODULE |  |  | North | Edwards |  | Addressable Module |  |  |  | Module | TRUE | SIGA-CT2 | ++ | Dual Input Module | 2 | 0.000396 | 0.00068 |  |  |  |  | FALSE | [5 empty] | #FFFF0000 | FA-NFPA 170 ADDRESSABLE INPUT MONITOR MODULE | 1 | FALSE | FALSE | FALSE | 1000 | [13 empty] | FALSE |  |  | DM |  |  |  |  | THOR\acont | 2024-10-08 16:26 |  | [Edwards] [SLC EST MODULES] 01 [*] [EST3, iO1000] SIGA-270P, SIGA-CT2, SIGA-CT2I, SIGA-MCT2, SIGA-WTM [Edwards, Kidde] [SLC EST MODULES/SENSORS] 02 [*] [iO64] 70-417008-001, FX-2WIRE, FX-IDC1A, FX-IDC1B, FX-IDC2B, FX-IDCWS, FX-NAC, GSA-CC1, GSA-CC1S, GSA-CC2, GSA-CT1, GSA-CT2, GSA-IO, GSA-MAB, GSA-MCC1, GSA-MCC1S, GSA-MCC2, GSA-MCT2, GSA-MIO, GSA-MM1, GS [Edwards, Kidde] [SLC EST MODULES] [*] [#3 TYPE ADDR ¦ MODULES] GSA-UIO2R, GSA-UIO6, GSA-UIO6R, RZI16-2, SIGA-270, SIGA-270P, SIGA-278, SIGA-AA30, SIGA-AA50, SIGA-CC1, SIGA-CC1S, SIGA-CC2, SIGA-CC2A, SIGA-CR, SIGA-CR2, SIGA-CRH, SIGA-CRR, SIGA-CT1, SIGA- [Edwards, Kidde] [SLC EST MODULES] 02 [EST3, iO1000 ] FX-IDC2B, FX-IDCWS, GSA-CT2, GSA-MCT2, GSA-REL, GSA-T3T4, GSA-WTM, SIGA-AA30, SIGA-AA50, SIGA-CC2, SIGA-CC2A, SIGA-CT2, SIGA-CT2I, SIGA-MCC2, SIGA-MCC2A, SIGA-MCT2, SIGA-MDM, SIGA-REL, SIGA-TCDR, SIGA [Edwards] [SLC EST MODULES/SENSORS] 01 [*] [iO64] SIGA-270P, SIGA-CT2, SIGA-CT2I, SIGA-MCT2, SIGA-WTM [Edwards, Kidde] [SLC EST MODULES/SENSORS] 04 [iO64] FX-IDC2B, FX-IDCWS, GSA-CT2, GSA-MCT2, GSA-REL, GSA-WTM, SIGA-CC2, SIGA-CC2A, SIGA-CT2, SIGA-CT2I, SIGA-MCC2, SIGA-MCC2A, SIGA-MCT2, SIGA-REL, SIGA-WTM [Edwards, Kidde] [SLC EST MODULES SENSORS] [*] [#1 SHARED ADDR ¦ MODULES] GSA-UIO2R, GSA-UIO6, GSA-UIO6R, RZI16-2, SIGA-270, SIGA-270P, SIGA-278, SIGA-AA30, SIGA-AA50, SIGA-CC1, SIGA-CC1S, SIGA-CC2, SIGA-CC2A, SIGA-CR, SIGA-CR2, SIGA-CRH, SIGA-CRR, SIGA- [Edwards, Kidde] [SLC EST MODULES] 01 [*] [EST3, iO1000 ] FX-2WIRE, FX-IDC1A, FX-IDC1B, FX-IDC2B, FX-IDCWS, FX-ISO, FX-NAC, GSA-CC1, GSA-CC1S, GSA-CC2, GSA-CT1, GSA-CT2, GSA-IO, GSA-MAB, GSA-MCC1, GSA-MCC1S, GSA-MCC2, GSA-MCT2, GSA-MIO, GSA-MM1, GSA-MRM1 | [Edwards, Kidde] FX-IDC2B, FX-IDCWS, GSA-CT2, GSA-MCT2, GSA-WTM, SIGA-CT2, SIGA-CT2I, SIGA-MCT2, SIGA-WTM
0eebeedd-6402-40e7-8543-5d541b23028c |  |  |  | North | Monaco Enterprises |  | Hardware |  |  |  | Hardware | TRUE | 207-617-00 |  | MAP(+) Planner Kit (Required) | 1 | [12 empty] | #FFFFFFFF |  |  | FALSE | FALSE | FALSE | [20 empty] | AULAPTOP-PC\Aulaptop | 2019-04-20 02:23 | THOR\acont | 2024-10-09 10:48
fbb71f62-7bc3-44d6-a593-5d5648ec63cb |  |  |  | North | Edwards | [5 empty] | Card | TRUE | iO1000G-2 Mainboard |  | Mainboard for iO1000G-2 assembly |  | 0.227 | 0.392 |  |  |  |  | TRUE | [5 empty] | #FFFFFFFF |  |  | FALSE | FALSE | [15 empty] | FALSE | [7 empty] | DESKTOP-7EIEB7A\acont | 2023-03-31 12:04 |  | [Edwards, Kidde, Macurco] [IDC] [#1 ALARM] 2IDC, 76-600000-001 Main Board, 76-800xxx-xxx Main Board, 77-600000-901 Main Board, 84-732001-901 Main Board, DVP-120 Mainboard, EST1-2Z Mainboard, FSP1004G Mainboard, FSP1004G-2 Mainboard, FSP1004GD Mainboard, [Edwards, Kidde, Macurco] [IDC] [#3 SUPERVISORY] 2IDC, 76-600000-001 Main Board, 76-800xxx-xxx Main Board, 77-600000-901 Main Board, 84-732001-901 Main Board, DVP-120 Mainboard, EST1-2Z Mainboard, FSP1004G Mainboard, FSP1004G-2 Mainboard, FSP1004GD Mainb [Edwards, Kidde, Macurco] [IDC] [#2 TROUBLE] 2IDC, 76-600000-001 Main Board, 76-800xxx-xxx Main Board, 77-600000-901 Main Board, 84-732001-901 Main Board, DVP-120 Mainboard, EST1-2Z Mainboard, FSP1004G Mainboard, FSP1004G-2 Mainboard, FSP1004GD Mainboard | [Edwards, Kidde] FX-1000 Mainboard, FX-1000D Mainboard, FX-64RD Mainboard, iO1000G Mainboard, iO1000G-2 Mainboard, iO1000G-2-PG Mainboard, iO1000G-2-SP Mainboard, iO1000GC Mainboard, iO1000GD Mainboard, iO1000G-F Mainboard, iO1000G-PG Mainboard, iO1000G-S [Edwards, Kidde] FX-1000 Mainboard, FX-1000D Mainboard, FX-64RD Mainboard, iO1000G Mainboard, iO1000G-2 Mainboard, iO1000G-2-PG Mainboard, iO1000G-2-SP Mainboard, iO1000GC Mainboard, iO1000GD Mainboard, iO1000G-F Mainboard, iO1000G-PG Mainboard, iO1000G-S [Edwards] IO-SDC2 [Edwards, Kidde] FX-1000 Mainboard, FX-1000D Mainboard, iO1000G Mainboard, iO1000G-2 Mainboard, iO1000G-2-PG Mainboard, iO1000G-2-SP Mainboard, iO1000GC Mainboard, iO1000GD Mainboard, iO1000G-F Mainboard, iO1000G-PG Mainboard, iO1000G-SP Mainboard, iO1000
4f6bb139-03f9-46df-9407-5d597d2cc304 |  |  |  | North | Siemens |  | Cards & Components |  |  |  | Card | TRUE | PAD-5-CDC | S54339-A7-A1+ | Expansion Board | 1 | 0.078 | 0.078 |  |  |  |  | TRUE | [5 empty] | #FFFFFFFF |  |  | FALSE | FALSE | FALSE | [20 empty] | DESKTOP-7SAL8M7\acont | 2019-08-13 09:04 | THOR\acont | 2024-10-09 10:48 |  | [Siemens] [SLC MODULES/SENSORS] 04 PAD-5-CDC, PAD-5-CLSA, PAD-5-MB [Siemens] [SLC MODULES SENSORS] [*] [#1 SHARED ADDR ¦ MODULES] AD-11P (C), FDBZ492 w/OP921 (C), FDBZ492-HR w/FDO421 (C), FDBZ492-HR w/OP921 (C), FDBZ492-R (C), FDCIO422, HCP, HCP-Z, HFPO-11, HFPT-11, HMS-D, HMS-DE, HMS-DP, HMS-DZ, HMS-S, HMS-SA, HMS-SE, | [Siemens] PAD-5-CDC
4b1037be-3030-452d-9eaa-5d5fc97a5487 |  |  |  | North | Siemens | [5 empty] | Module | TRUE | EL-300C | 500-645852 | END OF LINE DEVICE | 1 | [12 empty] | #FFFFFFFF |  |  | FALSE | FALSE | FALSE | [20 empty] | DESKTOP-7SAL8M7\acont | 2019-08-13 09:04 | THOR\acont | 2024-10-09 10:48
f60707ed-4a4e-4313-8e8b-5d603875caed |  |  |  | North | Edwards |  | Cards & Components |  |  |  | Card | TRUE | 2IDC | ++ | 2 Zone lDC Module P/N240456 | 1 | 0.016 | 0.045 |  |  |  |  | TRUE | [5 empty] | #FFFFFFFF |  |  | FALSE | FALSE | FALSE | [14 empty] | FALSE | [5 empty] | THOR\acont | 2024-05-14 10:00 | THOR\acont | 2024-10-09 10:48 | Cloned from Edwards EST1-2Z Mainboard | [Edwards, Kidde, Macurco] [IDC] [#3 SUPERVISORY] 2IDC, 76-600000-001 Main Board, 76-800xxx-xxx Main Board, 77-600000-901 Main Board, 84-732001-901 Main Board, DVP-120 Mainboard, EST1-2Z Mainboard, FSP1004G Mainboard, FSP1004G-2 Mainboard, FSP1004GD Mainb [Edwards, Kidde] [VAC ] 2IDC, 76-600000-001 Main Board, 76-800xxx-xxx Main Board, 77-600000-901 Main Board, 84-732001-901 Main Board, APS10A Mainboard, APS6A Mainboard, BPS10A Mainboard, BPS10A/230 Mainboard, BPS6A Mainboard, BPS6A/230 Mainboard, EST1-2Z [Edwards, Kidde, Macurco] [IDC] [#2 TROUBLE] 2IDC, 76-600000-001 Main Board, 76-800xxx-xxx Main Board, 77-600000-901 Main Board, 84-732001-901 Main Board, DVP-120 Mainboard, EST1-2Z Mainboard, FSP1004G Mainboard, FSP1004G-2 Mainboard, FSP1004GD Mainboard [Edwards, Kidde, Macurco] [IDC] [#1 ALARM] 2IDC, 76-600000-001 Main Board, 76-800xxx-xxx Main Board, 77-600000-901 Main Board, 84-732001-901 Main Board, DVP-120 Mainboard, EST1-2Z Mainboard, FSP1004G Mainboard, FSP1004G-2 Mainboard, FSP1004GD Mainboard, | [Edwards] 2IDC
1d4217c8-1047-433f-8a3b-5d630bbaf19c |  |  |  | North | HESS | Security/Access Control |  |  |  |  | Module | TRUE | 1006-613 (LBM)(LBSM) |  | BRONZE TONED | 1 | [12 empty] | #FFFFFFFF |  |  | FALSE | FALSE | FALSE | [20 empty] | THOR\acont | 2024-03-12 21:20 | THOR\acont | 2024-10-09 10:48
f1c13e53-913a-41c8-aa4a-5d643331ce75 |  |  |  | North | Software House | Security/Access Control |  |  |  |  | Module | TRUE | AS0073-000 |  |  | 1 | [12 empty] | #FFFFFFFF |  |  | FALSE | FALSE | FALSE | [20 empty] | THOR\acont | 2024-03-12 21:43 | THOR\acont | 2024-10-09 10:48
b9bdf420-17bf-44a8-b3bd-5d647a31bef4 | NFPA 170 NOTIFICATION CIRCUIT EXTENDER PANEL | RISER NAC |  | North | Block Definition Only |  | Notification Circuit Extender Panel |  |  |  | Module | TRUE | NFPA 170 NOTIFICATION CIRCUIT EXTENDER PANEL |  | NFPA 170 NOTIFICATION CIRCUIT EXTENDER PANEL | 1 | [12 empty] | #FFFF0000 | FA-NFPA 170 NOTIFICATION CIRCUIT EXTENDER PANEL | 1 | FALSE | FALSE | FALSE | 212 | [19 empty] | AULAPTOP-PC\Aulaptop | 2020-03-26 07:41 | THOR\acont | 2024-09-08 17:27
0d4892a3-3e62-41d0-9fbf-5d699978db01 | NFPA 170 SMOKE DETECTOR |  |  | North | System Sensor |  | Smoke Detector |  |  |  | Module | TRUE | 2W-B | ++ | 2-wire Standard i3 Detector | 1 | 5e-05 | 0.13 |  |  |  |  | TRUE | TRUE |  |  |  |  | #FFFF0000 | FA-NFPA 170 SMOKE DETECTOR | 1 | FALSE | FALSE | FALSE | 1408 | [19 empty] | DESKTOP-7SAL8M7\acont | 2019-03-29 17:03 | THOR\acont | 2024-09-08 17:27 | 20191121 AC Detector without base | [Chemtronics, Firelite, MIRCOM, Notifier, System Sensor] [IDC] 01 [*] [IDC 2-WIRE ++] 1151 (C), 1151EIS (C), 1400 (C), 1451 (C), 1451DH (C), 1451DHHT (C), 2100AT (C), 2100S (C), 2100TR (C), 2100TS (C), 2151 w/B110LP (C), 2151 w/B116LP (C), 2151 w/B401 (C
60e0e9f4-ace8-4086-b4b0-5d7b0901d778 |  |  |  | North | Siemens |  | Cards & Components |  |  |  | Card | TRUE | FCL2004-U1 | ++ | MXL Device Line Card | 1 | 0.311 | 0.311 |  |  |  |  | TRUE | [5 empty] | #FFFFFFFF |  |  | FALSE | FALSE | FALSE | [20 empty] | DESKTOP-7EIEB7A\acont | 2022-09-12 10:02 | THOR\acont | 2024-10-09 10:48 | Cloned from Siemens FCA2016-U1 |  | [Siemens] FCL2004-U1
341e007d-5c21-4705-972d-5d7d95058b42 | NFPA 170 STROBE WALL |  |  | North | Eaton Wheelock |  | Strobe |  |  |  | Module | TRUE | ELSTR-NB | + | WALL STROBE, RED, NONE, BLUE | 1 | [6 empty] | TRUE | [5 empty] | #FF0070C0 | FA-NFPA 170 STROBE WALL | 1 | FALSE | FALSE | FALSE | 2020 | [19 empty] | DESKTOP-7EIEB7A\acont | 2021-05-18 17:47 | THOR\acont | 2024-09-08 17:27 | Cloned from Eaton Wheelock ELSTR-ALB | [Eaton Wheelock] [NAC] [24VDC] ELSTR-ALB, ELSTR-NB, ELSTW-ALB, ELSTW-NB [Eaton Wheelock] [NAC] [24VDC] STW-NB
3bcaa755-4dcf-480b-bf78-5d7f0bf65e64 |  |  |  | North | Monaco Enterprises |  | Cards & Components |  |  |  | Card | TRUE | 176-273-00 |  | Analog Adressable Controller II | 1 | [6 empty] | TRUE | [5 empty] | #FFFFFFFF |  |  | FALSE | FALSE | FALSE | [20 empty] | DESKTOP-7EIEB7A\acont | 2021-12-30 11:15 | THOR\acont | 2024-10-09 10:48 | Cloned from Monaco Enterprises 176-193-01
613c2872-2b02-4207-8e54-5d8002f7d6d2 | NFPA 170 ADDRESSABLE INPUT MONITOR MODULE |  |  | North | Kidde |  | Addressable Module |  |  |  | Module | TRUE | GSA-MRM1 |  | Signature riser monitor module, UIO plug-in | 1 | 0.000223 | 0.0001 |  |  |  |  | FALSE | [5 empty] | #FFFF0000 | FA-NFPA 170 ADDRESSABLE INPUT MONITOR MODULE | 1 | FALSE | FALSE | FALSE | 1000 | [13 empty] | FALSE | [5 empty] | AULAPTOP-PC\Aulaptop | 2018-09-03 13:55 | THOR\acont | 2024-09-08 17:27 |  | [Edwards, Kidde] [SLC EST MODULES/SENSORS] 02 [*] [iO64] 70-417008-001, FX-2WIRE, FX-IDC1A, FX-IDC1B, FX-IDC2B, FX-IDCWS, FX-NAC, GSA-CC1, GSA-CC1S, GSA-CC2, GSA-CT1, GSA-CT2, GSA-IO, GSA-MAB, GSA-MCC1, GSA-MCC1S, GSA-MCC2, GSA-MCT2, GSA-MIO, GSA-MM1, GS [Kidde] [SLC EST MODULES SENSORS] [*] [#1 SHARED ADDR ¦ MODULES] 76-330002-101, 84-330002-001, FX-270, FX-278, FX-2WIRE, FX-IDC1A, FX-IDC1B, FX-IDC2B, FX-IDCWS, FX-ISO, FX-NAC, FX-RLY, GSA-CC1, GSA-CC1S, GSA-CC2, GSA-CR, GSA-CRH, GSA-CRR, GSA-CT1, GSA-CT [Kidde] [SLC EST MODULES] [*] [#3 TYPE ADDR ¦ MODULES] 76-330002-101, 84-330002-001, FX-270, FX-278, FX-2WIRE, FX-IDC1A, FX-IDC1B, FX-IDC2B, FX-IDCWS, FX-ISO, FX-NAC, FX-RLY, GSA-CC1, GSA-CC1S, GSA-CC2, GSA-CR, GSA-CRH, GSA-CRR, GSA-CT1, GSA-CT2, GSA-IO, [Edwards, Kidde] [SLC EST MODULES] 01 [*] [EST3, iO1000 ] FX-2WIRE, FX-IDC1A, FX-IDC1B, FX-IDC2B, FX-IDCWS, FX-ISO, FX-NAC, GSA-CC1, GSA-CC1S, GSA-CC2, GSA-CT1, GSA-CT2, GSA-IO, GSA-MAB, GSA-MCC1, GSA-MCC1S, GSA-MCC2, GSA-MCT2, GSA-MIO, GSA-MM1, GSA-MRM1 [Edwards, Kidde] [AUDIO 25v, AUDIO 70.7v, AUX POWER, FFT, HORN, NAC] [RISER INPUT] ANSZM4B2A, FX-NAC, GSA-CC1, GSA-CC1S, GSA-CC2, GSA-MAB, GSA-MCC1, GSA-MCC1S, GSA-MCC2, GSA-MRM1, GSA-RM1, GSA-UM, SIGA-CC1, SIGA-CC1S, SIGA-CC2, SIGA-CC2A, SIGA-MAB, SIGA-
94870ffe-0f79-45f3-a69f-5d80bbcd87af |  |  |  | North | MIRCOM |  | Cards & Components |  |  |  | Card | TRUE | FX-2000ND Main Card |  | FX-2000ND MAIN NETWORK BOARD | 1 | 0.28 | 0.42 |  |  |  |  | TRUE | [5 empty] | #FFFFFFFF |  |  | FALSE | FALSE | FALSE | [14 empty] | FALSE | [7 empty] | THOR\acont | 2024-10-09 10:48
a4091955-8a34-4b5b-a7ca-5d80c8d8eaeb |  |  |  | North | Edwards |  | Hardware |  |  |  | Hardware | TRUE | EV3T |  | Semi-Flush Trim 26"w x 38"h, for EV3B - black | 1 | [6 empty] | FALSE | [5 empty] | #FFFFFFFF |  |  | FALSE | FALSE | FALSE | [14 empty] | FALSE | [7 empty] | THOR\acont | 2024-10-09 10:48
6debe122-0cf7-44fc-8f76-5d815def7637 | NFPA 170 SMOKE DETECTOR |  |  | North | System Sensor |  | Smoke Detector |  |  |  | Module | TRUE | 2WTR-B | ++ | 2-wire i3 Detector with Fixed 135° Thermal Sensor and Form C Relay | 1 | 5e-05 | 0.13 |  |  |  |  | TRUE | TRUE |  |  |  |  | #FFFF0000 | FA-NFPA 170 SMOKE DETECTOR | 1 | FALSE | FALSE | FALSE | 1408 | [16 empty] | 135°¦R |  |  | DESKTOP-7SAL8M7\acont | 2019-03-29 17:06 | THOR\acont | 2024-09-08 17:27 | 20191121 AC Detector without base | [Chemtronics, Firelite, MIRCOM, Notifier, System Sensor] [IDC] 01 [*] [IDC 2-WIRE ++] 1151 (C), 1151EIS (C), 1400 (C), 1451 (C), 1451DH (C), 1451DHHT (C), 2100AT (C), 2100S (C), 2100TR (C), 2100TS (C), 2151 w/B110LP (C), 2151 w/B116LP (C), 2151 w/B401 (C
95e8d2d6-fc45-42fe-b14e-5d8fe6d3f2fa |  |  |  | North | Bosch | [5 empty] | Module | TRUE | MIC-SA-BD | * | PIC Series Pedestial Bracket | 1 | [12 empty] | #FFFFFFFF |  |  | FALSE | FALSE | FALSE | [20 empty] | DESKTOP-7EIEB7A\acont | 2021-08-13 06:25 | THOR\acont | 2024-10-09 10:48
86d04a75-aa18-4550-9db0-5d911a67d639 | NFPA 170 SPEAKER STROBE CEILING |  |  | North | Edwards |  | Speaker/Strobe |  |  |  | Module | TRUE | GCSVHWF-FR |  | Speaker/Strobe, Ceiling, White, FEU/FIRE, High CD | 1 | [6 empty] | FALSE | TRUE |  |  |  |  | #FF0070C0 | FA-NFPA 170 SPEAKER STROBE CEILING | 1 | FALSE | FALSE | FALSE | 2020 | [13 empty] | FALSE |  |  | C |  |  | THOR\acont | 2024-09-17 12:35 | THOR\acont | 2024-10-09 10:48 | Cloned from Edwards GCSVHRF CLONED CLONED CLONED CLONED | [Edwards, Kidde] [AUDIO 25v] [25V AUDIO] EGCSRF (C), EGCSRN (C), EGCSVHRF (C), EGCSVHRF-FR (C), EGCSVHRF-SP (C), EGCSVHRN (C), EGCSVHWA (C), EGCSVHWF (C), EGCSVHWF-FR (C), EGCSVHWF-SP (C), EGCSVHWN (C), EGCSVRF (C), EGCSVRN (C), EGCSVWA (C), EGC [Edwards, Kidde] [NAC] [24 VDC] EGCSVHRF (C), EGCSVHRF-FR (C), EGCSVHRF-SP (C), EGCSVHRN (C), EGCSVHWA (C), EGCSVHWF (C), EGCSVHWF-FR (C), EGCSVHWF-SP (C), EGCSVHWN (C), EGCVHRF (C), EGCVHRF-FR (C), EGCVHRF-SP (C), EGCVHRN (C), EGCVHWA (C), [Edwards, Kidde] [AUDIO 70.7v] [70V AUDIO] EGCSRF (C), EGCSRN (C), EGCSVHRF (C), EGCSVHRF-FR (C), EGCSVHRF-SP (C), EGCSVHRN (C), EGCSVHWA (C), EGCSVHWF (C), EGCSVHWF-FR (C), EGCSVHWF-SP (C), EGCSVHWN (C), EGCSVRF (C), EGCSVRN (C), EGCSVWA (C), E [Edwards, Kidde] [NAC] [24 FWR] EGCSVHRF (C), EGCSVHRF-FR (C), EGCSVHRF-SP (C), EGCSVHRN (C), EGCSVHWA (C), EGCSVHWF (C), EGCSVHWF-FR (C), EGCSVHWF-SP (C), EGCSVHWN (C), EGCVHRF (C), EGCVHRF-FR (C), EGCVHRF-SP (C), EGCVHRN (C), EGCVHWA (C),
5e7513e2-2b52-4f26-b137-5d91d7ead7b5 |  |  |  | North | Siemens | [5 empty] | Module | TRUE | LED-UK | 500-696205 | LED-3/4 F/W UPGRADE KIT | 1 | [12 empty] | #FFFFFFFF |  |  | FALSE | FALSE | FALSE | [20 empty] | DESKTOP-7SAL8M7\acont | 2019-08-13 09:04 | THOR\acont | 2024-10-09 10:48
a03b6605-5f77-4200-877c-5d9560c77731 |  |  |  | North | Edwards |  | Hardware |  |  |  | Hardware | TRUE | MN-TP120STD |  | TP Series 120V circuit transient protector module | 1 | [6 empty] | FALSE | [5 empty] | #FFFFFFFF |  |  | FALSE | FALSE | FALSE | [14 empty] | FALSE | [7 empty] | THOR\acont | 2024-10-09 10:48
70b6f021-29b9-418e-807e-5d95cab9a5e7 |  |  |  | North | Siemens | [5 empty] | Module | TRUE | PMI-3 | S54430-C15-A1 | PERSON MACHINE INTERFACE 3 MAIN CENTRAL PROCESSOR INNER DOOR - 2 POSITIONS | 1 | [12 empty] | #FFFFFFFF |  |  | FALSE | FALSE | FALSE | [20 empty] | DESKTOP-7SAL8M7\acont | 2019-08-13 09:04 | THOR\acont | 2024-10-09 10:48
66c46c60-cb54-48ea-8015-5d9d157d353b | NFPA 170 STROBE WALL |  |  | North | Hochiki |  | Strobe |  |  |  | Module | TRUE | WHES24-75WR |  | 24 Volt Low Profile Evacuation Outdoor Strobe, Weather Proof, Wall, Red | 1 | 0 | 0.17 |  |  |  |  | FALSE |  |  | *Refer to Install Sheet |  |  | #FF0070C0 | FA-NFPA 170 STROBE WALL | 1 | FALSE | FALSE | FALSE | 2023 | [13 empty] | FALSE | [5 empty] | DESKTOP-7SAL8M7\acont | 2019-12-02 11:16 | THOR\acont | 2024-09-08 17:27 | Cloned from Gentex WGES24-75WR | [Hochiki] [NAC] [24 VDC] WHES24-75WR, WHES24-75WW [Bosch, Gentex, Hochiki, VES] [NAC] [UL MAX] VF4006-X0, WGES24-75PWR, WGES24-75PWRLP, WGES24-75PWW, WGES24-75PWWLP, WGES24-75WR, WGES24-75WRLP, WGES24-75WW, WGES24-75WWLP, WHES24-75WR, WHES24-75WW
d546251f-f431-4a6b-8bbc-5da41060e40a |  |  |  | North | Potter | [5 empty] | Module | TRUE | PVX-200 Series |  | 200 Watt Voice Evacuation System | 1 | [6 empty] | FALSE | [5 empty] | #FFFFFFFF |  |  | FALSE | FALSE | FALSE | [14 empty] | FALSE | [7 empty] | THOR\acont | 2024-10-09 10:48
17cf56d2-27e8-4a6d-98f6-5da74216f38c | NFPA 170 HORN STROBE |  |  | North | Edwards |  | Horn/Strobe |  |  |  | Module | TRUE | 868STRR-N5 w/869-WPB | ++ | Outdoor Rated Surface Mount Horn/Strobe, 120VAC, Red w/Box | 1 |  | 0.115 |  |  | 120 |  | TRUE | [5 empty] | #FF0070C0 | FA-NFPA 170 HORN STROBE | 1 | FALSE | FALSE | FALSE | [17 empty] | HZ |  |  | DESKTOP-7EIEB7A\acont | 2022-09-19 13:59 | THOR\acont | 2024-09-08 17:27 | Cloned from Edwards 105DHISTC-FC | [Edwards] [VAC ] [*] 868STRR-N5 w/869-WPB
4f0aa644-53b1-4d6e-9105-5db026839f96 |  |  |  | North | Simplex |  | Cards & Components |  |  |  | Card | TRUE | 4100-5111 |  | ADDITIONAL SYSTEM POWER SUPPLY (SPS) | 1 | 0.175 | 0.185 |  |  |  |  | TRUE | [5 empty] | #FFFFFFFF |  |  | FALSE | FALSE | FALSE | [14 empty] | FALSE | [5 empty] | AULAPTOP-PC\Aulaptop | 2019-07-02 18:59 | THOR\acont | 2024-10-09 10:48 | Cloned from Simplex 4100-2152 CLONED |  | [Simplex] 4100-5111
1d3bc41b-ab66-4def-8a55-5db76162bb3e |  |  |  | North | Siemens | [5 empty] | Module | TRUE | SR-30 | 500-821620 | DUAL RELAY MODULE(SPDT-3AMP) (1) SPACE | 1 | [12 empty] | #FFFFFFFF |  |  | FALSE | FALSE | FALSE | [20 empty] | DESKTOP-7SAL8M7\acont | 2019-08-13 09:04 | THOR\acont | 2024-10-09 10:48
d12c4fcd-1d3c-4431-8ade-5dba6cc372dd | NFPA 170 SMOKE DETECTOR |  |  | North | Gentex |  | Smoke Detector |  |  |  | Module | TRUE | 9123 |  | 917-0012-002 120VAC Smoke Detector, 9VDC Battery Backup, Tandem 12 Units, Temporal-3 Sounder | 1 | [6 empty] | TRUE | TRUE |  |  |  |  | #FFFF0000 | FA-NFPA 170 SMOKE DETECTOR | 1 | FALSE | FALSE | FALSE | 1408 | [16 empty] | 120v |  |  |  |  | THOR\acont | 2024-09-08 17:27 | 20191121 AC Detector without base | [First Alert, Generic, Gentex, Kidde, N/A] [IDC] 01 120VAC SMOKE DETECTOR (C), 7020BSL (C), 7139CS-C (C), 7139CS-W (C), 9120 (C), 9120F (C), 9120H (C), 9120HF (C), 9120T (C), 9120TF (C), 9123 (C), 9123F (C), 9123H (C), 9123HF (C), 9123T (C), 9123TF (C), [First Alert, Generic, Gentex, Kidde, N/A] [VAC ] 120VAC SMOKE DETECTOR (C), 7020BSL (C), 7139CS-C (C), 7139CS-W (C), 9120 (C), 9120F (C), 9120H (C), 9120HF (C), 9120T (C), 9120TF (C), 9123 (C), 9123F (C), 9123H (C), 9123HF (C), 9123T (C), 9123TF (C), FU [Generic, Gentex, Kidde, N/A] [SMOKE ALARM TANDEM] [TANDEM] 10 Amp Circuit Breaker, 120VAC SMOKE DETECTOR (C), 15 Amp Circuit Breaker, 20 Amp Circuit Breaker, 9120 (C), 9120F (C), 9120H (C), 9120HF (C), 9120T (C), 9120TF (C), 9123 (C), 9123F (C), 9123H ( | [BRK, First Alert, Generic, Gentex, Kidde, N/A] 120VAC SMOKE DETECTOR, 21006378, 21007624, 7020BSL, 7030BSL, 900-CUAR, 9120, 9120B, 9120F, 9120H, 9120HF, 9120T, 9120TF, 9123, 9123F, 9123H, 9123HF, 9123T, 9123TF, 917-0070-002, 917-0071-002, 917-0072-002, 9
9db6b92a-4abd-450e-a995-5dbc3217c125 | NFPA 170 HEAT DETECTOR |  |  | North | Kidde |  | Heat Detector |  |  |  | Module | TRUE | KI-HRD w/KI-SB BASE | ++ | Intelligent fixed temperature/Rate-of-rise heat detector, Standard Detector Base | 1 | 3.2e-05 | 3.2e-05 |  |  |  |  | FALSE | [5 empty] | #FFFF0000 | FA-NFPA 170 HEAT DETECTOR | 1 | FALSE | FALSE | FALSE | 1403 | [13 empty] | FALSE | [5 empty] | DESKTOP-7SAL8M7\acont | 2020-01-02 08:35 | THOR\acont | 2024-09-08 17:27 | Cloned from Edwards SIGA-HRD w/SIGA-SB BASE | [Kidde] [SLC EST MODULES SENSORS] [*] [#2 SHARED ADDR ¦ SENSORS] DS-HFS (C), DS-PS (C), FX-HD w/IB4U BASE, FX-HD w/RB4U BASE, FX-HD w/SB4U BASE, FX-HD w/SB4U-LF BASE, FX-HD wB4U BASE, FX-PD w/B4U BASE (C), FX-PD w/IB4U BASE (C), FX-PD w/SB4U BASE (C), FX [Kidde] [SLC EST SENSORS] [*] [#4 TYPE ADDR ¦ SENSORS] DS-HFS (C), DS-PS (C), FX-HD w/IB4U BASE, FX-HD w/RB4U BASE, FX-HD w/SB4U BASE, FX-HD w/SB4U-LF BASE, FX-HD wB4U BASE, FX-PD w/B4U BASE (C), FX-PD w/IB4U BASE (C), FX-PD w/SB4U BASE (C), FX-PD w/SB4U [Edwards, Kidde] [SLC EST MODULES/SENSORS] 01 [*] [iO64] DS-HFS (C), DS-PS (C), FX-HD w/IB4U BASE, FX-HD w/RB4U BASE, FX-HD w/SB4U BASE, FX-HD w/SB4U-LF BASE, FX-HD wB4U BASE, FX-PD w/B4U BASE (C), FX-PD w/IB4U BASE (C), FX-PD w/SB4U BASE (C), FX-PD w/SB [Edwards, Kidde] [SLC EST SENSORS] 01 [*] [EST3, iO1000] DS-HFS (C), DS-PS (C), FX-HD w/IB4U BASE, FX-HD w/RB4U BASE, FX-HD w/SB4U BASE, FX-HD w/SB4U-LF BASE, FX-HD wB4U BASE, FX-PD w/B4U BASE (C), FX-PD w/IB4U BASE (C), FX-PD w/SB4U BASE (C), FX-PD w/SB
84e8e148-fb74-4d81-b33b-5dbd0ad46f75 | NFPA 170 FIRE ALARM CONTROL UNIT | RISER FACP |  | North | Edwards |  | Fire Alarm Control Unit |  |  |  | Assembly | TRUE | iO64G |  | FACP, 1 Loop, 64pt, 2 Cl B NACs, gray, 120v | 1 | [6 empty] | FALSE | [5 empty] | #FFFF0000 | FA-NFPA 170 FIRE ALARM CONTROL UNIT | 1 | FALSE | FALSE | FALSE | 202 | [8 empty] | 7,12,18,26 |  | 10 |  |  | TRUE | [5 empty] | AUGUSTALIEN\aucon | 2024-12-10 10:47 |  |  | Cloned from Edwards iO64R
b9d753b9-043a-4456-bc3e-5dbe2b599e64 |  |  |  | North | Siemens | [5 empty] | Module | TRUE | TSP-XB | 500-849949 | BRACKETS FOR TSP-40A (XLS) | 1 | [12 empty] | #FFFFFFFF |  |  | FALSE | FALSE | FALSE | [20 empty] | DESKTOP-7SAL8M7\acont | 2019-08-13 09:04 | THOR\acont | 2024-10-09 10:48
3d637d80-7d70-4c04-a8ed-5dbe4382ba6d |  |  |  | North | Edwards |  | Cards & Components |  |  |  | Card | TRUE | MN-HS32G1P |  | 640 Watt Non-Omni directional HPSA Assembly (1 of 5 Active Panels) with lockable NEMA 4 amplifier, 110V/60Hz inverter/battery charger and electronics enclosure, lockable NEMA 4 battery enclosure (w/o batteries). Enclosures equipped with tamper switches. AC powered amplifier with DC backup. Edwards hard-wire interface included. Batteries and accessories are ordered separately. Gray colored speaker head. | 1 | [6 empty] | TRUE | [5 empty] | #FFFFFFFF |  |  | FALSE | FALSE | FALSE | [14 empty] | FALSE | [7 empty] | THOR\acont | 2024-10-09 10:48
50264c64-3de4-44e9-8507-5dbe64f3abfd | NFPA 170 SPEAKER CEILING |  |  | North | Edwards |  | Speaker |  |  |  | Module | TRUE | 964-5A-8RW |  | 15cd Strobe, 8" Round Cone, 25V .5, 1, 2, 4w | 1 | [6 empty] | FALSE | TRUE |  |  |  |  | #FF0070C0 | FA-NFPA 170 SPEAKER CEILING | 1 | FALSE | FALSE | FALSE | 2019 | [13 empty] | FALSE |  |  | C |  |  |  |  | THOR\acont | 2024-09-08 17:27
a56a8645-469c-43b9-a57b-5dce9d188152 |  |  |  | North | Evax |  | Cards & Components |  |  |  | Card | TRUE | HMX-MMC | + |  | 1 | 0.046 | 0.046 |  |  |  |  | TRUE | [5 empty] | #FFFFFFFF |  |  | FALSE | FALSE | FALSE | [20 empty] | DESKTOP-7SAL8M7\acont | 2020-07-16 11:07 | THOR\acont | 2024-10-09 10:48 | Cloned from Hochiki FNV-MMC
8185ff2f-f71f-4bf8-8f08-5dd3e3cddc4c |  |  |  | North | Notifier |  | Cards & Components |  |  |  | Card | TRUE | DAA2-7525 | + | 120 VAC Digital Audio Amplifier (75 W, 25VRMS), Max Alarm Current | 1 | 0.4 | 5.3 |  |  |  |  | TRUE |  | SURFACE |  | PROVIDED ("WX"HX"D) | N/A | #FFFFFFFF |  |  | FALSE | FALSE | FALSE |  |  |  | 7165-0028:0224 | [5 empty] | 7,12,18,26,50 |  |  |  | 75 | FALSE | [7 empty] | THOR\acont | 2024-10-09 10:48 |  | [Notifier] [RS-485] [DAL] DAA2-5025, DAA2-5070, DAA2-7525, DVC-EM, DVC-RPU [Notifier] [AUDIO LOW] [#2 AUX INPUT B] DAA2-5025, DAA2-5070, DAA2-7525, DVC-EM [Notifier] [AUDIO LOW] [#1 AUX INPUT A] DAA2-5025, DAA2-5070, DAA2-7525, DVC-EM [Notifier] [NAC Trigger] [ALARM BUS] DAA2-5025, DAA2-5070, DAA2-7525, DAX-3525, DAX-3570, DAX-5025, DAX-5070, DS-DB, DVC-EM | [Notifier] DAA2-5025, DAA2-5070, DAA2-7525 [Notifier] DAA2-7525
cbfce416-ec66-44df-a124-5dd9e6aa02be | NFPA 170 NOTIFICATION CIRCUIT EXTENDER PANEL | RISER NAC |  | North | Gamewell FCI |  | Notification Circuit Extender Panel |  |  |  | Assembly | TRUE | SNAC-9 | + | SNAC 9A Distributed Power Module | 1 | [6 empty] | FALSE | [5 empty] | #FFFF0000 | FA-NFPA 170 NOTIFICATION CIRCUIT EXTENDER PANEL | 1 | FALSE | FALSE | FALSE | 212 | [8 empty] | 7,12,18,26,33 |  | 7 |  |  | TRUE | [5 empty] | DESKTOP-7SAL8M7\acont | 2019-03-07 05:57 | THOR\acont | 2024-09-08 17:27 | Cloned from Silent Knight 5499
f26be615-c85e-432a-8a26-5de30dfa17b6 | NFPA 170 AMPLIFIER RACK | RISER AMP |  | North | Edwards |  | Amplifier |  |  |  | Assembly | TRUE | ANS50MDG2 |  | 50W Audio Notification Panel, Gray | 1 | [6 empty] | FALSE | [5 empty] | #FFFF0000 | FA-NFPA 170 AMPLIFIER RACK | 1 | FALSE | FALSE | FALSE | 300 | [8 empty] | 7,12,18 |  |  |  |  | TRUE | [7 empty] | THOR\acont | 2024-09-08 17:27
e181251c-70ca-4a75-84ec-5de97f38c7a0 |  |  |  | North | Yuasa |  | Hardware |  |  |  | Hardware | TRUE | NP7-12FR | ++ | 12V 7AH Battery | 1 | [6 empty] | FALSE | [5 empty] | #FFFFFFFF |  |  | FALSE | FALSE | FALSE | [14 empty] | FALSE | [5 empty] | THOR\acont | 2024-04-30 12:55 | THOR\acont | 2024-10-09 10:48 | Cloned from Yuasa NP18-12B CLONED CLONED CLONED CLONED CLONED CLONED
26640fd8-8064-4dda-87c4-5deafb01f9b5 | NFPA 170 HEAT DETECTOR |  |  | North | Autocall |  | Heat Detector |  |  |  | Module | TRUE | A4098-9615 w/A4098-9788 | + | Electronic Heat Detector 2-Wire 200° F (93° C) No options | 1 | 0.0001 | 0.024 |  |  |  |  | TRUE | TRUE |  |  |  |  | #FFFF0000 | FA-NFPA 170 HEAT DETECTOR | 1 | FALSE | FALSE | FALSE | 1403 | [16 empty] | 200¦RR |  |  |  |  | THOR\acont | 2024-09-08 17:27 | 20191121 AC Detector with base | [Autocall, Simplex] [IDC] 01 2098-9201 (C), 2098-9202 (C), 2098-9203 (C), 2098-9208 (C), 2098-9576 (C), 2099-9101 (C), 2099-9102 (C), 2099-9103 (C), 2099-9104 (C), 2099-9105 (C), 2099-9107 (C), 2099-9108 (C), 2099-9754 (C), 2099-9755 (C), 2099-9756 (C),
a6645b66-bcf7-4d41-920d-5dedec0b6f3f | NFPA 170 REMOTE VOICE EVACUATION MICROPHONE |  |  | North | Firelite |  | Remote Microphone |  |  |  | Module | TRUE | ECC-RPU | + | Remote Page Unit Hand held microphone, 14 message buttons | 1 | 0.05 | 0.068 |  |  |  |  | TRUE | FALSE |  |  |  |  | #FFFF0000 | FA-NFPA 170 REMOTE VOICE EVACUATION MICROPHONE | 1 | FALSE | FALSE | FALSE | 265 | [13 empty] | FALSE |  |  | RPU |  |  |  |  | THOR\acont | 2024-09-08 17:27 |  | [Eaton Wheelock, Farenhyt, Firelite] [DIGITAL AUDIO LOOP] ECC-125DA (25V) Main Board, ECC-50BDA Main Board (100W, 25V), ECC-50BDA Main Board (100W, 70V), ECC-50DA Main Board (50W, 25V), ECC-50DA Main Board (50W, 70V), ECC-LOC, ECC-RM, ECC-RPU, ECS-12 [Farenhyt, Firelite] [RS-485] ECC-125DA (25V) Main Board, ECC-50BDA Main Board (100W, 25V), ECC-50BDA Main Board (100W, 70V), ECC-50DA Main Board (50W, 25V), ECC-50DA Main Board (50W, 70V), ECC-LOC, ECC-RM, ECC-RPU, ECS-125DA (25V) Main Board, ECS-12 [Farenhyt, Firelite] [RS-485] ECC-125DA (25V) Main Board, ECC-50BDA Main Board (100W, 25V), ECC-50BDA Main Board (100W, 70V), ECC-50DA Main Board (50W, 25V), ECC-50DA Main Board (50W, 70V), ECC-LOC, ECC-RM, ECC-RPU, ECS-125DA (25V) Main Board, ECS-12 [ADT Unimode, Eaton Wheelock, Farenhyt, Firelite, Gamewell FCI, Monaco Enterprises, Notifier, Potter, Secutron, Silent Knight] [AUX POWER] [*] 790-012-00, ACM-16ATF, ACM-30, ACM-32AF, ACM-48A, ACM-8RF, ADT-LCD-80, AEM-16ATF, AEM-32AF, AFM-16AF, AFM-16ATF
69990eb6-d30b-41fb-aa3a-5df2e84ec4e5 | NFPA 170 FIRE ALARM CONTROL UNIT | RISER FACP |  | North | Hochiki |  | Fire Alarm Control Unit |  |  |  | Assembly | TRUE | LA901K1-40 |  | FireNET L@TITUDE Analog Addressable Fire Alarm Control Panel, 8 Slot Deep Enclosure, 5.25 A 115V, 2-Loop Panel Module, Hochiki Protocol, Network Module, and Media Gateway™, Gray, 48 Zone LEDs | 1 | [6 empty] | FALSE |  |  | *Refer to Install Sheet | 16.5in (W) x 23.2in (H) x 8in (D) | KM5FCRD (Optional Semi-Flush Mounting Kit) | #FFFF0000 | FA-NFPA 170 FIRE ALARM CONTROL UNIT | 1 | FALSE | FALSE | FALSE | 202 | [8 empty] | 7,12,18,28,33,40 |  |  | 5.25 |  | TRUE | [5 empty] | DESKTOP-GHR3H5U\Anthony | 2019-11-27 08:00 | THOR\acont | 2024-09-08 17:27
bcdae06f-12b6-495a-9188-5df3ab8722b3 |  |  |  | North | Siemens |  | Hardware |  |  |  | Hardware | TRUE | FHK2004-U3 | S54400-C168-A1 | Cerberus PRO Voice Enclosure Kit (Black) Consists of: One FHB2005-U1 3HU Backbox (black), two FHD2004-U1 Inner Door, one FHD2007-U3 Outer Door (black), one FHD2009-U1 Blank Outer Door Plate (black), two FHD2006-U1 Clear Window | 1 | [6 empty] | FALSE | [5 empty] | #FFFFFFFF |  |  | FALSE | FALSE | FALSE | [14 empty] | FALSE | [5 empty] | DESKTOP-7SAL8M7\acont | 2018-09-07 11:26 | THOR\acont | 2024-10-09 10:48
adf9a0fa-c73d-4621-b0e6-5df6708b0f78 | NFPA 170 FIRE ALARM CONTROL UNIT | RISER FACP |  | North | Hochiki |  | Fire Alarm Control Unit |  |  |  | Assembly | TRUE | LA803K1-40 |  | FireNET L@TITUDE Analog Addressable Fire Alarm Control Panel, 8 Slot Standard Plex-Door Enclosure, 10.25 A Auto Voltage, 2-Loop Panel Module, Hochiki Protocol, Network Module, and Media Gateway™, Gray, 48 Zone LEDs | 1 | [6 empty] | FALSE |  |  | *Refer to Install Sheet | 16.5in (W) x 23.2in (H) x 6in (D) | KM5FCRD (Optional Semi-Flush Mounting Kit) | #FFFF0000 | FA-NFPA 170 FIRE ALARM CONTROL UNIT | 1 | FALSE | FALSE | FALSE | 202 | [8 empty] | 7,12,18,28,33,40 |  |  | 10.25 |  | TRUE | [5 empty] | DESKTOP-GHR3H5U\Anthony | 2019-11-27 08:00 | THOR\acont | 2024-09-08 17:27
2d4198a2-bb83-4b7b-a0a7-5dfb07182926 | NFPA 170 SPEAKER WALL |  |  | North | Eaton Wheelock |  | Speaker |  |  |  | Module | TRUE | EL4XSPK-NR | ++ | Outdoor speaker, red | 1 | [6 empty] | TRUE | [5 empty] | #FF0070C0 | FA-NFPA 170 SPEAKER WALL | 1 | FALSE | FALSE | FALSE | 2020 | [16 empty] | WP |  |  | THOR\acont | 2025-01-28 12:25 |  |  | Cloned from Eaton Wheelock EL3RSPK-NW | [Eaton Wheelock] [AUDIO 70.7v] [70V AUDIO] EL3RSPK-NR, EL3RSPK-NW, EL3RSPSTA-ALW, EL3RSPSTA-NW, EL3RSPST-FR, EL3RSPST-FW, EL4XSPK-NR, EL4XSPK-NW, EL4XSPSTA-ALW, EL4XSPSTA-NW, EL4XSPST-FR, EL4XSPST-FW [Eaton Wheelock] [AUDIO 25v] [25V AUDIO] EL3RSPK-NR, EL3RSPK-NW, EL3RSPSTA-ALW, EL3RSPSTA-NW, EL3RSPST-FR, EL3RSPST-FW, EL4XSPK-NR, EL4XSPK-NW, EL4XSPSTA-ALW, EL4XSPSTA-NW, EL4XSPST-FR, EL4XSPST-FW
013173a1-af15-4535-a42b-5dfeaac921d1 | NFPA 170 SPEAKER STROBE |  |  | North | MIRCOM |  | Speaker/Strobe |  |  |  | Module | TRUE | SPPS-204-70 | ++ | Wall mounted speaker strobe 70V white | 1 | [6 empty] | FALSE | [5 empty] | #FF0070C0 | FA-NFPA 170 SPEAKER STROBE | 1 | FALSE | FALSE | FALSE | 2021 | [13 empty] | FALSE | [5 empty] | THOR\acont | 2023-11-28 13:41 | THOR\acont | 2024-09-08 17:27 | Cloned from MIRCOM SPP-204-25R CLONED CLONED CLONED CLONED | [MIRCOM] [NAC] [VFWR] SPPS-204-25, SPPS-204-25R, SPPS-204-70, SPPS-204-70R [MIRCOM] [NAC] [VDC] SPPS-204-25, SPPS-204-25R, SPPS-204-70, SPPS-204-70R [MIRCOM] [AUDIO 70.7v] [70V AUDIO] SPP-204-70, SPP-204-70R, SPPS-204-70, SPPS-204-70R
3d74a852-4ffe-49e9-8504-5e0cae473975 | NFPA 170 NON ADDRESSABLE RELAY |  |  | North | Edwards |  | Non-Addressable Relay |  |  |  | Module | TRUE | MR804/T |  | 4 SPDT Relay /w LED, & Track Mtg H'ware | 1 | 0 | 0.06 |  |  |  |  | FALSE | [5 empty] | #FFFF0000 | FA-NFPA 170 NON ADDRESSABLE RELAY | 1 | FALSE | FALSE | FALSE | 1300 | [13 empty] | FALSE | [7 empty] | THOR\acont | 2024-09-08 17:27 |  | [Edwards] [AUX POWER] MR104C, MR104T, MR604/T, MR804/S, MR804/T
41fb1d07-7a41-438b-b7dd-5e1471f6ac8e | NFPA 170 SMOKE DETECTOR |  |  | North | Edwards |  | Smoke Detector |  |  |  | Module | TRUE | EC5000R (Detector) | + | Fireray 5000 Beam Detector Transmitter/Receiver | 1 | [6 empty] | FALSE | TRUE |  |  |  |  | #FFFF0000 | FA-NFPA 170 SMOKE DETECTOR | 1 | FALSE | FALSE | FALSE | 1408 | [13 empty] | FALSE |  |  | SBD |  |  | THOR\acont | 2025-01-14 14:29 |  |  | Cloned from Kidde EC5000R (Detector) | [Edwards, Kidde] [BEAM DET] EC5000R (Detector) (C)
9c66ed6c-de6d-43af-8e2c-5e208a58507b | NFPA 170 HEAT DETECTOR |  |  | North | Hochiki |  | Heat Detector |  |  |  | Module | TRUE | DFE-135 w/NS6-100 STANDARD BASE | DFE-135 w/NS6-100 STANDARD BASE | HEAT DETECTOR w/ STANDARD BASE | 1 |  | 0.3 |  |  |  |  | TRUE | TRUE |  | *Refer to Install Sheet |  |  | #FFFF0000 | FA-NFPA 170 HEAT DETECTOR | 1 | FALSE | FALSE | FALSE | 1403 | [19 empty] | DESKTOP-0D6CQVA\lousc | 2019-10-12 07:53 | THOR\acont | 2024-09-08 17:27 | Cloned from Hochiki DCD-135 w/NS6-100 STANDARD BASE | [Hochiki] [IDC] 01 [IDC] DCD-135 w/HSC-220L LATCHING LED BASE (C), DCD-135 w/HSC-220R - 2 WIRE RELAY BASE (C), DCD-135 w/HSC-221L LATCHING LED BASE (C), DCD-135 w/HSC-221R - 2 WIRE RELAY BASE (C), DCD-135 w/HSC-224L LATCHING LED BASE (C), DCD-135 w
d1e23b16-dd21-48c8-94be-5e28cf5f3747 | NFPA 170 HEAT DETECTOR |  |  | North | Edwards |  | Heat Detector |  |  |  | Module | TRUE | 302-AW-135 |  | Heat Detector, rate compensated, 135F 57.2C | 1 | [6 empty] | FALSE | [5 empty] | #FFFF0000 | FA-NFPA 170 HEAT DETECTOR | 1 | FALSE | FALSE | FALSE | 1403 | [13 empty] | FALSE | [7 empty] | THOR\acont | 2024-09-08 17:27 | 20191121 AC Detector without base | [Edwards, Kidde, Monaco Enterprises] [IDC] 01 1534-1, 200-GAOF, 270A-DPO, 270A-SPO, 270-DOC, 270-DOC-B, 270-DOC-F, 270-DPO, 270-GAO, 270-GAOB, 270-GAO-DOC, 270-GAO-DOCF, 270P-DPO, 270P-SPO, 270-SPO, 270-SPOW, 270-SPOWB, 270-SPOWF, 271-KR1/SR/GS, 276A-REL
3ac542c7-eb60-4655-ad3b-5e306a55aadd |  |  |  | North | Bosch |  | Cards & Components |  |  |  | Card | TRUE | B444-C | ++ | Plug-in cell module, VZW LTE, cold | 1 | 0.035 | 0.1 |  |  | 12 |  | TRUE | [5 empty] | #FFFFFFFF |  |  | FALSE | FALSE | FALSE | [14 empty] | FALSE | [5 empty] | DESKTOP-7EIEB7A\acont | 2021-10-11 12:16 | THOR\acont | 2024-10-09 10:48 | Cloned from Bosch B444
fcdd1e7d-2834-4507-84b9-5e38d8a26a3d | NFPA 170 SPEAKER WALL |  |  | North | Edwards |  | Speaker |  |  |  | Module | TRUE | G4HFRF-S2 |  | 25V Speaker, Red, running man, FIRE | 1 | [6 empty] | FALSE | [5 empty] | #FF0070C0 | FA-NFPA 170 SPEAKER WALL | 1 | FALSE | FALSE | FALSE | 2021 | [13 empty] | FALSE | [7 empty] | THOR\acont | 2024-09-08 17:27 |  | [Edwards, Kidde] [AUDIO 25v] [25V AUDIO] EGCF-S2VMH (C), G4F-S2, G4F-S2V1575, G4F-S2VM, G4HFRF-S2, G4HFRF-S2VMC, G4HFRN-S2, G4HFRN-S2VMC, G4HFWA-S2, G4HFWA-S2VMA, G4HFWA-S2VMC, G4HFWF-S2, G4HFWF-S2VMC, G4HFWN-S2, G4HFWN-S2VMA, G4HFWN-S2VMC, G4RF-S2, G4RF
c2fe0688-3160-49cf-9363-5e3bcec10a32 | NFPA 170 STROBE WALL |  |  | North | Hochiki |  | Strobe |  |  |  | Module | TRUE | RSSWP-2475W-FW |  | NOTIFICATION, STROBE, WHITE, WALL, WP | 1 | 0 | 0.138 |  |  |  |  | FALSE | FALSE |  |  |  |  | #FF0070C0 | FA-NFPA 170 STROBE WALL | 1 | FALSE | FALSE | FALSE | 2023 | [13 empty] | FALSE |  |  | WP |  |  | DESKTOP-7SAL8M7\acont | 2020-11-17 08:58 | THOR\acont | 2024-09-08 17:27 | Cloned from Hochiki RSSWP-2475W-FR | [Eaton Wheelock, Hochiki] [NAC] [UL1971] RSSWP-2475W-AR, RSSWP-2475W-FR, RSSWP-2475W-FW
ec403d88-0629-44ba-9f3e-5e3d139afefa | NFPA 170 SMOKE HEAT CO DETECTOR |  |  | North | Edwards |  | Smoke/Heat/CO Detector |  |  |  | Module | TRUE | SIGA2-PHCOS w/SIGA-RB BASE | ++ | Photoelectric Smoke / Heat / Carbon Monoxide Detector | 1 | 7e-05 | 7e-05 |  |  |  |  | FALSE | TRUE |  |  |  |  | #FFFF0000 | FA-NFPA 170 SMOKE HEAT CO DETECTOR | 1 | FALSE | FALSE | FALSE | 1410 | [13 empty] | FALSE | [7 empty] | THOR\acont | 2024-10-08 16:26 | 20191121 AC Detector with base | [Edwards, Kidde] [SLC EST MODULES SENSORS] [*] [#2 SHARED ADDR ¦ SENSORS] KI-DDOS (C), SIGA2-COS w/SIGA-AB4G BASE, SIGA2-COS w/SIGA-AB4G-LF BASE, SIGA2-COS w/SIGA-AB4GT BASE, SIGA2-COS w/SIGA-IB BASE, SIGA2-COS w/SIGA-RB BASE, SIGA2-COS w/SIGA-SB BASE, S [Edwards, Kidde] [SLC EST SENSORS] 01 [*] [EST3, iO1000] DS-HFS (C), DS-PS (C), FX-HD w/IB4U BASE, FX-HD w/RB4U BASE, FX-HD w/SB4U BASE, FX-HD w/SB4U-LF BASE, FX-HD wB4U BASE, FX-PD w/B4U BASE (C), FX-PD w/IB4U BASE (C), FX-PD w/SB4U BASE (C), FX-PD w/SB [Edwards, Kidde] [SLC EST SENSORS] [*] [#4 TYPE ADDR ¦ SENSORS] KI-DDOS (C), SIGA2-COS w/SIGA-AB4G BASE, SIGA2-COS w/SIGA-AB4G-LF BASE, SIGA2-COS w/SIGA-AB4GT BASE, SIGA2-COS w/SIGA-IB BASE, SIGA2-COS w/SIGA-RB BASE, SIGA2-COS w/SIGA-SB BASE, SIGA2-HCOS [Edwards, Kidde] [SLC EST MODULES/SENSORS] 01 [*] [iO64] DS-HFS (C), DS-PS (C), FX-HD w/IB4U BASE, FX-HD w/RB4U BASE, FX-HD w/SB4U BASE, FX-HD w/SB4U-LF BASE, FX-HD wB4U BASE, FX-PD w/B4U BASE (C), FX-PD w/IB4U BASE (C), FX-PD w/SB4U BASE (C), FX-PD w/SB
2e83ff28-4aef-42be-8068-5e3dcfe76735 |  |  |  | North | Simplex | [5 empty] | Module | TRUE | 4100-6104 | ++ | ES Net NIC cards for 4100ES, TrueSite Workstation, or Incident Commander, One slot of a 4100ES bay | 1 | 0.12 | 0.12 | [10 empty] | #FFFFFFFF |  |  | FALSE | FALSE | FALSE | [20 empty] | THOR\acont | 2024-02-22 16:22 | THOR\acont | 2024-10-09 10:48 | Cloned from Autocall A100-6104
bfe080f2-df2c-42f2-9301-5e4c42430361 |  |  |  | North | Edwards |  | Cards & Components |  |  |  | Card | TRUE | SMK |  | Smoke Power Converter Module | 1 | 0.002 | 0.002 |  |  |  |  | TRUE | [5 empty] | #FFFFFFFF |  |  | FALSE | FALSE | FALSE | [14 empty] | FALSE | [7 empty] | THOR\acont | 2024-10-09 10:48
5cf38909-d7cd-4d5e-ac88-5e4d417c563d | NFPA 170 FLOW DETECTOR |  |  | North | Notifier |  | Flow Detector |  |  |  | Module | TRUE | WFD60 | + | Waterflow Detector, Schedule 10/40, 6" | 1 | [6 empty] | FALSE | FALSE |  |  |  |  | #FFFF0000 | FA-NFPA 170 FLOW DETECTOR | 1 | FALSE | FALSE | FALSE | 1700 | [13 empty] | FALSE | [7 empty] | THOR\acont | 2024-09-08 17:27 | 20191121 AC Detector without base | [Det-Tronics, Edwards, Kidde, Notifier] [IDC] 01 30-3013, 30-3013 w/FMM-101, Q3013D, 5621 (C), 5622 (C), 5623 (C), 5624 (C), BNG-1, BNG-1F, BNG-1FTS, BNG-1R, BNG-1SP, BNG-1TS, BNG-1TSL, BNG-1TSR, BNG-1TSRL, CP-651 (C), HD-601 (C), HD-602 (C), HD-603 (C), [Farenhyt, Generic, N/A, Notifier, Potter, Silent Knight] [AUX POWER] [BELL POWER ++] FURNISHED BY OTHERS, PS10 Series, PS10-EX, VSG, VSR Series, VSR-10, VSR-AT, VSR-C, VSR-CF, VSR-FE-2, VSR-FEX Series, VSR-S Series, VSR-SF, VSR-SFG, VSR-SFT, VSR-SG, VSR
c0a0d60c-43a5-4853-981f-5e4d893d40df | NFPA 170 HORN |  |  | North | Siemens |  | Horn |  |  |  | Module | TRUE | LFS-AL-R | S54329-A5-A1 | Low Frequency Sounder / "Alert" Text / Red | 1 | [12 empty] | #FF0070C0 | FA-NFPA 170 HORN | 1 | FALSE | FALSE | FALSE | [17 empty] | LF |  |  | DESKTOP-7SAL8M7\acont | 2019-08-13 09:04 | THOR\acont | 2024-09-08 17:27 |  | [Siemens] [NAC] [VFWR CONTINUOUS] LFS-AL-R, LFS-AL-W, LFS-CO-R, LFS-CO-W, LFS-F-R, LFS-F-W, LFS-N-R, LFS-N-W [Siemens] [NAC] [VDC CONTINUOUS] LFS-AL-R, LFS-AL-W, LFS-CO-R, LFS-CO-W, LFS-F-R, LFS-F-W, LFS-N-R, LFS-N-W
3af09999-1168-48e1-b25d-5e516d5f8180 | NFPA 170 PRESSURIZED STAIRWELL |  |  | North | Block Definition Only |  | Miscellaneous |  |  |  | Module | TRUE | NFPA 170 PRESSURIZED STAIRWELL |  | NFPA 170 PRESSURIZED STAIRWELL | 1 | [12 empty] | #FFFF0000 | FA-NFPA 170 PRESSURIZED STAIRWELL | 1 | FALSE | FALSE | FALSE | [20 empty] | AULAPTOP-PC\Aulaptop | 2020-03-26 07:41 | THOR\acont | 2024-09-08 17:27
f6cc3274-d572-41c2-821d-5e51741293b0 | NFPA 170 WIRELESS CONTROL UNIT |  |  | North | Honeywell |  | Wireless Control Unit |  |  |  | Module | TRUE | 5883H |  | COMMERCIAL WIRELESS RECEIVER | 1 | 0.06 | 0.06 |  |  |  |  | FALSE | [5 empty] | #FFFF0000 | FA-NFPA 170 WIRELESS CONTROL UNIT | 1 | FALSE | FALSE | FALSE | 1408 | [13 empty] | FALSE | [5 empty] | AUGUSTXPS17-EUP\aucon | 2023-02-18 07:07 | THOR\acont | 2024-09-08 17:27 | Cloned from Honeywell 5881ENHC | [Honeywell] [KEYPAD] [*] 4208SN, 4208SNF, 4208U, 5881ENHC, 5883H, 6160, 6160CR-2, 6290W, 6460S, 6460SC, 6460W, 6460WC [Honeywell] [AUX POWER] [*] 5881ENHC, 5883H, 6160CR-2 | [Honeywell] 5881ENHC, 5883H
8d14f828-8583-432b-b621-5e60d6eccc64 | NFPA 170 STROBE WALL |  |  | North | Edwards |  | Strobe |  |  |  | Module | TRUE | G4ERA-B |  | Strobe Expander, Red, ALERT markings, blue | 1 | 0 | 0.078 |  |  |  |  | FALSE | [5 empty] | #FF0070C0 | FA-NFPA 170 STROBE WALL | 1 | FALSE | FALSE | FALSE | 2023 | [13 empty] | FALSE | [7 empty] | THOR\acont | 2024-09-08 17:27 |  | [Edwards, Kidde] [NAC] [24 VDC] G4ERA-A, G4ERA-B, G4ERA-G, G4ERA-R, G4ERF-C, G4ERN-A, G4ERN-B, G4ERN-C, G4ERN-G, G4ERN-R, G4EWA-A, G4EWA-B, G4EWA-G, G4EWA-R, G4EWF-C, G4EWN-A, G4EWN-B, G4EWN-C, G4EWN-G, G4EWN-R, G4F-S2V1575, G4F-S2VM, G4F-S7V1575, G4F-S7 [Edwards, Kidde] [NAC] [16 VDC] G4ERA-A, G4ERA-B, G4ERA-G, G4ERA-R, G4ERF-C, G4ERN-A, G4ERN-B, G4ERN-C, G4ERN-G, G4ERN-R, G4EWA-A, G4EWA-B, G4EWA-G, G4EWA-R, G4EWF-C, G4EWN-A, G4EWN-B, G4EWN-C, G4EWN-G, G4EWN-R, G4F-S2V1575, G4F-S2VM, G4F-S7V1575, G4F-S7
1b20ed47-c46b-4e5c-ab27-5e673a26189f | NFPA 170 SPEAKER STROBE CEILING |  |  | North | System Sensor |  | Speaker/Strobe |  |  |  | Module | TRUE | SPSCWLED-BT | ++ | 2-WIRE, SPEAKER STROBE LED WHITE CEILING BILINGUAL W/ TRIM | 1 | 0 | 0.226 |  |  |  |  | FALSE | TRUE |  |  |  |  | #FF0070C0 | FA-NFPA 170 SPEAKER STROBE CEILING | 1 | FALSE | FALSE | FALSE | 2020 | [13 empty] | FALSE |  |  | C |  |  | THOR\acont | 2024-02-21 10:56 | THOR\acont | 2024-09-08 17:27 | Cloned from System Sensor SPSCW CLONED CLONED | [System Sensor] [AUDIO 70.7v] [70V AUDIO] SPSCRLED (C), SPSCRLED-B (C), SPSCRLED-BT (C), SPSCWLED (C), SPSCWLED-B (C), SPSCWLED-BT (C), SPSCWLED-CLR-ALERT (C), SPSCWLED-P (C), SPSCWLED-SP (C), SPSCWLED-T (C), SPSCWLED-TP (C), SPSRLED, SPSRLED-B, SPSRLED- [System Sensor] [AUDIO 25v] [25V AUDIO] SPSCRLED (C), SPSCRLED-B (C), SPSCRLED-BT (C), SPSCWLED (C), SPSCWLED-B (C), SPSCWLED-BT (C), SPSCWLED-CLR-ALERT (C), SPSCWLED-P (C), SPSCWLED-SP (C), SPSCWLED-T (C), SPSCWLED-TP (C), SPSRLED, SPSRLED-B, SPSRLED-P, [System Sensor] [NAC] [VDC] SPSCRLED (C), SPSCRLED-B (C), SPSCRLED-BT (C), SPSCWLED (C), SPSCWLED-B (C), SPSCWLED-BT (C), SPSCWLED-CLR-ALERT (C), SPSCWLED-P (C), SPSCWLED-SP (C), SPSCWLED-T (C), SPSCWLED-TP (C)
516b5851-2324-4850-8ad7-5e792e9bd2f8 | NFPA 170 ADDRESSABLE INPUT MONITOR MODULE |  |  | North | Bosch |  | Addressable Module |  |  |  | Module | TRUE | FLM-325-CZM4 | ++ | Conventional Zone Module | 1 | 0.0004 | 0.06 |  |  | 24 |  | FALSE | FALSE |  |  |  |  | #FFFF0000 | FA-NFPA 170 ADDRESSABLE INPUT MONITOR MODULE | 1 | FALSE | FALSE | FALSE | 1000 | [13 empty] | FALSE | [5 empty] | DESKTOP-7EIEB7A\acont | 2022-08-27 09:45 | THOR\acont | 2024-09-08 17:27 | Cloned from Bosch FLM-325-2I4 | [Bosch] [SLC BOSCH MODULES SENSORS] [*] [#02 MODULES ++] FLM-325-2I4, FLM-325-2R4-2A, FLM-325-2R4-2AI, FLM-325-2R4-8A, FLM-325-2R4-8AI, FLM-325A, FLM-325-CZM4, FLM-325-I4-A, FLM-325-I4-AI, FLM-325-IM, FLM-325-NA4, FLM-325-NAI4, FMM-325A, FMM-325A-D, FMM- | [Bosch] FLM-325-CZM4
0c4642d8-3177-4f3c-b753-5e79898ec4f5 | NFPA 170 HEAT DETECTOR |  |  | North | Siemens |  | Heat Detector |  |  |  | Module | TRUE | DT-200R | 500-019615 | RATE OF RISE/FIXED TEMP 200 DEG | 1 | [12 empty] | #FFFF0000 | FA-NFPA 170 HEAT DETECTOR | 1 | FALSE | FALSE | FALSE | [17 empty] | 200° R |  |  | DESKTOP-7SAL8M7\acont | 2019-08-13 09:04 | THOR\acont | 2024-09-08 17:27 |  | [Siemens] [IDC] [#1 ALARM] DT-135F, DT-135R, DT-135WP, DT-140EP, DT-160EP, DT-190EP, DT-200F, DT-200R, DT-200WP, DT-225EP, DT-275EP, DT-325EP, DT-360EP, DT-450EP, DT-600EP, DT-725EP
2bf4f329-e559-486a-bc65-5e7ac6a6f75f | Hood System |  |  | North | Farenhyt |  | Miscellaneous |  |  |  | Module | TRUE | Hood System/IDP-MINIMON | ++ | Hood System with Mini Contact Module | 1 | 0.00035 | 0.00035 |  |  |  |  | FALSE | [5 empty] | #FFFF0000 | FA-Hood System | 1 | FALSE | FALSE | FALSE | [14 empty] | FALSE |  |  | MM |  |  |  |  | THOR\acont | 2024-09-08 17:27 |  | [Farenhyt] [SLC IDP MODULES] [*] [#3 TYPE ADDR ¦ MODULES] CO1224TR w/ IDP-MINIMON, CO1224TR w/ IDP-MONITOR, Hood System/IDP-MINIMON, IDP-CONTROL, IDP-CONTROL-6, IDP-MINIMON, IDP-MON-10, IDP-MONITOR, IDP-MONITOR-2, IDP-PULL-DA, IDP-PULL-SA, IDP-RELAY, IDP [Farenhyt, Silent Knight] [SLC MODULES SENSORS] [*] [#1 SHARED ADDR ¦ MODULES] HFS-MM, Hood System/IDP-MINIMON, IDP-CONTROL, IDP-CONTROL-6, IDP-MINIMON, IDP-MON-10, IDP-MONITOR, IDP-MONITOR-2, IDP-PULL-DA, IDP-PULL-SA, IDP-RELAY, IDP-RELAY-6, IDP-RELAYMO
466d16f4-3dcc-4b61-8a59-5e7d90f0e8b5 | NFPA 170 SPEAKER STROBE CEILING |  |  | North | Monaco Enterprises |  | Speaker/Strobe |  |  |  | Module | TRUE | 580-113-00 |  | SPKR STB:WHT,T-1,CM,INDOOR,24V,NO LTR,CLR,15-177 CANDELA,1/4-2W | 1 | 0 | 0.017 |  |  |  |  | FALSE | TRUE |  |  |  |  | #FF0070C0 | FA-NFPA 170 SPEAKER STROBE CEILING | 1 | FALSE | FALSE | FALSE | 2020 | [13 empty] | FALSE |  |  | C |  |  | DESKTOP-7SAL8M7\acont | 2020-03-02 16:36 | THOR\acont | 2024-09-08 17:27 | Cloned from System Sensor SPSCWL-P | [Monaco Enterprises] [AUDIO 70.7v] [70V AUDIO] 580-113-00 (C) [Monaco Enterprises] [NAC] 580-113-00 (C) [Monaco Enterprises] [AUDIO 25v] [25V AUDIO] 580-113-00 (C)
9f0f4200-455f-406a-962e-5e7ee19b54d6 |  |  |  | North | Bosch | [5 empty] | Module | TRUE | B465-MRC-1640 | * | Dual Path Communicator Kit | 1 | [12 empty] | #FFFFFFFF |  |  | FALSE | FALSE | FALSE | [20 empty] | DESKTOP-7EIEB7A\acont | 2021-08-13 06:25 | THOR\acont | 2024-10-09 10:48
1843548a-935a-44ed-adba-5e856dacf2bc |  |  |  | North | Siemens | [5 empty] | Module | TRUE | SRC-8 | 500-692972 | SXL 8 RELAY MODULE | 1 | [12 empty] | #FFFFFFFF |  |  | FALSE | FALSE | FALSE | [20 empty] | DESKTOP-7SAL8M7\acont | 2019-08-13 09:04 | THOR\acont | 2024-10-09 10:48
074a0911-fa9c-4372-afc9-5e87a94c5e12 |  |  |  | North | Autocall |  | Hardware |  |  |  | Hardware | TRUE | A2975-9409 | + | 3 bay back box red | 1 | [12 empty] | #FFFFFFFF |  |  | FALSE | FALSE | FALSE | [20 empty] | ALIENWIN10\AugWin7 | 2019-11-19 16:19 | THOR\acont | 2024-10-09 10:48
9bd6389e-c43a-4790-aab5-5e888f6e26de |  |  |  | North | Edwards |  | Hardware |  |  |  | Hardware | TRUE | 6832-1 |  | Telephone Wallbox, Red, use -4, 5A-4, 6A-4 phones | 1 | [6 empty] | FALSE | [5 empty] | #FFFFFFFF |  |  | FALSE | FALSE | FALSE | [14 empty] | FALSE | [7 empty] | THOR\acont | 2024-10-09 10:48
232290c8-e021-479e-8d55-5e89be165475 |  |  |  | North | Bosch | [5 empty] | Module | TRUE | ITS-SIM-TMO | * | TMOBILE SIM CARD FOR BOSCH CELL C OMMUNICATOR B443 | 1 | [12 empty] | #FFFFFFFF |  |  | FALSE | FALSE | FALSE | [20 empty] | DESKTOP-7EIEB7A\acont | 2021-08-13 06:25 | THOR\acont | 2024-10-09 10:48
5fe1cabf-8f0e-4837-9fdc-5e901522c9ef |  |  |  | North | Kidde |  | Cards & Components |  |  |  | Card | TRUE | ANS25MDR2 |  | 25W Audio Notification Panel, Red | 1 | 0.18 | 1 |  |  |  |  | TRUE | [5 empty] | #FFFFFFFF |  |  | FALSE | FALSE | FALSE | [14 empty] | FALSE | [5 empty] | DESKTOP-7SAL8M7\acont | 2020-01-02 07:17 | THOR\acont | 2024-10-09 10:48 | Cloned from Edwards ANS25MDR2
daf67bfa-558d-4f18-b5eb-5e95907056a6 | NFPA 170 SPEAKER STROBE |  |  | North | Kidde |  | Speaker/Strobe |  |  |  | Module | TRUE | INT-8A-RS70W |  | 110cdW, 60cdC Strobe, Re-Ent Speaker, 70V 2, 4, 8, 15w | 1 | [6 empty] | FALSE | [5 empty] | #FF0070C0 | FA-NFPA 170 SPEAKER STROBE | 1 | FALSE | FALSE | FALSE | 2019 | [13 empty] | FALSE | [5 empty] | AUGUSTALIEN\aucon | 2024-05-21 15:56 | THOR\acont | 2024-10-09 10:48 | Cloned from Edwards 757-8A-RS70W | [Edwards, Kidde] [AUDIO 70.7v] [70V AUDIO] 757-1A-R70, 757-1A-R70W, 757-3A-RS70, 757-3A-RS70W, 757-7A-RS70, 757-7A-RS70W, 757-7A-RS70WA, 757-7A-SS70, 757-7A-SS70W, 757-8A-RS70, 757-8A-RS70W, 757-8A-RS70WA, INT-3A-RS70, INT-3A-RS70W, INT-7A-RS70, INT-7A-R
a1a75a2c-123a-40b7-b598-5e987189067e |  |  |  | North | Siemens |  | Cards & Components |  |  |  | Card | TRUE | FV2025 Main Board |  | CARD, FV2025 Main Board | 1 | [6 empty] | TRUE | [5 empty] | #FFFFFFFF |  |  | FALSE | FALSE | FALSE | [20 empty] | AULAPTOP-PC\Aulaptop | 2019-04-20 13:33 | THOR\acont | 2024-10-09 10:48
eaa4e59a-49d1-4d70-b8c7-5e9b056557c7 |  |  |  | North | DMP |  | Cards & Components |  |  |  | Card | TRUE | XR100FC/XR500FC/XR150FC/XR550FC Main Board |  | Main Board | 1 | 0.174 | 0.217 |  |  |  |  | TRUE | [5 empty] | #FFFFFFFF |  |  | FALSE | FALSE | FALSE | [14 empty] | FALSE | [5 empty] | DESKTOP-7EIEB7A\acont | 2022-03-10 06:44 | THOR\acont | 2024-10-09 10:48 | Cloned from DMP XR100FC/XR500FC/XR150FC/XR550FC Main Board |  | [BluePoint, DMP] BP-DHE-A201 Main Board, XR100FC/XR500FC/XR150FC/XR550FC Main Board
e983425a-0c28-4bfb-9423-5e9c1615d228 |  |  |  | North | HID | Security/Access Control |  |  |  |  | Module | TRUE | 5395C |  |  | 1 | [12 empty] | #FFFFFFFF |  |  | FALSE | FALSE | FALSE | [20 empty] | THOR\acont | 2024-03-12 21:20 | THOR\acont | 2024-10-09 10:48
56ef0f7a-5d7d-4657-875b-5e9cc1ba15f1 |  |  |  | North | Edwards |  | Hardware |  |  |  | Hardware | TRUE | MN-HSECCH1 |  | ECC Cabinet heater system kit (120 VAC). Provides terminals for battery heater blanket kits. One used for MN-HS16, MN-HSMP650 or MN-HS32 Series. Two used for MN-HS64 Series. | 1 | [6 empty] | FALSE | [5 empty] | #FFFFFFFF |  |  | FALSE | FALSE | FALSE | [14 empty] | FALSE | [7 empty] | THOR\acont | 2024-10-09 10:48
7bc9ce6f-9dc2-470c-8987-5ea4c7df0fb4 |  |  |  | North | WINLAND | Environmental |  |  |  |  | Module | TRUE | EA200-12 |  |  | 1 | [12 empty] | #FFFFFFFF |  |  | FALSE | FALSE | FALSE | [20 empty] | THOR\acont | 2024-03-12 21:43 | THOR\acont | 2024-10-09 10:48
d6685cbe-ddca-4bcc-ae40-5ea7e63ea50c | NFPA 170 HEAT DETECTOR |  |  | North | Siemens |  | Heat Detector |  |  |  | Module | TRUE | DT-725EP | 500-688987 | 750 DEG EXP PROOF (SPECIAL ORDER) ***NOTE: OTHER TEMP. REQ. SPECIAL ORDER | 1 | [12 empty] | #FFFF0000 | FA-NFPA 170 HEAT DETECTOR | 1 | FALSE | FALSE | FALSE | [17 empty] | 750° FT, XP |  |  | DESKTOP-7SAL8M7\acont | 2019-08-13 09:04 | THOR\acont | 2024-09-08 17:27 |  | [Siemens] [IDC] [#1 ALARM] DT-135F, DT-135R, DT-135WP, DT-140EP, DT-160EP, DT-190EP, DT-200F, DT-200R, DT-200WP, DT-225EP, DT-275EP, DT-325EP, DT-360EP, DT-450EP, DT-600EP, DT-725EP
041bc1a4-978f-4b6c-bc41-5eaa2314fc98 | NFPA 170 AMPLIFIER RACK | RISER AMP |  | North | Hochiki |  | Amplifier |  |  |  | Assembly | TRUE | FNVDP100/P (70V) | + | Distributed Panel, Dual Channel, 100W, Fire Phone | 1 | [6 empty] | FALSE |  |  | *Refer to Install Sheet |  |  | #FFFF0000 | FA-NFPA 170 AMPLIFIER RACK | 1 | FALSE | FALSE | FALSE | 300 | [8 empty] | 7,12,18 |  |  |  | 200 | TRUE | [5 empty] | DESKTOP-7SAL8M7\acont | 2019-11-04 16:39 | THOR\acont | 2024-09-08 17:27
8b6c73c9-4b48-48fb-b5b2-5ead876bdc83 |  |  |  | North | Simplex |  | Hardware |  |  |  | Hardware | TRUE | 2081-9287 | ++ | System Batteries, Sealed Lead-Acid, 25 Ah | 1 | [6 empty] | FALSE | [5 empty] | #FFFFFFFF |  |  | FALSE | FALSE | FALSE | [14 empty] | FALSE | [5 empty] | THOR\acont | 2025-02-04 10:05 | THOR\acont | 2025-02-04 10:07 | Cloned from Simplex 2081-9275
5f7712d1-8f80-402d-ad83-5eb6a3f72440 | NFPA 170 HEAT DETECTOR |  |  | North | MIRCOM |  | Heat Detector |  |  |  | Module | TRUE | MIX-4030 w/MIX-4001 | + | Heat Detector (Non-Isolated) | 1 | 0.00016 | 0.0032 |  |  |  |  | FALSE | TRUE |  |  |  |  | #FFFF0000 | FA-NFPA 170 HEAT DETECTOR | 1 | FALSE | FALSE | FALSE | 1408 | [13 empty] | FALSE | [5 empty] | DESKTOP-7EIEB7A\acont | 2022-03-09 11:02 | THOR\acont | 2024-09-08 17:27 | Cloned from MIRCOM MIX-4010 w/MIX-4001 | [MIRCOM] [SLC SENSORS] [*] [#4 TYPE ADDR ¦ SENSORS] DNR w/MIX-2251BR (C), DNR w/MIX-2351RAP (C), MIX-1251AP w/B200SR-LF-WH (C), MIX-1251AP w/B200SR-WH (C), MIX-1251AP w/B210LP (C), MIX-1251AP w/B224RB-WH (C), MIX-1251AP w/B501 (C), MIX-1251B w/B200SR-LF- [MIRCOM] [SLC MODULES SENSORS] [*] [#2 SHARED ADDR ¦ SENSORS] DNR w/MIX-2251BR (C), DNR w/MIX-2351RAP (C), MIX-1251AP w/B200SR-LF-WH (C), MIX-1251AP w/B200SR-WH (C), MIX-1251AP w/B210LP (C), MIX-1251AP w/B224RB-WH (C), MIX-1251AP w/B501 (C), MIX-1251B w/
9fad5f0f-fd3d-4c4c-ae3d-5ebb9fdeec20 | NFPA 170 SPEAKER STROBE |  |  | North | Autocall |  | Speaker/Strobe |  |  |  | Module | TRUE | A49SV-APPLW-BA | + | Wall Mount Addressable S/V Appliance only, Assembled in USA | 1 | 0 | 0 |  |  |  |  | TRUE | FALSE |  |  |  |  | #FF0070C0 | FA-NFPA 170 SPEAKER STROBE | 1 | FALSE | FALSE | FALSE | 2019 | [19 empty] | DESKTOP-7EIEB7A\acont | 2022-02-21 14:33 | THOR\acont | 2024-09-08 17:27 | Cloned from Autocall A49SV-APPLW-O-BA | [Autocall, Simplex] [IDNac] [23VDC] 49HFV-APPLW, 49HFV-APPLW-BA, 49SV-APPLW, 49SV-APPLW-BA, 49VO-APPLW, 49VO-APPLW-BA, A49HFV-APPLW, A49HFV-APPLW-BA, A49SV-APPLW, A49SV-APPLW-BA, A49VO-APPLW, A49VO-APPLW-BA [Autocall, Simplex] [AUDIO 25v] [25V AUDIO] 49HF-APPLW, 49HF-APPLW-BA, 49HFV-APPLW, 49HFV-APPLW-BA, 49SO-APPLW, 49SO-APPLW-BA, 49SO-APPLW-O, 49SO-APPLW-O-BA, 49SV-APPLW, 49SV-APPLW-BA, 49SV-APPLW-O, 49SV-APPLW-O-BA, A49HF-APPLW, A49HF-APPLW-BA, A49HFV-AP [Autocall, Simplex] [AUDIO 70.7v] [70V AUDIO] 49HF-APPLW, 49HF-APPLW-BA, 49HFV-APPLW, 49HFV-APPLW-BA, 49SO-APPLW, 49SO-APPLW-BA, 49SO-APPLW-O, 49SO-APPLW-O-BA, 49SV-APPLW, 49SV-APPLW-BA, 49SV-APPLW-O, 49SV-APPLW-O-BA, A49HF-APPLW, A49HF-APPLW-BA, A49HFV-
26f72d99-00db-47f4-8708-5ec2daaa720b | NFPA 170 SMOKE CO DETECTOR |  |  | North | Potter |  | Smoke/CO Detector |  |  |  | Module | TRUE | PAD200-PCD w/PAD100-6DB (Split) | + | Photoelectric Smoke/CO Detector with 6" Standard Base | 1 | 0.0003 | 0.0003 |  |  |  |  | FALSE | TRUE |  |  |  |  | #FFFF0000 | FA-NFPA 170 SMOKE CO DETECTOR | 1 | FALSE | FALSE | FALSE | 1411 | [13 empty] | FALSE |  |  | 6DB |  |  | THOR\acont | 2025-02-13 10:27 |  |  | Cloned from Potter PAD200-PCD w/PAD100-6DB | [Potter] [SLC PAD] [*] [#2 SHARED ADDR ¦ SENSORS] PAD100-CD w/PAD100-4DB, PAD100-CD w/PAD100-6DB, PAD100-CD w/PAD100-IB, PAD100-CD w/PAD100-LFSB, PAD100-CD w/PAD100-RB, PAD100-CD w/PAD100-SB, PAD100-CD w/PAD100-SPKB, PAD100-DUCT (C), PAD100-DUCTR (C), PA
387a878c-ae0a-43ba-8b2d-5ec47dddc822 | NFPA 170 SMOKE DETECTOR |  |  | North | Edwards |  | Smoke Detector |  |  |  | Module | TRUE | 721UT |  | 2W Smoke Detector 12/24Vdc, fast response /w remote A/T LED | 1 |  | 0.06 |  |  |  |  | FALSE | TRUE |  |  |  |  | #FFFF0000 | FA-NFPA 170 SMOKE DETECTOR | 1 | FALSE | FALSE | FALSE | 1408 | [13 empty] | FALSE | [7 empty] | THOR\acont | 2024-09-08 17:27 | 20191121 AC Detector without base | [Edwards] [IDC] 02 511C (C), 711U (C), 711UT (C), 721UT (C), TS7-2 (C), TS7-2T (C)
2f17c24a-35aa-442c-bbff-5ec6f8ce8ff8 | NFPA 170 SMOKE DETECTOR |  |  | North | Hochiki |  | Smoke Detector |  |  |  | Module | TRUE | SOC-24V w/HSC-4R - 4 WIRE RELAY BASE | SOC-24V w/HSC-4R - 4 WIRE RELAY BASE | PHOTOELECTRIC SMOKE DETECTOR w/ 4 WIRE RELAY BASE | 1 |  | 0.193 |  |  |  |  | TRUE | TRUE |  | *Refer to Install Sheet |  |  | #FFFF0000 | FA-NFPA 170 SMOKE DETECTOR | 1 | FALSE | FALSE | FALSE | 1408 | [16 empty] | R |  |  | DESKTOP-0D6CQVA\lousc | 2019-10-06 17:36 | THOR\acont | 2024-09-30 09:19 | from Hochiki SOC-24V w/HSC-224R - 2 WIRE RELAY BASE | [Hochiki] [IDC] 02 [IDC] SLR-24H w/HSC-220L LATCHING LED BASE (C), SLR-24H w/HSC-220R - 2 WIRE RELAY BASE (C), SLR-24H w/HSC-221L LATCHING LED BASE (C), SLR-24H w/HSC-221R - 2 WIRE RELAY BASE (C), SLR-24H w/HSC-224L LATCHING LED BASE (C), SLR-24H w/HSC-2
91e7d57b-8e1d-4350-a5b0-5ecaba8ea737 |  |  |  | North | Farenhyt |  | Cards & Components |  |  |  | Card | TRUE | ECS-XRM-70V | + | 70V Transformer Conversion Module | 1 | [6 empty] | TRUE | FALSE |  |  |  |  | #FFFFFFFF |  |  | FALSE | FALSE | FALSE | [14 empty] | FALSE | [5 empty] | DESKTOP-7EIEB7A\acont | 2021-12-08 14:03 | THOR\acont | 2024-10-09 10:48 | Cloned from Firelite ECC-XRM-70V
24f8a768-41c4-490e-b7ca-5ed612e2e4b8 |  |  |  | North | Edwards |  | Hardware |  |  |  | Hardware | TRUE | 454731ARE |  | 16/2 Solid Twisted Red-Jacket FPLR | 1 | [6 empty] | FALSE | [5 empty] | #FFFFFFFF |  |  | FALSE | FALSE | FALSE | [14 empty] | FALSE | [7 empty] | THOR\acont | 2024-10-09 10:48
96137281-7937-4448-bd50-5ee44d512d7a | NFPA 170 HORN STROBE CEILING |  |  | North | Edwards |  | Horn/Strobe |  |  |  | Module | TRUE | GCAVRF |  | Horn-Strobe, running man, red, fire | 1 | [6 empty] | FALSE | TRUE |  |  |  |  | #FF0070C0 | FA-NFPA 170 HORN STROBE CEILING | 1 | FALSE | FALSE | FALSE | 2013 | [13 empty] | FALSE |  |  | C |  |  | DESKTOP-7SAL8M7\acont | 2019-11-07 12:47 | THOR\acont | 2024-09-08 17:27 | Cloned from Kidde EGCAVRF | [Edwards, Kidde] [NAC] [24 VDC, HIGH DB] EGCAVRF (C), EGCAVRN (C), EGCAVWF (C), EGCAVWN (C), GCAVRF (C), GCAVRN (C), GCAVWF (C), GCAVWN (C) [Edwards, Kidde] [NAC] [24 VFWR, HIGH DB] EGCAVRF (C), EGCAVRN (C), EGCAVWF (C), EGCAVWN (C), GCAVRF (C), GCAVRN (C), GCAVWF (C), GCAVWN (C)
bb299f5d-ba9a-4188-b804-5eeb8f657223 | NFPA 170 SPEAKER STROBE |  |  | North | Edwards |  | Speaker/Strobe |  |  |  | Module | TRUE | G4RF-S7V1575 |  | 70V Speaker/Strobe, Red, running man, FIRE 15/75 cd | 1 | 0 | 0.294 |  |  |  |  | FALSE | [5 empty] | #FF0070C0 | FA-NFPA 170 SPEAKER STROBE | 1 | FALSE | FALSE | FALSE | 2019 | [13 empty] | FALSE | [7 empty] | THOR\acont | 2024-09-08 17:27 |  | [Edwards, Kidde] [AUDIO 70.7v] [70V AUDIO] G4F-S7, G4F-S7V1575, G4F-S7VM, G4HFRF-S7, G4HFRF-S7VMC, G4HFRN-S7, G4HFRN-S7VMC, G4HFWA-S7, G4HFWA-S7VMA, G4HFWA-S7VMC, G4HFWF-S7, G4HFWF-S7VMC, G4HFWN-S7, G4HFWN-S7VMA, G4HFWN-S7VMB, G4HFWN-S7VMC, G4RF-S7, G4RF [Edwards, Kidde] [NAC] [16 VDC] G4ERA-A, G4ERA-B, G4ERA-G, G4ERA-R, G4ERF-C, G4ERN-A, G4ERN-B, G4ERN-C, G4ERN-G, G4ERN-R, G4EWA-A, G4EWA-B, G4EWA-G, G4EWA-R, G4EWF-C, G4EWN-A, G4EWN-B, G4EWN-C, G4EWN-G, G4EWN-R, G4F-S2V1575, G4F-S2VM, G4F-S7V1575, G4F-S7 [Edwards, Kidde] [NAC] [24 VDC] G4ERA-A, G4ERA-B, G4ERA-G, G4ERA-R, G4ERF-C, G4ERN-A, G4ERN-B, G4ERN-C, G4ERN-G, G4ERN-R, G4EWA-A, G4EWA-B, G4EWA-G, G4EWA-R, G4EWF-C, G4EWN-A, G4EWN-B, G4EWN-C, G4EWN-G, G4EWN-R, G4F-S2V1575, G4F-S2VM, G4F-S7V1575, G4F-S7
42100de3-622f-4b31-9bab-5eec8b7bda5d | NFPA 170 STROBE WALL |  |  | North | Autocall |  | Strobe |  |  |  | Module | TRUE | A4906-9105 | + | Weatherproof appliance with multi-candela strobe Wall Mount Red | 1 | 0 | 0 |  |  |  |  | TRUE | [5 empty] | #FF0070C0 | FA-NFPA 170 STROBE WALL | 1 | FALSE | FALSE | FALSE | 2012 | [16 empty] | WP |  |  | DESKTOP-0D6CQVA\lousc | 2019-07-09 19:25 | THOR\acont | 2024-09-08 17:27 | Cloned from AutoCall A4906-9127 | [Autocall, Simplex] [NAC] [24VDC] 4906-9105, 4906-9106, A4906-9105, A4906-9106
cf497ae6-9184-4956-b15c-5ef3b99c7f9e | CADGEN PROXIMITY READER |  |  | North | Bosch | Security/Access Control | Prox Reader |  |  |  | Module | TRUE | ARD–AYK12 | ++ | RFID Proximity Reader | 1 | 0.035 | 0.05 |  |  |  |  | FALSE | [5 empty] | #FFFF0000 | FA-CADGEN PROXIMITY READER | 1 | FALSE | FALSE | FALSE | 5000 | [13 empty] | FALSE | [5 empty] | DESKTOP-7EIEB7A\acont | 2022-08-25 08:38 | THOR\acont | 2024-09-08 17:27 | Cloned from Bosch ARD–SER90–WI | [Bosch, Hirsch Electronics] [CARD READER INPUT] [*] [ALL DEVICES ++] 8330ABT, 8332AB, 8336AB, 8350ABT, 8352ABT, 8356ABT, ARD–AYK12, ARD–SER10–WI, ARD–SER40–WI, ARD–SER90–WI, ARD–SERK40–WI
882b5a49-231e-476e-bca4-5ef59c9b5521 | NFPA 170 HORN STROBE |  |  | North | Edwards |  | Horn/Strobe |  |  |  | Module | TRUE | WG4WN-HVMHC |  | Outdoor horn-strobe, white w/o marking, high candela, clear lens | 1 | 0 | 0.502 |  |  |  |  | FALSE | [5 empty] | #FF0070C0 | FA-NFPA 170 HORN STROBE | 1 | FALSE | FALSE | FALSE | 2012 | [13 empty] | FALSE |  |  | WP |  |  |  |  | THOR\acont | 2024-09-08 17:27 |  | [Edwards, Kidde] [NAC] [UL1971, 16 VFWR, CONTINUOUS] WG4RF-HVMHC, WG4RF-HVMHC (C) (C), WG4RN-HVMHC, WG4RN-HVMHC (C) (C), WG4WF-HVMHC, WG4WF-HVMHC (C) (C), WG4WN-HVMHC, WG4WN-HVMHC (C) (C) [Edwards, Kidde] [NAC] [UL1638, 24 VDC, CONTINUOUS] WG4RF-HVMHC, WG4RF-HVMHC (C) (C), WG4RN-HVMHC, WG4RN-HVMHC (C) (C), WG4WF-HVMHC, WG4WF-HVMHC (C) (C), WG4WN-HVMHC, WG4WN-HVMHC (C) (C) [Edwards, Kidde] [NAC] [UL1638, 16 VFWR, CONTINUOUS] WG4RF-HVMHC, WG4RF-HVMHC (C) (C), WG4RN-HVMHC, WG4RN-HVMHC (C) (C), WG4WF-HVMHC, WG4WF-HVMHC (C) (C), WG4WN-HVMHC, WG4WN-HVMHC (C) (C) [Edwards, Kidde] [NAC] [UL1971, 24 VDC, CONTINUOUS] WG4RF-HVMHC, WG4RF-HVMHC (C) (C), WG4RN-HVMHC, WG4RN-HVMHC (C) (C), WG4WF-HVMHC, WG4WF-HVMHC (C) (C), WG4WN-HVMHC, WG4WN-HVMHC (C) (C) [Edwards, Kidde] [NAC] [UL1971, 16 VDC, CONTINUOUS] WG4RF-HVMHC, WG4RF-HVMHC (C) (C), WG4RN-HVMHC, WG4RN-HVMHC (C) (C), WG4WF-HVMHC, WG4WF-HVMHC (C) (C), WG4WN-HVMHC, WG4WN-HVMHC (C) (C) [Edwards, Kidde] [NAC] [UL1638, 16 VDC, CONTINUOUS] WG4RF-HVMHC, WG4RF-HVMHC (C) (C), WG4RN-HVMHC, WG4RN-HVMHC (C) (C), WG4WF-HVMHC, WG4WF-HVMHC (C) (C), WG4WN-HVMHC, WG4WN-HVMHC (C) (C)
5e727f4e-ac70-49d0-a69e-5ef8843224a9 |  |  |  | North | Edwards |  | Hardware |  |  |  | Hardware | TRUE | 2-WBDS |  | OBSOLETE - Outer and Inner Door for 2-WBS | 1 | [6 empty] | FALSE | [5 empty] | #FFFFFFFF |  |  | FALSE | FALSE | FALSE | [14 empty] | FALSE | [7 empty] | THOR\acont | 2024-10-09 10:48
7c6adbc2-7697-469e-867c-5ef8f99caef0 |  |  |  | North | Honeywell |  | Cards & Components |  |  |  | Card | TRUE | 5110XM Main Board | + | Main Board | 1 | 0.155 | 0.235 | 1 |  |  |  | TRUE | [5 empty] | #FFFFFFFF |  |  | FALSE | FALSE | FALSE | [14 empty] | FALSE | [5 empty] | DESKTOP-7EIEB7A\acont | 2023-02-01 08:25 | THOR\acont | 2024-10-09 10:48 | Cloned from Honeywell VISTA-32FBPT Main Board |  | [Honeywell] 5110XM Main Board [Fike, First Alert, Honeywell, Siemens, Silent Knight] 10-2542, 10-2622, 5110XM Main Board, FA1600C Main Board, FA1600C-24 Main Board, FA1600CA Main Board, FA1600CB Main Board, FC924-US Main Board, SK-2, SK-4, VISTA-128FBPT Main Board, VISTA-20P Main Boar
a3f097b0-2351-4468-8800-5eff52b8d15c |  |  |  | North | Siemens | [5 empty] | Module | TRUE | TRI-B6M | 500-894546 | INTERFACE MOD. PKG | 1 | [12 empty] | #FFFFFFFF |  |  | FALSE | FALSE | FALSE | [20 empty] | DESKTOP-7SAL8M7\acont | 2019-08-13 09:04 | THOR\acont | 2024-10-09 10:48
1936ce11-b510-47ff-910b-5f00313102ce | NFPA 170 SPEAKER STROBE |  |  | North | Federal Signal |  | Speaker/Strobe |  |  |  | Module | TRUE | ASHH24 |  | 30cdW, 15cdC Strobe, Re-Ent Speaker, 25V 2, 4, 8, 15w | 1 | [6 empty] | FALSE | [5 empty] | #FF0070C0 | FA-NFPA 170 SPEAKER STROBE | 1 | FALSE | FALSE | FALSE | 2019 | [13 empty] | FALSE | [7 empty] | THOR\acont | 2024-09-08 17:27
08d2bbb9-0f8d-4c12-af2b-5f0b9e58c7ab | NFPA 170 ADDRESSABLE INPUT MONITOR MODULE |  |  | North | Honeywell |  | Addressable Module |  |  |  | Module | TRUE | 4208U |  | 8 Zone RPM | 1 | 0.0286 | 0.0286 |  |  |  |  | FALSE | [5 empty] | #FFFF0000 | FA-NFPA 170 ADDRESSABLE INPUT MONITOR MODULE | 1 | FALSE | FALSE | FALSE | 1000 | [13 empty] | FALSE | [5 empty] | AULAPTOP-PC\Aulaptop | 2018-09-03 05:46 | THOR\acont | 2024-09-08 17:27 |  | [Honeywell] [KEYPAD] [*] 4208SN, 4208SNF, 4208U, 5881ENHC, 5883H, 6160, 6160CR-2, 6290W, 6460S, 6460SC, 6460W, 6460WC [Ademco, Honeywell] [VPLEX] [*] 4101SN, 4190SN, 4193SN, 4204, 4204CF, 4208SN, 4208SNF, 4208U, 4209U, 4297, 5193SD (C), 5193SDT (C) | [Honeywell] 4208SN, 4208SNF, 4208U
4638fdd7-b708-474d-9a40-5f10b55beea3 | NFPA 170 NON ADDRESSABLE RELAY |  |  | North | Simplex |  | Non-Addressable Relay |  |  |  | Module | TRUE | 2098-9737 | + | Supervised Relay, mounts remote or in base electrical box For use with A4098-9791 base | 1 | 0 | 0 |  |  |  |  | TRUE | [5 empty] | #FFFF0000 | FA-NFPA 170 NON ADDRESSABLE RELAY | 1 | FALSE | FALSE | FALSE | 1300 | [19 empty] | DESKTOP-7EIEB7A\acont | 2022-02-15 11:36 | THOR\acont | 2024-09-08 17:27 | Cloned from Autocall A2098-9737 | [Autocall, Simplex] [RELAY] 2098-9737, 4090-9008, 4098-9822, 4098-9843, 4098-9860, A2098-9735, A2098-9737, A2098-9739, A4090-9008, A4098-9822, A4098-9860 [Autocall, Simplex] [AUX POWER] [RELAY POWER (OPTIONAL)] 2098-9737, 4098-9714 w/4098-9791 (C), 4098-9733 w/4098-9791 (C), 4098-9734 w/4098-9791 (C), A2098-9737, A4098-9714 w/A4098-9791 (C), A4098-9733 w/A4098-9791 (C), A4098-9734 w/A4098-9791 (C)
fb37f024-bb24-44bc-8f55-5f10c7af739f | NFPA 170 FIRE ALARM CONTROL UNIT | RISER FACP |  | North | Gamewell FCI |  | Fire Alarm Control Unit |  |  |  | Assembly | TRUE | GWF404 | + | Flex 404 conventional FACP, 4 zones, 120 VAC, red | 1 | 0 | 0 |  |  |  |  | FALSE | [5 empty] | #FFFF0000 | FA-NFPA 170 FIRE ALARM CONTROL UNIT | 1 | FALSE | FALSE | FALSE | 202 | [8 empty] | 7,12,18 |  |  |  |  | TRUE | [5 empty] | DESKTOP-7SAL8M7\acont | 2019-05-01 13:51 | THOR\acont | 2024-09-08 17:27 | Cloned from Gamewell GWF402
70f81324-427c-4eb3-94f0-5f256830f704 | NFPA 170 STROBE WALL |  |  | North | Edwards |  | Strobe |  |  |  | Module | TRUE | G4VRN |  | Wall strobe, red, no marking | 1 | [6 empty] | FALSE |  | GRSW-10 |  |  |  | #FF0070C0 | FA-NFPA 170 STROBE WALL | 1 | FALSE | FALSE | FALSE | 2023 | [13 empty] | FALSE | [5 empty] | DESKTOP-7SAL8M7\acont | 2019-08-29 12:20 | THOR\acont | 2024-09-08 17:27 |  | [Edwards, Kidde] [NAC] [VDC] EG4VRF, EG4VRF-FR, EG4VRF-SP, EG4VRN, EG4VWF, EG4VWF-FR, EG4VWF-SP, EG4VWN, G4VRF, G4VRF-FR, G4VRF-SP, G4VRN, G4VWF, G4VWF-FR, G4VWF-SP, G4VWN [Edwards, Kidde] [NAC] [VFWR] EG4VRF, EG4VRF-FR, EG4VRF-SP, EG4VRN, EG4VWF, EG4VWF-FR, EG4VWF-SP, EG4VWN, G4VRF, G4VRF-FR, G4VRF-SP, G4VRN, G4VWF, G4VWF-FR, G4VWF-SP, G4VWN
e1c19b95-c68e-461c-a7fd-5f28957f6c53 | NFPA 170 REMOTE ANNUNCIATOR | RISER ANNUNCIATOR |  | North | Notifier |  | Remote Annunciator |  |  |  | Module | TRUE | N-ANN-LED | ++ | Annunciator module with alarm (red), trouble (yellow) and supervisory (yellow) indication for up to ten input zones or addressable points, includes module mounting bracket, metal cover and clear plastic screen, rubber display/label holder, screws for securing the metal cover and the backbox, black enclosure. | 1 | 0.028 | 0.068 |  |  |  |  | FALSE | [5 empty] | #FFFF0000 | FA-NFPA 170 REMOTE ANNUNCIATOR | 1 | FALSE | FALSE | FALSE | 255 | [8 empty] | 7,12,18 |  |  |  |  | TRUE | [7 empty] | THOR\acont | 2024-09-08 17:27 |  | [Firelite, Notifier] [RS-485] [DATA] ADM-24, ANN-SEC CARD, FDU-80 CARD, LCD2-80 MAIN CARD, LDM, LDM-32, LDM-32F, N-ANN-100, N-ANN-80, N-ANN-80C, N-ANN-80-W, N-ANN-I/O, N-ANN-LED, N-ANN-LED-R, N-ANN-RLED, N-ANN-RLED-R, N-ANN-RLY, N-ANN-S/PG, RLD [Firelite, Notifier] [AUX POWER] [*] ADM-24, LDM, LDM-32, LDM-32F, N-ANN-100, N-ANN-80, N-ANN-80C, N-ANN-80-W, N-ANN-I/O, N-ANN-LED, N-ANN-LED-R, N-ANN-RLED, N-ANN-RLED-R, N-ANN-RLY, N-ANN-S/PG, RLD, RZA-5F
0a94d8ae-7913-4b2f-80d1-5f3a7c7e58a2 |  |  |  | North | Siemens |  | Cards & Components |  |  |  | Card | TRUE | EL-410D |  | CARD, Amplifier/ 100 Watt/ 25 or 70 Volt | 1 | [6 empty] | TRUE | [5 empty] | #FFFFFFFF |  |  | FALSE | FALSE | FALSE | [14 empty] | FALSE | [7 empty] | THOR\acont | 2024-10-09 10:48 |  |  | [Siemens] EL-410D
b6cd5873-293b-4dc6-a43f-5f3de8bf4149 | NFPA 170 SMOKE DETECTOR |  |  | North | Siemens |  | Smoke Detector |  |  |  | Module | TRUE | OP921 w/ABHW-4S |  | Smoke Detector w/Sounder Base | 1 | 0.00025 | 0.00041 |  |  |  |  | FALSE | TRUE |  |  |  |  | #FFFF0000 | FA-NFPA 170 SMOKE DETECTOR | 1 | FALSE | FALSE | FALSE | 1408 | [13 empty] | FALSE |  |  | SB |  |  |  |  | THOR\acont | 2024-09-08 17:27 | 20191121 AC Detector with base | [Siemens] [SLC MODULES SENSORS] [*] [#2 SHARED ADDR ¦ SENSORS] FDBZ492 w/OP921 (C), FDBZ492-HR w/FDO421 (C), FDBZ492-HR w/OP921 (C), FDO421 (C), FDO421 w/DB-11 BASE (C), FDOT421 w/DB-11 BASE (C), FDOT421 w/DB2-HR BASE (C), FDT421 w/DB-11 BASE, FP-11 w/DB [Siemens] [AUX POWER] [24VDC, LOW DB] ABHW-4B, ABHW-4S, OOH941 w/ABHW-4S (C), OOHC941 w/ABHW-4S (C), OP921 w/ABHW-4S (C), OP921 w/RELAY BASE (C) [Siemens] [AUX POWER] [24VDC, HIGH DB] ABHW-4B, ABHW-4S, OOH941 w/ABHW-4S (C), OOHC941 w/ABHW-4S (C), OP921 w/ABHW-4S (C), OP921 w/RELAY BASE (C)
2a6dc4aa-936e-4f5c-a9d0-5f42f03941bd | NFPA 170 HEAT DETECTOR |  |  | North | Firelite |  | Heat Detector |  |  |  | Module | TRUE | H355R w/B501 | + | White, Low-profile rate-of-rise thermal sensor, Standard Base | 1 | 0.0003 | 0.0065 |  |  |  |  | FALSE | TRUE |  |  |  |  | #FFFF0000 | FA-NFPA 170 HEAT DETECTOR | 1 | FALSE | FALSE | FALSE | 1403 | [13 empty] | FALSE |  |  | R |  |  | DESKTOP-7SAL8M7\acont | 2019-03-28 06:35 | THOR\acont | 2024-09-08 17:27 | 20191121 AC Detector with base | [Firelite, System Sensor] [SLC MODULES SENSORS] [*] [#2 SHARED ADDR ¦ SENSORS] AD355 w/B200SR-LF-WH (C), AD355 w/B200SR-WH (C), AD355 w/B210LP (C), AD355 w/B224BI-WH (C), AD355 w/B224RB-WH (C), AD355 w/B501 (C), BEAM355 (C), BEAM355S (C), CP355 w/B200SR- [Firelite, System Sensor] [SLC SENSORS] [*] [#4 TYPE ADDR ¦ SENSORS] AD355 w/B200SR-LF-WH (C), AD355 w/B200SR-WH (C), AD355 w/B210LP (C), AD355 w/B224BI-WH (C), AD355 w/B224RB-WH (C), AD355 w/B501 (C), BEAM355 (C), BEAM355S (C), CP355 w/B200SR-WH (C), CP
bc6fe864-8e09-4dd9-b3db-5f43d4ad8312 | NFPA 170 SPEAKER STROBE |  |  | North | System Sensor |  | Speaker/Strobe |  |  |  | Module | TRUE | SPSWL-P | + | Speaker/Strobe Wall Mount, Plain, White | 1 | 0 | 0.063 |  |  |  |  | FALSE | [5 empty] | #FF0070C0 | FA-NFPA 170 SPEAKER STROBE | 1 | FALSE | FALSE | FALSE | 2019 | [13 empty] | FALSE | [7 empty] | THOR\acont | 2024-09-08 17:27 |  | [BluePoint, System Sensor] [NAC] [VFWR] BP04-101LP, BP04-111LP, BP04-A101LP, BP04-A111LP, SGRL, SGWL, SPSRL, SPSRL-P, SPSRL-SP, SPSWL, SPSWL-ALERT, SPSWL-CLR-ALERT, SPSWL-P, SRL, SRL w/ WAV-RL, SRL-P, SRL-SP, SWL, SWL w/ WAV-WL, SWL-ALERT, SWL-CLR-ALERT, [BluePoint, System Sensor] [NAC] [VDC] BP04-101LP, BP04-111LP, BP04-A101LP, BP04-A111LP, SGRL, SGWL, SPSRL, SPSRL-P, SPSRL-SP, SPSWL, SPSWL-ALERT, SPSWL-CLR-ALERT, SPSWL-P, SRL, SRL w/ WAV-RL, SRL-P, SRL-SP, SWL, SWL w/ WAV-WL, SWL-ALERT, SWL-CLR-ALERT, [BluePoint, System Sensor] [AUDIO 25v] [25V AUDIO] BP04-111LP, BP04-A111LP, SPRL, SPSR, SPSRL, SPSRL-P, SPSRL-SP, SPSW, SPSWL, SPSWL-ALERT, SPSWL-CLR-ALERT, SPSWL-P, SPWL [BluePoint, System Sensor] [AUDIO 70.7v] [70V AUDIO] BP04-111LP, BP04-A111LP, SPRL, SPSR, SPSRL, SPSRL-P, SPSRL-SP, SPSW, SPSWL, SPSWL-ALERT, SPSWL-CLR-ALERT, SPSWL-P, SPWL
fa219122-7655-4807-a3fe-5f46e8764172 | NFPA 170 REMOTE INDICATOR |  |  | North | Block Definition Only |  | Remote Indicator |  |  |  | Module | TRUE | NFPA 170 REMOTE INDICATOR |  | NFPA 170 REMOTE INDICATOR | 1 | [12 empty] | #FFFF0000 | FA-NFPA 170 REMOTE INDICATOR | 1 | FALSE | FALSE | FALSE | 2016 | [19 empty] | AULAPTOP-PC\Aulaptop | 2020-03-26 07:41 | THOR\acont | 2024-09-08 17:27
ec0f42d3-0270-446f-ba5a-5f46fd65a719 |  |  |  | North | Siemens | [5 empty] | Module | TRUE | HFP-11 | 500-033290 | FIREPRINT DETECTOR | 1 | [12 empty] | #FFFFFFFF |  |  | FALSE | FALSE | FALSE | [20 empty] | DESKTOP-7SAL8M7\acont | 2019-08-13 09:04 | THOR\acont | 2024-10-09 10:48
8021cf0f-7619-4258-bdbf-5f48fa46fdf5 | NFPA 170 MANUAL PULL |  |  | North | Apollo |  | Manual Station |  |  |  | Module | FALSE | SA5900-908APO | ++ | Intelligent Manual Call Point, Red | 1 | 0.0001 | 0.004 |  |  |  |  | FALSE | TRUE |  |  |  |  | #FFFF0000 | FA-NFPA 170 MANUAL PULL | 1 | FALSE | FALSE | FALSE | 1408 | [13 empty] | FALSE | [5 empty] | DESKTOP-7EIEB7A\acont | 2023-02-13 09:24 | THOR\acont | 2024-09-08 17:27 | Cloned from Apollo 56000-005 | [Apollo] [SLC APOLLO MODULES/SENSORS] [*] [#1] 45681-800 (C), 45681-805 (C), 55000-001 (C), 55000-002 (C), 55000-005 (C), 55000-006 (C), 55000-009 (C), 55000-010 (C), 55000-450 w/45681-210UL (C), 55000-450 w/45681-225APO (C), 55000-450 w/45681-250USA (C) [Advanced, Apollo] [SLC APOLLO MODULES SENSORS] [*] [#1 SHARED ADDR ¦ MODULES] 45681-800 (C), 45681-805 (C), 55000-001 (C), 55000-002 (C), 55000-005 (C), 55000-006 (C), 55000-009 (C), 55000-010 (C), 55000-765 (C), 55000-790ADV, 55000-805ADV, 55000-806ADV
4f6b8309-de4a-4ce7-81b9-5f51a284d9e9 | NFPA 170 REMOTE ANNUNCIATOR | RISER ANNUNCIATOR |  | North | Notifier |  | Remote Annunciator |  |  |  | Module | TRUE | N-ANN-100 | ++ | 100-Character LCD Annunciator | 1 | 0.02 | 0.025 |  |  |  |  | FALSE | [5 empty] | #FFFF0000 | FA-NFPA 170 REMOTE ANNUNCIATOR | 1 | FALSE | FALSE | FALSE | 255 | [8 empty] | 7,12,18 |  |  |  |  | TRUE | [7 empty] | THOR\acont | 2024-09-08 17:27 |  | [Firelite, Notifier] [RS-485] [DATA] ADM-24, ANN-SEC CARD, FDU-80 CARD, LCD2-80 MAIN CARD, LDM, LDM-32, LDM-32F, N-ANN-100, N-ANN-80, N-ANN-80C, N-ANN-80-W, N-ANN-I/O, N-ANN-LED, N-ANN-LED-R, N-ANN-RLED, N-ANN-RLED-R, N-ANN-RLY, N-ANN-S/PG, RLD [Firelite, Notifier] [AUX POWER] [*] ADM-24, LDM, LDM-32, LDM-32F, N-ANN-100, N-ANN-80, N-ANN-80C, N-ANN-80-W, N-ANN-I/O, N-ANN-LED, N-ANN-LED-R, N-ANN-RLED, N-ANN-RLED-R, N-ANN-RLY, N-ANN-S/PG, RLD, RZA-5F
23e1b6db-784d-462d-83b6-5f53eb72e21c |  |  |  | North | Edwards |  | Hardware |  |  |  | Hardware | TRUE | 75162MPNSL |  | 16/2 Solid, OS printed "Line Signal Cable" FPLP (Plenum) | 1 | [6 empty] | FALSE | [5 empty] | #FFFFFFFF |  |  | FALSE | FALSE | FALSE | [14 empty] | FALSE | [7 empty] | THOR\acont | 2024-10-09 10:48
c7bf6e68-cd11-4d11-b1ee-5f5898203b29 | NFPA 170 NON ADDRESSABLE RELAY |  |  | North | Edwards |  | Non-Addressable Relay |  |  |  | Module | TRUE | MR601/S |  | SPDT Relay /w LED, Switch, & Metal Enclosure | 1 | 0.015 | 0.015 |  |  |  |  | FALSE | [5 empty] | #FFFF0000 | FA-NFPA 170 NON ADDRESSABLE RELAY | 1 | FALSE | FALSE | FALSE | 1300 | [13 empty] | FALSE | [7 empty] | THOR\acont | 2024-09-08 17:27 |  | [Altronix, Edwards, Silent Knight, System Sensor] [AUX POWER] A77-716B, EOL-1224RLY, EOL-R24VDC, MR101/C, MR101/T, MR601/S, MR601/T, MR801/S, MR801/T, PAM1, RB1224, RELA-EOL
ef4123fc-dbed-4cab-90fd-5f5bcdcfc8c0 | NFPA 170 STROBE WALL |  |  | North | Potter |  | Strobe |  |  |  | Module | TRUE | S24-177PR |  | Strobe, High Candela (Fixed 177 Candela), Plain Red | 1 | 0 | 0.096 |  |  |  |  | FALSE | [5 empty] | #FF0070C0 | FA-NFPA 170 STROBE WALL | 1 | FALSE | FALSE | FALSE | 2023 | [13 empty] | FALSE | [7 empty] | THOR\acont | 2024-09-08 17:27 |  | [Potter] [NAC] [24 VDC] S24-177PR, S24-177PW, S24-177R, S24-177W [Potter] [NAC] [UL MAX] S24-177PR, S24-177PW, S24-177R, S24-177W
85daea72-1b15-4d48-b260-5f607c00601c |  |  |  | North | Kidde |  | Cards & Components |  |  |  | Card | TRUE | VS1-G-2 Mainboard |  | Mainboard for VS1-G-2 assembly | 1 | 0.21 | 0.329 |  |  |  |  | TRUE | [5 empty] | #FFFFFFFF |  |  | FALSE | FALSE | FALSE | [14 empty] | FALSE | [7 empty] | THOR\acont | 2024-10-09 10:48 |  | [Edwards, Kidde, Macurco] [IDC] [#2 TROUBLE] 2IDC, 76-600000-001 Main Board, 76-800xxx-xxx Main Board, 77-600000-901 Main Board, 84-732001-901 Main Board, DVP-120 Mainboard, EST1-2Z Mainboard, FSP1004G Mainboard, FSP1004G-2 Mainboard, FSP1004GD Mainboard [Edwards, Kidde, Macurco] [IDC] [#3 SUPERVISORY] 2IDC, 76-600000-001 Main Board, 76-800xxx-xxx Main Board, 77-600000-901 Main Board, 84-732001-901 Main Board, DVP-120 Mainboard, EST1-2Z Mainboard, FSP1004G Mainboard, FSP1004G-2 Mainboard, FSP1004GD Mainb [Edwards, Kidde, Macurco] [IDC] [#1 ALARM] 2IDC, 76-600000-001 Main Board, 76-800xxx-xxx Main Board, 77-600000-901 Main Board, 84-732001-901 Main Board, DVP-120 Mainboard, EST1-2Z Mainboard, FSP1004G Mainboard, FSP1004G-2 Mainboard, FSP1004GD Mainboard, [Edwards, Kidde] [VAC ] 2IDC, 76-600000-001 Main Board, 76-800xxx-xxx Main Board, 77-600000-901 Main Board, 84-732001-901 Main Board, APS10A Mainboard, APS6A Mainboard, BPS10A Mainboard, BPS10A/230 Mainboard, BPS6A Mainboard, BPS6A/230 Mainboard, EST1-2Z | [Edwards, Kidde] FX-64R Mainboard, FX-64RD Mainboard, iO64G Mainboard, iO64G-2 Mainboard, iO64G-2-PG Mainboard, iO64G-2-SP Mainboard, iO64GD Mainboard, iO64GL Mainboard, iO64GL-F Mainboard, iO64G-PG Mainboard, iO64G-SP Mainboard, iO64R Mainboard, iO64R-2 [Edwards, Kidde] FX-1000 Mainboard, FX-1000D Mainboard, FX-64RD Mainboard, iO1000G Mainboard, iO1000G-2 Mainboard, iO1000G-2-PG Mainboard, iO1000G-2-SP Mainboard, iO1000GC Mainboard, iO1000GD Mainboard, iO1000G-F Mainboard, iO1000G-PG Mainboard, iO1000G-S [Edwards, Kidde] FX-64R Mainboard, FX-64RD Mainboard, iO64G Mainboard, iO64G-2 Mainboard, iO64G-2-PG Mainboard, iO64G-2-SP Mainboard, iO64GD Mainboard, iO64GL Mainboard, iO64GL-F Mainboard, iO64G-PG Mainboard, iO64G-SP Mainboard, iO64R Mainboard, iO64R-2 [Edwards, Kidde] FX-64R Mainboard, FX-64RD Mainboard, iO64G Mainboard, iO64G-2 Mainboard, iO64G-2-PG Mainboard, iO64G-2-SP Mainboard, iO64GD Mainboard, iO64GL Mainboard, iO64GL-F Mainboard, iO64G-PG Mainboard, iO64G-SP Mainboard, iO64R Mainboard, iO64R-2 [Edwards, Kidde] FX-1000 Mainboard, FX-1000D Mainboard, FX-64RD Mainboard, iO1000G Mainboard, iO1000G-2 Mainboard, iO1000G-2-PG Mainboard, iO1000G-2-SP Mainboard, iO1000GC Mainboard, iO1000GD Mainboard, iO1000G-F Mainboard, iO1000G-PG Mainboard, iO1000G-S [Kidde] VS1-G-2 Mainboard
fe902457-8925-43c5-a261-5f60c4c1dc92 |  |  |  | North | Notifier |  | Cards & Components |  |  |  | Card | TRUE | IZ-8 | ++ | Initiating Zone module. Provides eight Style B (Class B) alarm initiating zones. Includes plug-in terminal block. | 1 | 0.047 | 0.047 |  |  |  |  | TRUE | [5 empty] | #FFFFFFFF |  |  | FALSE | FALSE | FALSE | [20 empty] | THOR\acont | 2024-02-12 11:40 | THOR\acont | 2024-10-09 10:48 |  |  | [Notifier] IZ-8
c6c2b451-4678-4482-8551-5f6799e768a1 |  |  |  | North | Edwards |  | Hardware |  |  |  | Hardware | TRUE | RLCM/B | + | Flush Box for 3-LCDANN | 1 | [6 empty] | FALSE | [5 empty] | #FFFFFFFF |  |  | FALSE | FALSE | FALSE | [14 empty] | FALSE | [7 empty] | THOR\acont | 2024-10-09 10:48
6abb67f7-eadc-45bb-b048-5f6822a571d5 | NFPA 170 HORN |  |  | North | Siemens |  | Horn |  |  |  | Module | TRUE | U-MHU | 500-699594 | ELC Sync/Non-Sync Horn 24 VDC | 1 | [12 empty] | #FF0070C0 | FA-NFPA 170 HORN | 1 | FALSE | FALSE | FALSE | 2010 | [19 empty] | THOR\acont | 2024-05-06 15:56 | THOR\acont | 2024-09-08 17:27 | Cloned from Siemens U-MHU-1G CLONED | [Siemens] [NAC] [HIGH VOLUME] U-MHU, U-MHU-1G, U-MHU-1G-W, U-MHU-W, U-MHU-WP [Siemens] [NAC] [LOW VOLUME] U-MHU, U-MHU-1G, U-MHU-1G-W, U-MHU-W, U-MHU-WP
8ae6dbe5-06f4-408d-8b56-5f68460b4959 |  |  |  | North | MIRCOM | [5 empty] | Module | TRUE | OGN-KEY OGN | new | License Key Stick | 1 | [12 empty] | #FFFFFFFF |  |  | FALSE | FALSE | FALSE | [20 empty] | THOR\acont | 2024-02-24 16:13 | THOR\acont | 2024-10-09 10:48
e1b77698-fa6a-4cca-94ed-5f72cf0f38d8 | NFPA 170 SPEAKER WALL |  |  | North | Edwards |  | Speaker |  |  |  | Module | TRUE | MN-GVM08 |  | Exterior omni directional HPSA /w ctrl & battery cabinet, 800W | 1 | [6 empty] | FALSE | [5 empty] | #FF0070C0 | FA-NFPA 170 SPEAKER WALL | 1 | FALSE | FALSE | FALSE | 2021 | [13 empty] | FALSE | [7 empty] | THOR\acont | 2024-09-08 17:27
4d8ac9a4-afee-4a4f-8f31-5f8108470eff | NFPA 170 SPEAKER STROBE |  |  | North | MIRCOM |  | Speaker/Strobe |  |  |  | Module | TRUE | SPPS-204-70R | ++ | Wall mounted speaker strobe 70V red | 1 | [6 empty] | FALSE | [5 empty] | #FF0070C0 | FA-NFPA 170 SPEAKER STROBE | 1 | FALSE | FALSE | FALSE | 2021 | [13 empty] | FALSE | [5 empty] | THOR\acont | 2023-11-28 13:41 | THOR\acont | 2024-09-08 17:27 | Cloned from MIRCOM SPP-204-25R CLONED CLONED CLONED CLONED CLONED CLONED | [MIRCOM] [NAC] [VDC] SPPS-204-25, SPPS-204-25R, SPPS-204-70, SPPS-204-70R [MIRCOM] [NAC] [VFWR] SPPS-204-25, SPPS-204-25R, SPPS-204-70, SPPS-204-70R [MIRCOM] [AUDIO 70.7v] [70V AUDIO] SPP-204-70, SPP-204-70R, SPPS-204-70, SPPS-204-70R
4bd58b41-ee41-41f4-a7f4-5f82b6d8528c |  |  |  | North | Edwards |  | Cards & Components |  |  |  | Card | TRUE | MN-HS32G5P |  | 3200 Watt Omni-directional HPSA Assembly (5 of 5 Active Panels) with lockable NEMA 4 amplifier, 110V/60 Hz. inverter/battery charger and electronics enclosure, lockable NEMA 4 battery enclosure (w/o batteries). Enclosures equipped with tamper switches. AC powered amplifier with DC backup. Edwards hard-wire interface included. Batteries and accessories are ordered separately. Gray colored speaker head. | 1 | [6 empty] | TRUE | [5 empty] | #FFFFFFFF |  |  | FALSE | FALSE | FALSE | [14 empty] | FALSE | [7 empty] | THOR\acont | 2024-10-09 10:48
5998a588-819e-4d4d-8402-5f82c2abc6f5 | NFPA 170 SMOKE DETECTOR |  |  | North | Edwards |  | Smoke Detector |  |  |  | Module | TRUE | SIGA-IPHS w/SIGA-SB BASE | ++ | 4D Multisensor Detector | 1 | 4.5e-05 | 4.5e-05 |  |  |  |  | FALSE | TRUE |  |  |  |  | #FFFF0000 | FA-NFPA 170 SMOKE DETECTOR | 1 | FALSE | FALSE | FALSE | 1408 | [13 empty] | FALSE | [7 empty] | THOR\acont | 2024-10-08 16:31 | 20191121 AC Detector with base | [Edwards, Kidde] [SLC EST MODULES SENSORS] [*] [#2 SHARED ADDR ¦ SENSORS] KI-DDOS (C), SIGA2-COS w/SIGA-AB4G BASE, SIGA2-COS w/SIGA-AB4G-LF BASE, SIGA2-COS w/SIGA-AB4GT BASE, SIGA2-COS w/SIGA-IB BASE, SIGA2-COS w/SIGA-RB BASE, SIGA2-COS w/SIGA-SB BASE, S [Edwards, Kidde] [SLC EST SENSORS] [*] [#4 TYPE ADDR ¦ SENSORS] KI-DDOS (C), SIGA2-COS w/SIGA-AB4G BASE, SIGA2-COS w/SIGA-AB4G-LF BASE, SIGA2-COS w/SIGA-AB4GT BASE, SIGA2-COS w/SIGA-IB BASE, SIGA2-COS w/SIGA-RB BASE, SIGA2-COS w/SIGA-SB BASE, SIGA2-HCOS [Edwards, Kidde] [SLC EST MODULES/SENSORS] 01 [*] [iO64] DS-HFS (C), DS-PS (C), FX-HD w/IB4U BASE, FX-HD w/RB4U BASE, FX-HD w/SB4U BASE, FX-HD w/SB4U-LF BASE, FX-HD wB4U BASE, FX-PD w/B4U BASE (C), FX-PD w/IB4U BASE (C), FX-PD w/SB4U BASE (C), FX-PD w/SB [Edwards, Kidde] [SLC EST SENSORS] 01 [*] [EST3, iO1000] DS-HFS (C), DS-PS (C), FX-HD w/IB4U BASE, FX-HD w/RB4U BASE, FX-HD w/SB4U BASE, FX-HD w/SB4U-LF BASE, FX-HD wB4U BASE, FX-PD w/B4U BASE (C), FX-PD w/IB4U BASE (C), FX-PD w/SB4U BASE (C), FX-PD w/SB
615ef91c-4fa2-4902-b860-5f8a0c2c4a5f | NFPA 170 DOOR HOLDER |  |  | North | Hochiki |  | Door Holder |  |  |  | Module | TRUE | DH24120SPC |  | RSG Door Holder, Surface Mount, Chrome Finish, 24V | 1 | 0.02 | [5 empty] | FALSE |  | SURFACE | *Refer to Install Sheet | SINGLE GANG | 1-GANG | #FFFF0000 | FA-NFPA 170 DOOR HOLDER | 1 | FALSE | FALSE | FALSE | 2500 |  |  | 3550-0028:0210 | [10 empty] | FALSE | [5 empty] | DESKTOP-7SAL8M7\acont | 2019-12-02 11:11 | THOR\acont | 2024-09-08 17:27 | Cloned from Hochiki DH24120FPC | [ASSA ABLOY, Bosch, Hochiki, N/A, Notifier, Potter, Rixson, RSG, Silent Knight, System Sensor] [AUX POWER] [DOOR RELEASE] 7200, ADI_K7-998TRI689, D370, D370C, DH Series, DH(1224)FPC, DH(1224)GPC, DH(1224)RPC, DH(1224)SPC, DH(24120)FPC, DH(24120)GPC, DH(2 [Bosch, Generic, Hochiki, N/A, Notifier, Potter, Rixson, RSG, Silent Knight, System Sensor] [RELAY] [DOOR RELEASE] 110VAC DOOR HOLDER, ADI_K7-998TRI689, D370, D370C, DH Series, DH(1224)FPC, DH(1224)GPC, DH(1224)RPC, DH(1224)SPC, DH(24120)FPC, DH(24120)GP [Bosch, Hochiki, N/A, Notifier, Potter, Rixson, RSG, Silent Knight, System Sensor] [AUX POWER] [DOOR RELEASE] ADI_K7-998TRI689, D370, D370C, DH Series, DH(1224)FPC, DH(1224)GPC, DH(1224)RPC, DH(1224)SPC, DH(24120)FPC, DH(24120)GPC, DH(24120)GPC2, DH(2412
25f8de12-3446-45f5-95e2-5fa01ebab3df | NFPA 170 REMOTE TEST SWITCH |  |  | North | Bosch |  | REMOTE TEST SWITCH |  |  |  | Module | TRUE | D305 | ++ | Remote Test/Reset Annunciator Plate | 1 | 0.015 | 0.015 |  |  | 12 |  | FALSE | FALSE | FLUSH |  | 4" SQ. DEEP | 1 GANG | #FFFF0000 | FA-NFPA 170 REMOTE TEST SWITCH | 1 | FALSE | FALSE | FALSE | 914 |  |  | 7260-0028:0228 | [10 empty] | FALSE | [5 empty] | DESKTOP-7EIEB7A\acont | 2022-08-27 09:03 | THOR\acont | 2024-09-08 17:27 | Cloned from Bosch D304 | [Bosch] [RTS] [*] [RTS ++] D305
c4c7094a-3452-4846-8d6a-5fa155bac54a | NFPA 170 FIRE ALARM CONTROL UNIT | RISER FACP |  | North | DMP |  | Fire Alarm Control Unit |  |  |  | Assembly | TRUE | XR150FC |  | XR150 Fire Control Panel | 1 | [6 empty] | FALSE | FALSE |  |  |  |  | #FFFF0000 | FA-NFPA 170 FIRE ALARM CONTROL UNIT | 1 | FALSE | FALSE | FALSE | 202 | [8 empty] | 7,12,18 |  |  |  |  | TRUE | [5 empty] | AUGUSTXPS17-EUP\aucon | 2022-11-29 14:38 | THOR\acont | 2024-09-08 17:27 | Cloned from DMP XR150
3d291bbd-248a-40b1-bc5a-5fa48d1a3b8e | NFPA 170 ADDRESSABLE INPUT MONITOR MODULE |  |  | North | Siemens |  | Addressable Module |  |  |  | Module | TRUE | HTRI-S | 500-033370 | Single Input Monitor Module | 1 | 0.0013 | 0.0013 |  |  |  |  | FALSE | [5 empty] | #FFFF0000 | FA-NFPA 170 ADDRESSABLE INPUT MONITOR MODULE | 1 | FALSE | FALSE | FALSE | 1000 | [13 empty] | FALSE | [7 empty] | THOR\acont | 2024-09-08 17:27 |  | [Siemens] [SLC MODULES SENSORS] [*] [#1 SHARED ADDR ¦ MODULES] AD-11P (C), FDBZ492 w/OP921 (C), FDBZ492-HR w/FDO421 (C), FDBZ492-HR w/OP921 (C), FDBZ492-R (C), FDCIO422, HCP, HCP-Z, HFPO-11, HFPT-11, HMS-D, HMS-DE, HMS-DP, HMS-DZ, HMS-S, HMS-SA, HMS-SE, | [Siemens] HTRI-M, HTRI-R, HTRI-S, XTRI-M, XTRI-R, XTRI-S
ef311bfe-a375-4913-8784-5fa78dcec4c1 |  |  |  | North | Autocall |  | Cards & Components |  |  |  | Card | TRUE | A007-9817 | ++ | Connects a 4007ES FACP to an ES network. Supports Class B or Class X operation. Includes four built in Ethernet ports, supports up to two additional media cards. Ports A and C can be configured for earth fault detection. | 1 | 0.12 | 0.12 |  |  |  |  | TRUE | [5 empty] | #FFFFFFFF |  |  | FALSE | FALSE | FALSE | [20 empty] | DESKTOP-7EIEB7A\acont | 2022-02-16 08:46 | THOR\acont | 2024-10-09 10:48 | Cloned from Autocall A007-9812 | [Autocall, Simplex] [ETHERNET] 4007-6306, 4007-9817, 4010-6306, 4100-6306, 4190-9856, A007-6306, A007-9817, A010-6306, A100-6306, A190-9856 | [Autocall, Simplex] 4007-6306, 4007-9817, 4010-6306, 4100-6306, 4190-9856, A007-6306, A007-9817, A010-6306, A100-6306, A190-9856
51b9ab2b-0d87-454e-a447-5fac44eddfee |  |  |  | North | Bosch | [5 empty] | Module | TRUE | PRA-PSM24 | * | Power supply mod 24v | 1 | [12 empty] | #FFFFFFFF |  |  | FALSE | FALSE | FALSE | [20 empty] | DESKTOP-7EIEB7A\acont | 2021-08-13 06:25 | THOR\acont | 2024-10-09 10:48
4f383544-6850-421e-8341-5faccac56f39 |  |  |  | North | Edwards |  | Cards & Components |  |  |  | Card | TRUE | RLED24R Mainboard |  | Mainboard for RLED24R assembly | 1 | 0.006 | 0.034 |  |  |  |  | TRUE | [5 empty] | #FFFFFFFF |  |  | FALSE | FALSE | FALSE | [14 empty] | FALSE | [7 empty] | THOR\acont | 2024-10-09 10:48 |  | [Edwards] [AUX POWER] RLED24 Mainboard, RLED24R Mainboard [Edwards, Kidde] [RS-485] GCI (C), GCIX (C), K-RLCD-C, K-RLCD-CR, K-RLCD-R, RLCD, RLCD-C, RLCD-CF, RLCD-C-PG, RLCD-CR, RLCD-C-SP, RLCD-F, RLCD-PG, RLCD-SP, RLED24 Mainboard, RLED24R Mainboard, RLED-C Mainboard, RLED-CF Mainboard, RLED-CR Mainboard
8bd13567-8b31-47df-a57c-5fb50fb36f4a | NFPA 170 HORN STROBE |  |  | North | Siemens |  | Horn/Strobe |  |  |  | Module | TRUE | SL2FSSWR-F | S54329-F134-A1++ | Sounder-Strobe, Wall, Clear, White, Alert | 1 | [12 empty] | #FF0070C0 | FA-NFPA 170 HORN STROBE | 1 | FALSE | FALSE | FALSE | 2023 | [16 empty] | LF |  |  | DESKTOP-7EIEB7A\acont | 2023-08-03 11:49 | THOR\acont | 2024-09-08 17:27 | Cloned from Siemens SL2HSWW-AL | [Siemens] [NAC] [24 VDC, HORN TEMPORAL] SL2FSSCR-AL (C), SL2FSSCR-CO (C), SL2FSSCR-F (C), SL2FSSCR-N (C), SL2FSSCW-AL (C), SL2FSSCW-CO (C), SL2FSSCW-F (C), SL2FSSCW-N (C), SL2FSSWR-AL, SL2FSSWR-CO, SL2FSSWR-F, SL2FSSWR-N, SL2FSSWW-CO, SL2FSSWW-F, SL2FSSW
d446899a-62e1-40bc-9357-5fb8075917a9 |  |  |  | North | Potter | [5 empty] | Module | TRUE | HUR-S |  | Hold-up Rail | 1 | [6 empty] | FALSE | [5 empty] | #FFFFFFFF |  |  | FALSE | FALSE | FALSE | [14 empty] | FALSE | [7 empty] | THOR\acont | 2024-10-09 10:48
6f092bb0-6898-4790-a5e9-5fbe515e0182 | NFPA 170 SPEAKER STROBE |  |  | North | Gentex |  | Speaker/Strobe |  |  |  | Module | TRUE | SSPK24AWR |  | Speaker/Strobe, 24 VDC, Wall Mount, Red, Alert | 1 | 0 | 0.137 |  |  |  |  | FALSE | FALSE |  |  |  |  | #FF0070C0 | FA-NFPA 170 SPEAKER STROBE | 1 | FALSE | FALSE | FALSE | 2019 | [13 empty] | FALSE | [7 empty] | THOR\acont | 2024-09-08 17:27 |  | [Gentex, Hochiki, Potter] [AUDIO 70.7v] [70V AUDIO] CSPKSTR-24AR (C), CSPKSTR-24AW (C), CSPKSTR-24BR (C), CSPKSTR-24BW (C), CSPKSTR-24GR (C), CSPKSTR-24GW (C), CSPKSTR-24RR (C), CSPKSTR-24RW (C), FASPKR-R (C), FASPKR-W (C), FASPKR-WR, FASPKR-WW, FASPK-WP [Gentex, Hochiki, Potter] [AUDIO 25v] [25V AUDIO] CSPKSTR-24AR (C), CSPKSTR-24AW (C), CSPKSTR-24BR (C), CSPKSTR-24BW (C), CSPKSTR-24GR (C), CSPKSTR-24GW (C), CSPKSTR-24RR (C), CSPKSTR-24RW (C), FASPKR-R (C), FASPKR-W (C), FASPKR-WR, FASPKR-WW, FASPK-WPR, [Gentex, Hochiki] [NAC] [UL MAX] HSSPK24WLPPR, HSSPK24WLPPW, HSSPK24WLPR, HSSPK24WLPW, SSPK24AWR, SSPK24AWW, SSPK24CR (C), SSPK24CW (C), SSPK24WLPR, SSPK24WLPW
b1e4cfe9-cfc5-4c76-bc8b-5fc15c8f1b2b |  |  |  | North | Edwards |  | Hardware |  |  |  | Hardware | TRUE | 4X-LKF |  | French Template | 1 | [6 empty] | FALSE | [5 empty] | #FFFFFFFF |  |  | FALSE | FALSE | FALSE | [14 empty] | FALSE | [7 empty] | THOR\acont | 2024-10-09 10:48
88ce46c7-8418-441d-87c0-5fc24ae57491 | CADGEN GLASS BREAK |  |  | North | Bosch |  | Glass Break Detector |  |  |  | Module | TRUE | DS1101i | ++ | Glass Break Detector | 1 | 0.023 | 0.023 |  |  | 12 | [7 empty] | #FFFF0000 | FA-CADGEN GLASS BREAK | 1 | FALSE | FALSE | FALSE | [17 empty] | RPT |  |  | DESKTOP-7EIEB7A\acont | 2022-08-25 08:53 | THOR\acont | 2024-09-08 17:27 | Cloned from Bosch RFPR-C12-A | [Bosch, Optex] [IDC] 01 [INPUT] DS1101i, DS1102i, DS1103i, DS1108i, DS936 (C), DS9360 (C), DS936B (C), DS936-CHI (C), DS936-FRA (C), DS937 (C), DS9370 (C), DS9371 (C), DS939 (C), DS939-CHI (C), FX-360 (C), ISC-BDL2-W12G, ISC-BDL2-W12GE, ISC-BDL2-W12HE, I [Bosch, Optex] [ACCESS CONTROL INPUT] [*] [INPUT] DS1101i, DS1102i, DS1103i, DS1108i, DS936 (C), DS9360 (C), DS936B (C), DS936-CHI (C), DS936-FRA (C), DS937 (C), DS9370 (C), DS9371 (C), DS939 (C), DS939-CHI (C), FX-360 (C), ISC-BDL2-W12G, ISC-BDL2-W12GE, [BluePoint, Bosch, Honeywell] [AUX POWER] [*] [12VDC ++] BP01-302, BP01-303, D125B, D185, DS1101i, DS1102i, DS1103i, DS1108i, DS936 (C), DS9360 (C), DS936B (C), DS936-CHI (C), DS936-FRA (C), DS937 (C), DS9370 (C), DS9371 (C), DS939 (C), DS939-CHI (C), EN
0e327f9e-ad23-40f9-a9bc-5fc49b953a04 |  |  |  | North | West-Com | [5 empty] | Module | TRUE | LSC-1000 |  | Light Switch Control | 1 | [6 empty] | FALSE | [5 empty] | #FFFFFFFF |  |  | FALSE | FALSE | FALSE | [14 empty] | FALSE |  |  | LSC-1000 |  |  |  |  | THOR\acont | 2024-10-09 10:48
fce13705-f0f4-4be9-92d0-5fc7c60ce09d |  |  |  | North | Potter | [5 empty] | Module | TRUE | WLS |  | Tank Water Level Switch | 1 | [6 empty] | FALSE | [5 empty] | #FFFFFFFF |  |  | FALSE | FALSE | FALSE |  |  |  | 7770-0328:0010 | [10 empty] | FALSE | [7 empty] | THOR\acont | 2024-10-09 10:48
0cf300a0-badd-4754-b260-5fc8e13734d7 | NFPA 170 FIRE ALARM CONTROL UNIT | RISER FACP |  | North | Hochiki |  | Fire Alarm Control Unit |  |  |  | Assembly | TRUE | HCVR-3 | ++ | Conventional Releasing Fire Control Panel, 3 Zones, Red, 120V | 1 |  |  |  |  | 24 |  | FALSE | [5 empty] | #FFFF0000 | FA-NFPA 170 FIRE ALARM CONTROL UNIT | 1 | FALSE | FALSE | FALSE | 202 | [8 empty] | 7 |  | 7 |  |  | TRUE | [5 empty] | DESKTOP-7EIEB7A\acont | 2022-11-17 14:38 | THOR\acont | 2024-09-08 17:27 | Cloned from VES VF1810-10 | [AutoPulse, Hochiki, VES] [RS-485] [Network] 542R (433607), FN2127US0ERS120, FN-2127US0ERS-220, FN2127US1ERS120, FN-2127US1ERS-220, FN4127US0ERS120, FN-4127US0ERS-220, FN4127US1ERS120, FN-4127US1ERS-220, FN-LCD-N, FN-LCD-S, FNP-1127, FNP-1127ES0EGS-120,
0edc6977-c101-4aac-9e2d-5fca5405a3eb | NFPA 170 HORN STROBE |  |  | North | Potter |  | Horn/Strobe |  |  |  | Module | TRUE | CHS-24WR-WP |  | Horn Strobe, Wall, White, Red, Outdoor | 1 | 0 | 0.22 |  |  |  |  | FALSE | FALSE |  |  |  |  | #FF0070C0 | FA-NFPA 170 HORN STROBE | 1 | FALSE | FALSE | FALSE | 2012 |  |  | 7135-0328:0212 | [10 empty] | FALSE | [7 empty] | THOR\acont | 2024-09-08 17:27 |  | [Potter] [NAC] [UL MAX, HIGH DB] CHS-24B-WP, CHS-24G-WP, CHS-24R-WP, CHS-24WB-WP, CHS-24WG-WP, CHS-24WR-WP, CHSLP-24B-WP, CHSLP-24G-WP, CHSLP-24R-WP, CHSLP-24WB-WP, CHSLP-24WG-WP, CHSLP-24WR-WP
2c85d7c4-468f-4446-8c3f-5fd0980ca691 | NFPA 170 FIRE ALARM CONTROL UNIT | RISER FACP |  | North | Hochiki |  | Fire Alarm Control Unit |  |  |  | Assembly | TRUE | LA103K1-10 |  | FireNET L@TITUDE Analog Addressable Fire Alarm Control Panel, 4 Slot Standard Enclosure, 10.25 A Auto Voltage, 2-Loop Panel Module, Hochiki Protocol, Network Module, and Media Gateway™, Red, 48 Zone LEDs | 1 | [6 empty] | FALSE |  |  | *Refer to Install Sheet | 16.5in (W) x 23.2in (H) x 6in (D) | KM5FCRD (Optional Semi-Flush Mounting Kit) | #FFFF0000 | FA-NFPA 170 FIRE ALARM CONTROL UNIT | 1 | FALSE | FALSE | FALSE | 202 | [8 empty] | 7,12,18,28 |  |  | 10.25 |  | TRUE | [5 empty] | DESKTOP-GHR3H5U\Anthony | 2019-11-27 08:00 | THOR\acont | 2024-09-08 17:27
61a48543-38fe-470c-b585-5fd1e3d075c3 |  |  |  | North | HESS | Security/Access Control |  |  |  |  | Module | TRUE | 1006-613E (LBM)(LBSM) |  | DARK OXIDIZED SATIN BRONZE POWDER | 1 | [12 empty] | #FFFFFFFF |  |  | FALSE | FALSE | FALSE | [20 empty] | THOR\acont | 2024-03-12 21:20 | THOR\acont | 2024-10-09 10:48
d083ed09-0e1b-46a2-948b-5fd4ede34da6 |  |  |  | North | Edwards |  | Cards & Components |  |  |  | Card | TRUE | 3-IDC8/4 | ++ | Initiating / Indicating Device Circuit Module | 1 | 0.048 | 0.408 |  |  |  |  | TRUE | [5 empty] | #FFFFFFFF |  |  | FALSE | FALSE | FALSE | [14 empty] | FALSE | [7 empty] | THOR\acont | 2024-10-09 10:48 |  |  | [Edwards] 3-IDC8/4
1199e2f8-654c-433b-964d-5fd792409de3 | NFPA 170 HEAT DETECTOR |  |  | North | MIRCOM |  | Heat Detector |  |  |  | Module | TRUE | MIX-5251RAP w/B224RB | + | White, Low-profile rate-of-rise thermal sensor, Relay Base | 1 | 0.0003 | 0.0065 |  |  |  |  | FALSE | TRUE |  |  |  |  | #FFFF0000 | FA-NFPA 170 HEAT DETECTOR | 1 | FALSE | FALSE | FALSE | 1403 | [13 empty] | FALSE |  |  | R |  |  | DESKTOP-7SAL8M7\acont | 2019-04-12 13:26 | THOR\acont | 2024-09-08 17:27 | 20191121 AC Detector with base | [MIRCOM] [SLC MODULES SENSORS] [*] [#2 SHARED ADDR ¦ SENSORS] DNR w/MIX-2251BR (C), DNR w/MIX-2351RAP (C), MIX-1251AP w/B200SR-LF-WH (C), MIX-1251AP w/B200SR-WH (C), MIX-1251AP w/B210LP (C), MIX-1251AP w/B224RB-WH (C), MIX-1251AP w/B501 (C), MIX-1251B w/ [MIRCOM] [SLC SENSORS] [*] [#4 TYPE ADDR ¦ SENSORS] DNR w/MIX-2251BR (C), DNR w/MIX-2351RAP (C), MIX-1251AP w/B200SR-LF-WH (C), MIX-1251AP w/B200SR-WH (C), MIX-1251AP w/B210LP (C), MIX-1251AP w/B224RB-WH (C), MIX-1251AP w/B501 (C), MIX-1251B w/B200SR-LF-
ced059e6-4125-44c7-9550-5fda6a859f71 | NFPA 170 HORN STROBE |  |  | North | Edwards |  | Horn/Strobe |  |  |  | Module | TRUE | 757-8A-T |  | 110cdW, 60cdC Strobe, Horn 97 dbA Avg., Red | 1 | [6 empty] | FALSE | [5 empty] | #FF0070C0 | FA-NFPA 170 HORN STROBE | 1 | FALSE | FALSE | FALSE | 2012 | [13 empty] | FALSE | [7 empty] | THOR\acont | 2024-09-08 17:27 |  | [Edwards] [HORN] [16 VDC, HIGH] 757-8A-T, 757-8A-TW [Edwards] [NAC] [16 VFWR, HIGH] 757-8A-T, 757-8A-TW [Edwards] [STROBE] [16 VDC] 757-8A-T, 757-8A-TW [Edwards] [NAC] [16 VDC, HIGH] 757-8A-T, 757-8A-TW
ef844e8d-0b4d-4bc5-8dd3-5fda6fab1771 |  |  |  | North | Autocall |  | Cards & Components |  |  |  | Card | TRUE | A100-1242 |  | Auxiliary Audio Input Module; four additional (unsupervised) inputs per module | 1 | 0.002 | 0.017 |  |  |  |  | TRUE | [5 empty] | #FFFFFFFF |  |  | FALSE | FALSE | FALSE | [20 empty] | DESKTOP-0D6CQVA\lousc | 2019-06-15 07:24 | THOR\acont | 2024-10-09 10:48 | Cloned from AutoCall A100-1315
ac0e2ace-b6c8-4a8b-93a7-5fdb0e1c2dd9 | CADGEN DOOR CONTACT |  |  | North | NASCOM |  | Door Contact |  |  |  | Module | TRUE | MET-200 AR | ++ | Surface Mount Armored Commercial Type W/Wire Leads or Armored Cable | 1 |  |  |  |  | 1.5 | [7 empty] | #FFFF0000 | FA-CADGEN DOOR CONTACT | 1 | FALSE | FALSE | FALSE | [17 empty] | REX |  |  | DESKTOP-7EIEB7A\acont | 2023-01-30 11:17 | THOR\acont | 2024-09-08 17:27 | Cloned from NASCOM MET-200 | [NASCOM] [IDC] 01 [INPUT] C CONTACT, D CONTACT, MET-200, MET-200 AR, MET-201B, MET-201B AR, MET-202C, MET-202C AR, MET-202C AR-WP18, MET-204C, MET-204C AR, N1178CGSHK/STO36W1, N200AU/ST036, N200AU/ST036 x 2, N505AUTMC, N707AU/M, N707AU/ST, N707AU/STATS, [NASCOM] [ACCESS CONTROL INPUT] [*] [INPUT] C CONTACT, D CONTACT, MET-200, MET-200 AR, MET-201B, MET-201B AR, MET-202C, MET-202C AR, MET-202C AR-WP18, MET-204C, MET-204C AR, N1178CGSHK/STO36W1, N200AU/ST036, N200AU/ST036 x 2, N505AUTMC, N707AU/M, N707AU/
38e6aee7-f42b-491a-b94a-5fdc39aaf389 | NFPA 170 NON ADDRESSABLE RELAY |  |  | North | Air Products |  | Non-Addressable Relay |  |  |  | Module | TRUE | RIC-1 | + | MULTI-VOLTAGE CONTROL RELAY | 1 | 0 | 0.018 |  |  |  |  | FALSE | [5 empty] | #FFFF0000 | FA-NFPA 170 NON ADDRESSABLE RELAY | 1 | FALSE | FALSE | FALSE | 1300 | [13 empty] | FALSE | [5 empty] | DESKTOP-7SAL8M7\acont | 2019-09-11 06:03 | THOR\acont | 2024-09-08 17:27 | Cloned from Air Products MR-101/C/R | [Air Products] [AUX POWER, VAC ] [120VAC, 24VAC, 24VDC] RIC-1 [Air Products] [IDC] 02 RIC-1
5849ee69-a3a7-4429-94bc-5fe65e6d7ad1 |  |  |  | North | Gamewell FCI |  | Cards & Components |  |  |  | Card | TRUE | AA-120 | + | Audio Amplifier, 120W @25 VRMS w/built-in tone generator, 120 VAC | 1 | 0.051 | 7.3 |  |  |  |  | TRUE | [5 empty] | #FFFFFFFF |  |  | FALSE | FALSE | FALSE | [14 empty] | FALSE | [7 empty] | THOR\acont | 2024-10-09 10:48 |  | [Gamewell FCI] [AUDIO LOW] AA-100, AA-120 | [Gamewell FCI] AA-120
081b3244-99aa-406f-b825-5fe6756a80a0 |  |  |  | North | Edwards |  | Cards & Components |  |  |  | Card | TRUE | 3-SSDC1 | n | Signature Single Driver Controller (LRM) | 1 | 0.144 | 0.204 |  |  |  |  | TRUE | [5 empty] | #FFFFFFFF |  |  | FALSE | FALSE | FALSE | [22 empty] | THOR\acont | 2024-10-09 10:48 |  |  | [Edwards] 3-SSDC1
307b7b9e-5523-41a1-8b78-5fe6b7c65cdd | NFPA 170 NOTIFICATION CIRCUIT EXTENDER PANEL | RISER NAC |  | North | Siemens |  | Notification Circuit Extender Panel |  |  |  | Assembly | TRUE | PAD-4-9A | S54339-A3-A1 | Complete 9 amp PAD-4 kit (enclosure, board, 300W power supply) | 1 | [6 empty] | FALSE | [5 empty] | #FFFF0000 | FA-NFPA 170 NOTIFICATION CIRCUIT EXTENDER PANEL | 1 | FALSE | FALSE | FALSE | 212 | [8 empty] | 7,12,18 |  |  | 14 |  | TRUE | [7 empty] | THOR\acont | 2024-09-08 17:27
8612608f-a0a5-4548-8c3e-5fe6caedd396 | NFPA 170 SPEAKER STROBE |  |  | North | Edwards |  | Speaker/Strobe |  |  |  | Module | TRUE | G4F-S2VM |  | 25V Speaker/Strobe, White, FIRE running man, 15, 30, 75, 110 cd | 1 | 0 | 0.294 |  |  |  |  | FALSE | [5 empty] | #FF0070C0 | FA-NFPA 170 SPEAKER STROBE | 1 | FALSE | FALSE | FALSE | 2019 | [13 empty] | FALSE | [7 empty] | THOR\acont | 2024-09-08 17:27 |  | [Edwards, Kidde] [AUDIO 25v] [25V AUDIO] EGCF-S2VMH (C), G4F-S2, G4F-S2V1575, G4F-S2VM, G4HFRF-S2, G4HFRF-S2VMC, G4HFRN-S2, G4HFRN-S2VMC, G4HFWA-S2, G4HFWA-S2VMA, G4HFWA-S2VMC, G4HFWF-S2, G4HFWF-S2VMC, G4HFWN-S2, G4HFWN-S2VMA, G4HFWN-S2VMC, G4RF-S2, G4RF [Edwards, Kidde] [NAC] [16 VDC] G4ERA-A, G4ERA-B, G4ERA-G, G4ERA-R, G4ERF-C, G4ERN-A, G4ERN-B, G4ERN-C, G4ERN-G, G4ERN-R, G4EWA-A, G4EWA-B, G4EWA-G, G4EWA-R, G4EWF-C, G4EWN-A, G4EWN-B, G4EWN-C, G4EWN-G, G4EWN-R, G4F-S2V1575, G4F-S2VM, G4F-S7V1575, G4F-S7 [Edwards, Kidde] [NAC] [24 VDC] G4ERA-A, G4ERA-B, G4ERA-G, G4ERA-R, G4ERF-C, G4ERN-A, G4ERN-B, G4ERN-C, G4ERN-G, G4ERN-R, G4EWA-A, G4EWA-B, G4EWA-G, G4EWA-R, G4EWF-C, G4EWN-A, G4EWN-B, G4EWN-C, G4EWN-G, G4EWN-R, G4F-S2V1575, G4F-S2VM, G4F-S7V1575, G4F-S7
4d2328ad-1994-422c-82a5-5feec3a5974a |  |  |  | North | Edwards |  | Hardware |  |  |  | Hardware | TRUE | EVSC3R-32 |  | In-graphic 3-pos Rotary Switch, ON-OFF wired, 2 points | 1 | [6 empty] | FALSE | [5 empty] | #FFFFFFFF |  |  | FALSE | FALSE | FALSE | [14 empty] | FALSE | [7 empty] | THOR\acont | 2024-10-09 10:48
414788dd-02f2-42bf-8340-5feef403888d |  |  |  | North | Potter |  | Cards & Components |  |  |  | Card | TRUE | AFC-50 Main Board | + | Fire Alarm Control Panel Main Board | 1 | 0.13 | 0.22 |  |  |  |  | TRUE | [5 empty] | #FFFFFFFF |  |  | FALSE | FALSE | FALSE | [12 empty] | 5 |  | FALSE | [7 empty] | THOR\acont | 2024-10-09 10:48 |  | [Advanced, Potter] [VAC ] [120VAC] AFC-100 Main Board, AFC-1000 Main Board, AFC-50 Main Board, ARC-100 Main Board, AX-PSN104 Main Board, AX-PSN106 Main Board, AX-PSN108 Main Board, AX-PSN-64 Main Board, DCA-10025 (25V) Main Board, DCA-10025 (70V) Main Bo [Potter] [IDC] [#2 TROUBLE] AFC-100 Main Board, AFC-1000 Main Board, AFC-50 Main Board, ARC-100 Main Board, IPA-100 MAIN BOARD, IPA-4000 MAIN BOARD, IPA-4000V MAIN BOARD, IPA-60 MAIN BOARD, P200 MAIN BOARD, PFC-4064 MAIN BOARD, PFC-4410G3 MAIN BOARD, PFC [Potter] [IDC] [#1 ALARM] AFC-100 Main Board, AFC-1000 Main Board, AFC-50 Main Board, ARC-100 Main Board, IPA-100 MAIN BOARD, IPA-4000 MAIN BOARD, IPA-4000V MAIN BOARD, IPA-60 MAIN BOARD, P200 MAIN BOARD, PFC-4064 MAIN BOARD, PFC-4410G3 MAIN BOARD, PFC-4 [Potter] [IDC] [#3 SUPERVISORY] AFC-100 Main Board, AFC-1000 Main Board, AFC-50 Main Board, ARC-100 Main Board, IPA-100 MAIN BOARD, IPA-4000 MAIN BOARD, IPA-4000V MAIN BOARD, IPA-60 MAIN BOARD, P200 MAIN BOARD, PFC-4064 MAIN BOARD, PFC-4410G3 MAIN BOARD, | [Potter] AFC-50 Main Board
69b2d277-136d-4eab-b907-5ff084bd9a75 | NFPA 170 SMOKE DETECTOR |  |  | North | Edwards |  | Smoke Detector |  |  |  | Module | TRUE | EC2-OS w/EC2-SB BASE | + | Smoke detector, photoelectric, two-wire | 1 | 8.8e-05 | 0.06 |  |  |  |  | FALSE | TRUE |  |  |  |  | #FFFF0000 | FA-NFPA 170 SMOKE DETECTOR | 1 | FALSE | FALSE | FALSE | 1408 | [13 empty] | FALSE | [5 empty] | DESKTOP-7EIEB7A\acont | 2022-07-19 07:25 | THOR\acont | 2024-10-08 14:46 | Cloned from Edwards SIGA-PD w/SIGA-SB BASE | [Edwards] [IDC] 01 [*] EC2-H w/EC2-RB BASE (C), EC2-H w/EC2-RB4 BASE (C), EC2-H w/EC2-SB BASE (C), EC2-H w/EC2-SB4 BASE (C), EC2-OS w/EC2-RB BASE (C), EC2-OS w/EC2-RB4 BASE (C), EC2-OS w/EC2-SB BASE (C), EC2-OS w/EC2-SB4 BASE (C), EC2-OSH w/EC2-RB BASE (
0548acb8-6375-48c8-87fe-5ff2a5778f7e |  |  |  | North | Edwards |  | Hardware |  |  |  | Hardware | TRUE | FS1ANN-WR-HT-CAB |  | Wpf Ann Cabinet NEMA4X, CSA4- for 1 R Series Annunciator | 1 | [6 empty] | FALSE | [5 empty] | #FFFFFFFF |  |  | FALSE | FALSE | FALSE | [14 empty] | FALSE |  |  | WP |  |  |  |  | THOR\acont | 2024-10-09 10:48
4c51d744-555d-41ac-ae16-5ff7c9a87e04 |  |  |  | North | Edwards | [5 empty] | Card | TRUE | iO1000G-SP Mainboard |  | Mainboard for iO1000G-SP assembly |  | 0.227 | 0.392 |  |  |  |  | TRUE | [5 empty] | #FFFFFFFF |  |  | FALSE | FALSE | [15 empty] | FALSE | [7 empty] | DESKTOP-7EIEB7A\acont | 2023-03-31 12:04 |  | [Edwards, Kidde, Macurco] [IDC] [#1 ALARM] 2IDC, 76-600000-001 Main Board, 76-800xxx-xxx Main Board, 77-600000-901 Main Board, 84-732001-901 Main Board, DVP-120 Mainboard, EST1-2Z Mainboard, FSP1004G Mainboard, FSP1004G-2 Mainboard, FSP1004GD Mainboard, [Edwards, Kidde, Macurco] [IDC] [#3 SUPERVISORY] 2IDC, 76-600000-001 Main Board, 76-800xxx-xxx Main Board, 77-600000-901 Main Board, 84-732001-901 Main Board, DVP-120 Mainboard, EST1-2Z Mainboard, FSP1004G Mainboard, FSP1004G-2 Mainboard, FSP1004GD Mainb [Edwards, Kidde, Macurco] [IDC] [#2 TROUBLE] 2IDC, 76-600000-001 Main Board, 76-800xxx-xxx Main Board, 77-600000-901 Main Board, 84-732001-901 Main Board, DVP-120 Mainboard, EST1-2Z Mainboard, FSP1004G Mainboard, FSP1004G-2 Mainboard, FSP1004GD Mainboard | [Edwards, Kidde] FX-1000 Mainboard, FX-1000D Mainboard, FX-64RD Mainboard, iO1000G Mainboard, iO1000G-2 Mainboard, iO1000G-2-PG Mainboard, iO1000G-2-SP Mainboard, iO1000GC Mainboard, iO1000GD Mainboard, iO1000G-F Mainboard, iO1000G-PG Mainboard, iO1000G-S [Edwards, Kidde] FX-1000 Mainboard, FX-1000D Mainboard, iO1000G Mainboard, iO1000G-2 Mainboard, iO1000G-2-PG Mainboard, iO1000G-2-SP Mainboard, iO1000GC Mainboard, iO1000GD Mainboard, iO1000G-F Mainboard, iO1000G-PG Mainboard, iO1000G-SP Mainboard, iO1000 [Edwards] IO-SDC2 [Edwards, Kidde] FX-1000 Mainboard, FX-1000D Mainboard, FX-64RD Mainboard, iO1000G Mainboard, iO1000G-2 Mainboard, iO1000G-2-PG Mainboard, iO1000G-2-SP Mainboard, iO1000GC Mainboard, iO1000GD Mainboard, iO1000G-F Mainboard, iO1000G-PG Mainboard, iO1000G-S
bfc0deb6-d68a-44d7-b038-5ffabe36b4bd | NFPA 170 SMOKE DETECTOR |  |  | North | Silent Knight |  | Smoke Detector |  |  |  | Module | TRUE | SD505-APS w/SD505-6AB | ++ | Addressable Photoelectric Smoke Detector, Base | 1 | 0.00055 | 0.00055 |  |  |  |  | FALSE | TRUE |  |  |  |  | #FFFF0000 | FA-NFPA 170 SMOKE DETECTOR | 1 | FALSE | FALSE | FALSE | 1408 | [13 empty] | FALSE |  |  | P |  |  |  |  | THOR\acont | 2024-09-08 17:27 | 20191121 AC Detector without base | [Silent Knight] [SLC HOCHIKI] [*] [#1 SHARED ADDR ¦ ALL] Hood System w/SD500-MIM, PS-DA w/SD500-MIM, PS-SA w/SD500-MIM, SD500-AIM, SD500-ANM, SD500-ARM, SD500-LED, SD500-MIM, SD500-PS, SD500-PSDA, SD500-SDM, SD505-AHS w/SD505-6AB, SD505-APS w/SD505-6AB (
6e2b2d55-d7ef-4456-9ff3-600df565514d | NFPA 170 SPEAKER STROBE |  |  | North | Autocall |  | Speaker/Strobe |  |  |  | Module | TRUE | A49HFV-APPLW | + | Wall Mount Addressable High fidelity S/V appliance only | 1 | 0 | 0 |  |  |  |  | TRUE | [5 empty] | #FF0070C0 | FA-NFPA 170 SPEAKER STROBE | 1 | FALSE | FALSE | FALSE | 2019 | [19 empty] | DESKTOP-7EIEB7A\acont | 2021-04-18 10:05 | THOR\acont | 2024-09-08 17:27 | Cloned from AutoCall A49SVC-WRFIRE | [Autocall, Simplex] [IDNac] [23VDC] 49HFV-APPLW, 49HFV-APPLW-BA, 49SV-APPLW, 49SV-APPLW-BA, 49VO-APPLW, 49VO-APPLW-BA, A49HFV-APPLW, A49HFV-APPLW-BA, A49SV-APPLW, A49SV-APPLW-BA, A49VO-APPLW, A49VO-APPLW-BA [Autocall, Simplex] [AUDIO 25v] [25V AUDIO] 49HF-APPLW, 49HF-APPLW-BA, 49HFV-APPLW, 49HFV-APPLW-BA, 49SO-APPLW, 49SO-APPLW-BA, 49SO-APPLW-O, 49SO-APPLW-O-BA, 49SV-APPLW, 49SV-APPLW-BA, 49SV-APPLW-O, 49SV-APPLW-O-BA, A49HF-APPLW, A49HF-APPLW-BA, A49HFV-AP [Autocall, Simplex] [AUDIO 70.7v] [70V AUDIO] 49HF-APPLW, 49HF-APPLW-BA, 49HFV-APPLW, 49HFV-APPLW-BA, 49SO-APPLW, 49SO-APPLW-BA, 49SO-APPLW-O, 49SO-APPLW-O-BA, 49SV-APPLW, 49SV-APPLW-BA, 49SV-APPLW-O, 49SV-APPLW-O-BA, A49HF-APPLW, A49HF-APPLW-BA, A49HFV-
52b56a71-2f0b-4b16-8c2f-60134e9a05ab | NFPA 170 SMOKE DETECTOR |  |  | North | System Sensor |  | Smoke Detector |  |  |  | Module | TRUE | 2151 w/B110LP | ++ | Low-profile photoelectric detector. 12/24v, 2-wire base. | 1 | 0.00012 | 0.13 |  |  |  |  | TRUE | TRUE |  |  |  |  | #FFFF0000 | FA-NFPA 170 SMOKE DETECTOR | 1 | FALSE | FALSE | FALSE | 1408 | [19 empty] | DESKTOP-7SAL8M7\acont | 2019-03-29 16:40 | THOR\acont | 2024-09-08 17:27 | 20191121 AC Detector with base | [Chemtronics, Firelite, MIRCOM, Notifier, System Sensor] [IDC] 01 [*] [IDC 2-WIRE ++] 1151 (C), 1151EIS (C), 1400 (C), 1451 (C), 1451DH (C), 1451DHHT (C), 2100AT (C), 2100S (C), 2100TR (C), 2100TS (C), 2151 w/B110LP (C), 2151 w/B116LP (C), 2151 w/B401 (C
99580546-15d7-4a05-94ad-6014914de0ff |  |  |  | North | LifeSafety Power |  | Cards & Components |  |  |  | Card | TRUE | FPO150-B100C8D8PE4M Main Board | ++ | Fire Alarm Power Supply Main Board | 1 | [6 empty] | TRUE | FALSE |  |  |  |  | #FFFFFFFF |  |  | FALSE | FALSE | FALSE | [14 empty] | FALSE | [5 empty] | DESKTOP-7EIEB7A\acont | 2023-01-26 07:37 | THOR\acont | 2024-10-09 10:48 | Cloned from Altronix AL1024ULX Main Board | [Altronix, LifeSafety Power] [IDC] 02 [AC FAIL] AL1024ULX Main Board, AL300ULX Main Board, AL400ULX Main Board, AL400ULXJ Main Board (24VDC), AL600ULXR Main Board, eFlow104N Main Board, eFlow104N16 Main Board, eFlow104N8 Main Board, FPO150/250-2C82D8PE4M [Altronix, Hochiki, LifeSafety Power] [NAC Trigger] AL1024ULM MAIN CARD, AL1024ULX Main Board, AL125UL Main Board, AL300ULX Main Board, AL400ULX Main Board, AL400ULXJ Main Board (24VDC), AL600ULACM Main Board, AL600ULXR Main Board, eFlow104N Main Board, [Altronix, LifeSafety Power] [IDC] 01 [BATTERY] AL1024ULM MAIN CARD, AL1024ULX Main Board, AL300ULX Main Board, AL400ULX Main Board, AL400ULXJ Main Board (24VDC), AL600ULXR Main Board, eFlow104N Main Board, eFlow104N16 Main Board, eFlow104N8 Main Board, | [Altronix, LifeSafety Power] AL1024ULX Main Board, FPO150/250-2C82D8PE4M1 Main Board, FPO150-B100C8D8PE4M Main Board, FPO250/250-3C83D8E12M Main Board, FPO250/250-3C83D8PE12M Main Board, FPO250/250-3C8P3D8PE12M Main Board, FPO75-B100C4PE1M Main Board, FPO
9d3f2f62-ca4e-433c-b363-601693939f30 | NFPA 170 HORN STROBE |  |  | North | Monaco Enterprises |  | Horn/Strobe |  |  |  | Module | TRUE | 585-106-00 |  | HORN STB:WHITE,T-1,WM,4WIRE,INDOOR,24V,CLR LENS,RDFIRE LTR,15-185 CANDELLA | 1 | 0 | 0.44 |  |  |  |  | FALSE | FALSE |  |  |  |  | #FF0070C0 | FA-NFPA 170 HORN STROBE | 1 | FALSE | FALSE | FALSE | 2012 | [13 empty] | FALSE | [5 empty] | DESKTOP-7SAL8M7\acont | 2020-02-23 12:40 | THOR\acont | 2024-09-08 17:27 | Cloned from System Sensor P4WL | [Monaco Enterprises] [NAC] [VFWR] 585-106-00, 585-107-00 [Monaco Enterprises] [NAC] [#2 VDC, TEMPORAL HIGH] 585-106-00, 585-107-00 [Monaco Enterprises] [NAC] [VDC] 585-106-00, 585-107-00
d28236f0-94a9-4719-9a71-601994b0c001 |  |  |  | North | Bosch | [5 empty] | Module | TRUE | LTC 9213/01 | * | POLE MOUNT ADAPTER WITH STAINLESS STEEL STRAPS, FOR LTC 9210, LTC 9212, LTC 9215 & LTC 1348/0 | 1 | [12 empty] | #FFFFFFFF |  |  | FALSE | FALSE | FALSE | [20 empty] | DESKTOP-7EIEB7A\acont | 2021-08-13 06:25 | THOR\acont | 2024-10-09 10:48
6edaf52e-be6d-4f78-ad60-6019b34f8071 |  |  |  | North | Edwards |  | Cards & Components |  |  |  | Card | TRUE | QSC-CPU-2-SPE |  | OBSOLETE - CPU/Display with 2 Annunciator Option Space, Spanish | 1 | [6 empty] | TRUE | [5 empty] | #FFFFFFFF |  |  | FALSE | FALSE | FALSE | [14 empty] | FALSE | [7 empty] | THOR\acont | 2024-10-09 10:48
ae095bf5-39d8-413f-8e67-601b7c11a2a7 | NFPA 170 SMOKE BEAM DETECTOR CONTROLLER |  |  | North | Autocall |  | Beam Detector |  |  |  | Module | TRUE | A4098-9019 (Controller) | + | Fireray 5000 Beam Detector Controller | 1 | 0.05 | 0.05 |  |  |  |  | FALSE | TRUE |  |  |  |  | #FFFF0000 | FA-NFPA 170 SMOKE BEAM DETECTOR CONTROLLER | 1 | FALSE | FALSE | FALSE | 1406 | [13 empty] | FALSE | [5 empty] | DESKTOP-7EIEB7A\acont | 2022-04-18 16:21 | THOR\acont | 2024-09-08 17:27 | Cloned from Simplex 4098-9019 (Controller) | [Autocall, Simplex] [IDNet] [MODULES ++] 2080-9056, 2080-9057, 2080-9067, 2080-9068, 2080-9069, 2080-9070, 4009-9201 Main Board, 4009-9401 Main Board, 4010-9901, 4090-5261, 4090-9001, 4090-9002, 4090-9005, 4090-9006, 4090-9008, 4090-9116, 4098-9019 (Cont [Autocall, Simplex] [AUX POWER] [*] 4098-9019 (Controller) (C), A4098-9019 (Controller) (C) [Autocall, Simplex] [IDC] 06 [Trouble] 4098-9019 (Controller) (C), A4098-9019 (Controller) (C) [Autocall, Simplex] [IDC] 05 [Alarm] 4098-9019 (Controller) (C), A4098-9019 (Controller) (C) | [Autocall, Edwards, Kidde, Simplex] 4098-9019 (Controller), A4098-9019 (Controller), EC5000R (Controller)
cf67d5cf-99a4-4b5c-8f4f-602a1ad3394a | NFPA 170 HORN STROBE CEILING |  |  | North | Potter |  | Horn/Strobe |  |  |  | Module | TRUE | CCHS-24GW |  | Horn Strobe, Ceiling, White, Green | 1 | 0 | 0.147 |  |  |  |  | FALSE | TRUE |  |  |  |  | #FF0070C0 | FA-NFPA 170 HORN STROBE CEILING | 1 | FALSE | FALSE | FALSE | 2013 |  |  | 7135-0328:0205 | [10 empty] | FALSE |  |  | C |  |  |  |  | THOR\acont | 2024-09-08 17:27 |  | [Potter] [NAC] [UL MAX, HIGH DB] CCHS-24AR (C), CCHS-24AW (C), CCHS-24BR (C), CCHS-24BW (C), CCHS-24GR (C), CCHS-24GW (C)
747dff1c-8769-420e-984b-603035e62420 | NFPA 170 FIRE ALARM COMMUNICATOR |  |  | North | AES |  | Communicator |  |  |  | Assembly | TRUE | 7788F-ULP | ++ | 8 Zone Fire Subscriber, 8 Supervised Zones, Red Enclosure. w/7794 Module | 1 | [6 empty] | FALSE |  |  |  | 13.25”H x 8.5”W x 4.3”D (34cm H x 21.5cm W x 11cm D) |  | #FFFF0000 | FA-NFPA 170 FIRE ALARM COMMUNICATOR | 1 | FALSE | FALSE | FALSE | 250 | [8 empty] | 8,12 | 1 |  |  |  | TRUE | [7 empty] | THOR\acont | 2024-09-08 17:27 |  | [AES, Keltron] [DACT] [#2 DACT] 7707P-44-ULP-M, 7707P-88-ULP-M, 7788F-ULP, 7794, RF774F [AES, Honeywell, Keltron] [DACT] [#1 DACT] 7707P-44-ULP-M, 7707P-88-ULP-M, 7788F-ULP, 7794, HW-AV-LTE-M, RF774F
5a6a1ae9-933f-4eaa-8848-60325e6056a4 |  |  |  | North | Kidde | [5 empty] | Module | TRUE | GSA-RB |  | Signature detector mounting base with relay | 1 | [6 empty] | FALSE | [5 empty] | #FFFFFFFF |  |  | FALSE | FALSE | FALSE | [14 empty] | FALSE | [5 empty] | AULAPTOP-PC\Aulaptop | 2018-09-03 13:55 | THOR\acont | 2024-10-09 10:48
14c468a4-00f4-4014-a78d-6032afcebc42 | NFPA 170 SPEAKER STROBE CEILING |  |  | North | Autocall |  | Speaker/Strobe |  |  |  | Module | TRUE | A49HFV-APPLC-BA | + | Ceiling mount Addressable High fidelity S/V appliance only. Assembled in USA | 1 | 0 | 0 |  |  |  |  | TRUE | TRUE |  |  |  |  | #FF0070C0 | FA-NFPA 170 SPEAKER STROBE CEILING | 1 | FALSE | FALSE | FALSE | 2019 | [16 empty] | C |  |  | DESKTOP-7EIEB7A\acont | 2021-04-29 14:39 | THOR\acont | 2024-09-08 17:27 | Cloned from AutoCall A49HFV-APPLC-BA w/A49SVC-CRFIRE | [Autocall, Simplex] [AUDIO 70.7v] [70V AUDIO] 49HF-APPLC (C), 49HF-APPLC-BA (C), 49HFV-APPLC (C), 49HFV-APPLC-BA (C), 49HFVH-APPLC (C), 49HFVH-APPLC-BA (C), 49SO-APPLC (C), 49SO-APPLC-BA (C), 49SO-APPLC-O (C), 49SO-APPLC-O-BA (C), 49SV-APPLC (C), 49SV-AP [Autocall, Simplex] [AUDIO 25v] [25V AUDIO] 49HF-APPLC (C), 49HF-APPLC-BA (C), 49HFV-APPLC (C), 49HFV-APPLC-BA (C), 49HFVH-APPLC (C), 49HFVH-APPLC-BA (C), 49SO-APPLC (C), 49SO-APPLC-BA (C), 49SO-APPLC-O (C), 49SO-APPLC-O-BA (C), 49SV-APPLC (C), 49SV-APPL [Autocall, Simplex] [IDNac] [23VDC] 49HFV-APPLC (C), 49HFV-APPLC-BA (C), 49SV-APPLC (C), 49SV-APPLC-BA (C), 49VO-APPLC (C), 49VO-APPLC-BA (C), A49HFV-APPLC (C), A49HFV-APPLC-BA (C), A49SV-APPLC (C), A49SV-APPLC-BA (C), A49VO-APPLC (C), A49VO-APPLC-BA (C)
3879190e-c95e-4e2f-9a50-6037a09ba18c |  |  |  | North | Potter |  | Cards & Components |  |  |  | Card | TRUE | P100 Main Board |  | Main Board for P100 Fire Alarm Control Panel | 1 | [6 empty] | TRUE | [5 empty] | #FFFFFFFF |  |  | FALSE | FALSE | FALSE | [14 empty] | FALSE | [7 empty] | THOR\acont | 2024-10-09 10:48 |  | [Advanced, Potter] [VAC ] [120VAC] AFC-100 Main Board, AFC-1000 Main Board, AFC-50 Main Board, ARC-100 Main Board, AX-PSN104 Main Board, AX-PSN106 Main Board, AX-PSN108 Main Board, AX-PSN-64 Main Board, DCA-10025 (25V) Main Board, DCA-10025 (70V) Main Bo
f4656ec5-29d9-427c-a3cb-603bd7c37f91 | NFPA 170 DIGITAL ALARM COMMNUCATOR TRANSMITTER |  |  | North | AES |  | Communicator |  |  |  | Module | TRUE | 7707P-88-ULP-M | + | IntelliNet 2.0 Fire Subscriber, 8 Zone with 7794A AES-IntelliPro, and integrated onboard Local Annunciator plus MCT, Red Enclosure | 1 | 0.19 | 0.752 |  |  |  |  | FALSE |  |  |  | 13”H x 8.5”W x 4.5”D (33cmH x 21.5cmW x 11.4cmD) |  | #FFFF0000 | FA-NFPA 170 DIGITAL ALARM COMMNUCATOR TRANSMITTER | 1 | FALSE | FALSE | FALSE | 250 | [13 empty] | FALSE | [5 empty] | DESKTOP-7SAL8M7\acont | 2020-09-10 11:54 | THOR\acont | 2024-09-08 17:27 | Cloned from AES 7707P-88-M | [AES, Keltron] [IDC] 06 [IDC2] 7706-ULF MAIN CARD, 7707P-44-M, 7707P-44-ULP-M, 7707P-88-M, 7707P-88-ULP-M, 7788F Main Board, RF774F Main Board [AES] [VAC ] 7707P-44-M, 7707P-44-ULP-M, 7707P-88-M, 7707P-88-ULP-M [AES, Keltron] [IDC] 07 [IDC8] 7706-ULF MAIN CARD, 7707P-44-M, 7707P-44-ULP-M, 7707P-88-M, 7707P-88-ULP-M, 7788F Main Board, RF774F Main Board [AES, Keltron] [IDC] 02 [IDC6] 7706-ULF MAIN CARD, 7707P-44-M, 7707P-44-ULP-M, 7707P-88-M, 7707P-88-ULP-M, 7788F Main Board, RF774F Main Board [AES, Honeywell, Keltron] [DACT] [#1 DACT] 7707P-44-ULP-M, 7707P-88-ULP-M, 7788F-ULP, 7794, HW-AV-LTE-M, RF774F [AES, Keltron] [IDC] 01 [IDC1] 7706-ULF MAIN CARD, 7707P-44-M, 7707P-44-ULP-M, 7707P-88-M, 7707P-88-ULP-M, 7788F Main Board, 7794, RF774F Main Board [AES, Keltron] [IDC] 05 [IDC7] 7706-ULF MAIN CARD, 7707P-44-M, 7707P-44-ULP-M, 7707P-88-M, 7707P-88-ULP-M, 7788F Main Board, RF774F Main Board [AES, Keltron] [IDC] 04 [IDC5] 7706-ULF MAIN CARD, 7707P-44-M, 7707P-44-ULP-M, 7707P-88-M, 7707P-88-ULP-M, 7788F Main Board, RF774F Main Board [AES, Keltron] [DACT] [#2 DACT] 7707P-44-ULP-M, 7707P-88-ULP-M, 7788F-ULP, 7794, RF774F [AES, Keltron] [IDC] 08 [IDC4] 7706-ULF MAIN CARD, 7707P-44-M, 7707P-44-ULP-M, 7707P-88-M, 7707P-88-ULP-M, 7788F Main Board, RF774F Main Board [AES, Keltron] [IDC] 03 [IDC3] 7706-ULF MAIN CARD, 7707P-44-M, 7707P-44-ULP-M, 7707P-88-M, 7707P-88-ULP-M, 7788F Main Board, RF774F Main Board [AES] [AUX POWER] [*] 7707P-44-M, 7707P-44-ULP-M, 7707P-88-M, 7707P-88-ULP-M | [AES, Keltron] 7707P-44-M, 7707P-44-ULP-M, 7707P-88-M, 7707P-88-ULP-M, 7788F Main Board, RF774F Main Board
7fb6ba73-66ba-4524-9c9c-603f3ef2f846 | NFPA 170 SPEAKER CEILING |  |  | North | MIRCOM |  | Speaker |  |  |  | Module | TRUE | SPP-104-70R | ++ | Ceiling mounted speaker 70V Red | 1 | [6 empty] | FALSE | TRUE |  |  |  |  | #FF0070C0 | FA-NFPA 170 SPEAKER CEILING | 1 | FALSE | FALSE | FALSE | 2019 | [13 empty] | FALSE |  |  | C |  |  | DESKTOP-7EIEB7A\acont | 2022-08-30 11:55 | THOR\acont | 2024-09-08 17:27 | Cloned from MIRCOM SPP-104-70 CLONED | [MIRCOM] [AUDIO 70.7v] [70V AUDIO] SPP-104-70 (C), SPP-104-70R (C), SPPS-104-70 (C), SPPS-104-70H (C), SPPS-104-70HR (C), SPPS-104-70R (C)
421899dd-b1cc-4480-9a5a-603f41175efb | NFPA 170 HORN STROBE |  |  | North | Eaton Wheelock |  | Horn/Strobe |  |  |  | Module | TRUE | ELHSW | + | WALL HORN STROBE, WHITE, FIRE | 1 | [6 empty] | TRUE | [5 empty] | #FF0070C0 | FA-NFPA 170 HORN STROBE | 1 | FALSE | FALSE | FALSE | 2020 | [19 empty] | DESKTOP-7EIEB7A\acont | 2021-04-29 09:37 | THOR\acont | 2024-09-08 17:27 | Cloned from Eaton Wheelock ELHSR | [Eaton Wheelock] [NAC] [24VDC, LOW CONT.] ELHSR, ELHSR-A, ELHSR-N, ELHSW, ELHSW-A, ELHSW-AL, ELHSW-EV, ELHSW-N [Eaton Wheelock] [NAC] [24VDC, HIGH CONT.] ELHSR, ELHSR-A, ELHSR-N, ELHSW, ELHSW-A, ELHSW-AL, ELHSW-EV, ELHSW-N
2a325855-70dd-4d9d-aef9-60452bd66d91 | CADGEN INTERFACE MODULE |  |  | North | Protectowire |  | Interface Module |  |  |  | Module | TRUE | CTM-530E | ++ | Interface Module for Protectowire Type CTI with LCD display and navigation buttons mounted in a NEMA-4X (IP66) Enclosure. | 1 | 0.0667 | 0.0667 |  |  |  |  | TRUE |  |  |  | 8”H x 6”W x 4”D (20.3cm x 15.2cm x 10.2cm) |  | #FFFF0000 | FA-CADGEN INTERFACE MODULE | 1 | FALSE | FALSE | FALSE | [20 empty] | THOR\acont | 2023-09-11 07:49 | THOR\acont | 2024-09-08 17:27 | Cloned from Protectowire CTM-530 | [Protectowire, SAFE Fire Detection, Viking] [IDC] [#1 ALARM] CTM-530, CTM-530E, CTM-530E-I, DLM-Z2, SRP-4x4 Main Board, VFR400 Main Board [Protectowire, SAFE Fire Detection, Viking] [IDC] [#3 SUPERVISORY] CTM-530, CTM-530E, CTM-530E-I, DLM-Z2, SRP-4x4 Main Board, VFR400 Main Board [Protectowire, SAFE Fire Detection, Viking] [IDC] [#2 TROUBLE] CTM-530, CTM-530E, CTM-530E-I, DLM-Z2, SRP-4x4 Main Board, VFR400 Main Board [Protectowire, SAFE Fire Detection] [AUX POWER] [*] [AUX] CTM-530, CTM-530E, CTM-530E-I, DLM-Z2 | [Protectowire] CTM-530, CTM-530E, CTM-530E-I
7664b549-5364-4afd-ab05-604a1f1cbfd8 |  |  |  | North | Edwards |  | Hardware |  |  |  | Hardware | TRUE | FW-NSZ5FP |  | License set - Non-Redundant service server . (5 Clients) Auto Added | 1 | [6 empty] | FALSE | [5 empty] | #FFFFFFFF |  |  | FALSE | FALSE | FALSE | [14 empty] | FALSE | [7 empty] | THOR\acont | 2024-10-09 10:48
27b484ba-2fd3-4822-9ac6-6051af91f5f2 | CADGEN ELECTRIC STRIKE |  |  | North | Von Duprin | Security/Access Control | Electric Strike |  |  |  | Module | TRUE | 6224 | ++ | 6200 Series - Strikes for mortise or cylindrical devices | 1 | 0.06 | 0.06 |  |  | 12 |  | TRUE | [5 empty] | #FFFF0000 | FA-CADGEN ELECTRIC STRIKE | 1 | FALSE | FALSE | FALSE | [17 empty] | R1 |  |  | DESKTOP-7EIEB7A\acont | 2023-01-27 07:14 | THOR\acont | 2024-09-08 17:27 | Cloned from Von Duprin 6221 CLONED CLONED | [Alarm Controls, ALARM CONTROLS CORPORATION, ASSA ABLOY, Generic, HES, RCI, Von Duprin] [ACCESS CONTROL OUTPUT] [*] 1200L, 1200LB, 1200S, 1500, 1600, 4200, 5100, 600D, 600L, 600S, 6210, 6211, 6211AL, 6211WF, 6212, 6212WF, 6213, 6214, 6215, 6216, 6221, 62
abedd045-8e72-4cc0-8619-605f40ce0ac7 | NFPA 170 MANUAL PULL |  |  | North | Kidde |  | Manual Station |  |  |  | Module | TRUE | K-270P-DPO | ++ | Pull Station, double pole, cast metal, terminals, pre-signal | 1 | [6 empty] | FALSE | [5 empty] | #FFFF0000 | FA-NFPA 170 MANUAL PULL | 1 | FALSE | FALSE | FALSE | 957 | [13 empty] | FALSE | [5 empty] | DESKTOP-7EIEB7A\acont | 2023-05-17 09:22 | THOR\acont | 2024-09-08 17:27 | Cloned from Kidde K-270-DPO CLONED CLONED CLONED | [Edwards, Kidde, Monaco Enterprises] [IDC] 01 1534-1, 200-GAOF, 270A-DPO, 270A-SPO, 270-DOC, 270-DOC-B, 270-DOC-F, 270-DPO, 270-GAO, 270-GAOB, 270-GAO-DOC, 270-GAO-DOCF, 270P-DPO, 270P-SPO, 270-SPO, 270-SPOW, 270-SPOWB, 270-SPOWF, 271-KR1/SR/GS, 276A-REL
c2bf6222-4e9c-4c5f-bdea-60644c9094e4 | NFPA 170 SMOKE DETECTOR |  |  | North | Kidde |  | Smoke Detector |  |  |  | Module | TRUE | KI-OSCD w/KI-SB BASE | ++ | Multisensor Smoke and CO Detector | 1 | 3.2e-05 | 4.5e-05 |  |  |  |  | FALSE | TRUE |  |  |  |  | #FFFF0000 | FA-NFPA 170 SMOKE DETECTOR | 1 | FALSE | FALSE | FALSE | 1408 | [13 empty] | FALSE | [5 empty] | DESKTOP-7SAL8M7\acont | 2020-11-18 12:20 | THOR\acont | 2024-10-08 16:26 | Cloned from Edwards SIGA-OSCD w/SIGA-SB BASE | [Kidde] [SLC EST SENSORS] [*] [#4 TYPE ADDR ¦ SENSORS] DS-HFS (C), DS-PS (C), FX-HD w/IB4U BASE, FX-HD w/RB4U BASE, FX-HD w/SB4U BASE, FX-HD w/SB4U-LF BASE, FX-HD wB4U BASE, FX-PD w/B4U BASE (C), FX-PD w/IB4U BASE (C), FX-PD w/SB4U BASE (C), FX-PD w/SB4U [Kidde] [SLC EST MODULES SENSORS] [*] [#2 SHARED ADDR ¦ SENSORS] DS-HFS (C), DS-PS (C), FX-HD w/IB4U BASE, FX-HD w/RB4U BASE, FX-HD w/SB4U BASE, FX-HD w/SB4U-LF BASE, FX-HD wB4U BASE, FX-PD w/B4U BASE (C), FX-PD w/IB4U BASE (C), FX-PD w/SB4U BASE (C), FX [Edwards, Kidde] [SLC EST MODULES/SENSORS] 01 [*] [iO64] DS-HFS (C), DS-PS (C), FX-HD w/IB4U BASE, FX-HD w/RB4U BASE, FX-HD w/SB4U BASE, FX-HD w/SB4U-LF BASE, FX-HD wB4U BASE, FX-PD w/B4U BASE (C), FX-PD w/IB4U BASE (C), FX-PD w/SB4U BASE (C), FX-PD w/SB [Edwards, Kidde] [SLC EST SENSORS] 01 [*] [EST3, iO1000] DS-HFS (C), DS-PS (C), FX-HD w/IB4U BASE, FX-HD w/RB4U BASE, FX-HD w/SB4U BASE, FX-HD w/SB4U-LF BASE, FX-HD wB4U BASE, FX-PD w/B4U BASE (C), FX-PD w/IB4U BASE (C), FX-PD w/SB4U BASE (C), FX-PD w/SB
d300d194-667c-4b88-9c41-6064a28208b0 | NFPA 170 NOTIFICATION CIRCUIT EXTENDER PANEL | RISER NAC |  | North | Eaton Wheelock |  | Notification Circuit Extender Panel |  |  |  | Assembly | TRUE | PS-8-LP | + | 8 amp power supply, red enclosure, 120V | 1 | [6 empty] | FALSE | FALSE |  |  |  |  | #FFFF0000 | FA-NFPA 170 NOTIFICATION CIRCUIT EXTENDER PANEL | 1 | FALSE | FALSE | FALSE | 212 | [8 empty] | 7 |  |  | 8 |  | TRUE | [5 empty] | DESKTOP-7SAL8M7\acont | 2020-10-29 14:21 | THOR\acont | 2024-09-08 17:27 | Cloned from Eaton Wheelock PS-8-B-LP
89afbc6e-520e-4632-a38c-6064f01ff6dc | NFPA 170 FIRE ALARM TERMINAL CABINET | RISER FATC |  | North | Space Age Electronics |  | Terminal Cabinet |  |  |  | Module | TRUE | SSU00663 | ++ | Fire Alarm Terminal Cabinet, 128pt, Keyed | 1 | 0 | 0 |  |  |  |  | TRUE |  | Surface Mounted |  |  |  | #FFFF0000 | FA-NFPA 170 FIRE ALARM TERMINAL CABINET | 1 | FALSE | FALSE | FALSE | 205 | [19 empty] | DESKTOP-7EIEB7A\acont | 2023-01-11 08:53 | THOR\acont | 2024-09-08 17:27 | Cloned from Space Age Electronics SSU00536 CLONED CLONED CLONED CLONED | [Generic, N/A, Space Age Electronics] [JUNCTION PASSTHROUGH] 02 [ALL DEVICES ++] CLASS A RETURN, END OF LINE DEVICE, END OF LINE RESISTOR, FIBER PATCH PANEL, FIRE ALARM TERMINAL CABINET, FURNISHED BY OTHERS, FURNISHED BY OTHERS, JUNCTION BOX, JUNCTION BO [Generic, N/A, Space Age Electronics] [JUNCTION PASSTHROUGH] [#2] CLASS A RETURN, END OF LINE DEVICE, END OF LINE RESISTOR, FIBER PATCH PANEL, FIRE ALARM TERMINAL CABINET, FURNISHED BY OTHERS, FURNISHED BY OTHERS, JUNCTION BOX, JUNCTION BOX CEILING, LINE [Generic, N/A, Space Age Electronics] [JUNCTION PASSTHROUGH] [#4] CLASS A RETURN, END OF LINE DEVICE, END OF LINE RESISTOR, FIBER PATCH PANEL, FIRE ALARM TERMINAL CABINET, FURNISHED BY OTHERS, FURNISHED BY OTHERS, JUNCTION BOX, JUNCTION BOX CEILING, LINE [Generic, N/A, Space Age Electronics] [JUNCTION PASSTHROUGH] [#3] CLASS A RETURN, END OF LINE DEVICE, END OF LINE RESISTOR, FIBER PATCH PANEL, FIRE ALARM TERMINAL CABINET, FURNISHED BY OTHERS, FURNISHED BY OTHERS, JUNCTION BOX, JUNCTION BOX CEILING, LINE
97e28bd8-f2fe-4528-ad3c-606649c5635d |  |  |  | North | NAPCO |  | Cards & Components |  |  |  | Card | TRUE | GEMC-24VR | + | 24 Volt "Regulated" Output Module | 1 | [6 empty] | TRUE | [5 empty] | #FFFFFFFF |  |  | FALSE | FALSE | FALSE | [20 empty] | DESKTOP-7SAL8M7\acont | 2020-02-13 06:40 | THOR\acont | 2024-10-09 10:48 | Cloned from NAPCO GEMC-BM
173080d8-426f-4867-b55a-60684380d33a | NFPA 170 AMPLIFIER RACK | RISER AMP |  | North | Gamewell FCI |  | Amplifier |  |  |  | Assembly | TRUE | E3 Series Amplifier (100W, 25V) | + | E3 Series Voice Evacuation Panel w/INI-VGX, 2x AM-50, ABS-4D, PM-9, INX-Transponder | 1 | [6 empty] | TRUE | [5 empty] | #FFFF0000 | FA-NFPA 170 AMPLIFIER RACK | 1 | FALSE | FALSE | FALSE | 300 | [8 empty] | 12,18,26,55 |  |  | 9 |  | TRUE | [5 empty] | DESKTOP-7SAL8M7\acont | 2019-04-25 16:46 | THOR\acont | 2024-09-08 17:27
6b0d8652-14e1-4cdf-a528-606cd37b82ae | NFPA 170 EM STROBE CEILING |  |  | North | Siemens |  | Strobe |  |  |  | Module | TRUE | ST-CMC-CW-MNS-ALRT | S54301-Z94-A1+ | MNS Clear Strobe, multi Candela − Ceiling Mount, White − ‘ALERT’ | 1 | [7 empty] | TRUE |  |  |  |  | #FF0070C0 | FA-NFPA 170 EM STROBE CEILING | 1 | FALSE | FALSE | FALSE | 2007 | [16 empty] | C |  |  | DESKTOP-7SAL8M7\acont | 2019-08-13 09:04 | THOR\acont | 2024-09-08 17:27 | B,T | [Siemens] [NAC] [VFWR CEILING] SET-CMC-CR-MNS-ALERT (C), SET-CMC-CW-MNS-ALERT (C), SET-CMC-R-MNS-ALERT, SET-CMC-W-MNS-ALERT, ST-CMC-CR-MNS-ALRT (C), ST-CMC-CW-MNS-ALRT (C), ST-CMC-RETRO-R-MNS, ST-CMC-RETRO-W-MNS, ST-CMC-R-MNS-ALERT, ST-CMC-W-MNS-ALERT [Siemens] [NAC] [VFWR WALL] SET-CMC-CR-MNS-ALERT (C), SET-CMC-CW-MNS-ALERT (C), SET-CMC-R-MNS-ALERT, SET-CMC-W-MNS-ALERT, ST-CMC-CR-MNS-ALRT (C), ST-CMC-CW-MNS-ALRT (C), ST-CMC-RETRO-R-MNS, ST-CMC-RETRO-W-MNS, ST-CMC-R-MNS-ALERT, ST-CMC-W-MNS-ALERT [Siemens] [NAC] [VDC CEILING] SET-CMC-CR-MNS-ALERT (C), SET-CMC-CW-MNS-ALERT (C), SET-CMC-R-MNS-ALERT, SET-CMC-W-MNS-ALERT, ST-CMC-CR-MNS-ALRT (C), ST-CMC-CW-MNS-ALRT (C), ST-CMC-RETRO-R-MNS, ST-CMC-RETRO-W-MNS, ST-CMC-R-MNS-ALERT, ST-CMC-W-MNS-ALERT [Siemens] [NAC] [VDC WALL] SET-CMC-CR-MNS-ALERT (C), SET-CMC-CW-MNS-ALERT (C), SET-CMC-R-MNS-ALERT, SET-CMC-W-MNS-ALERT, ST-CMC-CR-MNS-ALRT (C), ST-CMC-CW-MNS-ALRT (C), ST-CMC-RETRO-R-MNS, ST-CMC-RETRO-W-MNS, ST-CMC-R-MNS-ALERT, ST-CMC-W-MNS-ALERT
a9845764-5f4f-4791-af73-607358beb05a |  |  |  | North | Siemens | [5 empty] | Module | TRUE | SE-HMC-CW | 500-636034 | E SPEAKER HI MULTI CANDELA WHITE CEILING | 1 | [7 empty] | TRUE |  |  |  |  | #FFFFFFFF |  |  | FALSE | FALSE | FALSE | [20 empty] | DESKTOP-7SAL8M7\acont | 2019-08-13 09:04 | THOR\acont | 2024-10-09 10:48
ce78de4c-b925-4033-a33b-607b56dbe41e | NFPA 170 STROBE WALL |  |  | North | Eaton Wheelock |  | Strobe |  |  |  | Module | TRUE | RSSWP-2475W-FR | ++ | NOTIFICATION, STROBE, RED, WALL, WP | 1 | 0 | 0.138 |  |  |  |  | FALSE | FALSE |  |  |  |  | #FF0070C0 | FA-NFPA 170 STROBE WALL | 1 | FALSE | FALSE | FALSE | 2023 | [13 empty] | FALSE |  |  | WP |  |  |  |  | THOR\acont | 2024-09-08 17:27 |  | [Eaton Wheelock] [NAC] [UL 1638 @ 77°F] RSSWP-2475W-FR, RSSWP-2475W-FW [Eaton Wheelock, Hochiki] [NAC] [UL1971] RSSWP-2475W-AR, RSSWP-2475W-FR, RSSWP-2475W-FW
af5605ef-912c-47a2-a102-607eb873f847 | NFPA 170 DUCT SMOKE DETECTOR |  |  | North | Space Age Electronics |  | Duct Smoke Detector |  |  |  | Module | TRUE | SL-701 | + | Duct Carbon Monoxide Detector | 1 | 0.028 | 0.187 |  |  |  |  | FALSE | TRUE |  |  |  |  | #FFFF0000 | FA-NFPA 170 DUCT SMOKE DETECTOR | 1 | FALSE | FALSE | FALSE | 1400 | [13 empty] | FALSE |  |  | CO |  |  | DESKTOP-7EIEB7A\acont | 2022-06-01 11:02 | THOR\acont | 2024-09-08 17:27 | Cloned from Notifier D4120W | [Space Age Electronics] [IDC] [#2 TROUBLE] SL-701 (C) [Space Age Electronics] [IDC] [#1 ALARM] SL-701 (C) [Space Age Electronics] [AUX POWER] [*] SL-701 (C) | [Fike, Firelite, Monaco Enterprises, Notifier, Space Age Electronics] 723-370-00, 723-371-00, D365PL, D4120, D4120W, DNR, DNR w/FIK‐2351R, DNR w/FSP-851R, DNR w/FSP-951R, DNR w/FSP-951R-IV, DNR w/NP-100R, DNR w/NP-200R, DNR w/SD365R, DNRW, DNRW w/FSP-951R
2d31be19-0cc5-4df5-8451-6084262e80f1 | NFPA 170 STROBE WALL |  |  | North | Edwards |  | Strobe |  |  |  | Module | TRUE | G1WN-VMA |  | Strobe, white, no markings, A, B, C, D cd, amber lens | 1 | 0 | 0.152 |  |  |  |  | FALSE | [5 empty] | #FF0070C0 | FA-NFPA 170 STROBE WALL | 1 | FALSE | FALSE | FALSE | 2023 | [13 empty] | FALSE | [7 empty] | THOR\acont | 2024-09-08 17:27 |  | [Edwards, Kidde] [NAC] [24 VDC] EG1F-V1575, EG1F-VM, G1F-V1575, G1F-VM, G1RF-V1575, G1RF-VM, G1R-VM, G1-VM, G1WA-VMA, G1WA-VMC, G1WN-VMA, G1WN-VMC [EDCO, Edwards, Kidde] [NAC] [16 VDC] EG1F-V1575, EG1F-VM, G1F-V1575, G1F-VM, G1RF-V1575, G1RF-VM, G1R-VM, G1-VM, G1WA-VMA, G1WA-VMC, G1WN-VMA, G1WN-VMC, PN101 (C)
7599f5c4-70d1-4424-933b-6086ada56715 | NFPA 170 HORN |  |  | North | Edwards |  | Horn |  |  |  | Module | TRUE | 2447TH-R | + | Temporal Horn, Red | 1 | [6 empty] | FALSE | [5 empty] | #FF0070C0 | FA-NFPA 170 HORN | 1 | FALSE | FALSE | FALSE | 2010 | [13 empty] | FALSE | [5 empty] | DESKTOP-7EIEB7A\acont | 2022-12-19 13:05 | THOR\acont | 2024-09-08 17:27 | Cloned from Edwards G4ARF | [Edwards] [NAC] [VDC, LOW DB] 2447TH-R [Edwards] [NAC] [VFWR, LOW DB] 2447TH-R [Edwards] [NAC] [VDC, HIGH DB] 2447TH-R [Edwards] [NAC] [VFWR, HIGH DB] 2447TH-R
3348c671-55ee-4348-8d54-608c9d62e820 |  |  |  | North | Edwards |  | Hardware |  |  |  | Hardware | TRUE | 3-CAB7D |  | Door Assembly for 3-CAB7 | 1 | [6 empty] | FALSE | [5 empty] | #FFFFFFFF |  |  | FALSE | FALSE | FALSE | [14 empty] | FALSE | [7 empty] | THOR\acont | 2024-10-09 10:48
85561a16-7eac-4d30-b104-6091bebbe7f4 |  |  |  | North | Edwards |  | Hardware |  |  |  | Hardware | TRUE | GL1WN-BB1G |  | Single Gang Surface Mount BackBox, White | 1 | [6 empty] | FALSE | [5 empty] | #FFFFFFFF |  |  | FALSE | FALSE | FALSE | [14 empty] | FALSE | [7 empty] | THOR\acont | 2024-10-09 10:48
a379f24e-0449-4877-af58-609269890ce3 |  |  |  | North | Siemens |  | Hardware |  |  |  | Hardware | TRUE | SDH-2D | 500-690394 | 24VDC CONCEALED WIRING | 1 | [12 empty] | #FFFFFFFF |  |  | FALSE | FALSE | FALSE | [20 empty] | DESKTOP-7SAL8M7\acont | 2019-08-13 09:04 | THOR\acont | 2024-10-09 10:48
8014d82c-66d9-4714-91a5-60927c3269c6 | EF1 |  |  | East | Consilium |  | Notification Appliance |  |  |  | Module | TRUE | N1546 | ++ | FLASH/NI Sounder/Beacon IP65, 32 Tones | 1 | [6 empty] | FALSE | [5 empty] | #FFFF0000 | FA-EF1 | 1 | FALSE | FALSE | FALSE | 2012 | [13 empty] | FALSE | [5 empty] | THOR\acont | 2023-09-18 21:37 | THOR\acont | 2024-09-08 17:27 | Cloned from System Sensor P2RL | [Consilium] [NAC] [24VDC HIGH, 32,32] N1546
79ef625d-aef2-4be3-abc7-609b7c271b2d |  |  |  | North | LifeSafety Power | Security/Access Control |  |  |  |  | Module | TRUE | FPO150-B100D8M8NL4E4S |  | 150W 12VDC/24VDC 8 OUTPUTS | 1 | [12 empty] | #FFFFFFFF |  |  | FALSE | FALSE | FALSE | [20 empty] | THOR\acont | 2024-03-12 21:20 | THOR\acont | 2024-10-09 10:48
0db7bac8-641e-4c3f-b5c9-609c1d5e135e | NFPA 170 MANUAL PULL |  |  | North | Sigcom |  | Manual Station |  |  |  | Module | TRUE | SG-42CXK1E-RD | +x | Dual Action Pull Station, DPDT, Red With Emergency Push Bar | 1 | [6 empty] | TRUE | [5 empty] | #FFFF0000 | FA-NFPA 170 MANUAL PULL | 1 | FALSE | FALSE | FALSE | 957 | [19 empty] | XPS-17-9710\August | 2025-01-02 15:38 |  |  | Cloned from Sigcom SG-42CXK1-RD | [Sigcom] [IDC] 01 SG-42CXK1-BL, SG-42CXK1E-BL, SG-42CXK1E-GR, SG-42CXK1E-RD, SG-42CXK1E-YL, SG-42CXK1-GR, SG-42CXK1-RD, SG-42CXK1-YL, SG-42CXK2-BL, SG-42CXK2-GR, SG-42CXK2-RD, SG-42CXK2-YL, SG-42SK1, SG-42SK1-SC, SG-42SK2, SG-42SK2-SC, SGX-32SK1-SC
a49a06fa-3e9f-4841-a1d0-609d0ab0f90a | NFPA 170 HORN STROBE |  |  | North | Kidde |  | Horn/Strobe |  |  |  | Module | TRUE | EG1AVRF |  | Horn/Strobe, Wall, Red, FIRE | 1 | [12 empty] | #FF0070C0 | FA-NFPA 170 HORN STROBE | 1 | FALSE | FALSE | FALSE | 2012 | [19 empty] | DESKTOP-7SAL8M7\acont | 2019-04-05 23:27 | THOR\acont | 2024-09-08 17:27 |  | [Edwards, Kidde] [NAC] [16 VDC, LOW DB] EG1AVRF, EG1AVRN, EG1AVWF, EG1AVWN, G1AVRF, G1AVRN, G1AVWF, G1AVWN [Edwards, Kidde] [NAC] [16 VDC, HIGH DB] EG1AVRF, EG1AVRN, EG1AVWF, EG1AVWN, G1AVRF, G1AVRN, G1AVWF, G1AVWN [Edwards, Kidde] [NAC] [16 VFWR, HIGH] EG1AVRF, EG1AVRN, EG1AVWF, EG1AVWN, G1AVRF, G1AVRN, G1AVWF, G1AVWN [Edwards, Kidde] [NAC] [16 VFWR, LOW ] EG1AVRF, EG1AVRN, EG1AVWF, EG1AVWN, G1AVRF, G1AVRN, G1AVWF, G1AVWN
20d78172-1073-4159-8034-60a2df13c905 |  |  |  | North | Autocall |  | Cards & Components |  |  |  | Card | TRUE | A100-1362 |  | Analog Flex-35, 35 W Amplifier, constant supervision compatible 70.07 VRMS output | 1 | 0.085 | 1.64 |  |  |  |  | TRUE | [5 empty] | #FFFFFFFF |  |  | FALSE | FALSE | FALSE | [20 empty] | DESKTOP-0D6CQVA\lousc | 2019-07-07 13:15 | THOR\acont | 2024-10-09 10:48 | Cloned from AutoCall A100-1361 |  | [Autocall] A100-1362, A100-1364
7c45de23-9d3d-4ce3-97c1-60a4ea6193f4 | NFPA 170 FIRE ALARM CONTROL UNIT | RISER FACP |  | North | Firelite |  | Fire Alarm Control Unit |  |  |  | Assembly | TRUE | ES-50XP | ++ | Addressable Fire Alarm Control Panel with one SLC loop. Includes main circuit board with display, pre-installed CLSS Pathway Pro communicator, chassis with transformer, dress panel, backbox with door, plastic bag containing screws, cables, key, etc. | 1 | [6 empty] | FALSE | FALSE |  |  | Backbox: 19.00" (48.26 cm.) high x 16.65" (42.29 cm.) wide x 5.25" (13.34 cm.) deep. |  | #FFFF0000 | FA-NFPA 170 FIRE ALARM CONTROL UNIT | 1 | FALSE | FALSE | FALSE | 202 |  |  | 7165-0075:0511 | [5 empty] | 7,12,18 |  |  |  |  | TRUE | [5 empty] | THOR\acont | 2023-12-07 15:16 | THOR\acont | 2024-09-08 17:27 | Cloned from Firelite ES-50X
d19cc650-1965-47ad-966e-60ac879fbd23 |  |  |  | North | Notifier |  | Cards & Components |  |  |  | Card | TRUE | CPU-320SYS | + | NFS-320 Fire Alarm Control Panel Main Board (Central Processing Unit) | 1 | 0.39 | 0.39 |  |  |  |  | TRUE | FALSE |  |  |  |  | #FFFFFFFF |  |  | FALSE | FALSE | FALSE | [14 empty] | FALSE | [5 empty] | DESKTOP-7EIEB7A\acont | 2021-03-30 17:25 | THOR\acont | 2024-10-09 10:48 | Cloned from Notifier CPU-320 | [Honeywell, Notifier] [IDC] [#2 TROUBLE] AA-30, AFP-100 Main Board, AFP-200 Main Board, BE-500 CPU, CPU-2020, CPU2-3030, CPU2-3030D, CPU2-640, CPU-320, CPU-320SYS, CPU-N16LD, CPU-N16LND, NCA-2, NCD, NFW-100X Main Board with PWRMOD24, NFW2-100 Main Board, [Honeywell, Notifier] [IDC] [#3 SUPERVISORY] AFP-100 Main Board, AFP-200 Main Board, CPU-2020, CPU2-3030, CPU2-3030D, CPU2-640, CPU-320, CPU-320SYS, CPU-N16LD, CPU-N16LND, NCA-2, NCD, NFW-100X Main Board with PWRMOD24, NFW2-100 Main Board, NFW-50 Main Bo [Honeywell, Notifier] [IDC] [#4 SECURITY] CPU-2020, CPU2-3030, CPU2-3030D, CPU2-640, CPU-320, CPU-320SYS, CPU-N16LD, CPU-N16LND, NCA-2, NCD, XLS3000-CPUD [Honeywell, Notifier] [IDC] [#1 ALARM] AFP-100 Main Board, AFP-200 Main Board, BE-500 CPU, CPU-2020, CPU2-3030, CPU2-3030D, CPU2-640, CPU-320, CPU-320SYS, CPU-N16LD, CPU-N16LND, NCA-2, NCD, NFW-100X Main Board with PWRMOD24, NFW2-100 Main Board, NFW-50 M | [Honeywell, Notifier] CPU-2020, CPU2-640, CPU-320, CPU-320SYS, XLS140-2 MAIN CARD [Honeywell, Notifier] CPU-2020, CPU2-640, CPU-320, CPU-320SYS, XLS140-2 MAIN CARD [Honeywell, Notifier] CPU-2020, CPU2-3030, CPU2-3030D, CPU2-640, CPU-320, CPU-320SYS, CPU-N16LD, CPU-N16LND, NCA-2, NCD, XLS140-2 MAIN CARD, XLS3000-CPUD
9ebf2b57-4bc5-4f91-a820-60b036a3abe0 |  |  |  | North | Bosch | [5 empty] | Module | TRUE | B465-MR-1640 | * | KIT B465B10RD1640B46D8004 | 1 | [12 empty] | #FFFFFFFF |  |  | FALSE | FALSE | FALSE | [20 empty] | DESKTOP-7EIEB7A\acont | 2021-08-13 06:25 | THOR\acont | 2024-10-09 10:48
446c4a84-9509-4d43-9ea0-60b044ff5a24 |  |  |  | North | Edwards |  | Cards & Components |  |  |  | Card | TRUE | Encompass 300 watt card | ++ | Encompass 300 watt amplifier card | 1 | [6 empty] | TRUE | [5 empty] | #FFFFFFFF |  |  | FALSE | FALSE | FALSE | [20 empty] | THOR\acont | 2025-02-12 11:08 |  |  | Cloned from Ultra Electronics Encompass 300 watt card |  | [Edwards, Gamewell FCI, Ultra Electronics] Encompass 300 watt card
1d1edcdb-807f-4636-9bb1-60b7c5f8e2ac |  |  |  | North | Siemens | [5 empty] | Module | TRUE | 40/40L4B-122SF | S54430-F211-A1 | UV/IR FLM 4.5U BIT WO1 85C 3/4" SS FM | 1 | [12 empty] | #FFFFFFFF |  |  | FALSE | FALSE | FALSE | [20 empty] | DESKTOP-7SAL8M7\acont | 2019-08-13 09:04 | THOR\acont | 2024-10-09 10:48
2f13a0c3-d87e-4f43-bfc1-60b849f2cb81 | NFPA 170 MANUAL PULL |  |  | North | Kidde |  | Manual Station |  |  |  | Module | TRUE | GSA-M270P |  | Signature two-stage (presignal) fire alarm station, English markings, metal | 1 | 0.000396 | 0.00068 |  |  |  |  | FALSE | [5 empty] | #FFFF0000 | FA-NFPA 170 MANUAL PULL | 1 | FALSE | FALSE | FALSE | 957 | [13 empty] | FALSE | [5 empty] | AULAPTOP-PC\Aulaptop | 2018-09-03 13:55 | THOR\acont | 2024-09-08 17:27 |  | [Kidde] [SLC EST MODULES] [*] [#3 TYPE ADDR ¦ MODULES] 76-330002-101, 84-330002-001, FX-270, FX-278, FX-2WIRE, FX-IDC1A, FX-IDC1B, FX-IDC2B, FX-IDCWS, FX-ISO, FX-NAC, FX-RLY, GSA-CC1, GSA-CC1S, GSA-CC2, GSA-CR, GSA-CRH, GSA-CRR, GSA-CT1, GSA-CT2, GSA-IO, [Kidde] [SLC EST MODULES SENSORS] [*] [#1 SHARED ADDR ¦ MODULES] 76-330002-101, 84-330002-001, FX-270, FX-278, FX-2WIRE, FX-IDC1A, FX-IDC1B, FX-IDC2B, FX-IDCWS, FX-ISO, FX-NAC, FX-RLY, GSA-CC1, GSA-CC1S, GSA-CC2, GSA-CR, GSA-CRH, GSA-CRR, GSA-CT1, GSA-CT [Edwards, Kidde] [SLC EST MODULES/SENSORS] 03 [*] [iO64] 76-330002-101, 84-330002-001, FX-270, FX-278, GSA-M270, GSA-M270P, GSA-M278, SIGA-270, SIGA-278, SIGA-CT1, SIGA-CT1I, SIGA-IO, SIGA-MIO, SIGA-MM1, SIGI-271 [Edwards, Kidde] [SLC EST MODULES] 03 [*] [EST3, iO1000] 76-330002-101, 84-330002-001, FX-270, FX-278, GSA-M270, GSA-M270P, GSA-M278, SIGA-270, SIGA-278, SIGA-CT1, SIGA-CT1I, SIGA-IO, SIGA-MIO, SIGA-MM1, SIGI-271
830dd293-6b42-40d7-9ee6-60be9d30f6c9 | NFPA 170 ABORT SWITCH |  |  | North | Autocall |  | Switch |  |  |  | Module | TRUE | A2080-9060 | ++ | Surface mount maintenance switch with Disconnect Indicator Lamp | 1 | [6 empty] | TRUE | [5 empty] | #FFFF0000 | FA-NFPA 170 ABORT SWITCH | 1 | FALSE | FALSE | FALSE | [20 empty] | THOR\acont | 2024-02-20 16:40 | THOR\acont | 2024-09-08 17:27 | Cloned from Autocall A2080-9070 | [Autocall, Simplex] [AUX POWER] [LAMP] 2080-9059, 2080-9060, A2080-9059, A2080-9060 [Autocall, Simplex] [NAC] [NAC] 2080-9059, 2080-9060, A2080-9059, A2080-9060
84e4afcb-8d05-4b18-87b7-60c0a9050011 |  |  |  | North | Siemens |  | Cards & Components |  |  |  | Card | TRUE | FCI2018-UI Main Board |  | Desigo Fire Alarm Control Panel 504 Point Main Board | 1 | [6 empty] | TRUE | [5 empty] | #FFFFFFFF |  |  | FALSE | FALSE | FALSE | [14 empty] | FALSE | [7 empty] | THOR\acont | 2024-10-09 10:48 |  |  | [Siemens] DLC, FC924-US Main Board, FCI2018-UI Main Board, MXL Main Board [Siemens] FC924-US Main Board, FCI2018-UI Main Board [Siemens] FC924-US Main Board, FCI2018-UI Main Board [Siemens] FC924-US Main Board, FCI2018-UI Main Board
47f3c437-a8e5-45ed-ad76-60c1c881ad75 | NFPA 170 SMOKE DETECTOR |  |  | North | MIRCOM |  | Smoke Detector |  |  |  | Module | TRUE | MIX-1251B w/B501 | + | Intelligent Ionization Smoke Sensor, Standard Base | 1 | 0.0003 | 0.0065 |  |  |  |  | FALSE | TRUE |  |  |  |  | #FFFF0000 | FA-NFPA 170 SMOKE DETECTOR | 1 | FALSE | FALSE | FALSE | 1408 | [13 empty] | FALSE |  |  | I |  |  | DESKTOP-7SAL8M7\acont | 2019-04-14 08:11 | THOR\acont | 2024-09-08 17:27 | 20191121 AC Detector with base | [MIRCOM] [SLC SENSORS] [*] [#4 TYPE ADDR ¦ SENSORS] DNR w/MIX-2251BR (C), DNR w/MIX-2351RAP (C), MIX-1251AP w/B200SR-LF-WH (C), MIX-1251AP w/B200SR-WH (C), MIX-1251AP w/B210LP (C), MIX-1251AP w/B224RB-WH (C), MIX-1251AP w/B501 (C), MIX-1251B w/B200SR-LF- [MIRCOM] [SLC MODULES SENSORS] [*] [#2 SHARED ADDR ¦ SENSORS] DNR w/MIX-2251BR (C), DNR w/MIX-2351RAP (C), MIX-1251AP w/B200SR-LF-WH (C), MIX-1251AP w/B200SR-WH (C), MIX-1251AP w/B210LP (C), MIX-1251AP w/B224RB-WH (C), MIX-1251AP w/B501 (C), MIX-1251B w/
f53835ef-5741-48f6-8bbd-60d0cd952da8 | NFPA 170 HEAT DETECTOR |  |  | North | MIRCOM |  | Heat Detector |  |  |  | Module | TRUE | MIX-5251RAP w/B501 | + | White, Low-profile rate-of-rise thermal sensor, Standard Base | 1 | 0.0003 | 0.0065 |  |  |  |  | FALSE | TRUE |  |  |  |  | #FFFF0000 | FA-NFPA 170 HEAT DETECTOR | 1 | FALSE | FALSE | FALSE | 1403 | [13 empty] | FALSE |  |  | R |  |  | DESKTOP-7SAL8M7\acont | 2019-04-12 13:26 | THOR\acont | 2024-09-08 17:27 | 20191121 AC Detector with base | [MIRCOM] [SLC MODULES SENSORS] [*] [#2 SHARED ADDR ¦ SENSORS] DNR w/MIX-2251BR (C), DNR w/MIX-2351RAP (C), MIX-1251AP w/B200SR-LF-WH (C), MIX-1251AP w/B200SR-WH (C), MIX-1251AP w/B210LP (C), MIX-1251AP w/B224RB-WH (C), MIX-1251AP w/B501 (C), MIX-1251B w/ [MIRCOM] [SLC SENSORS] [*] [#4 TYPE ADDR ¦ SENSORS] DNR w/MIX-2251BR (C), DNR w/MIX-2351RAP (C), MIX-1251AP w/B200SR-LF-WH (C), MIX-1251AP w/B200SR-WH (C), MIX-1251AP w/B210LP (C), MIX-1251AP w/B224RB-WH (C), MIX-1251AP w/B501 (C), MIX-1251B w/B200SR-LF-
719c203b-a916-440c-b1a3-60d45afb02ec | NFPA 170 SPEAKER STROBE CEILING |  |  | North | Hochiki |  | Speaker/Strobe |  |  |  | Module | TRUE | HSSPK24CLPPW |  | Speaker/Strobe, 24 VDC, Ceiling Mount, White, Plain | 1 | 0 | 0.12 |  |  |  |  | FALSE | TRUE |  | *Refer to Install Sheet |  |  | #FF0070C0 | FA-NFPA 170 SPEAKER STROBE CEILING | 1 | FALSE | FALSE | FALSE | 2020 | [13 empty] | FALSE |  |  | C |  |  | DESKTOP-7SAL8M7\acont | 2019-12-02 09:58 | THOR\acont | 2024-09-08 17:27 | Cloned from Hochiki HSSPK24CLPW | [Gentex, Hochiki] [NAC] [UL MAX] HSSPK24CLPPR (C), HSSPK24CLPPW (C), HSSPK24CLPR (C), HSSPK24CLPW (C), SSPK24CLPAR (C), SSPK24CLPAW (C), SSPK24CLPR (C), SSPK24CLPW (C) [Gentex, Hochiki, Potter] [AUDIO 70.7v] [70V AUDIO] CSPKSTR-24AR (C), CSPKSTR-24AW (C), CSPKSTR-24BR (C), CSPKSTR-24BW (C), CSPKSTR-24GR (C), CSPKSTR-24GW (C), CSPKSTR-24RR (C), CSPKSTR-24RW (C), FASPKR-R (C), FASPKR-W (C), FASPKR-WR, FASPKR-WW, FASPK-WP [Gentex, Hochiki, Potter] [AUDIO 25v] [25V AUDIO] CSPKSTR-24AR (C), CSPKSTR-24AW (C), CSPKSTR-24BR (C), CSPKSTR-24BW (C), CSPKSTR-24GR (C), CSPKSTR-24GW (C), CSPKSTR-24RR (C), CSPKSTR-24RW (C), FASPKR-R (C), FASPKR-W (C), FASPKR-WR, FASPKR-WW, FASPK-WPR, [Hochiki] [NAC] [24 VDC] HSSPK24CLPPR (C), HSSPK24CLPPW (C), HSSPK24CLPR (C), HSSPK24CLPW (C)
30fee9ee-fae5-48b6-9d88-60d6c9e69a3c | NFPA 170 HORN STROBE |  |  | North | Hochiki |  | Horn/Strobe |  |  |  | Module | TRUE | ASWP-2475W-FW |  | NOTIFICATION, HORNSTROBE, RED, WALL, WP | 1 | 0 | 0.168 |  |  |  |  | FALSE | FALSE |  |  |  |  | #FF0070C0 | FA-NFPA 170 HORN STROBE | 1 | FALSE | FALSE | FALSE | 2012 | [13 empty] | FALSE |  |  | WP |  |  | DESKTOP-7SAL8M7\acont | 2020-11-17 08:59 | THOR\acont | 2024-09-08 17:27 | Cloned from Hochiki ASWP-2475W-FR | [Eaton Wheelock, Hochiki] [NAC] [24VDC, LOW DB UL 1638 @ 77°F] ASWP-2475C-FR (C), ASWP-2475C-FW (C), ASWP-2475W-FR, ASWP-2475W-FW [Eaton Wheelock, Hochiki] [NAC] [24VDC, MED DB UL 1638 @ –40°F] ASWP-2475C-FR (C), ASWP-2475C-FW (C), ASWP-2475W-FR, ASWP-2475W-FW [Eaton Wheelock, Hochiki] [NAC] [20VDC, HIGH DB] ASWP-2475W-FR, ASWP-2475W-FW [Eaton Wheelock, Hochiki] [NAC] [24VDC, LOW DB UL 1638 @ –40°F] ASWP-2475C-FR (C), ASWP-2475C-FW (C), ASWP-2475W-FR, ASWP-2475W-FW [Eaton Wheelock, Hochiki] [NAC] [24VDC, HIGH DB] ASWP-2475W-FR, ASWP-2475W-FW [Eaton Wheelock, Hochiki] [NAC] [24VDC, HIGH DB UL 1638 @ 77°F] ASWP-2475C-FR (C), ASWP-2475C-FW (C), ASWP-2475W-FR, ASWP-2475W-FW [Eaton Wheelock, Hochiki] [NAC] [24VDC, MED DB UL 1638 @ 77°F] ASWP-2475C-FR (C), ASWP-2475C-FW (C), ASWP-2475W-FR, ASWP-2475W-FW [Eaton Wheelock, Hochiki] [NAC] [24VDC, HIGH DB UL 1638 @ –40°F] ASWP-2475C-FR (C), ASWP-2475C-FW (C), ASWP-2475W-FR, ASWP-2475W-FW
0239a4f9-5dcd-4a53-8a28-60e812e4a40f | NFPA 170 HORN STROBE |  |  | North | Potter |  | Horn/Strobe |  |  |  | Module | TRUE | HS-24WW-WP | ++ | Outdoor Horn Strobe, Fixed 75 Candela, Standard Enclosure, White | 1 | 0 | 0.168 |  |  |  |  | FALSE | [5 empty] | #FF0070C0 | FA-NFPA 170 HORN STROBE | 1 | FALSE | FALSE | FALSE | 2012 | [13 empty] | FALSE |  |  | WP |  |  |  |  | THOR\acont | 2024-09-08 17:27 |  | [Potter] [NAC] [24 VDC] HS-24PWR-WP, HS-24PWW-WP, HS-24WR-WP, HS-24WW-WP, HSLP-24PWR, HSLP-24PWW, HSLP-24WR, HSLP-24WW [Potter] [NAC] [UL MAX] HS-24PWR-WP, HS-24PWW-WP, HS-24WR-WP, HS-24WW-WP, HSLP-24PWR, HSLP-24PWW, HSLP-24WR, HSLP-24WW
5b417602-a5d6-4f0a-9e2e-60eac1ba294a | CADGEN MOTION DETECTOR CEILING |  |  | North | Bosch |  | Motion Detector |  |  |  | Module | TRUE | DS9370 | ++ | Motion detector 360° ceiling 70ft (15m) | 1 | 0.017 | 0.017 | [5 empty] | TRUE |  |  |  |  | #FFFF0000 | FA-CADGEN MOTION DETECTOR CEILING | 1 | FALSE | FALSE | FALSE | [20 empty] | DESKTOP-7EIEB7A\acont | 2022-08-24 08:44 | THOR\acont | 2024-09-08 17:27 | Cloned from Bosch DS937 | [Bosch, Optex] [ACCESS CONTROL INPUT] [*] [INPUT] DS1101i, DS1102i, DS1103i, DS1108i, DS936 (C), DS9360 (C), DS936B (C), DS936-CHI (C), DS936-FRA (C), DS937 (C), DS9370 (C), DS9371 (C), DS939 (C), DS939-CHI (C), FX-360 (C), ISC-BDL2-W12G, ISC-BDL2-W12GE, [Bosch, Optex] [IDC] 01 [INPUT] DS1101i, DS1102i, DS1103i, DS1108i, DS936 (C), DS9360 (C), DS936B (C), DS936-CHI (C), DS936-FRA (C), DS937 (C), DS9370 (C), DS9371 (C), DS939 (C), DS939-CHI (C), FX-360 (C), ISC-BDL2-W12G, ISC-BDL2-W12GE, ISC-BDL2-W12HE, I [BluePoint, Bosch, Honeywell] [AUX POWER] [*] [12VDC ++] BP01-302, BP01-303, D125B, D185, DS1101i, DS1102i, DS1103i, DS1108i, DS936 (C), DS9360 (C), DS936B (C), DS936-CHI (C), DS936-FRA (C), DS937 (C), DS9370 (C), DS9371 (C), DS939 (C), DS939-CHI (C), EN
e6157729-9516-4df7-a5da-60ed553472d2 |  |  |  | North | Bosch |  | Cards & Components |  |  |  | Card | TRUE | B444-V | ++ | Plug-in 4G LTE Cellular Communicator with Verizon SIM | 1 | 0.035 | 0.1 |  |  | 12 | [7 empty] | #FFFFFFFF |  |  | FALSE | FALSE | FALSE | [20 empty] | DESKTOP-7EIEB7A\acont | 2021-08-13 06:25 | THOR\acont | 2024-10-09 10:48
669e8be0-daf6-4bd5-ada9-60f317a4505f | NFPA 170 HORN |  |  | North | Siemens |  | Horn |  |  |  | Module | TRUE | SL2FSWW-N | S54329-F121-A1++ | Sounder, Wall, Clear, White, No Lettering | 1 | [12 empty] | #FF0070C0 | FA-NFPA 170 HORN | 1 | FALSE | FALSE | FALSE | 2023 | [16 empty] | LF |  |  | DESKTOP-7EIEB7A\acont | 2023-08-03 12:10 | THOR\acont | 2024-09-08 17:27 | Cloned from Siemens SL2FSSWW-N | [Siemens] [NAC] [24 VDC, HORN TEMPORAL] SL2FSCR-AL (C), SL2FSCR-CO (C), SL2FSCR-F (C), SL2FSCR-N (C), SL2FSCW-AL (C), SL2FSCW-CO (C), SL2FSCW-F (C), SL2FSCW-N (C), SL2FSWR-AL, SL2FSWR-CO, SL2FSWR-F, SL2FSWR-N, SL2FSWW-AL, SL2FSWW-CO, SL2FSWW-F, SL2FSWW-N
1db86609-837c-467c-a7b5-60f37fde6054 | NFPA 170 MANUAL PULL |  |  | North | Edwards |  | Manual Station |  |  |  | Module | TRUE | MPSR2-S45W-GE-NYW |  | Wpf, Double Action Station, SPST, Cat 45 key reset, NYC white stripe | 1 | [6 empty] | FALSE | [5 empty] | #FFFF0000 | FA-NFPA 170 MANUAL PULL | 1 | FALSE | FALSE | FALSE | 957 | [13 empty] | FALSE |  |  | WP |  |  |  |  | THOR\acont | 2024-09-08 17:27 |  | [Edwards, Kidde, Monaco Enterprises] [IDC] 01 1534-1, 200-GAOF, 270A-DPO, 270A-SPO, 270-DOC, 270-DOC-B, 270-DOC-F, 270-DPO, 270-GAO, 270-GAOB, 270-GAO-DOC, 270-GAO-DOCF, 270P-DPO, 270P-SPO, 270-SPO, 270-SPOW, 270-SPOWB, 270-SPOWF, 271-KR1/SR/GS, 276A-REL
e55c13ec-9e16-48d5-995d-60f6150c542a | NFPA 170 ADDRESSABLE INPUT MONITOR MODULE |  |  | North | BluePoint |  | Addressable Module |  |  |  | Module | TRUE | BP-BHE-B208A | ++ | HW Octo-Input Module | 1 | 0.035 | 0.035 |  |  | 12 | [7 empty] | #FFFF0000 | FA-NFPA 170 ADDRESSABLE INPUT MONITOR MODULE | 1 | FALSE | FALSE | FALSE | [17 empty] | 8 |  |  | THOR\acont | 2024-04-12 14:29 | THOR\acont | 2024-09-08 17:27 | Cloned from Bosch B208 | [BluePoint, Bosch] [SDI2 BOSCH] [*] [ALL DEVICES ++] B208, B299, B308, B426, B450, B450-CHI, B450-M, B810, B820, B901, B915, B915I, B920, B921C, B925F, B926F, B930, B940W, B942, B942W, BP-BHE-B208A, BP-BHE-B299 | [BluePoint, Bosch] B208, BP-BHE-B208A, D8128D
27396d35-43c7-4384-9d05-60f7e020ad1b | NFPA 170 MANUAL PULL |  |  | North | Sigcom |  | Manual Station |  |  |  | Module | TRUE | SG-42CXK2-YL | + | Single Action Pull Station, DPDT, Yellow | 1 | [6 empty] | TRUE | [5 empty] | #FFFF0000 | FA-NFPA 170 MANUAL PULL | 1 | FALSE | FALSE | FALSE | 957 | [19 empty] | DESKTOP-7SAL8M7\acont | 2019-11-18 11:54 | THOR\acont | 2024-09-08 17:27 | Cloned from Sigcom SG-42CXK1-BL CLONED | [Sigcom] [IDC] 01 SG-42CXK1-BL, SG-42CXK1E-BL, SG-42CXK1E-GR, SG-42CXK1E-RD, SG-42CXK1E-YL, SG-42CXK1-GR, SG-42CXK1-RD, SG-42CXK1-YL, SG-42CXK2-BL, SG-42CXK2-GR, SG-42CXK2-RD, SG-42CXK2-YL, SG-42SK1, SG-42SK1-SC, SG-42SK2, SG-42SK2-SC, SGX-32SK1-SC
dd8af24f-3268-480a-8190-60f9c7107715 |  |  |  | North | Honeywell | Security/Access Control |  |  |  |  | Module | TRUE | 4959SN |  | Addressable Overhead Door Contact | 1 | [6 empty] | FALSE | [5 empty] | #FFFFFFFF |  |  | FALSE | FALSE | FALSE | [14 empty] | FALSE | [5 empty] | AULAPTOP-PC\Aulaptop | 2018-09-03 05:46 | THOR\acont | 2024-10-09 10:48 |  | [Honeywell] [ACCESS CONTROL INPUT] [*] [INPUT] 4939SN-WH, 4959SN, 7939-2, 7939WG, 7940, 940, 943WG, 945, 945T, 949, 950, PAL-T, PR-20445 [Honeywell] [IDC] 01 [INPUT] 4939SN-WH, 4959SN, 7939-2, 7939WG, 7940, 940, 943WG, 945, 945T, 949, 950, PAL-T, PR-20445
ad7f1ee5-9306-4f16-a773-6100ca2efd52 | NFPA 170 STROBE WALL |  |  | North | Edwards |  | Strobe |  |  |  | Module | TRUE | WGVWF | ++ | Outdoor rated strobe, white, fire | 1 | [6 empty] | FALSE | [5 empty] | #FF0070C0 | FA-NFPA 170 STROBE WALL | 1 | FALSE | FALSE | FALSE | 2023 | [13 empty] | FALSE |  |  | WP |  |  | THOR\acont | 2024-04-09 07:42 | THOR\acont | 2024-09-08 17:27 | Cloned from Edwards WGVRA CLONED CLONED | [Edwards, Kidde] [NAC] [VDC] WGSVRA, WGSVRF, WGSVRF-FR, WGSVRF-SP, WGSVRN, WGSVWA, WGSVWF, WGSVWF-FR, WGSVWF-SP, WGSVWN, WGVRA, WGVRF, WGVRF-FR, WGVRF-SP, WGVRN, WGVWA, WGVWF, WGVWF-FR, WGVWF-SP, WGVWN
e59701d3-28a7-423e-80f9-6106335a5ba3 | NFPA 170 STROBE CEILING |  |  | North | Eaton Wheelock |  | Strobe |  |  |  | Module | TRUE | EL3RST-FR | ++ | CEILING STROBE, RED, FIRE | 1 | [6 empty] | TRUE | TRUE |  |  |  |  | #FF0070C0 | FA-NFPA 170 STROBE CEILING | 1 | FALSE | FALSE | FALSE | 2020 | [16 empty] | C |  |  | THOR\acont | 2024-08-15 09:32 | THOR\acont | 2024-09-08 17:27 | Cloned from Eaton Wheelock EL3RHS-FR | [Eaton Wheelock] [NAC] [24VDC] EL3RST-FR (C), EL3RST-FW (C), EL4XST-FR (C), EL4XST-FW (C)
d2e15d3d-a1e8-4dff-bccc-6109bb0f9bef | CADGEN DOOR CONTACT |  |  | North | NASCOM | Security/Access Control | Door Contact |  |  |  | Module | TRUE | N78 | ++ | 1” RECESSED WIDE GAP STANDARD DOOR CONTACT SET | 1 |  |  |  |  | 1.5 | [7 empty] | #FFFF0000 | FA-CADGEN DOOR CONTACT | 1 | FALSE | FALSE | FALSE | [17 empty] | REX |  |  | DESKTOP-7EIEB7A\acont | 2023-01-30 11:13 | THOR\acont | 2024-09-08 17:27 | Cloned from NASCOM N505AUTMC | [NASCOM] [ACCESS CONTROL INPUT] [*] [INPUT] C CONTACT, D CONTACT, MET-200, MET-200 AR, MET-201B, MET-201B AR, MET-202C, MET-202C AR, MET-202C AR-WP18, MET-204C, MET-204C AR, N1178CGSHK/STO36W1, N200AU/ST036, N200AU/ST036 x 2, N505AUTMC, N707AU/M, N707AU/ [NASCOM] [IDC] 01 [INPUT] C CONTACT, D CONTACT, MET-200, MET-200 AR, MET-201B, MET-201B AR, MET-202C, MET-202C AR, MET-202C AR-WP18, MET-204C, MET-204C AR, N1178CGSHK/STO36W1, N200AU/ST036, N200AU/ST036 x 2, N505AUTMC, N707AU/M, N707AU/ST, N707AU/STATS,
36034a85-c6b2-485b-972f-6111b2b83294 | CADGEN MAGLOCK |  |  | North | Alarm Controls |  | Magnetic Lock |  |  |  | Module | TRUE | 1200L | ++ | Magnetic lock with indicating LED | 1 | 0.505 | 0.505 |  |  | 12 |  | TRUE | [5 empty] | #FFFF0000 | FA-CADGEN MAGLOCK | 1 | FALSE | FALSE | FALSE | [20 empty] | DESKTOP-7EIEB7A\acont | 2023-01-30 07:42 | THOR\acont | 2024-09-08 17:27 | Cloned from Alarm Controls 1200S | [Alarm Controls, ALARM CONTROLS CORPORATION, ASSA ABLOY, Generic, HES, RCI, Von Duprin] [ACCESS CONTROL OUTPUT] [*] 1200L, 1200LB, 1200S, 1500, 1600, 4200, 5100, 600D, 600L, 600S, 6210, 6211, 6211AL, 6211WF, 6212, 6212WF, 6213, 6214, 6215, 6216, 6221, 62
1e81c1df-0c02-47ea-88e4-6113988b4324 | NFPA 170 DGP |  |  | North | Notifier |  | Hardware |  |  |  | Hardware | TRUE | DR-C4 |  | Door assembly, window, three tiers, BLACK, 20.75 lbs. | 1 | [6 empty] | FALSE | [5 empty] | #FFFF0000 | FA-NFPA 170 DGP | 1 | FALSE | FALSE | FALSE | [9 empty] | 7,12,18 |  |  |  |  | TRUE | [5 empty] | DESKTOP-7EIEB7A\acont | 2021-04-01 14:40 | THOR\acont | 2024-09-08 17:27 | Cloned from Notifier SBB-D4
114cdcf1-a243-41c5-9650-61259e11c6b7 | NFPA 170 ADDRESSABLE OUTPUT MODULE |  |  | North | Firelite |  | Addressable Control/Relay |  |  |  | Module | TRUE | ACM-8RF | + | Remote Relay Module with eight Form-C contacts | 1 | 0.03 | 0.158 |  |  |  |  | TRUE | FALSE |  |  |  |  | #FFFF0000 | FA-NFPA 170 ADDRESSABLE OUTPUT MODULE | 1 | FALSE | FALSE | FALSE | 1100 | [13 empty] | FALSE |  |  | 8 |  |  |  |  | THOR\acont | 2024-09-08 17:27 |  | [Firelite] [IDC] 07 ACM-8RF, ANN-RLY, CRF-300-6 [Firelite] [AUX POWER] ACM-8RF, ANN-RLY [Firelite, Notifier] [RS-485] ACM-16ATF, ACM-30, ACM-32AF, ACM-48A, ACM-8RF, AEM-16ATF, AEM-32AF, AFM-16AF, AFM-16ATF, AFM-32AF, LCD-80F [Firelite] [IDC] 05 ACM-8RF, ANN-RLY, CRF-300-6 [ADT Unimode, Eaton Wheelock, Farenhyt, Firelite, Gamewell FCI, Monaco Enterprises, Notifier, Potter, Secutron, Silent Knight] [AUX POWER] [*] 790-012-00, ACM-16ATF, ACM-30, ACM-32AF, ACM-48A, ACM-8RF, ADT-LCD-80, AEM-16ATF, AEM-32AF, AFM-16AF, AFM-16ATF [Firelite] [IDC] 02 ACM-8RF, ANN-RLY, CDRM-300, CRF-300, CRF-300-6, ES-1000X MAIN BOARD, ES-200X MAIN BOARD with PWRMOD24, ES-200X MAIN BOARD without PWRMOD24, ES-50X Main Board, ES-50XP Main Board [Firelite] [IDC] 09 ACM-8RF, ANN-RLY [Firelite] [IDC] 08 ACM-8RF, ANN-RLY [Firelite] [IDC] 03 ACM-8RF, ANN-RLY, CDRM-300, CRF-300-6, ES-1000X MAIN BOARD, ES-200X MAIN BOARD with PWRMOD24, ES-200X MAIN BOARD without PWRMOD24, ES-50X Main Board, ES-50XP Main Board [Firelite] [IDC] 04 ACM-8RF, ANN-RLY, CRF-300-6, ES-1000X MAIN BOARD, ES-200X MAIN BOARD with PWRMOD24, ES-200X MAIN BOARD without PWRMOD24, ES-50X Main Board, ES-50XP Main Board [Firelite] [IDC] 06 ACM-8RF, ANN-RLY, CRF-300-6
1ad78b17-1a93-497d-bfdb-61288bff7150 | NFPA 170 SPEAKER WALL |  |  | North | Hochiki |  | Speaker |  |  |  | Module | TRUE | EG4SWA |  | Speaker, Wall, White, Alert | 1 | [6 empty] | FALSE | FALSE | GRSW-10 | G4WSB |  |  | #FF0070C0 | FA-NFPA 170 SPEAKER WALL | 1 | FALSE | FALSE | FALSE | 2021 | [13 empty] | FALSE |  |  | C |  |  | DESKTOP-7EIEB7A\acont | 2021-05-24 09:19 | THOR\acont | 2025-02-25 13:49 | Cloned from Edwards G4SWA | [Edwards, Hochiki, Kidde] [AUDIO 70.7v] [70V AUDIO] EG4SRF, EG4SRN, EG4SVRF, EG4SVRN, EG4SVWA, EG4SVWF, EG4SVWN, EG4SWA, EG4SWF, EG4SWN, G4SRF, G4SRN, G4SVRF, G4SVRN, G4SVWA, G4SVWF, G4SVWN, G4SWA, G4SWF, G4SWN, WGSRA, WGSRF, WGSRF-FR, WGSRF-SP, WGSRN, W [Edwards, Hochiki, Kidde] [AUDIO 25v] [25V AUDIO] EG4SRF, EG4SRN, EG4SVRF, EG4SVRN, EG4SVWA, EG4SVWF, EG4SVWN, EG4SWA, EG4SWF, EG4SWN, G4SRF, G4SRN, G4SVRF, G4SVRN, G4SVWA, G4SVWF, G4SVWN, G4SWA, G4SWF, G4SWN, WGSRA, WGSRF, WGSRF-FR, WGSRF-SP, WGSRN, WGS
e5894ea9-cd8c-441a-af77-612d2fe458b1 |  |  |  | North | Edwards |  | Hardware |  |  |  | Hardware | TRUE | MN-GVSOL1 |  | HPSA solar charging array for under 1600 watt with power equalizer and regulator | 1 | [6 empty] | FALSE | [5 empty] | #FFFFFFFF |  |  | FALSE | FALSE | FALSE | [14 empty] | FALSE | [7 empty] | THOR\acont | 2024-10-09 10:48
ff0d0516-ce7b-44b4-9d25-61306b95c968 | NFPA 170 FIRE ALARM CONTROL UNIT | RISER FACP |  | North | Autocall |  | Fire Alarm Control Unit |  |  |  | Assembly | TRUE | A007-9101 |  | 4007ES Hybrid Red, Electrically isolated IDNet 2 addressable initiating device SLC 100 points, Four notification appliance circuits (NACs) selectable as Class A or Class B with 6 A total available current, Eight point zone/relay module. | 1 | [6 empty] | TRUE | [5 empty] | #FFFF0000 | FA-NFPA 170 FIRE ALARM CONTROL UNIT | 1 | FALSE | FALSE | FALSE | 202 | [8 empty] | 7,12,18 |  |  | 6 |  | TRUE | [5 empty] | HOMEAUGUSTXPS-1\aucon | 2021-03-12 10:38 | THOR\acont | 2024-09-08 17:27 | Cloned from AutoCall A007-9201
dcec08c6-3772-44fd-b021-6138e74c7043 | NFPA 170 SPEAKER STROBE CEILING |  |  | North | System Sensor |  | Speaker/Strobe |  |  |  | Module | TRUE | SPSCWLED-P | ++ | 2-WIRE, SPEAKER STROBE LED WHITE CEILING PLAIN | 1 | 0 | 0.226 |  |  |  |  | FALSE | TRUE |  |  |  |  | #FF0070C0 | FA-NFPA 170 SPEAKER STROBE CEILING | 1 | FALSE | FALSE | FALSE | 2020 | [13 empty] | FALSE |  |  | C |  |  | THOR\acont | 2024-02-21 10:57 | THOR\acont | 2024-09-08 17:27 | Cloned from System Sensor SPSCWLED-CLR-ALERT | [System Sensor] [AUDIO 25v] [25V AUDIO] SPSCRLED (C), SPSCRLED-B (C), SPSCRLED-BT (C), SPSCWLED (C), SPSCWLED-B (C), SPSCWLED-BT (C), SPSCWLED-CLR-ALERT (C), SPSCWLED-P (C), SPSCWLED-SP (C), SPSCWLED-T (C), SPSCWLED-TP (C), SPSRLED, SPSRLED-B, SPSRLED-P, [System Sensor] [NAC] [VDC] SPSCRLED (C), SPSCRLED-B (C), SPSCRLED-BT (C), SPSCWLED (C), SPSCWLED-B (C), SPSCWLED-BT (C), SPSCWLED-CLR-ALERT (C), SPSCWLED-P (C), SPSCWLED-SP (C), SPSCWLED-T (C), SPSCWLED-TP (C) [System Sensor] [AUDIO 70.7v] [70V AUDIO] SPSCRLED (C), SPSCRLED-B (C), SPSCRLED-BT (C), SPSCWLED (C), SPSCWLED-B (C), SPSCWLED-BT (C), SPSCWLED-CLR-ALERT (C), SPSCWLED-P (C), SPSCWLED-SP (C), SPSCWLED-T (C), SPSCWLED-TP (C), SPSRLED, SPSRLED-B, SPSRLED-
ba0fe6d3-404e-410d-8631-613cb0ce7415 | NFPA 170 SPEAKER STROBE |  |  | North | Concealite |  | Speaker/Strobe |  |  |  | Module | TRUE | FA900-W-ELSPSTR | + | WALL SPEAKER STROBE, RED, FIRE | 1 | [6 empty] | TRUE | [5 empty] | #FF0070C0 | FA-NFPA 170 SPEAKER STROBE | 1 | FALSE | FALSE | FALSE | 2020 | [19 empty] | THOR\acont | 2024-01-29 09:05 | THOR\acont | 2024-09-08 17:27 | Cloned from Eaton Wheelock ELSPSTR | [Concealite] [NAC] [24VDC] FA900-W-ELSPSTR, FA900-W-ELSPSTW [Concealite, Eaton Wheelock] [AUDIO 25v] [25V AUDIO] ELSPKR, ELSPKR-AL, ELSPKRC (C), ELSPKRC-AL (C), ELSPKRC-N (C), ELSPKR-N, ELSPKW, ELSPKW-AL, ELSPKWC (C), ELSPKWC-AL (C), ELSPKWC-N (C), ELSPKW-N, ELSPSTR, ELSPSTR-AL, ELSPSTRC (C), ELSPSTRC-AL (C), ELS [Concealite, Eaton Wheelock] [AUDIO 70.7v] [70V AUDIO] ELSPKR, ELSPKR-AL, ELSPKRC (C), ELSPKRC-AL (C), ELSPKRC-N (C), ELSPKR-N, ELSPKW, ELSPKW-AL, ELSPKWC (C), ELSPKWC-AL (C), ELSPKWC-N (C), ELSPKW-N, ELSPSTR, ELSPSTR-AL, ELSPSTRC (C), ELSPSTRC-AL (C), E [Concealite] [AUX POWER] [AUX] FA900-W-ELHNR, FA900-W-ELHSR, FA900-W-ELHSW, FA900-W-ELSPKR, FA900-W-ELSPKW, FA900-W-ELSPSTR, FA900-W-ELSPSTW, FA900-W-ELSTR, FA900-W-ELSTW, FAFX-C-ELHNWC (C), FAFX-C-ELHSRC (C), FAFX-C-ELHSWC (C), FAFX-C-ELSPKWC (C), FAFX- [Concealite] [NAC] [24VFWR] FA900-W-ELSPSTR, FA900-W-ELSPSTW
178de6b3-7495-4595-a052-6145d890563d | NFPA 170 HEAT DETECTOR |  |  | North | Gamewell FCI |  | Heat Detector |  |  |  | Module | TRUE | ATD-L3H w/B501-WHITE | + | Thermal heat detector, 190°F high temp, bright white, Velociti w/ 4” Flangeless mounting base, bright white | 1 | 0.0002 | 0.0045 |  |  |  |  | FALSE | TRUE | FLUSH |  | 4" SQ. DEEP | 3 "O" PLASTER RING | #FFFF0000 | FA-NFPA 170 HEAT DETECTOR | 1 | FALSE | FALSE | FALSE | 1403 | [13 empty] | FALSE |  |  | 190°, 4" |  |  | DESKTOP-7SAL8M7\acont | 2019-05-06 10:45 | THOR\acont | 2024-09-08 17:27 | 20191121 AC Detector with base | [Gamewell FCI] [SLC SENSORS] [*] [#4 TYPE ADDR ¦ SENSORS] ADPF (C), ASD-PL2F w/B200S-LF-WH (C), ASD-PL2F w/B210LP (C), ASD-PL2FR (C), ASD-PL3 w/B200S-LF-WH (C), ASD-PL3 w/B200SR-LF-WH (C), ASD-PL3 w/B200SR-WH (C), ASD-PL3 w/B224BI-WH (C), ASD-PL3 w/B224R [Gamewell FCI] [SLC MODULES SENSORS] [*] [#2 SHARED ADDR ¦ SENSORS] ADPF (C), ASD-PL2F w/B200S-LF-WH (C), ASD-PL2F w/B210LP (C), ASD-PL2FR (C), ASD-PL3 w/B200S-LF-WH (C), ASD-PL3 w/B200SR-LF-WH (C), ASD-PL3 w/B200SR-WH (C), ASD-PL3 w/B224BI-WH (C), ASD-P
755ca571-a325-4d1b-9886-614685c66d3a |  |  |  | North | Edwards |  | Cards & Components |  |  |  | Card | TRUE | QS2-CPU-1-DT |  | OBSOLETE - CPU/Display with 1 Annunciator Option Space, Belgian Dutch | 1 | [6 empty] | TRUE | [5 empty] | #FFFFFFFF |  |  | FALSE | FALSE | FALSE | [14 empty] | FALSE | [7 empty] | THOR\acont | 2024-10-09 10:48
a85c471c-01cc-477d-8c3d-614698c73deb | NFPA 170 HEAT DETECTOR |  |  | North | Notifier |  | Heat Detector |  |  |  | Module | TRUE | FST-951 w/B224RB-WH | ++ | Low-profile 135°F fixed thermal sensor. FlashScan only. Relay Base | 1 | 0.0002 | 0.0045 |  |  |  |  | FALSE | TRUE | FLUSH |  | 4" SQ. DEEP | 3 "O" PLASTER RING | #FFFF0000 | FA-NFPA 170 HEAT DETECTOR | 1 | FALSE | FALSE | FALSE | 1403 |  |  | 7272-0028:0206 | [10 empty] | FALSE | [5 empty] | DESKTOP-7EIEB7A\acont | 2021-05-14 10:47 | THOR\acont | 2024-09-08 17:27 | Cloned from Notifier FST-951 w/B501 | [Honeywell, Notifier, System Sensor] [SLC MODULES SENSORS] [*] [#2 SHARED ADDR ¦ SENSORS] 2251B (C), 2251-COPTIR (C), 2251-COPTIR w/B200S-WH (C), 2251TB (C), 2251TMB (C), 5251B (C), 5251B-WP (C), 5251H (C), 5251RB (C), 5251RB-WP (C), 7251 (C), 7251DH (C) [Honeywell, Notifier, System Sensor] [SLC SENSORS] [*] [#4 TYPE ADDR ¦ SENSORS] 2251B (C), 2251-COPTIR (C), 2251-COPTIR w/B200S-WH (C), 2251TB (C), 2251TMB (C), 5251B (C), 5251B-WP (C), 5251H (C), 5251RB (C), 5251RB-WP (C), 7251 (C), 7251DH (C), DH200LP
8155d6b2-5700-4ad7-a96f-6147f2e16aa1 |  |  |  | North | Farenhyt |  | Cards & Components |  |  |  | Card | TRUE | IFP-100 Main Board | ++ | Main Board | 1 | 0.17 | 0.325 | 6 |  | 24 |  | TRUE | [5 empty] | #FFFFFFFF |  |  | FALSE | FALSE | FALSE | [14 empty] | FALSE | [5 empty] | DESKTOP-7EIEB7A\acont | 2022-04-08 10:02 | THOR\acont | 2024-10-09 10:48 | Cloned from Farenhyt IFP-100 MAIN BOARD_IDP | [Farenhyt] [IDC] [#3 SUPERVISORY] IFP/RPS-2000 Main Board, IFP/RPS-2100 Main Board, IFP-100 Main Board, IFP-1000 Main Board, IFP-300 Main Board, IFP-300ECS Main Board, IFP-50 Main Board, IFP-75 Main Board [Farenhyt] [IDC] [#2 TROUBLE] IFP/RPS-2000 Main Board, IFP/RPS-2100 Main Board, IFP-100 Main Board, IFP-1000 Main Board, IFP-300 Main Board, IFP-300ECS Main Board, IFP-50 Main Board, IFP-75 Main Board, RPS-1000 Main Board [Farenhyt] [IDC] [#1 ALARM] IFP/RPS-2000 Main Board, IFP/RPS-2100 Main Board, IFP-100 Main Board, IFP-1000 Main Board, IFP-300 Main Board, IFP-300ECS Main Board, IFP-50 Main Board, IFP-75 Main Board, RPS-1000 Main Board [Farenhyt, Silent Knight, Stanley Security Solutions] [VAC ] 5104B Main Board, 5204 Main Board, 5207 Main Board, 5208 Main Board, 5495 Main Board, 5496 Main Board, 5499 Main Board, 5600 Main Board, 5700 Main Board, 5808 Main Board, 5820XL Main Board, 588 | [Farenhyt] IFP-100 Main Board
15e4741e-c5f9-4d02-a045-614b2b42777e | NFPA 170 ISOLATION MODULE |  |  | North | Fike |  | Isolator Module |  |  |  | Module | TRUE | FIK-M500X | ++ | Line Isolator Module | 1 | 0.00045 | 0.017 |  |  | 24 |  | FALSE | FALSE |  |  | 4.5” x 4” x 1.25” (114.3 mm x 101.6 mm x 31.75 mm) |  | #FFFF0000 | FA-NFPA 170 ISOLATION MODULE | 1 | FALSE | FALSE | FALSE | 1200 | [13 empty] | FALSE | [5 empty] | DESKTOP-7EIEB7A\acont | 2023-01-04 10:30 | THOR\acont | 2024-09-08 17:27 | Cloned from Farenhyt IDP-ISO | [Fike] [ISO] 01 [*] [ISO ++] FIK-M500X