## Database Devices
DefaultBlockName | RiserBlockName | PTPBlockName | BlockOrientation | Manufacturer | ProductLine | Category | SubCategory1 | SubCategory2 | SubCategory3 | PartType | IsPassThrough | PartNo | Model | Description | AddressQuantity | ReqdStandbyCurrent | ReqdAlarmCurrent | AddlCurrent | AddlWatts | NominalVoltage | MinVoltage | AddCardCurrentToBatteryCalc | IsCeilingMount | Mounting | Box | Size | Trim | DefaultColor | DefaultLayer | DefaultScale | ExcludeFromReport | ExcludeFromRiser | ExcludeFromLegend | ReportSequence | Approvals | Chicago | CSFM | FM | UL | ULC | NYCBSA | NYCMEA | CardBatteryChargingCapacities | CardBatteryQuantity | AssemblyBatterySizeList | AssemblyTotalAvailableCurrent | AssemblyTotalAvailableWatts | GenerateBatteryCalculation | HoleQty | ListPrice | CustomProperties | PDFFilePath | DetailDrawingPath
NFPA 170 EMERGENCY TEXTUAL VISUAL | NFPA 170 EMERGENCY TEXTUAL VISUAL |  | North | Adaptive Micro Systems |  | Emergency Visual |  |  |  | Module | TRUE | ALPHA 4080 MNS | + | Emergency Notification System | 1 | 0.55 | 0.55 |  |  |  |  | FALSE | [5 empty] | #FFFF0000 | FA-NFPA 170 EMERGENCY TEXTUAL VISUAL | 1 | FALSE | FALSE | FALSE | 255 | [13 empty] | FALSE
NFPA 170 EMERGENCY TEXTUAL VISUAL | NFPA 170 EMERGENCY TEXTUAL VISUAL |  | North | Adaptive Micro Systems |  | Emergency Visual |  |  |  | Module | TRUE | ALPHA 4120 MNS | + | Emergency Notification System | 1 | 0.6 | 0.6 |  |  |  |  | FALSE | [5 empty] | #FFFF0000 | FA-NFPA 170 EMERGENCY TEXTUAL VISUAL | 1 | FALSE | FALSE | FALSE | 255 | [13 empty] | FALSE
NFPA 170 MASS NOTIFICATION SYSTEM INTERFACE | NFPA 170 MASS NOTIFICATION SYSTEM INTERFACE |  | North | Adaptive Micro Systems |  | Mass Notificacation Interface |  |  |  | Module | TRUE | ALPHA CALLISTO | + | Adaptive Discrete Input Interface | 1 | 0 | 0 |  |  |  |  | FALSE | [5 empty] | #FFFF0000 | FA-NFPA 170 MASS NOTIFICATION SYSTEM INTERFACE | 1 | FALSE | FALSE | FALSE | 255 | [13 empty] | FALSE
NFPA 170 EMERGENCY TEXTUAL VISUAL | NFPA 170 EMERGENCY TEXTUAL VISUAL |  | North | Adaptive Micro Systems |  | Emergency Visual |  |  |  | Module | TRUE | ALPHA 4160 MNS | + | Emergency Notification System | 1 | 0.65 | 0.65 |  |  |  |  | FALSE | [5 empty] | #FFFF0000 | FA-NFPA 170 EMERGENCY TEXTUAL VISUAL | 1 | FALSE | FALSE | FALSE | 255 | [13 empty] | FALSE
NFPA 170 ADDRESSABLE OUTPUT MODULE |  |  | North | Ademco |  | Addressable Control/Relay |  |  |  | Module | TRUE | 4204 | + | Relay Module | 1 | 0.015 | 0.04 |  |  |  |  | FALSE | [5 empty] | #FFFF0000 | FA-NFPA 170 ADDRESSABLE OUTPUT MODULE | 1 | FALSE | FALSE | FALSE | 1100 | [13 empty] | FALSE
NFPA 170 ADDRESSABLE OUTPUT MODULE |  |  | North | Ademco |  | Addressable Control/Relay |  |  |  | Module | TRUE | 4204CF | + | Supervised Notification Applicance Module | 1 | 0.025 | 0.105 |  |  |  |  | FALSE | [5 empty] | #FFFF0000 | FA-NFPA 170 ADDRESSABLE OUTPUT MODULE | 1 | FALSE | FALSE | FALSE | 1100 | [13 empty] | FALSE
E12 |  |  | East | Ademco |  | Notification Appliance |  |  |  | Module | TRUE | Wave2 | ++ | Indoor Electronic Siren | 1 | [6 empty] | FALSE |  |  |  | 3.25”W x 4.25”H x 2.0”D |  | #FFFF0000 | FA-E12 | 1 | FALSE | FALSE | FALSE | 2010 | [13 empty] | FALSE
E12 |  |  | East | Ademco |  | Notification Appliance |  |  |  | Module | TRUE | Wave4 | ++ | Indoor Electronic Siren | 1 | [6 empty] | FALSE |  |  |  | 3.25”W x 4.50”H x 2.0”D |  | #FFFF0000 | FA-E12 | 1 | FALSE | FALSE | FALSE | 2010 | [13 empty] | FALSE
E12 |  |  | East | Ademco |  | Notification Appliance |  |  |  | Module | TRUE | Wave2F | ++ | Indoor Electronic Siren | 1 | [6 empty] | FALSE |  |  |  | 4.4”W x 4.4”H x .750”D |  | #FFFF0000 | FA-E12 | 1 | FALSE | FALSE | FALSE | 2010 | [13 empty] | FALSE
GenericN GLASS BREAK |  |  | North | ADI |  | Glass Break Detector |  |  |  | Module | TRUE | CK-FG730 | 100088357 | GLASS-BREAK DETECTOR, 30' RANGE, HW | 1 | 0.025 | 0.025 |  |  |  |  | TRUE | [5 empty] | #FFFF0000 | FA-GenericN GLASS BREAK | 1 | FALSE | FALSE | FALSE
SURGE PROTECTOR - TELEPHONE LINE |  |  | North | ADI |  | Surge Supressor |  |  |  | Module | TRUE | DK-MRJ31SCWP | 100088295 | SURGE SUPPRESSOR. TELEPHONE LINE | 1 | [6 empty] | TRUE | [5 empty] | #FFFF0000 | FA-SURGE PROTECTOR - TELEPHONE LINE | 1 | FALSE | FALSE | FALSE | [17 empty] | 24v
|  |  | North | ADI |  | Hardware |  |  |  | Hardware | TRUE | IM-1270 | 100088474 | BATTERY, 12 VOLT, 7 AH | 1 | [6 empty] | FALSE | [5 empty] | #FFFFFFFF |  |  | FALSE | FALSE | FALSE
|  |  | North | ADI |  | Hardware |  |  |  | Hardware | TRUE | PW-PS12180NB | 100548049 | BATTERY, 12 VOLT 18 AH W/NUT AND BOLT TERMINALS | 1 | [6 empty] | FALSE | [5 empty] | #FFFFFFFF |  |  | FALSE | FALSE | FALSE
NFPA 170 DOCUMENT BOX |  |  | North | ADI |  | Miscellaneous |  |  |  | Module | TRUE | 06-SSU00685 | 100601900 | ENCLOSURE FIRE ALARM DOCUMENTS | 1 | [6 empty] | TRUE | [5 empty] | #FFFF0000 | FA-NFPA 170 DOCUMENT BOX | 1 | FALSE | FALSE | FALSE
|  |  | North | ADT Unimode |  | Cards & Components |  |  |  | Card | TRUE | TIS-ANN-80 CARD | F | 80-Character LCD Annunciator Card | 1 | 0.015 | 0.04 |  |  |  |  | TRUE | [5 empty] | #FFFFFFFF |  |  | FALSE | FALSE | FALSE | [14 empty] | FALSE
NFPA 170 MANUAL PULL |  |  | North | ADT Unimode |  | Manual Station |  |  |  | Module | TRUE | TIS-BG-12LX | F | Manual Pull Station, Addressable | 1 | 0.0003 | 0.0003 |  |  |  |  | FALSE | FALSE |  |  |  |  | #FFFF0000 | FA-NFPA 170 MANUAL PULL | 1 | FALSE | FALSE | FALSE | 957 | [13 empty] | FALSE
|  |  | North | ADT Unimode |  | Cards & Components |  |  |  | Card | TRUE | MPS-400 | + | The MPS-400 supplies a total of 6 A in alarm, used for the following: (a) powering AFP-300/400 modules; (b) powering a variety of UL-listed 24 VDC notification appliances (refer to the Device Compatibility Document); and (c) providing up to 1.25 A of resettable power for four-wire smoke detectors. The MPS-400 contains an integral battery charger, four NAC/Releasing circuits, and four relay outputs (Alarm, Trouble, Supervisory, and Securit | 1 | [6 empty] | TRUE | FALSE |  |  |  |  | #FFFFFFFF |  |  | FALSE | FALSE | FALSE | [12 empty] | 6 |  | FALSE
NFPA 170 REMOTE ANNUNCIATOR | RISER ANNUNCIATOR |  | North | ADT Unimode |  | Remote Annunciator |  |  |  | Assembly | TRUE | TIS-ANN-80 | F | 80-Character LCD Annunciator | 1 | [6 empty] | FALSE | [5 empty] | #FFFF0000 | FA-NFPA 170 REMOTE ANNUNCIATOR | 1 | FALSE | FALSE | FALSE | 255 | [8 empty] | 7,12,18 |  |  |  |  | TRUE
|  |  | North | ADT Unimode |  | Cards & Components |  |  |  | Card | TRUE | ADT-CPU-400 | + | Fire Alarm Control Panel Main CPU | 1 | 0.225 | 0.42 |  |  |  |  | TRUE | FALSE |  |  |  |  | #FFFFFFFF |  |  | FALSE | FALSE | FALSE | [9 empty] | 7,12,18 |  |  | 6 |  | FALSE
NFPA 170 REMOTE ANNUNCIATOR | RISER ANNUNCIATOR |  | North | ADT Unimode |  | Remote Annunciator |  |  |  | Module | TRUE | ADT-LCD-80 | + | Annunciator, Terminal mode. 80-character, backlit LCD display | 1 | 0.1 | 0.1 |  |  |  |  | FALSE | [5 empty] | #FFFF0000 | FA-NFPA 170 REMOTE ANNUNCIATOR | 1 | FALSE | FALSE | FALSE | 255 | [8 empty] | 7,12,18 |  |  |  |  | TRUE
NFPA 170 FIRE ALARM CONTROL UNIT | RISER FACP |  | North | ADT Unimode |  | Fire Alarm Control Unit |  |  |  | Assembly | TRUE | 200UDLS | ++ | Intelligent Addressable FACP with Built-In Communicator | 1 | [6 empty] | FALSE | FALSE |  |  |  |  | #FFFF0000 | FA-NFPA 170 FIRE ALARM CONTROL UNIT | 1 | FALSE | FALSE | FALSE | 202 | [8 empty] | 7,12,18 |  | 18 |  |  | TRUE
NFPA 170 FIRE ALARM CONTROL UNIT | RISER FACP |  | North | ADT Unimode |  | Fire Alarm Control Unit |  |  |  | Assembly | TRUE | UNIMODE-400 | + | A package that includes a CPU-400, an MPS-400PCA, a transformer assembly, and a two-position CPU-400 ribbon cable. Order cabinet separately. | 1 | [6 empty] | FALSE | [5 empty] | #FFFF0000 | FA-NFPA 170 FIRE ALARM CONTROL UNIT | 1 | FALSE | FALSE | FALSE | 202 | [8 empty] | 7,12,18 |  |  | 6 |  | TRUE
|  |  | North | ADT Unimode |  | Cards & Components |  |  |  | Card | TRUE | 200UDLS Main Board | ++ | Intelligent Addressable FACP Main Board | 1 | 0.225 | 0.325 |  |  |  |  | TRUE | FALSE |  |  |  |  | #FFFFFFFF |  |  | FALSE | FALSE | FALSE | [14 empty] | FALSE
NFPA 170 FIRE ALARM CONTROL UNIT | RISER FACP |  | North | Advanced |  | Fire Alarm Control Unit |  |  |  | Assembly | TRUE | AX-CTL-2 |  | Fire Alarm Control Panel 2 loop with 2 NAC ckts | 1 | [6 empty] | TRUE | [5 empty] | #FFFF0000 | FA-NFPA 170 FIRE ALARM CONTROL UNIT | 1 | FALSE | FALSE | FALSE | 202 | [8 empty] | 7,12,18 |  |  |  |  | TRUE
NFPA 170 ADDRESSABLE INPUT MONITOR MODULE |  |  | North | Advanced |  | Addressable Module |  |  |  | Module | FALSE | 55000-805ADV | + | Switch Monitor | 1 | 0.0006 | 0.0006 |  |  |  |  | FALSE | [5 empty] | #FFFF0000 | FA-NFPA 170 ADDRESSABLE INPUT MONITOR MODULE | 1 | FALSE | FALSE | FALSE | 1000 | [13 empty] | FALSE
NFPA 170 NOTIFICATION CIRCUIT EXTENDER PANEL | RISER NAC |  | North | Advanced |  | Notification Circuit Extender Panel |  |  |  | Assembly | TRUE | AX-PSN108 |  | 10 Amp 8B/4A NAC Power Extender | 1 | [6 empty] | TRUE | [5 empty] | #FFFF0000 | FA-NFPA 170 NOTIFICATION CIRCUIT EXTENDER PANEL | 1 | FALSE | FALSE | FALSE | 212 | [8 empty] | 7,12,18,55 |  |  |  |  | TRUE
|  |  | North | Advanced |  | Cards & Components |  |  |  | Card | TRUE | AX-CTL-2 Base Card |  | Main Board for AX-CTL-2 Series Control Panels | 1 | 0.11 | 0.195 |  |  |  |  | TRUE | [5 empty] | #FFFFFFFF |  |  | FALSE | FALSE | FALSE | [14 empty] | FALSE
NFPA 170 ADDRESSABLE INPUT MONITOR MODULE |  |  | North | Advanced |  | Addressable Module |  |  |  | Module | FALSE | 55000-831ADV | + | Mini Switch Monitor | 1 | 0.0006 | 0.0006 |  |  |  |  | FALSE | [5 empty] | #FFFF0000 | FA-NFPA 170 ADDRESSABLE INPUT MONITOR MODULE | 1 | FALSE | FALSE | FALSE | 1000 | [13 empty] | FALSE
NFPA 170 FIRE ALARM CONTROL UNIT | RISER FACP |  | North | Advanced |  | Fire Alarm Control Unit |  |  |  | Assembly | TRUE | AX-CTL-1CG |  | Fire Alarm Control Panel 1 loop with 2 NAC ckts small cabinet grey (obsolete) | 1 | [6 empty] | FALSE | [5 empty] | #FFFF0000 | FA-NFPA 170 FIRE ALARM CONTROL UNIT | 1 | FALSE | FALSE | FALSE | 202 | [8 empty] | 7,12,18 |  |  |  |  | TRUE
|  |  | North | Advanced |  | Hardware |  |  |  | Hardware | TRUE | Mxp-516 | ++ | 2 Position Key Switch Assembly - Trapped | 1 | [6 empty] | TRUE | [5 empty] | #FFFFFFFF |  |  | FALSE | FALSE | FALSE
|  |  | North | Advanced |  | Cards & Components |  |  |  | Card | TRUE | AV-VB MAIN CARD | ++ | AV-VB MAIN CARD | 1 | 0.04 | 0.2 |  |  |  |  | TRUE | [5 empty] | #FFFFFFFF |  |  | FALSE | FALSE | FALSE
|  |  | North | Advanced |  | Cards & Components |  |  |  | Card | TRUE | AX-CTL-4 Base Card |  | Main Board for AX-CTL-4 Series Control Panels | 1 | 0.175 | 0.26 |  |  |  |  | TRUE | [5 empty] | #FFFFFFFF |  |  | FALSE | FALSE | FALSE | [14 empty] | FALSE
NFPA 170 REMOTE EVACUATION AMPLIFIER CABINET |  |  | North | Advanced |  | Amplifier Cabinet |  |  |  | Assembly | TRUE | AV-VB | ++ | AUDIO BOOSTER PANEL | 1 | [6 empty] | TRUE | [5 empty] | #FFFF0000 | FA-NFPA 170 REMOTE EVACUATION AMPLIFIER CABINET | 1 | FALSE | FALSE | FALSE | [13 empty] | 80 | TRUE
|  |  | North | Advanced |  | Cards & Components |  |  |  | Card | TRUE | AX-LPD | ++ | 2 SLC, 2 NAC EXPANDER CARD | 1 | 0.04 | 0.08 |  |  |  |  | TRUE | [5 empty] | #FFFFFFFF |  |  | FALSE | FALSE | FALSE
NFPA 170 FIRE ALARM CONTROL UNIT | RISER FACP |  | North | Advanced |  | Fire Alarm Control Unit |  |  |  | Assembly | TRUE | AX-CTL-1C |  | Fire Alarm Control Panel 1 loop with 2 NAC ckts small cabinet | 1 | [6 empty] | FALSE | [5 empty] | #FFFF0000 | FA-NFPA 170 FIRE ALARM CONTROL UNIT | 1 | FALSE | FALSE | FALSE | 202 | [8 empty] | 7,12,18 |  |  |  |  | TRUE
|  |  | North | Advanced |  | Hardware |  |  |  | Hardware | TRUE | AX-APS-BB1 |  | Intelligent Manual Pull Station Interior Backbox | 1 | [6 empty] | TRUE | [5 empty] | #FFFFFFFF |  |  | FALSE | FALSE | FALSE
NFPA 170 FIRE ALARM CONTROL UNIT | RISER FACP |  | North | Advanced |  | Fire Alarm Control Unit |  |  |  | Assembly | TRUE | Mx-5202D | ++ | Multi Loop Panel in Large Deep Enclosure | 1 | [6 empty] | TRUE |  |  |  | 470 x 450 x 190 |  | #FFFF0000 | FA-NFPA 170 FIRE ALARM CONTROL UNIT | 1 | FALSE | FALSE | FALSE | 202 | [8 empty] | 4,7,12,18,45 |  | 45 |  |  | TRUE
NFPA 170 FIRE ALARM CONTROL UNIT | RISER FACP |  | North | Advanced |  | Fire Alarm Control Unit |  |  |  | Assembly | TRUE | AX-CTL-4 |  | Fire Alarm Control Panel 4 loop with 4 NAC ckts | 1 | [6 empty] | TRUE | [5 empty] | #FFFF0000 | FA-NFPA 170 FIRE ALARM CONTROL UNIT | 1 | FALSE | FALSE | FALSE | 202 | [8 empty] | 7,12,18,55 |  |  |  |  | TRUE
NFPA 170 NOTIFICATION CIRCUIT EXTENDER PANEL | RISER NAC |  | North | Advanced |  | Notification Circuit Extender Panel |  |  |  | Assembly | TRUE | AX-PSN106 |  | 10 Amp 8B/4A NAC Power Extender | 1 | [6 empty] | TRUE | [5 empty] | #FFFF0000 | FA-NFPA 170 NOTIFICATION CIRCUIT EXTENDER PANEL | 1 | FALSE | FALSE | FALSE | 212 | [8 empty] | 7,12,18,55 |  |  |  |  | TRUE
|  |  | North | Advanced |  | Hardware |  |  |  | Hardware | TRUE | Mxp-515 | ++ | 3-position Key Switch - Trapped (requires 2 inputs) | 1 | [6 empty] | TRUE | [5 empty] | #FFFFFFFF |  |  | FALSE | FALSE | FALSE
NFPA 170 NOTIFICATION CIRCUIT EXTENDER PANEL | RISER NAC |  | North | Advanced |  | Notification Circuit Extender Panel |  |  |  | Assembly | TRUE | AX-PSN-64 |  | 6A Conventional Power Supply with 4 Outputs | 1 | [6 empty] | FALSE | [5 empty] | #FFFF0000 | FA-NFPA 170 NOTIFICATION CIRCUIT EXTENDER PANEL | 1 | FALSE | FALSE | FALSE | 212 | [8 empty] | 7,12,18 |  |  |  |  | TRUE
|  |  | North | Advanced |  | Hardware |  |  |  | Hardware | TRUE | Mxp-518 | ++ | Access enable key switch for Mx-5010/5020/5030 | 1 | [6 empty] | TRUE | [5 empty] | #FFFFFFFF |  |  | FALSE | FALSE | FALSE
NFPA 170 ADDRESSABLE INPUT MONITOR MODULE |  |  | North | Advanced |  | Addressable Module |  |  |  | Module | FALSE | 55000-820ADV | + | Switch Monitor Input/Output Module | 1 | 0.00025 | 0.006 |  |  |  |  | FALSE | TRUE |  |  |  |  | #FFFF0000 | FA-NFPA 170 ADDRESSABLE INPUT MONITOR MODULE | 1 | FALSE | FALSE | FALSE | 1408 | [13 empty] | FALSE
|  |  | North | Advanced |  | Cards & Components |  |  |  | Card | TRUE | AX-NET7 |  | Style 7 Network Module | 1 | [6 empty] | TRUE | [5 empty] | #FFFFFFFF |  |  | FALSE | FALSE | FALSE | [14 empty] | FALSE
|  |  | North | Advanced |  | Cards & Components |  |  |  | Card | TRUE | AV-ZS | ++ | AUDIO SPLITTER | 1 | 0.1 | 0.05 |  |  |  |  | TRUE | [5 empty] | #FFFFFFFF |  |  | FALSE | FALSE | FALSE
|  |  | North | Advanced |  | Hardware |  |  |  | Hardware | TRUE | Mxp-511 | ++ | Access Enable Key Switch | 1 | [6 empty] | TRUE | [5 empty] | #FFFFFFFF |  |  | FALSE | FALSE | FALSE
|  |  | North | Advanced |  | Cards & Components |  |  |  | Card | TRUE | AV-AMP-80 |  |  | 1 | 0.035 | 0.22 |  |  |  |  | TRUE | [5 empty] | #FFFFFFFF |  |  | FALSE | FALSE | FALSE
NFPA 170 FIRE ALARM CONTROL UNIT | RISER FACP |  | North | Advanced |  | Fire Alarm Control Unit |  |  |  | Assembly | TRUE | Mx-5201L | ++ | Multi Loop Panel in Large Enclosure | 1 | [6 empty] | TRUE |  |  |  | 470 x 450 x 115 |  | #FFFF0000 | FA-NFPA 170 FIRE ALARM CONTROL UNIT | 1 | FALSE | FALSE | FALSE | 202 | [8 empty] | 4,7,12,18 |  | 18 |  |  | TRUE
|  |  | North | Advanced |  | Cards & Components |  |  |  | Card | TRUE | Mx-5202 Main Card | ++ | Main Board | 1 | 0.156 | 0.209 | 5 |  |  |  | TRUE | [5 empty] | #FFFFFFFF |  |  | FALSE | FALSE | FALSE | [14 empty] | FALSE
NFPA 170 ADDRESSABLE OUTPUT MODULE |  |  | North | Advanced |  | Addressable Control/Relay |  |  |  | Module | TRUE | 55000-863ADV | ++ | INTELLIGENT RELAY | 1 | 0.00085 | 0.035 |  |  |  |  | TRUE | [5 empty] | #FFFF0000 | FA-NFPA 170 ADDRESSABLE OUTPUT MODULE | 1 | FALSE | FALSE | FALSE
|  |  | North | Advanced |  | Cards & Components |  |  |  | Card | TRUE | AX-CTL-1 Base Card |  | Main Board for AX-CTL-1 Series Control Panels | 1 | 0.11 | 0.195 |  |  |  |  | TRUE | [5 empty] | #FFFFFFFF |  |  | FALSE | FALSE | FALSE | [14 empty] | FALSE
NFPA 170 REMOTE ANNUNCIATOR | RISER ANNUNCIATOR |  | North | Advanced |  | Remote Annunciator |  |  |  | Assembly | TRUE | AX-ANN-C |  | Remote Graphical LCD Annunciator With Control | 1 | [6 empty] | FALSE | [5 empty] | #FFFF0000 | FA-NFPA 170 REMOTE ANNUNCIATOR | 1 | FALSE | FALSE | FALSE | 255 | [8 empty] | 7,12,18 |  |  |  |  | TRUE
|  |  | North | Advanced |  | Cards & Components |  |  |  | Card | TRUE | AX-NET4 |  | Style 4 Network Module | 1 | [6 empty] | TRUE | [5 empty] | #FFFFFFFF |  |  | FALSE | FALSE | FALSE | [14 empty] | FALSE
NFPA 170 FIRE ALARM CONTROL UNIT | RISER FACP |  | North | Advanced |  | Fire Alarm Control Unit |  |  |  | Assembly | TRUE | AX-CTL-2V |  | Fire Alarm Control Panel 2 loop with 2 NAC ckts with 80 watt amp | 1 | [6 empty] | TRUE | [5 empty] | #FFFF0000 | FA-NFPA 170 FIRE ALARM CONTROL UNIT | 1 | FALSE | FALSE | FALSE | 202 | [8 empty] | 7,12,18 |  |  |  |  | TRUE
NFPA 170 ADDRESSABLE INPUT MONITOR MODULE |  |  | North | Advanced |  | Addressable Module |  |  |  | Module | FALSE | 55000-830ADV | + | Mini Priority Switch Monitor | 1 | 0.0006 | 0.0006 |  |  |  |  | FALSE | [5 empty] | #FFFF0000 | FA-NFPA 170 ADDRESSABLE INPUT MONITOR MODULE | 1 | FALSE | FALSE | FALSE | 1000 | [13 empty] | FALSE
|  |  | North | Advanced | [5 empty] | Module | TRUE | AX-APS2-F2 |  | Intelligent Manual Pull Station, Dual Action | 1 | [6 empty] | TRUE | [5 empty] | #FFFFFFFF |  |  | FALSE | FALSE | FALSE
|  |  | North | Advanced |  | Cards & Components |  |  |  | Card | TRUE | Mx-5201 Main Card | ++ | Main Board | 1 | 0.114 | 0.167 | 5 |  |  |  | TRUE | [5 empty] | #FFFFFFFF |  |  | FALSE | FALSE | FALSE | [14 empty] | FALSE
|  |  | North | Advanced |  | Hardware |  |  |  | Hardware | TRUE | AX-APS-BB1-D |  | Intelligent Manual Pull Station Deep Interior Backbox | 1 | [6 empty] | TRUE | [5 empty] | #FFFFFFFF |  |  | FALSE | FALSE | FALSE
|  |  | North | Advanced | [5 empty] | Module | TRUE | AX-APS2-F1 |  | Intelligent Manual Pull Station, Single Action | 1 | [6 empty] | TRUE | [5 empty] | #FFFFFFFF |  |  | FALSE | FALSE | FALSE
NFPA 170 FIRE ALARM CONTROL UNIT | RISER FACP |  | North | Advanced |  | Fire Alarm Control Unit |  |  |  | Assembly | TRUE | AX-CTL-4V |  | Fire Alarm Control Panel 4 loop with 4 NAC ckts with 80 WATT AMP | 1 | [6 empty] | TRUE | [5 empty] | #FFFF0000 | FA-NFPA 170 FIRE ALARM CONTROL UNIT | 1 | FALSE | FALSE | FALSE | 202 | [8 empty] | 7,12,18,55 |  |  |  |  | TRUE
NFPA 170 FIRE ALARM CONTROL UNIT | RISER FACP |  | North | Advanced |  | Fire Alarm Control Unit |  |  |  | Assembly | TRUE | Mx-5201 | ++ | Multi Loop Panel in Standard Sized Enclosure | 1 | [6 empty] | TRUE |  |  |  | 340 x 430 x 115 |  | #FFFF0000 | FA-NFPA 170 FIRE ALARM CONTROL UNIT | 1 | FALSE | FALSE | FALSE | 202 | [8 empty] | 4,7,12 |  | 12 |  |  | TRUE
|  |  | North | Advanced |  | Hardware |  |  |  | Hardware | TRUE | Mxp-517 | ++ | 2 Position Key Switch Assembly - Un-Trapped | 1 | [6 empty] | TRUE | [5 empty] | #FFFFFFFF |  |  | FALSE | FALSE | FALSE
NFPA 170 FIRE ALARM CONTROL UNIT | RISER FACP |  | North | Advanced |  | Fire Alarm Control Unit |  |  |  | Assembly | TRUE | Mx-5201D | ++ | Multi Loop Panel in Large Deep Enclosure | 1 | [6 empty] | TRUE |  |  |  | 470 x 450 x 190 |  | #FFFF0000 | FA-NFPA 170 FIRE ALARM CONTROL UNIT | 1 | FALSE | FALSE | FALSE | 202 | [8 empty] | 4,7,12,18,45 |  | 45 |  |  | TRUE
|  |  | North | Advanced |  | Cards & Components |  |  |  | Card | TRUE | AX-SEB | ACX | DACT SERIAL INTERFACE MODULE | 1 | 0.0005 | 0.0005 |  |  |  |  | TRUE | [5 empty] | #FFFFFFFF |  |  | FALSE | FALSE | FALSE
NFPA 170 NOTIFICATION CIRCUIT EXTENDER PANEL | RISER NAC |  | North | Advanced |  | Notification Circuit Extender Panel |  |  |  | Assembly | TRUE | AX-PSN104 |  | 10 Amp 4B/2A NAC Power Extender | 1 | [6 empty] | TRUE | [5 empty] | #FFFF0000 | FA-NFPA 170 NOTIFICATION CIRCUIT EXTENDER PANEL | 1 | FALSE | FALSE | FALSE | 212 | [8 empty] | 7,12,18,55 |  |  |  |  | TRUE
NFPA 170 FIRE ALARM CONTROL UNIT | RISER FACP |  | North | Advanced |  | Fire Alarm Control Unit |  |  |  | Assembly | TRUE | Mx-5202 | ++ | Multi Loop Panel in Standard Sized Enclosure | 1 | [6 empty] | TRUE |  |  |  | 340 x 430 x 115 |  | #FFFF0000 | FA-NFPA 170 FIRE ALARM CONTROL UNIT | 1 | FALSE | FALSE | FALSE | 202 | [8 empty] | 4,7,12 |  | 12 |  |  | TRUE
|  |  | North | Advanced |  | Hardware |  |  |  | Hardware | TRUE | Mxp-519 | ++ | 2 Position key switch - Momentary contact | 1 | [6 empty] | TRUE | [5 empty] | #FFFFFFFF |  |  | FALSE | FALSE | FALSE
|  |  | North | Advanced |  | Cards & Components |  |  |  | Card | TRUE | AX-PSN104 Main Board |  | Main Board for AXPSN104 | 1 | 0.11 | 0.195 |  |  |  |  | TRUE | [5 empty] | #FFFFFFFF |  |  | FALSE | FALSE | FALSE
NFPA 170 ADDRESSABLE INPUT MONITOR MODULE |  |  | North | Advanced |  | Addressable Module |  |  |  | Module | FALSE | 55000-806ADV | + | Priority Switch Monitor | 1 | 0.0006 | 0.0006 |  |  |  |  | FALSE | [5 empty] | #FFFF0000 | FA-NFPA 170 ADDRESSABLE INPUT MONITOR MODULE | 1 | FALSE | FALSE | FALSE | 1000 | [13 empty] | FALSE
|  |  | North | Advanced |  | Cards & Components |  |  |  | Card | TRUE | AX-PSN106 Main Board |  | 10 Amp 6B/3A NAC Power Extender | 1 | 0.11 | 0.195 |  |  |  |  | TRUE | [5 empty] | #FFFFFFFF |  |  | FALSE | FALSE | FALSE
NFPA 170 DUCT SMOKE DETECTOR |  |  | North | Advanced |  | Duct Smoke Detector |  |  |  | Module | TRUE | AX-SL-DAA-P | ++ | INTELLIGENT DUCT DETECTOR PHOTOELECTRIC 2 WIRE | 1 | 0.00085 | 0.035 |  |  |  |  | TRUE | [5 empty] | #FFFF0000 | FA-NFPA 170 DUCT SMOKE DETECTOR | 1 | FALSE | FALSE | FALSE
NFPA 170 FIRE ALARM CONTROL UNIT | RISER FACP |  | North | Advanced |  | Fire Alarm Control Unit |  |  |  | Assembly | TRUE | Mx-5202L | ++ | Multi Loop Panel in Large Enclosure | 1 | [6 empty] | TRUE |  |  |  | 470 x 450 x 115 |  | #FFFF0000 | FA-NFPA 170 FIRE ALARM CONTROL UNIT | 1 | FALSE | FALSE | FALSE | 202 | [8 empty] | 4,7,12,18 |  | 18 |  |  | TRUE
NFPA 170 HEAT DETECTOR |  |  | North | Advanced |  | Heat Detector |  |  |  | Module | FALSE | 58000-450ADV | ++ | Intelligent Heat Detector w/Base | 1 | 0.0005 | 0.0005 |  |  |  |  | FALSE | TRUE |  |  |  |  | #FFFF0000 | FA-NFPA 170 HEAT DETECTOR | 1 | FALSE | FALSE | FALSE | 1408 | [13 empty] | FALSE |  |  | 4
|  |  | North | Advanced |  | Cards & Components |  |  |  | Card | TRUE | AX-PSN108 Main Board |  | 10 Amp 8B/4A NAC Power Extender | 1 | 0.11 | 0.195 |  |  |  |  | TRUE | [5 empty] | #FFFFFFFF |  |  | FALSE | FALSE | FALSE
NFPA 170 FIRE ALARM CONTROL UNIT | RISER FACP |  | North | Advanced |  | Fire Alarm Control Unit |  |  |  | Assembly | TRUE | AX-CTL-1V |  | Fire Alarm Control Panel 1 loop with 2 NAC ckts with 80 watt amp | 1 | [6 empty] | TRUE | [5 empty] | #FFFF0000 | FA-NFPA 170 FIRE ALARM CONTROL UNIT | 1 | FALSE | FALSE | FALSE | 202 | [8 empty] | 7,12,18 |  |  |  |  | TRUE
|  |  | North | Advanced |  | Cards & Components |  |  |  | Card | TRUE | AX-ANN-C Main Board |  | Main Board for AS-ANN Annunciators | 1 | 0.078 | 0.14 |  |  |  |  | TRUE | [5 empty] | #FFFFFFFF |  |  | FALSE | FALSE | FALSE | [14 empty] | FALSE
|  |  | North | Advanced |  | Cards & Components |  |  |  | Card | TRUE | D9068P |  | Digital Alarm Communicator Transmitter | 1 | [6 empty] | TRUE | [5 empty] | #FFFFFFFF |  |  | FALSE | FALSE | FALSE | [14 empty] | FALSE
|  |  | North | Advanced |  | Cards & Components |  |  |  | Card | TRUE | AX-PSN-64 Main Board |  | 6A Conventional Power Supply with 4 Outputs | 1 | 0.11 | 0.195 |  |  |  |  | TRUE | [5 empty] | #FFFFFFFF |  |  | FALSE | FALSE | FALSE | [9 empty] | 7,12,18 |  |  |  |  | TRUE
GenericN PLUGIN TRANSFORMER |  |  | North | AES |  | Transformer |  |  |  | Module | TRUE | 1640 |  | Plug in AC Transformer, 16.5V / 20VA | 1 | [6 empty] | TRUE | [5 empty] | #FFFF0000 | FA-GenericN PLUGIN TRANSFORMER | 1 | FALSE | FALSE | FALSE
|  |  | North | AES |  | Cards & Components |  |  |  | Card | TRUE | 7794 | ++ | AES-IntelliPro Fire Full Data Module. UL listed for supplemental communication with fire radios. | 1 | 0 | 0 |  |  |  |  | TRUE |  |  |  | 4.875” x 5” (12.3cm x 12.7cm) |  | #FFFFFFFF |  |  | FALSE | FALSE | FALSE | [14 empty] | FALSE
NFPA 170 FIRE ALARM COMMUNICATOR |  |  | North | AES |  | Communicator |  |  |  | Assembly | TRUE | 7788F-ULP | ++ | 8 Zone Fire Subscriber, 8 Supervised Zones, Red Enclosure. w/7794 Module | 1 | [6 empty] | FALSE |  |  |  | 13.25”H x 8.5”W x 4.3”D (34cm H x 21.5cm W x 11cm D) |  | #FFFF0000 | FA-NFPA 170 FIRE ALARM COMMUNICATOR | 1 | FALSE | FALSE | FALSE | 250 | [8 empty] | 8,12 | 1 |  |  |  | TRUE
NFPA 170 DIGITAL ALARM COMMNUCATOR TRANSMITTER |  |  | North | AES |  | Communicator |  |  |  | Module | TRUE | 7707P-88-ULP-M | + | IntelliNet 2.0 Fire Subscriber, 8 Zone with 7794A AES-IntelliPro, and integrated onboard Local Annunciator plus MCT, Red Enclosure | 1 | 0.19 | 0.752 |  |  |  |  | FALSE |  |  |  | 13”H x 8.5”W x 4.5”D (33cmH x 21.5cmW x 11.4cmD) |  | #FFFF0000 | FA-NFPA 170 DIGITAL ALARM COMMNUCATOR TRANSMITTER | 1 | FALSE | FALSE | FALSE | 250 | [13 empty] | FALSE
|  |  | North | AES |  | Cards & Components |  |  |  | Card | TRUE | 7788F Main Board | ++ | Main Board | 1 | 0.21 | 1.2 |  |  |  |  | TRUE | [5 empty] | #FFFFFFFF |  |  | FALSE | FALSE | FALSE | [14 empty] | FALSE
NFPA 170 FIRE ALARM CONTROL UNIT | RISER FACP |  | North | AES |  | Fire Alarm Control Unit |  |  |  | Assembly | TRUE | 7706-ULF | + | 7706-ULF Integrated Fire Monitoring System | 1 | [6 empty] | FALSE |  |  |  | 18.5”H x 14.25”W x 4.75”D |  | #FFFF0000 | FA-NFPA 170 FIRE ALARM CONTROL UNIT | 1 | FALSE | FALSE | FALSE | 202 | [8 empty] | 7,12,18 |  |  |  |  | TRUE
NFPA 170 DIGITAL ALARM COMMNUCATOR TRANSMITTER |  |  | North | AES |  | Communicator |  |  |  | Module | TRUE | 7707P-44-ULP-M | + | .IntelliNet 2.0 Fire Subscriber, 4x4 Zone (4 Reversing Polarity, 4 Supervised) with 7794A AES-IntelliPro, and integrated onboard Local Annunciator plus MCT, Red Enclosure | 1 | 0.2 | 1.2 |  |  |  |  | FALSE |  |  |  | 13”H x 8.5”W x 4.5”D (33cmH x 21.5cmW x 11.4cmD) |  | #FFFF0000 | FA-NFPA 170 DIGITAL ALARM COMMNUCATOR TRANSMITTER | 1 | FALSE | FALSE | FALSE | 250 | [13 empty] | FALSE
|  |  | North | AES |  | Cards & Components |  |  |  | Card | TRUE | 7706-ULF MAIN CARD | + | 7706-ULF Main Board | 1 | 0.305 | 0.36 |  |  |  |  | TRUE | [5 empty] | #FFFFFFFF |  |  | FALSE | FALSE | FALSE | [14 empty] | FALSE
NFPA 170 DIGITAL ALARM COMMNUCATOR TRANSMITTER |  |  | North | AES |  | Communicator |  |  |  | Module | TRUE | 7707P-88-M | + | IntelliNet 2.0 Fire Subscriber, 8 Zone with Multiple Communication Technologies (MCT), Red Enclosure | 1 | 0.2 | 1.2 |  |  |  |  | FALSE |  |  |  | 13”H x 8.5”W x 4.5”D (33cmH x 21.5cmW x 11.4cmD) |  | #FFFF0000 | FA-NFPA 170 DIGITAL ALARM COMMNUCATOR TRANSMITTER | 1 | FALSE | FALSE | FALSE | 250 | [13 empty] | FALSE
NFPA 170 DIGITAL ALARM COMMNUCATOR TRANSMITTER |  |  | North | AES |  | Communicator |  |  |  | Module | TRUE | 7707P-44-M | + | IntelliNet 2.0 Fire Subscriber, 4x4 Zone (4 Reversing Polarity, 4 Supervised) with Multiple Communication Technologies (MCT), Red Enclosureunciator plus MCT, Red Enclosure | 1 | 0.2 | 1.2 |  |  |  |  | FALSE |  |  |  | 13”H x 8.5”W x 4.5”D (33cmH x 21.5cmW x 11.4cmD) |  | #FFFF0000 | FA-NFPA 170 DIGITAL ALARM COMMNUCATOR TRANSMITTER | 1 | FALSE | FALSE | FALSE | 250 | [13 empty] | FALSE
INTERCOM SUBSTATION |  |  | North | Aiphone |  | Data Telecom |  |  |  | Module | TRUE | LE-DL |  | Intercom Sub Station | 1 | [6 empty] | TRUE | [5 empty] | #FFFF0000 | FA-INTERCOM SUBSTATION | 1 | FALSE | FALSE | FALSE
170 BASIC SHAPE |  |  | North | Aiphone |  | Miscellaneous |  |  |  | Module | TRUE | PS-1208S |  | Intercom Power Supply | 1 | [6 empty] | TRUE | [5 empty] | #FFFF0000 | FA-170 BASIC SHAPE | 1 | FALSE | FALSE | FALSE
INTERCOM MASTER |  |  | North | Aiphone |  | Data Telecom |  |  |  | Module | TRUE | LEF-3 |  | Intercom Master | 1 | [6 empty] | TRUE | [5 empty] | #FFFF0000 | FA-INTERCOM MASTER | 1 | FALSE | FALSE | FALSE
INTERCOM SUBSTATION |  |  | North | Aiphone |  | Data Telecom |  |  |  | Module | TRUE | LE-A |  | Intercom Sub Station | 1 | [6 empty] | TRUE | [5 empty] | #FFFF0000 | FA-INTERCOM SUBSTATION | 1 | FALSE | FALSE | FALSE
170 BASIC SHAPE |  |  | North | Aiphone |  | Miscellaneous |  |  |  | Module | TRUE | PS-1208UL |  | Intercom Power Supply | 1 | [6 empty] | TRUE | [5 empty] | #FFFF0000 | FA-170 BASIC SHAPE | 1 | FALSE | FALSE | FALSE
170 BASIC SHAPE |  |  | North | Aiphone |  | Miscellaneous |  |  |  | Module | TRUE | PS-1208 |  | Intercom Power Supply | 1 | [6 empty] | TRUE | [5 empty] | #FFFF0000 | FA-170 BASIC SHAPE | 1 | FALSE | FALSE | FALSE
170 BASIC SHAPE |  |  | North | Aiphone |  | Miscellaneous |  |  |  | Module | TRUE | PS-1225DM |  | Intercom Power Supply | 1 | [6 empty] | TRUE | [5 empty] | #FFFF0000 | FA-170 BASIC SHAPE | 1 | FALSE | FALSE | FALSE
INTERCOM MASTER |  |  | North | Aiphone |  | Data Telecom |  |  |  | Module | TRUE | LEF-5 |  | Intercom Master | 1 | [6 empty] | TRUE | [5 empty] | #FFFF0000 | FA-INTERCOM MASTER | 1 | FALSE | FALSE | FALSE
INTERCOM SUBSTATION |  |  | North | Aiphone |  | Data Telecom |  |  |  | Module | TRUE | LE-DA |  | Intercom Sub Station | 1 | [6 empty] | TRUE | [5 empty] | #FFFF0000 | FA-INTERCOM SUBSTATION | 1 | FALSE | FALSE | FALSE
170 BASIC SHAPE |  |  | North | Aiphone |  | Miscellaneous |  |  |  | Module | TRUE | PS-1208BF |  | Intercom Power Supply | 1 | [6 empty] | TRUE | [5 empty] | #FFFF0000 | FA-170 BASIC SHAPE | 1 | FALSE | FALSE | FALSE
INTERCOM MASTER |  |  | North | Aiphone |  | Data Telecom |  |  |  | Module | TRUE | LEF-10 |  | Intercom Master | 1 | [6 empty] | TRUE | [5 empty] | #FFFF0000 | FA-INTERCOM MASTER | 1 | FALSE | FALSE | FALSE
INTERCOM MASTER |  |  | North | Aiphone |  | Data Telecom |  |  |  | Module | TRUE | LEF-10 S |  | Intercom Master | 1 | [6 empty] | TRUE | [5 empty] | #FFFF0000 | FA-INTERCOM MASTER | 1 | FALSE | FALSE | FALSE
INTERCOM SUBSTATION |  |  | North | Aiphone |  | Data Telecom |  |  |  | Module | TRUE | LE-AN |  | Intercom Sub Station | 1 | [6 empty] | TRUE | [5 empty] | #FFFF0000 | FA-INTERCOM SUBSTATION | 1 | FALSE | FALSE | FALSE
INTERCOM SUBSTATION |  |  | North | Aiphone |  | Data Telecom |  |  |  | Module | TRUE | LE-D |  | Intercom Sub Station | 1 | [6 empty] | TRUE | [5 empty] | #FFFF0000 | FA-INTERCOM SUBSTATION | 1 | FALSE | FALSE | FALSE
NFPA 170 NON ADDRESSABLE RELAY |  |  | North | Air Products |  | Non-Addressable Relay |  |  |  | Module | TRUE | MR-101/C/R | + | SPDT MULTI-VOLTAGE CONTROL RELAY | 1 | 0 | 0.048 |  |  |  |  | FALSE | [5 empty] | #FFFF0000 | FA-NFPA 170 NON ADDRESSABLE RELAY | 1 | FALSE | FALSE | FALSE | 1300 | [13 empty] | FALSE
NFPA 170 NON ADDRESSABLE RELAY |  |  | North | Air Products |  | Non-Addressable Relay |  |  |  | Module | TRUE | RIC-1 | + | MULTI-VOLTAGE CONTROL RELAY | 1 | 0 | 0.018 |  |  |  |  | FALSE | [5 empty] | #FFFF0000 | FA-NFPA 170 NON ADDRESSABLE RELAY | 1 | FALSE | FALSE | FALSE | 1300 | [13 empty] | FALSE
NFPA 170 NON ADDRESSABLE RELAY |  |  | North | Air Products |  | Non-Addressable Relay |  |  |  | Module | TRUE | MR-201/C/R | + | DPDT MULTI-VOLTAGE CONTROL RELAY | 1 | 0 | 0.069 |  |  |  |  | FALSE | [5 empty] | #FFFF0000 | FA-NFPA 170 NON ADDRESSABLE RELAY | 1 | FALSE | FALSE | FALSE | 1300 | [13 empty] | FALSE
NFPA 170 END OF LINE DEVICE |  |  | North | Air Products |  | End-of-Line Device |  |  |  | Module | TRUE | PAM-4 | + | End of Line Supervision Relay | 1 | 0.02 | 0.02 |  |  |  |  | TRUE | [5 empty] | #FFFF0000 | FA-NFPA 170 END OF LINE DEVICE | 1 | FALSE | FALSE | FALSE | 5050 | [16 empty] | R
GenericN MAGLOCK |  |  | North | Alarm Controls |  | Magnetic Lock |  |  |  | Module | TRUE | 1200L | ++ | Magnetic lock with indicating LED | 1 | 0.505 | 0.505 |  |  | 12 |  | TRUE | [5 empty] | #FFFF0000 | FA-GenericN MAGLOCK | 1 | FALSE | FALSE | FALSE
GenericN MAGLOCK |  |  | North | Alarm Controls |  | Magnetic Lock |  |  |  | Module | TRUE | 1200S | ++ | Standard magnetic lock | 1 | 0.505 | 0.505 |  |  | 12 |  | TRUE | [5 empty] | #FFFF0000 | FA-GenericN MAGLOCK | 1 | FALSE | FALSE | FALSE
|  |  | North | ALARM CONTROLS CORPORATION | Security/Access Control |  |  |  |  | Module | TRUE | 600LB |  | 600LB MAGNETIC DOOR HOLDER WITH LED AND DOOR STATUS SENSOR | 1 | [12 empty] | #FFFFFFFF |  |  | FALSE | FALSE | FALSE
|  |  | North | ALARM CONTROLS CORPORATION | Security/Access Control |  |  |  |  | Module | TRUE | 1200LB |  | 1200LB MAGNETIC DOOR HOLDER WITH LED AND DOOR STATUS SENSOR | 1 | [12 empty] | #FFFFFFFF |  |  | FALSE | FALSE | FALSE
|  |  | North | ALARM CONTROLS CORPORATION | Security/Access Control |  |  |  |  | Module | TRUE | GDH |  | GLASS DOOR ARMATURE HOLDER | 1 | [12 empty] | #FFFFFFFF |  |  | FALSE | FALSE | FALSE
|  |  | North | Alpha Communications |  | Cards & Components |  |  |  | Card | TRUE | RCC2510CS Main Board | + | Main Board | 1 | [6 empty] | TRUE | [5 empty] | #FFFFFFFF |  |  | TRUE | FALSE | FALSE | [14 empty] | FALSE
GenericN AUX POWER SUPPLY |  |  | North | Alpha Communications |  | Auxilliary Power Supply |  |  |  | Assembly | TRUE | PWR2410A | + | 24VDC Power Supply (AlphaRefuge™ 2100 Series) | 1 | [6 empty] | FALSE | [5 empty] | #FFFF0000 | FA-GenericN AUX POWER SUPPLY | 1 | FALSE | FALSE | FALSE | [14 empty] | FALSE
|  |  | North | Alpha Communications |  | Cards & Components |  |  |  | Card | TRUE | PWR2410A Main Board | + | Main Board | 1 | [6 empty] | TRUE | [5 empty] | #FFFFFFFF |  |  | TRUE | FALSE | FALSE | [14 empty] | FALSE
NFPA 170 AREA OF REFUGE REMOTE |  |  | North | Alpha Communications |  | Area of Refuge Component |  |  |  | Module | TRUE | RCB2100SFD | + | Refuge Call Box (AlphaRefuge™ 2100 Series) | 1 | [6 empty] | FALSE | [5 empty] | #FF00B050 | FA-NFPA 170 AREA OF REFUGE REMOTE | 1 | FALSE | FALSE | FALSE | 4002 | [13 empty] | FALSE
NFPA 170 AREA OF REFUGE MASTER |  |  | North | Alpha Communications |  | Area of Refuge Component |  |  |  | Assembly | TRUE | RCC2505CS | + | Refuge Call Centers (AlphaRefuge™ 2100 Series) | 1 | [6 empty] | FALSE | [5 empty] | #FF00B050 | FA-NFPA 170 AREA OF REFUGE MASTER | 1 | FALSE | FALSE | FALSE | 4000 | [13 empty] | FALSE
NFPA 170 AREA OF REFUGE REMOTE |  |  | North | Alpha Communications |  | Area of Refuge Component |  |  |  | Module | TRUE | RCB2100SFR | + | Refuge Call Box (AlphaRefuge™ 2100 Series) | 1 | [6 empty] | FALSE | [5 empty] | #FF00B050 | FA-NFPA 170 AREA OF REFUGE REMOTE | 1 | FALSE | FALSE | FALSE | 4002 | [13 empty] | FALSE
NFPA 170 AREA OF REFUGE MASTER |  |  | North | Alpha Communications |  | Area of Refuge Component |  |  |  | Assembly | TRUE | RCC2510CS | + | Refuge Call Centers (AlphaRefuge™ 2100 Series) | 1 | [6 empty] | FALSE | [5 empty] | #FF00B050 | FA-NFPA 170 AREA OF REFUGE MASTER | 1 | FALSE | FALSE | FALSE | 4000 | [13 empty] | FALSE
|  |  | North | Alpha Communications |  | Cards & Components |  |  |  | Card | TRUE | RCC2505CS Main Board | + | Main Board | 1 | [6 empty] | TRUE | [5 empty] | #FFFFFFFF |  |  | TRUE | FALSE | FALSE | [14 empty] | FALSE
GenericN AUX POWER SUPPLY | GenericN AUX POWER SUPPLY |  | North | Altronix |  | Auxilliary Power Supply |  |  |  | Assembly | TRUE | AL300ULXR | + | 2.5-Amp, 24-Volt Power Supply, Red | 1 | [6 empty] | FALSE | FALSE |  |  |  |  | #FFFF0000 | FA-GenericN AUX POWER SUPPLY | 1 | FALSE | FALSE | FALSE | 212 | [8 empty] | 7 |  |  | 2.5 |  | TRUE
|  |  | North | Altronix |  | Cards & Components |  |  |  | Card | TRUE | AL1024ULM MAIN CARD |  | MAIN CARD | 1 | [6 empty] | TRUE | [5 empty] | #FFFFFFFF |  |  | FALSE | FALSE | FALSE
GenericN AUX POWER SUPPLY | GenericN AUX POWER SUPPLY |  | North | Altronix |  | Auxilliary Power Supply |  |  |  | Assembly | TRUE | eFlow104N16 | + | Power Supply Charger, 16 Output, 12/24VDC @ 10A, 115VAC | 1 | [6 empty] | FALSE | FALSE |  |  |  |  | #FFFF0000 | FA-GenericN AUX POWER SUPPLY | 1 | FALSE | FALSE | FALSE | 212 | [8 empty] | 7,12,40,65 |  | 7 | 10 |  | TRUE
GenericN AUX POWER SUPPLY |  |  | North | Altronix |  | Auxilliary Power Supply |  |  |  | Assembly | TRUE | AL1024ULM |  | Access Power Distribution Module w/ Power Supply/Charger, 5 PTC Class 2 Outputs, 24VDC @ 10A, FAI, 115VAC, BC400 Enclosure | 1 | [6 empty] | TRUE | [5 empty] | #FFFF0000 | FA-GenericN AUX POWER SUPPLY | 1 | FALSE | FALSE | FALSE
NFPA 170 NON ADDRESSABLE RELAY |  |  | North | Altronix |  | Non-Addressable Relay |  |  |  | Module | TRUE | RB1224 |  | SPDT Relay /w LED & Metal Enclosure | 1 | 0.015 | 0.015 |  |  |  |  | FALSE | [5 empty] | #FFFF0000 | FA-NFPA 170 NON ADDRESSABLE RELAY | 1 | FALSE | FALSE | FALSE | 1300 | [13 empty] | FALSE
|  |  | North | Altronix |  | Cards & Components |  |  |  | Card | TRUE | AL600ULXR Main Board | + | Fire Alarm Power Supply Main Board | 1 | [6 empty] | TRUE | FALSE |  |  |  |  | #FFFFFFFF |  |  | FALSE | FALSE | FALSE | [14 empty] | FALSE
GenericN AUX POWER SUPPLY | GenericN AUX POWER SUPPLY |  | North | Altronix |  | Auxilliary Power Supply |  |  |  | Assembly | TRUE | AL1024ULX | + | Power Supply Charger, Single Class 2 Output, 12/24VDC @ 10A, 115VAC | 1 | [6 empty] | FALSE | FALSE |  |  |  |  | #FFFF0000 | FA-GenericN AUX POWER SUPPLY | 1 | FALSE | FALSE | FALSE | 212 | [8 empty] | 7,12,18,40 |  |  | 10 |  | TRUE
|  |  | North | Altronix |  | Cards & Components |  |  |  | Card | TRUE | AL1042ULADA Main Board COPY | ++ | Fire Alarm Power Supply Main Board | 1 | 0.09 | 0.175 | 10 |  | 24 |  | TRUE | FALSE |  |  |  |  | #FFFFFFFF |  |  | FALSE | FALSE | FALSE | [14 empty] | FALSE
|  |  | North | Altronix |  | Cards & Components |  |  |  | Card | TRUE | AL400ULXJ Main Board (24VDC) | + | Fire Alarm Power Supply Main Board | 1 | [6 empty] | TRUE | FALSE |  |  |  |  | #FFFFFFFF |  |  | FALSE | FALSE | FALSE | [14 empty] | FALSE
GenericN AUX POWER SUPPLY | GenericN AUX POWER SUPPLY |  | North | Altronix |  | Auxilliary Power Supply |  |  |  | Assembly | TRUE | AL1024ULXR | + | Power Supply Charger, Single Class 2 Output, 12/24VDC @ 10A, 115VAC, Red | 1 | [6 empty] | FALSE | FALSE |  |  |  |  | #FFFF0000 | FA-GenericN AUX POWER SUPPLY | 1 | FALSE | FALSE | FALSE | 212 | [8 empty] | 7,12,18,40 |  |  | 10 |  | TRUE
|  |  | North | Altronix |  | Cards & Components |  |  |  | Card | TRUE | AL1042ULADA Main Board | ++ | Main Board | 1 | 0.09 | 0.175 | 10 |  | 24 |  | TRUE | FALSE |  |  |  |  | #FFFFFFFF |  |  | FALSE | FALSE | FALSE | [14 empty] | FALSE
GenericN AUX POWER SUPPLY | GenericN AUX POWER SUPPLY |  | North | Altronix |  | Auxilliary Power Supply |  |  |  | Assembly | TRUE | AL125UL | ++ | Power Supply Charger, Two (2) 12VDC or 24VDC Class 2 Rated Power-Limited Outputs | 1 | [6 empty] | FALSE | FALSE |  | 8.5” x 7.5” x 3.5” (215.9mm x 190.5mm x 88.9mm) |  |  | #FFFF0000 | FA-GenericN AUX POWER SUPPLY | 1 | FALSE | FALSE | FALSE | 212 | [8 empty] | 4 |  | 4 |  |  | TRUE
NFPA 170 NOTIFICATION CIRCUIT EXTENDER PANEL | RISER NAC |  | North | Altronix |  | Notification Circuit Extender Panel |  |  |  | Assembly | TRUE | AL602ULADA | + | 6-Amp, 24-Volt Power Supply | 1 | [6 empty] | FALSE | [5 empty] | #FFFF0000 | FA-NFPA 170 NOTIFICATION CIRCUIT EXTENDER PANEL | 1 | FALSE | FALSE | FALSE | 212 | [8 empty] | 7,12,18,40 |  |  | 6.5 |  | TRUE
GenericN AUX POWER SUPPLY | GenericN AUX POWER SUPPLY |  | North | Altronix |  | Auxilliary Power Supply |  |  |  | Assembly | TRUE | ALTV1224DC | + | Power Supply Charger, 8 Fused Outputs, 12/24VDC, 4A, 115VAC | 1 | [6 empty] | FALSE | FALSE |  |  | 13.5” x 13” x 3.25” (342.9mm x 330.2mm x 82.6mm) |  | #FFFF0000 | FA-GenericN AUX POWER SUPPLY | 1 | FALSE | FALSE | FALSE | 212 | [8 empty] | 7,12,40,65 |  | 7 | 10 |  | TRUE
NFPA 170 NOTIFICATION CIRCUIT EXTENDER PANEL | RISER NAC |  | North | Altronix |  | Notification Circuit Extender Panel |  |  |  | Assembly | TRUE | AL600ULPD4 | + | 6-Amp, 24-Volt Power Supply | 1 | [6 empty] | FALSE | [5 empty] | #FFFF0000 | FA-NFPA 170 NOTIFICATION CIRCUIT EXTENDER PANEL | 1 | FALSE | FALSE | FALSE | 212 | [8 empty] | 7,12,40 |  |  | 6 |  | TRUE
|  |  | North | Altronix |  | Cards & Components |  |  |  | Card | TRUE | ALTV1224DC Main Board | + | Fire Alarm Power Supply Main Board | 1 |  |  | 4 |  |  |  | TRUE | FALSE |  |  |  |  | #FFFFFFFF |  |  | FALSE | FALSE | FALSE | [14 empty] | FALSE
|  |  | North | Altronix |  | Cards & Components |  |  |  | Card | TRUE | AL125UL Main Board | ++ | Fire Alarm Power Supply Main Board | 1 | [6 empty] | TRUE | FALSE |  |  |  |  | #FFFFFFFF |  |  | FALSE | FALSE | FALSE | [14 empty] | FALSE
|  |  | North | Altronix |  | Cards & Components |  |  |  | Card | TRUE | eFlow104N Main Board | + | Fire Alarm Power Supply Main Board | 1 |  |  | 10 |  |  |  | TRUE | FALSE |  |  |  |  | #FFFFFFFF |  |  | FALSE | FALSE | FALSE | [14 empty] | FALSE
NFPA 170 NOTIFICATION CIRCUIT EXTENDER PANEL | RISER NAC |  | North | Altronix |  | Notification Circuit Extender Panel |  |  |  | Assembly | TRUE | AL802ULADA | + | 8-Amp, 24-Volt Power Supply | 1 | [6 empty] | FALSE | FALSE |  |  |  |  | #FFFF0000 | FA-NFPA 170 NOTIFICATION CIRCUIT EXTENDER PANEL | 1 | FALSE | FALSE | FALSE | 212 | [8 empty] | 7,12,18,40 |  |  | 8 |  | TRUE
GenericN AUX POWER SUPPLY | GenericN AUX POWER SUPPLY |  | North | Altronix |  | Auxilliary Power Supply |  |  |  | Assembly | TRUE | AL600ULXR | + | Power Supply Charger, Single Class 2 Output, 12/24VDC @ 6A, 115VAC, Red BC300 Enclosure | 1 | [6 empty] | FALSE | FALSE |  |  |  |  | #FFFF0000 | FA-GenericN AUX POWER SUPPLY | 1 | FALSE | FALSE | FALSE | 212 | [8 empty] | 7 |  |  | 6 |  | TRUE
|  |  | North | Altronix |  | Cards & Components |  |  |  | Card | TRUE | eFlow104N16 Main Board | + | Fire Alarm Power Supply Main Board | 1 |  |  | 10 |  |  |  | TRUE | FALSE |  |  |  |  | #FFFFFFFF |  |  | FALSE | FALSE | FALSE | [14 empty] | FALSE
GenericN AUX POWER SUPPLY | GenericN AUX POWER SUPPLY |  | North | Altronix |  | Auxilliary Power Supply |  |  |  | Assembly | TRUE | AL400ULXR | + | Power Supply Charger, Single Class 2 Output, 4A@12VDC, 3A@24VDC, 115VAC. Red | 1 | [6 empty] | FALSE | FALSE |  |  |  |  | #FFFF0000 | FA-GenericN AUX POWER SUPPLY | 1 | FALSE | FALSE | FALSE | 212 | [8 empty] | 7,12,18,40 |  |  | 3 |  | TRUE
NFPA 170 NOTIFICATION CIRCUIT EXTENDER PANEL | RISER NAC |  | North | Altronix |  | Notification Circuit Extender Panel |  |  |  | Assembly | TRUE | AL300ULX | + | 2.5-Amp, 24-Volt Power Supply, Grey | 1 | [6 empty] | FALSE | FALSE |  |  |  |  | #FFFF0000 | FA-NFPA 170 NOTIFICATION CIRCUIT EXTENDER PANEL | 1 | FALSE | FALSE | FALSE | 212 | [8 empty] | 7 |  |  | 2.5 |  | TRUE
GenericN AUX POWER SUPPLY |  |  | North | Altronix |  | Auxilliary Power Supply |  |  |  | Assembly | TRUE | AL175UL | + | Altronic Power Limited Power Supply/Charger | 1 | 1.25 | 1.25 |  |  |  |  | TRUE |  | Mount 72" A.F.F To Top of Back Can | Provided by FA Contractor | 8.5”h x 7.5”w x 3.5”d |  | #FFFF0000 | FA-GenericN AUX POWER SUPPLY | 1 | FALSE | FALSE | FALSE | [5 empty] | 297
|  |  | North | Altronix |  | Cards & Components |  |  |  | Card | TRUE | AL1002ULADA Main Board | + | Fire Alarm Power Supply Main Board | 1 | 0.09 | 0.175 |  |  |  |  | TRUE | FALSE |  |  |  |  | #FFFFFFFF |  |  | FALSE | FALSE | FALSE | [14 empty] | FALSE
NFPA 170 NOTIFICATION CIRCUIT EXTENDER PANEL | RISER NAC |  | North | Altronix |  | Notification Circuit Extender Panel |  |  |  | Assembly | TRUE | AL600ULACM | + | 10 Amp, 8 Output 24 Volt Power Supply | 1 | [6 empty] | FALSE |  |  |  | 15.5” x 12” x 4.5” (393.7mm x 304.8mm x 114.3mm) |  | #FFFF0000 | FA-NFPA 170 NOTIFICATION CIRCUIT EXTENDER PANEL | 1 | FALSE | FALSE | FALSE | 212 | [8 empty] | 7,12,18,40 |  |  | 10 |  | TRUE
|  |  | North | Altronix |  | Cards & Components |  |  |  | Card | TRUE | AL1024ULX Main Board | + | Fire Alarm Power Supply Main Board | 1 | [6 empty] | TRUE | FALSE |  |  |  |  | #FFFFFFFF |  |  | FALSE | FALSE | FALSE | [14 empty] | FALSE
GenericN AUX POWER SUPPLY | GenericN AUX POWER SUPPLY |  | North | Altronix |  | Auxilliary Power Supply |  |  |  | Assembly | TRUE | eFlow104N | + | Power Supply Charger, 1 Output, 12/24VDC @ 10A, 115VAC | 1 | [6 empty] | FALSE | FALSE |  |  |  |  | #FFFF0000 | FA-GenericN AUX POWER SUPPLY | 1 | FALSE | FALSE | FALSE | 212 | [8 empty] | 7,12,40,65 |  | 7 | 10 |  | TRUE
NFPA 170 NOTIFICATION CIRCUIT EXTENDER PANEL | RISER NAC |  | North | Altronix |  | Notification Circuit Extender Panel |  |  |  | Assembly | TRUE | AL1002ULADA | + | 10-Amp, 24-Volt Power Supply | 1 | [6 empty] | FALSE | FALSE |  |  |  |  | #FFFF0000 | FA-NFPA 170 NOTIFICATION CIRCUIT EXTENDER PANEL | 1 | FALSE | FALSE | FALSE | 212 | [8 empty] | 7,12,18,40 |  |  | 10 |  | TRUE
NFPA 170 NON ADDRESSABLE RELAY |  |  | North | Altronix |  | Non-Addressable Relay |  |  |  | Module | TRUE | 6062 | ++ | Multi-Purpose Timer | 1 | 0.003 | 0.04 |  |  | 24 |  | FALSE |  |  |  | 3” x 2.5” x 0.75” (76.2mm x 63.5mm x 19.05mm) |  | #FFFF0000 | FA-NFPA 170 NON ADDRESSABLE RELAY | 1 | FALSE | FALSE | FALSE | 1300 | [13 empty] | FALSE
GenericN AUX POWER SUPPLY | GenericN AUX POWER SUPPLY |  | North | Altronix |  | Auxilliary Power Supply |  |  |  | Assembly | TRUE | AL125ULX | ++ | Power Supply Charger, Two (2) 12VDC or 24VDC Class 2 Rated Power-Limited Outputs | 1 | [6 empty] | FALSE | FALSE |  | 13.5” x 13” x 3.25” (342.9mm x 330.2mm x 82.6mm) |  |  | #FFFF0000 | FA-GenericN AUX POWER SUPPLY | 1 | FALSE | FALSE | FALSE | 212 | [8 empty] | 4 |  | 4 |  |  | TRUE
|  |  | North | Altronix |  | Cards & Components |  |  |  | Card | TRUE | AL842ULADA Main Board | ++ | Fire Alarm Power Supply Main Board | 1 | 0.09 | 0.175 | 8 |  | 24 |  | TRUE | FALSE |  |  |  |  | #FFFFFFFF |  |  | FALSE | FALSE | FALSE | [14 empty] | FALSE
NFPA 170 NOTIFICATION CIRCUIT EXTENDER PANEL | RISER NAC |  | North | Altronix |  | Notification Circuit Extender Panel |  |  |  | Assembly | TRUE | AL842ULADA | ++ | 8-Amp, 24-Volt Power Supply | 1 | [6 empty] | FALSE | FALSE |  |  | 18” x 14.5” x 4.625” (457.2mm x 368.3mm x 117.5mm) |  | #FFFF0000 | FA-NFPA 170 NOTIFICATION CIRCUIT EXTENDER PANEL | 1 | FALSE | FALSE | FALSE | 212 | [8 empty] | 7,12,18,40 |  | 18 |  |  | TRUE
|  |  | North | Altronix |  | Cards & Components |  |  |  | Card | TRUE | AL600ULPD4 Main Board | + | Fire Alarm Power Supply Main Board | 1 | [6 empty] | TRUE | [5 empty] | #FFFFFFFF |  |  | FALSE | FALSE | FALSE | [9 empty] | 7,12,40 |  |  |  |  | FALSE
|  |  | North | Altronix |  | Cards & Components |  |  |  | Card | TRUE | AL802ULADA Main Board | + | Fire Alarm Power Supply Main Board | 1 | 0.09 | 0.175 |  |  |  |  | TRUE | FALSE |  |  |  |  | #FFFFFFFF |  |  | FALSE | FALSE | FALSE | [14 empty] | FALSE
|  |  | North | Altronix |  | Cards & Components |  |  |  | Card | TRUE | AL600ULACM Main Board | + |  | 1 | 0.18 | 0.2 |  |  |  |  | TRUE | [5 empty] | #FFFFFFFF |  |  | FALSE | FALSE | FALSE | [14 empty] | FALSE
NFPA 170 NOTIFICATION CIRCUIT EXTENDER PANEL | RISER NAC |  | North | Altronix |  | Notification Circuit Extender Panel |  |  |  | Assembly | TRUE | AL1042ULADA | ++ | 10-Amp, 24-Volt Power Supply | 1 | [6 empty] | FALSE | FALSE |  |  | 18” x 14.5” x 4.625” (457.2mm x 368.3mm x 117.5mm) |  | #FFFF0000 | FA-NFPA 170 NOTIFICATION CIRCUIT EXTENDER PANEL | 1 | FALSE | FALSE | FALSE | 212 | [8 empty] | 7,12,18,40 |  | 18 |  |  | TRUE
NFPA 170 NOTIFICATION CIRCUIT EXTENDER PANEL | RISER NAC |  | North | Altronix |  | Notification Circuit Extender Panel |  |  |  | Assembly | TRUE | AL1042ULADA COPY | ++ | 10-Amp, 24-Volt Power Supply | 1 | [6 empty] | FALSE | FALSE |  |  | 18” x 14.5” x 4.625” (457.2mm x 368.3mm x 117.5mm) |  | #FFFF0000 | FA-NFPA 170 NOTIFICATION CIRCUIT EXTENDER PANEL | 1 | FALSE | FALSE | FALSE | 212 | [8 empty] | 7,12,18,40 |  | 18 |  |  | TRUE
GenericN AUX POWER SUPPLY | GenericN AUX POWER SUPPLY |  | North | Altronix |  | Auxilliary Power Supply |  |  |  | Assembly | TRUE | eFlow104N8 | + | Power Supply Charger, 8 Output, 12/24VDC @ 10A, 115VAC | 1 | [6 empty] | FALSE | FALSE |  |  |  |  | #FFFF0000 | FA-GenericN AUX POWER SUPPLY | 1 | FALSE | FALSE | FALSE | 212 | [8 empty] | 7,12,40,65 |  | 7 | 10 |  | TRUE
|  |  | North | Altronix |  | Cards & Components |  |  |  | Card | TRUE | AL300ULX Main Board | + | Fire Alarm Power Supply Main Board | 1 | [6 empty] | TRUE | FALSE |  |  |  |  | #FFFFFFFF |  |  | FALSE | FALSE | FALSE | [14 empty] | FALSE
|  |  | North | Altronix |  | Cards & Components |  |  |  | Card | TRUE | PD4UL | + | UL Listed Power Distribution Module | 1 | [6 empty] | TRUE | [5 empty] | #FFFFFFFF |  |  | FALSE | FALSE | FALSE
|  |  | North | Altronix |  | Cards & Components |  |  |  | Card | TRUE | AL400ULX Main Board | + | Fire Alarm Power Supply Main Board | 1 | [6 empty] | TRUE | FALSE |  |  |  |  | #FFFFFFFF |  |  | FALSE | FALSE | FALSE | [14 empty] | FALSE
|  |  | North | Altronix |  | Cards & Components |  |  |  | Card | TRUE | eFlow104N8 Main Board | + | Fire Alarm Power Supply Main Board | 1 |  |  | 10 |  |  |  | TRUE | FALSE |  |  |  |  | #FFFFFFFF |  |  | FALSE | FALSE | FALSE | [14 empty] | FALSE
|  |  | North | Altronix |  | Cards & Components |  |  |  | Card | TRUE | FireSwitch108 Main Board | + |  | 1 | 0.18 | 0.2 |  |  |  |  | TRUE | [5 empty] | #FFFFFFFF |  |  | FALSE | FALSE | FALSE | [14 empty] | FALSE
|  |  | North | Altronix |  | Cards & Components |  |  |  | Card | TRUE | AL602ULADA Main Board | + | Fire Alarm Power Supply Main Board | 1 | 0.09 | 0.175 |  |  |  |  | TRUE | [5 empty] | #FFFFFFFF |  |  | FALSE | FALSE | FALSE | [14 empty] | FALSE
NFPA 170 NOTIFICATION CIRCUIT EXTENDER PANEL | RISER NAC |  | North | Altronix |  | Notification Circuit Extender Panel |  |  |  | Assembly | TRUE | FireSwitch108 | + | 10 Amp, 8 Output 24 Volt Power Supply | 1 | [6 empty] | FALSE |  |  |  | 15.5” x 12” x 4.5” (393.7mm x 304.8mm x 114.3mm) |  | #FFFF0000 | FA-NFPA 170 NOTIFICATION CIRCUIT EXTENDER PANEL | 1 | FALSE | FALSE | FALSE | 212 | [8 empty] | 7,12,18,40 |  |  | 10 |  | TRUE
GenericN AUX POWER SUPPLY | GenericN AUX POWER SUPPLY |  | North | Altronix |  | Auxilliary Power Supply |  |  |  | Assembly | TRUE | ALTV1224DC2 | + | Power Supply Charger, 16 Fused Outputs, 12/24VDC, 6A, 115VAC | 1 | [6 empty] | FALSE | FALSE |  |  | 13.5” x 13” x 3.25” (342.9mm x 330.2mm x 82.6mm) |  | #FFFF0000 | FA-GenericN AUX POWER SUPPLY | 1 | FALSE | FALSE | FALSE | 212 | [8 empty] | 7,12,40,65 |  | 7 | 10 |  | TRUE
|  |  | North | Altronix |  | Cards & Components |  |  |  | Card | TRUE | SMP3ET Main Board | + | Fire Alarm Power Supply Main Board | 1 | [6 empty] | TRUE | FALSE |  |  |  |  | #FFFFFFFF |  |  | FALSE | FALSE | FALSE | [14 empty] | FALSE
GenericN AUX POWER SUPPLY | GenericN AUX POWER SUPPLY |  | North | Altronix |  | Auxilliary Power Supply |  |  |  | Assembly | TRUE | SMP3ET | + | Power Supply Charger, Single Class 2 Output, 6/12VDC @ 2.5A, 115VAC | 1 | [6 empty] | FALSE | FALSE |  |  |  |  | #FFFF0000 | FA-GenericN AUX POWER SUPPLY | 1 | FALSE | FALSE | FALSE | 212 | [8 empty] | 7 | 1 | 7 | 2.5 |  | TRUE
|  |  | North | Altronix |  | Cards & Components |  |  |  | Card | TRUE | ALTV1224DC2 Main Board | + | Fire Alarm Power Supply Main Board | 1 |  |  | 6 |  |  |  | TRUE | FALSE |  |  |  |  | #FFFFFFFF |  |  | FALSE | FALSE | FALSE | [14 empty] | FALSE
GenericN AUX POWER SUPPLY | GenericN AUX POWER SUPPLY |  | North | Altronix |  | Auxilliary Power Supply |  |  |  | Assembly | TRUE | AL400ULXJ (24VDC) | + | Power Supply Charger, Single Class 2 Output, 4A@12VDC, 3A@24VDC, 115VAC. Red | 1 | [6 empty] | FALSE | FALSE |  |  |  |  | #FFFF0000 | FA-GenericN AUX POWER SUPPLY | 1 | FALSE | FALSE | FALSE | 212 | [8 empty] | 7,12,18,40 |  |  | 3 |  | TRUE
NFPA 170 CELL COMM | RISER CELL COMM |  | North | Alula |  | Cellular Communicator |  |  |  | Module | TRUE | BAT-FIRE-VZ | ++ | BAT-Fire, Verizon | 1 | 0.1 | 0.1 |  |  | 24 | 10 | TRUE |  |  |  | 8.6 x 5.8 x 2.2 in (21.8 x 14.6 x 5.5 cm) |  | #FFFF0000 | FA-NFPA 170 CELL COMM | 1 | FALSE | FALSE | FALSE | 250 | [13 empty] | FALSE
NFPA 170 FIRE ALARM CONTROL UNIT | RISER FACU |  | North | Ampac |  | Fire Alarm Control Unit |  |  |  | Assembly | TRUE | SP1X – Cabinet Only |  | SP1X – includes a locked glazed outer door and can accommodate up to 4 loops, 2 Add-on modules and 2 Add-on termination boards. | 1 | [6 empty] | TRUE | [5 empty] | #FFFF0000 | FA-NFPA 170 FIRE ALARM CONTROL UNIT | 1 | FALSE | FALSE
|  |  | North | Ampac | [5 empty] | Card | TRUE | SP1X Base Card |  | Base Card for SP1X Panels | 1 | [6 empty] | TRUE | [5 empty] | #FFFFFFFF |  |  | FALSE | FALSE
NFPA 170 FIRE ALARM CONTROL UNIT | RISER FACU |  | North | Ampac |  | Fire Alarm Control Unit |  |  |  | Assembly | TRUE | 8651-0113 |  | FireFinderPLUS 1 Loop 5A - SP8X Cabinet | 1 | [6 empty] | TRUE | [5 empty] | #FFFF0000 | FA-NFPA 170 FIRE ALARM CONTROL UNIT | 1 | FALSE | FALSE
NFPA 170 FIRE ALARM CONTROL UNIT | RISER FACU |  | North | Ampac |  | Fire Alarm Control Unit |  |  |  | Assembly | TRUE | SP16X – Cabinet Only |  | SP16X – comes with a locked glazed outer door and accommodates up to 16 loops (2 networked nodes), 10 Add-on modules and 10 Add-on termination boards | 1 | [6 empty] | TRUE | [5 empty] | #FFFF0000 | FA-NFPA 170 FIRE ALARM CONTROL UNIT | 1 | FALSE | FALSE
NFPA 170 FIRE ALARM CONTROL UNIT | RISER FACU |  | North | Ampac |  | Fire Alarm Control Unit |  |  |  | Assembly | TRUE | 10U – Rack Cabinet Only |  | Rack Cabinet 10U | 1 | [6 empty] | TRUE | [5 empty] | #FFFF0000 | FA-NFPA 170 FIRE ALARM CONTROL UNIT | 1 | FALSE | FALSE
NFPA 170 FIRE ALARM CONTROL UNIT | RISER FACU |  | North | Ampac |  | Fire Alarm Control Unit |  |  |  | Assembly | TRUE | 8651-0110 |  | FireFinderPLUS 1Loop 5A - SP1X Cabinet | 1 | [6 empty] | TRUE | [5 empty] | #FFFF0000 | FA-NFPA 170 FIRE ALARM CONTROL UNIT | 1 | FALSE | FALSE
NFPA 170 FIRE ALARM CONTROL UNIT | RISER FACU |  | North | Ampac |  | Fire Alarm Control Unit |  |  |  | Assembly | TRUE | 16U – Rack Cabinet Only |  | Rack Cabinet 16U | 1 | [6 empty] | TRUE | [5 empty] | #FFFF0000 | FA-NFPA 170 FIRE ALARM CONTROL UNIT | 1 | FALSE | FALSE
NFPA 170 FIRE ALARM CONTROL UNIT | RISER FACU |  | North | Ampac |  | Fire Alarm Control Unit |  |  |  | Assembly | TRUE | 8651-0110-1200 |  | FireFinderPLUS 1 Loop OWS50 5A - SP1 Cabinet | 1 | [6 empty] | TRUE | [5 empty] | #FFFF0000 | FA-NFPA 170 FIRE ALARM CONTROL UNIT | 1 | FALSE | FALSE
|  |  | North | Ampac | [5 empty] | Card | TRUE | 4310-0082 |  | 8 Zone Conventional Board | 1 | [6 empty] | TRUE | [5 empty] | #FFFFFFFF |  |  | FALSE | FALSE
|  |  | North | Ampac | [5 empty] | Card | TRUE | SP8X Base Card |  | Base Card for SP8X and SP16X Panels | 1 | [6 empty] | TRUE | [5 empty] | #FFFFFFFF |  |  | FALSE | FALSE
NFPA 170 FIRE ALARM CONTROL UNIT | RISER FACU |  | North | Ampac |  | Fire Alarm Control Unit |  |  |  | Assembly | TRUE | 8651-0513 |  | FireFinderPLUS 5 Loop 5A - SP8X Cabinet | 1 | [6 empty] | TRUE | [5 empty] | #FFFF0000 | FA-NFPA 170 FIRE ALARM CONTROL UNIT | 1 | FALSE | FALSE
NFPA 170 FIRE ALARM CONTROL UNIT | RISER FACU |  | North | Ampac |  | Fire Alarm Control Unit |  |  |  | Assembly | TRUE | SP8X – Cabinet Only |  | SP8X – has a locked glazed outer door and accommodates up to 8 loops, 6 Add-on modules and 4 Add-on termination boards | 1 | [6 empty] | TRUE | [5 empty] | #FFFF0000 | FA-NFPA 170 FIRE ALARM CONTROL UNIT | 1 | FALSE | FALSE
NFPA 170 FIRE ALARM CONTROL UNIT | RISER FACU |  | North | Ampac |  | Fire Alarm Control Unit |  |  |  | Assembly | TRUE | 8651-0110-1100 |  | FireFinderPLUS 1Loop OWS25 5A - SP1 Cabinet | 1 | [6 empty] | TRUE | [5 empty] | #FFFF0000 | FA-NFPA 170 FIRE ALARM CONTROL UNIT | 1 | FALSE | FALSE
NFPA 170 FIRE ALARM CONTROL UNIT | RISER FACU |  | North | Ampac |  | Fire Alarm Control Unit |  |  |  | Assembly | TRUE | 29U – Rack Cabinet Only |  | Rack Cabinet 29U | 1 | [6 empty] | TRUE | [5 empty] | #FFFF0000 | FA-NFPA 170 FIRE ALARM CONTROL UNIT | 1 | FALSE | FALSE
NFPA 170 MINI HORN |  |  | North | Amseco |  | Horn |  |  |  | Module | TRUE | PAL-328 | ++ | PAL328 Series Electronic Piezo Alert Buzzer | 1 | [6 empty] | FALSE | [5 empty] | #FF0070C0 | FA-NFPA 170 MINI HORN | 1 | FALSE | FALSE | FALSE | [14 empty] | FALSE |  |  | M
NFPA 170 MAIN RESERVE |  |  | North | Ansul |  | Switch |  |  |  | Module | TRUE | 76496 | ++ | Main/Reserve Switch | 1 | [6 empty] | TRUE | [5 empty] | #FFFF0000 | FA-NFPA 170 MAIN RESERVE | 1 | FALSE | FALSE | FALSE
NFPA 170 HEAT DETECTOR |  |  | North | Ansul |  | Heat Detector |  |  |  | Module | TRUE | 430566 | ++ | Electronic Heat Detectors For Two-Wire Bases 200 °F (57 °C) | 1 | 0.0001 | 0.0001 |  |  |  |  | TRUE | [5 empty] | #FFFF0000 | FA-NFPA 170 HEAT DETECTOR | 1 | FALSE | FALSE | FALSE
|  |  | North | Ansul |  | Cards & Components |  |  |  | Card | TRUE | 4007-9101AR CPU | + | CPU Assembly | 1 | 0.145 | 0.19 |  |  |  |  | TRUE |  | Mount 72" A.F.F To Top of Back Can |  | 20-3/16”h x 20-7/8”w x 4-7/16”d |  | #FFFFFFFF |  |  | FALSE | FALSE | FALSE |  | UL, CUL |  |  |  | 864, 2017, 1076, 1730, 2572 | S559, S527 |  |  | 6.2,10,12.7,18 |  |  | 6 |  | TRUE
NFPA 170 ABORT SWITCH |  |  | North | Ansul |  | Switch |  |  |  | Module | TRUE | 433940 | ++ | Flush Mount Abort Switch | 1 | [6 empty] | TRUE | [5 empty] | #FFFF0000 | FA-NFPA 170 ABORT SWITCH | 1 | FALSE | FALSE | FALSE
NFPA 170 RELEASING SERVICE FIRE ALARM CONTROL UNIT |  |  | North | Ansul |  | Releasing Control Unit |  |  |  | Module | TRUE | 4090-9006 | + | Suppression Release Peripheral mounted in NEMA 1 red box; required for ULC listing | 1 |  | 3 | [8 empty] | 1-3/8” W x 2-7/16” L x 1-1/16” H (34 mm x 62 mm x 27 mm) |  | #FFFF0000 | FA-NFPA 170 RELEASING SERVICE FIRE ALARM CONTROL UNIT | 1 | FALSE | FALSE | FALSE | 210
|  |  | North | Ansul |  | Cards & Components |  |  |  | Card | TRUE | 430525 Main Board | ++ | AUTOPULSE Z-10 Main Board | 1 | 0.1 | 0.264 |  |  |  |  | TRUE | [5 empty] | #FFFFFFFF |  |  | FALSE | FALSE | FALSE
|  |  | North | Ansul |  | Cards & Components |  |  |  | Card | TRUE | 4007-9801 | + | Eight Point Zone/Relay Module; each point is selectable as an IDC input or Relay output, Class A IDCs require 2 points (one out and one return); select up to 4 maximum; current shown is for 8 Class B IDCs with 4 in alarm, detector current is added separately | 1 | 0.083 | 0.35 |  |  |  |  | TRUE | [5 empty] | #FFFFFFFF |  |  | FALSE | FALSE | FALSE
NFPA 170 ADDRESSABLE INPUT MONITOR MODULE |  |  | North | Ansul |  | Addressable Module |  |  |  | Module | TRUE | 4090-9051 | + | Supervised IAM, encapsulated with wire leads | 1 | 0.0008 | 0.001 |  |  |  |  | TRUE |  |  | Single gang electrical box 2-1/2" (64mm) minimum depth (supplied by others) |  |  | #FFFF0000 | FA-NFPA 170 ADDRESSABLE INPUT MONITOR MODULE | 1 | FALSE | FALSE | FALSE | 1000 |  |  |  |  | 864 | [11 empty] | E
NFPA 170 MAINTENANCE DISCONNECT SWITCH |  |  | North | Ansul |  | Switch |  |  |  | Module | TRUE | 433936 | + | Maintenance Disconnect, Flush mount | 1 |  | 0.083 | [10 empty] | #FFFF0000 | FA-NFPA 170 MAINTENANCE DISCONNECT SWITCH | 1 | FALSE | FALSE | FALSE | 910
NFPA 170 HEAT DETECTOR |  |  | North | Ansul |  | Heat Detector |  |  |  | Module | TRUE | 430565 | ++ | Electronic Heat Detectors For Two-Wire Bases 135 °F (57 °C) | 1 | 0.0001 | 0.0001 |  |  |  |  | TRUE | [5 empty] | #FFFF0000 | FA-NFPA 170 HEAT DETECTOR | 1 | FALSE | FALSE | FALSE
NFPA 170 FIRE ALARM CONTROL UNIT | RISER FACP |  | North | Ansul |  | Fire Alarm Control Unit |  |  |  | Assembly | TRUE | 430525 | ++ | AUTOPULSE Z-10 with 2 conventional 2 A NACs, 4 class B IDCs, 2 Class B SPMs, 2 Class B RACs and a 3 A output power supply/battery charger | 1 | [6 empty] | TRUE | [5 empty] | #FFFF0000 | FA-NFPA 170 FIRE ALARM CONTROL UNIT | 1 | FALSE | FALSE | FALSE | 202 | [8 empty] | 7,12,17,25 |  |  | 6 |  | TRUE
NFPA 170 ADDRESSABLE OUTPUT MODULE |  |  | North | Ansul |  | Addressable Control/Relay |  |  |  | Module | TRUE | 4090-9002 | + | Relay IAM | 1 | 0.0008 | 0.001 |  |  |  |  | TRUE | [5 empty] | #FFFF0000 | FA-NFPA 170 ADDRESSABLE OUTPUT MODULE | 1 | FALSE | FALSE | FALSE | 1100 |  |  |  |  | 864 | [11 empty] | R
NFPA 170 FIRE ALARM CONTROL UNIT | RISER FACP |  | North | Ansul |  | Fire Alarm Control Unit |  |  |  | Assembly | TRUE | 430525 | + | AUTOPULSE Z-10 Basic Releasing Panel Includes: Four IDCs, two NACs, two SPMs, two RACs, 3 A power supply with battery charger, cabinet and door | 1 | [6 empty] | TRUE | [5 empty] | #FFFF0000 | FA-NFPA 170 FIRE ALARM CONTROL UNIT | 1 | FALSE | FALSE | FALSE | 202 | [8 empty] | 7,12,17,25 |  |  | 6 |  | TRUE
170 BASIC SHAPE |  |  | North | Ansul |  | Miscellaneous |  |  |  | Module | TRUE | 431196 | ++ | Abort Supervision Module | 1 | [6 empty] | TRUE | [5 empty] | #FFFF0000 | FA-170 BASIC SHAPE | 1 | FALSE | FALSE | FALSE | [17 empty] | ASM
NFPA 170 SMOKE DETECTOR |  |  | North | Ansul |  | Smoke Detector |  |  |  | Module | TRUE | 4098-9714 w/4098-9793 | + | TrueAlarm Analog Sensors, Photoelectric smoke sensor, White, Isolator Base | 1 | 0.0008 | 0.001 |  |  |  |  | TRUE | TRUE | Ceiling Mount; For Drop Ceiling use Caddy Bar 512 or Equal. | 4" octagonal or 4" square, 1-1/2" deep; single gang, 2" deep (by others) |  |  | #FFFF0000 | FA-NFPA 170 SMOKE DETECTOR | 1 | FALSE | FALSE | FALSE | 1408 |  |  |  |  | 268
NFPA 170 FIRE ALARM CONTROL UNIT | RISER FACP |  | North | Ansul |  | Fire Alarm Control Unit |  |  |  | Assembly | TRUE | 4007-9101AR | + | AUTOPULSE Z-20 with 4 conventional 3 A NACs and a 6 A output power supply/battery charger; includes IDNet+ communications for 100 addressable points and 1, 4007-9801 Zone/Relay module; | 1 | 0.145 | 0.19 |  |  |  |  | TRUE |  | Mount 72" A.F.F To Top of Back Can |  | 20-3/16”h x 20-7/8”w x 4-7/16”d |  | #FFFF0000 | FA-NFPA 170 FIRE ALARM CONTROL UNIT | 1 | FALSE | FALSE | FALSE | 202 | UL, CUL |  |  |  | 864, 2017, 1076, 1730, 2572 | S559, S527 |  |  | 6.2,10,12.7,18 |  |  | 6 |  | TRUE
NFPA 170 ADDRESSABLE OUTPUT MODULE |  |  | North | Ansul |  | Addressable Control/Relay |  |  |  | Module | TRUE | 4090-9119 | + | Relay IAM with Unsupervised Input | 1 | 0.0008 | 0.001 |  |  |  |  | TRUE | [5 empty] | #FFFF0000 | FA-NFPA 170 ADDRESSABLE OUTPUT MODULE | 1 | FALSE | FALSE | FALSE | 1100 |  |  |  |  | 864 | [11 empty] | R
NFPA 170 SOLENOID VALVE |  |  | North | Ansul |  | Solenoid |  |  |  | Module | TRUE | 52-287-1-224 |  | 20-175 (1,4-12,1) 24 VDC Hazardous Location | 1 | 0 | 0.364 |  |  |  |  | FALSE | [5 empty] | #FFFF0000 | FA-NFPA 170 SOLENOID VALVE | 1 | FALSE | FALSE | FALSE | 1701 | [13 empty] | FALSE
NFPA 170 ADDRESSABLE OUTPUT MODULE |  |  | North | Ansul |  | Addressable Control/Relay |  |  |  | Module | TRUE | 4090-9007 | + | Signal IAM; programming types are hardware type SIGNAL for 4008; device type SIGIAM for other compatible fire alarm control panels | 1 | 0.0008 | 0.001 |  |  |  |  | TRUE | [5 empty] | #FFFF0000 | FA-NFPA 170 ADDRESSABLE OUTPUT MODULE | 1 | FALSE | FALSE | FALSE | 1100 |  |  |  |  | 864 | [11 empty] | R
NFPA 170 MANUAL PULL |  |  | North | Ansul |  | Manual Station |  |  |  | Module | TRUE | 428655 | ++ | Manual Pull Station, SPST, conventional | 1 | [6 empty] | TRUE | [5 empty] | #FFFF0000 | FA-NFPA 170 MANUAL PULL | 1 | FALSE | FALSE | FALSE
NFPA 170 MANUAL PULL |  |  | North | Ansul |  | Manual Station |  |  |  | Module | TRUE | 428656 | ++ | Manual Pull Station, DPST, conventional | 1 | [6 empty] | TRUE | [5 empty] | #FFFF0000 | FA-NFPA 170 MANUAL PULL | 1 | FALSE | FALSE | FALSE
NFPA 170 ABORT SWITCH |  |  | North | Ansul |  | Switch |  |  |  | Module | TRUE | 433941 | + | Releasing Abort Station, Surface mount; includes red mounting box | 1 | [12 empty] | #FFFF0000 | FA-NFPA 170 ABORT SWITCH | 1 | FALSE | FALSE | FALSE | 900
|  |  | North | Ansul |  | Cards & Components |  |  |  | Card | TRUE | 430525 Main Board | + | CPU Assembly | 1 | 0.1 | 0.264 |  |  |  |  | TRUE | [5 empty] | #FFFFFFFF |  |  | FALSE | FALSE | FALSE | [14 empty] | FALSE
NFPA 170 SMOKE DETECTOR |  |  | North | Ansul |  | Smoke Detector |  |  |  | Module | TRUE | 430559 | ++ | LIFEalarm Photoelectric Detector For Two-Wire Bases | 1 | 0.0001 | 0.086 |  |  |  |  | TRUE | [5 empty] | #FFFF0000 | FA-NFPA 170 SMOKE DETECTOR | 1 | FALSE | FALSE | FALSE
NFPA 170 SURGE SUPPRESSOR |  |  | North | Ansul |  | Surge Supressor |  |  |  | Module | TRUE | 430685 | ++ | Isolated Loop Circuit Protector | 1 | [6 empty] | TRUE | [5 empty] | #FFFF0000 | FA-NFPA 170 SURGE SUPPRESSOR | 1 | FALSE | FALSE | FALSE | [17 empty] | 24v
NFPA 170 SMOKE DETECTOR |  |  | North | Ansul |  | Smoke Detector |  |  |  | Module | TRUE | 430562 | ++ | LIFEalarm Photoelectric Detector For Two-Wire Bases | 1 | 0.0001 | 0.086 |  |  |  |  | TRUE | [5 empty] | #FFFF0000 | FA-NFPA 170 SMOKE DETECTOR | 1 | FALSE | FALSE | FALSE
NFPA 170 SOLENOID VALVE |  |  | North | Ansul |  | Solenoid |  |  |  | Module | TRUE | 52-287-1-024 |  | 20-175 (1,4-12,1) 24 VDC | 1 | 0 | 0.41 |  |  |  |  | FALSE | [5 empty] | #FFFF0000 | FA-NFPA 170 SOLENOID VALVE | 1 | FALSE | FALSE | FALSE | 1701 | [13 empty] | FALSE
NFPA 170 MAINTENANCE DISCONNECT SWITCH |  |  | North | Ansul |  | Switch |  |  |  | Module | TRUE | 433937 | + | Maintenance Disconnect, Surface mount; includes red mounting box | 1 |  | 0.083 | [10 empty] | #FFFF0000 | FA-NFPA 170 MAINTENANCE DISCONNECT SWITCH | 1 | FALSE | FALSE | FALSE | 910
GenericN SUPERVISORY PANEL |  |  | North | Ansul |  | Supervisory Panel |  |  |  | Module | TRUE | 430687 | + | Coil Supervision Module Encapsulated | 1 |  | 0.083 | [10 empty] | #FFFF0000 | FA-GenericN SUPERVISORY PANEL | 1 | FALSE | FALSE | FALSE | 910 | [16 empty] | CSM
NFPA 170 SOLENOID VALVE |  |  | North | Ansul |  | Solenoid |  |  |  | Module | TRUE | 52-287-1-124 |  | 20-300 (1,4-20,7) 24 VDC | 1 | 0 | 0.83 |  |  |  |  | FALSE | [5 empty] | #FFFF0000 | FA-NFPA 170 SOLENOID VALVE | 1 | FALSE | FALSE | FALSE | 1701 | [13 empty] | FALSE
NFPA 170 ABORT SWITCH |  |  | North | Ansul |  | Switch |  |  |  | Module | TRUE | 433940 | + | Releasing Abort Station, Flush mount | 1 | [12 empty] | #FFFF0000 | FA-NFPA 170 ABORT SWITCH | 1 | FALSE | FALSE | FALSE | 900
NFPA 170 SMOKE DETECTOR |  |  | North | Apollo |  | Smoke Detector |  |  |  | Module | FALSE | 58000-650ADV w/45681-250 | + | Intelligent Photoelectric Detector w/6" Base | 1 | 0.0004 | 0.0004 |  |  |  |  | FALSE | TRUE |  |  |  |  | #FFFF0000 | FA-NFPA 170 SMOKE DETECTOR | 1 | FALSE | FALSE | FALSE | 1408 | [13 empty] | FALSE |  |  | 4
NFPA 170 ADDRESSABLE INPUT MONITOR MODULE |  |  | North | Apollo |  | Addressable Module |  |  |  | Module | FALSE | 55000-820 | + | Switch Monitor Input/Output Module | 1 | 0.00025 | 0.006 |  |  |  |  | FALSE | TRUE |  |  |  |  | #FFFF0000 | FA-NFPA 170 ADDRESSABLE INPUT MONITOR MODULE | 1 | FALSE | FALSE | FALSE | 1408 | [13 empty] | FALSE
NFPA 170 HEAT DETECTOR |  |  | North | Apollo |  | Heat Detector |  |  |  | Module | FALSE | 555000-400 w/45681-210APO | ++ | XP95 Heat Detector w/XPERT Base | 1 | 0.0003 | 0.004 |  |  |  |  | FALSE | TRUE |  |  |  |  | #FFFF0000 | FA-NFPA 170 HEAT DETECTOR | 1 | FALSE | FALSE | FALSE | 1408 | [13 empty] | FALSE
NFPA 170 SMOKE DETECTOR |  |  | North | Apollo |  | Smoke Detector |  |  |  | Module | FALSE | 55000-650 w/45681-800 | + | PHOTOELECTRIC SMOKE DETECTOR W/ INTELLIGENT CO SOUNDER BASE | 2 | 0.00034 | 0.0045 |  |  |  |  | FALSE | TRUE |  |  |  |  | #FFFF0000 | FA-NFPA 170 SMOKE DETECTOR | 1 | FALSE | FALSE | FALSE | 1408 | [13 empty] | FALSE |  |  | CO
NFPA 170 SMOKE DETECTOR |  |  | North | Apollo |  | Smoke Detector |  |  |  | Module | TRUE | SA5050- 350 w/SA5300-802 | XXX | XP95A Smoke Detector W/ SA5300-802 Soteria UL HF Sounder Base - 6” | 1 | [6 empty] | TRUE | [5 empty] | #FFFF0000 | FA-NFPA 170 SMOKE DETECTOR | 1 | FALSE | FALSE
NFPA 170 SMOKE DETECTOR |  |  | North | Apollo |  | Smoke Detector |  |  |  | Module | FALSE | SA5150-650ADV w/SA5000-230ADV |  | Axis AX UL Smoke Detector W/ 6" Base | 1 | 0.0005 | 0.4 |  |  |  |  | FALSE | TRUE |  |  |  |  | #FFFF0000 | FA-NFPA 170 SMOKE DETECTOR | 1 | FALSE | FALSE | FALSE | 1408 | [13 empty] | FALSE |  |  | 4
NFPA 170 HORN STROBE CEILING |  |  | North | Apollo |  | Horn/Strobe |  |  |  | Module | FALSE | 55000-005 | ++ | Sounder Visual indicator - Red - Apollo, Slow-whoop and DIN tones and Apollo flash | 1 | 0.000333 | 0.008 |  |  |  |  | FALSE | TRUE |  |  |  |  | #FF0070C0 | FA-NFPA 170 HORN STROBE CEILING | 1 | FALSE | FALSE | FALSE | 1408 | [13 empty] | FALSE
NFPA 170 MULTI DETECTOR |  |  | North | Apollo |  | Multi Criteria Detector |  |  |  | Module | TRUE | SA5050-350 w/SA5000-210 | XXX | XP95A Multi-Criteria Detector W/ Soteria UL Base - 4” | 1 | 0.00034 | 0.004 |  |  |  |  | TRUE | [5 empty] | #FFFF0000 | FA-NFPA 170 MULTI DETECTOR | 1 | FALSE | FALSE
NFPA 170 SMOKE DETECTOR |  |  | North | Apollo |  | Smoke Detector |  |  |  | Module | FALSE | D900-ION w/D900-BASE4 |  | IONIZATION SMOKE DETECTOR W/ 4" BASE | 1 | [6 empty] | FALSE | TRUE |  |  |  |  | #FFFF0000 | FA-NFPA 170 SMOKE DETECTOR | 1 | FALSE | FALSE | FALSE | 1408 | [13 empty] | FALSE
NFPA 170 SMOKE HEAT DETECTOR |  |  | North | Apollo |  | Smoke/Heat Detector |  |  |  | Module | FALSE | D900-MSENSOR w/D900-BASE6 |  | MULTISENSOR DETECTOR W/ 6" BASE | 1 | 0.0005 | 0.0005 |  |  |  |  | FALSE | TRUE |  |  |  |  | #FFFF0000 | FA-NFPA 170 SMOKE HEAT DETECTOR | 1 | FALSE | FALSE | FALSE | 1411 | [13 empty] | FALSE
NFPA 170 SMOKE DETECTOR |  |  | North | Apollo |  | Smoke Detector |  |  |  | Module | FALSE | 58000-650ADV w/45681-250ADS BASE |  | PHOTOELECTRIC SMOKE DETECTOR W/ E-Z FIT BASE | 1 | 0.00034 | 0.00034 |  |  |  |  | FALSE | TRUE |  |  |  |  | #FFFF0000 | FA-NFPA 170 SMOKE DETECTOR | 1 | FALSE | FALSE | FALSE | 1408 | [13 empty] | FALSE |  |  | 4
NFPA 170 MANUAL PULL |  |  | North | Apollo |  | Manual Station |  |  |  | Module | FALSE | SA5900-906APO | ++ | Intelligent Manual Call Point, Green | 1 | 0.0001 | 0.004 |  |  |  |  | FALSE | TRUE |  |  |  |  | #FFFF0000 | FA-NFPA 170 MANUAL PULL | 1 | FALSE | FALSE | FALSE | 1408 | [13 empty] | FALSE
NFPA 170 ADDRESSABLE OUTPUT MODULE |  |  | North | Apollo |  | Addressable Control/Relay |  |  |  | Module | TRUE | A901-CTRL-A/V-2 |  | AUDIBLE/VISUAL CONTROL MODULE DUAL IN PANEL | 2 | 0.001 | 0.004 |  |  |  |  | FALSE | [5 empty] | #FFFF0000 | FA-NFPA 170 ADDRESSABLE OUTPUT MODULE | 1 | FALSE | FALSE | FALSE | 1100 | [13 empty] | FALSE |  |  | ID
NFPA 170 SMOKE DETECTOR |  |  | North | Apollo |  | Smoke Detector |  |  |  | Module | TRUE | SA5050-250 w/SA5000-210 | XXX | XP95A Smoke Detector W/ Soteria UL Base - 4” | 1 | 0.00034 | 0.004 |  |  |  |  | TRUE | [5 empty] | #FFFF0000 | FA-NFPA 170 SMOKE DETECTOR | 1 | FALSE | FALSE
NFPA 170 SMOKE DETECTOR SOUNDER |  |  | North | Apollo |  | Smoke Detector |  |  |  | Module | FALSE | 55000-600 w/45681-705 | ++ | XP95 Optical Smoke Detector w/Sounder Base | 1 | 0.00069 | 0.018 |  |  |  |  | FALSE | TRUE |  |  |  |  | #FFFF0000 | FA-NFPA 170 SMOKE DETECTOR SOUNDER | 1 | FALSE | FALSE | FALSE | 1408 | [13 empty] | FALSE
NFPA 170 ADDRESSABLE INPUT MONITOR MODULE |  |  | North | Apollo |  | Addressable Module |  |  |  | Module | FALSE | 55000-790ADV |  | DUAL MONITOR MODULE (SUPERVISED INPUTS) | 2 | 0.0006 | 0.0006 |  |  |  |  | FALSE | [5 empty] | #FFFF0000 | FA-NFPA 170 ADDRESSABLE INPUT MONITOR MODULE | 1 | FALSE | FALSE | FALSE | 1000 | [13 empty] | FALSE
NFPA 170 ADDRESSABLE INPUT OUTPUT |  |  | North | Apollo |  | Addressable Module |  |  |  | Module | FALSE | SA4700-102APO | ++ | Intelligent Input/Output Unit | 1 | 0.0005 | 0.0035 |  |  |  |  | FALSE | [5 empty] | #FFFF0000 | FA-NFPA 170 ADDRESSABLE INPUT OUTPUT | 1 | FALSE | FALSE | FALSE | 1200 | [13 empty] | FALSE |  |  | I
NFPA 170 HEAT DETECTOR |  |  | North | Apollo |  | Heat Detector |  |  |  | Module | TRUE | SA5150-450 w/SA5000-210 | XXX | Discovery/Soteria UL Heat Detector W/ Soteria UL Base - 4” | 1 | [6 empty] | TRUE | [5 empty] | #FFFF0000 | FA-NFPA 170 HEAT DETECTOR | 1 | FALSE | FALSE
NFPA 170 ADDRESSABLE INPUT MONITOR MODULE |  |  | North | Apollo |  | Addressable Module |  |  |  | Module | FALSE | 55000-831ADV | + | Mini Switch Monitor | 1 | 0.0006 | 0.0006 |  |  |  |  | FALSE | [5 empty] | #FFFF0000 | FA-NFPA 170 ADDRESSABLE INPUT MONITOR MODULE | 1 | FALSE | FALSE | FALSE | 1000 | [13 empty] | FALSE
NFPA 170 SMOKE DETECTOR |  |  | North | Apollo |  | Smoke Detector |  |  |  | Module | TRUE | SA5050-250 w/SA5300-806 | XXX | XP95A Smoke Detector W/ SA5300-806 Soteria UL Sounder Base LF - 6” | 1 | 0.00034 | 0.004 |  |  |  |  | TRUE | [5 empty] | #FFFF0000 | FA-NFPA 170 SMOKE DETECTOR | 1 | FALSE | FALSE | [18 empty] | LF
NFPA 170 MANUAL PULL |  |  | North | Apollo |  | Manual Station |  |  |  | Module | FALSE | SA5900-905APO | ++ | Intelligent Manual Call Point, Blue | 1 | 0.0001 | 0.004 |  |  |  |  | FALSE | TRUE |  |  |  |  | #FFFF0000 | FA-NFPA 170 MANUAL PULL | 1 | FALSE | FALSE | FALSE | 1408 | [13 empty] | FALSE
NFPA 170 MULTI DETECTOR |  |  | North | Apollo |  | Smoke Detector |  |  |  | Module | TRUE | SA5050-350 w/SA5300-800 | XXX | XP95A Multi-Criteria Detector W/ SA5300-800 Soteria UL CO Sounder Base HF - 6” | 2 | 0.00034 | 0.004 |  |  |  |  | TRUE | [5 empty] | #FFFF0000 | FA-NFPA 170 MULTI DETECTOR | 1 | FALSE | FALSE
NFPA 170 SMOKE DETECTOR |  |  | North | Apollo |  | Smoke Detector |  |  |  | Module | TRUE | SA5050-250 w/SA5300-805 | XXX | XP95A Smoke Detector W/ SA5300-805 Soteria UL CO Sounder Base LF - 6” | 2 | 0.00034 | 0.004 |  |  |  |  | TRUE | [5 empty] | #FFFF0000 | FA-NFPA 170 SMOKE DETECTOR | 1 | FALSE | FALSE | [18 empty] | CO/LF
NFPA 170 SMOKE DETECTOR |  |  | North | Apollo |  | Smoke Detector |  |  |  | Module | FALSE | SA5150-750ADV w/SA5000-210ADV |  | Axis AX UL Multicriteria Detector W/ 4" Base | 1 | 0.0005 | 0.4 |  |  |  |  | FALSE | TRUE |  |  |  |  | #FFFF0000 | FA-NFPA 170 SMOKE DETECTOR | 1 | FALSE | FALSE | FALSE | 1408 | [13 empty] | FALSE |  |  | 4
NFPA 170 MANUAL PULL |  |  | North | Apollo |  | Manual Station |  |  |  | Module | FALSE | 541S |  | SPST, SINGLE ACTION PULL STATION (NOT ADDRESSABLE) | 1 | [6 empty] | FALSE | [5 empty] | #FFFF0000 | FA-NFPA 170 MANUAL PULL | 1 | FALSE | FALSE | FALSE | 957 | [13 empty] | FALSE
NFPA 170 SMOKE DETECTOR |  |  | North | Apollo |  | Smoke Detector |  |  |  | Module | TRUE | SA5050-250 w/SA5000-230 | XXX | XP95A Smoke Detector W/ Soteria UL Base - 6” | 1 | 0.00034 | 0.004 |  |  |  |  | TRUE | [5 empty] | #FFFF0000 | FA-NFPA 170 SMOKE DETECTOR | 1 | FALSE | FALSE
NFPA 170 REMOTE INDICATOR |  |  | North | Apollo |  | Remote Indicator |  |  |  | Module | FALSE | D900-DD RMT TEST |  | REMOTE TEST SWITCH | 1 | 0.001 | 0.001 |  |  |  |  | FALSE | [5 empty] | #FFFF0000 | FA-NFPA 170 REMOTE INDICATOR | 1 | FALSE | FALSE | FALSE | 2016 | [13 empty] | FALSE
NFPA 170 MULTI DETECTOR |  |  | North | Apollo |  | Smoke Detector |  |  |  | Module | TRUE | SA5050-350 w/SA5300-805 | XXX | XP95A Multi-Criteria Detector W/ SA5300-805 Soteria UL CO Sounder Base LF - 6” | 2 | 0.00034 | 0.004 |  |  |  |  | TRUE | [5 empty] | #FFFF0000 | FA-NFPA 170 MULTI DETECTOR | 1 | FALSE | FALSE | [18 empty] | CO/LF
NFPA 170 MULTI DETECTOR |  |  | North | Apollo |  | Multi Criteria Detector |  |  |  | Module | TRUE | SA5050-350 w/SA5000-230 | XXX | XP95A Multi-Criteria Detector W/ Soteria UL Base - 6” | 1 | 0.00034 | 0.004 |  |  |  |  | TRUE | [5 empty] | #FFFF0000 | FA-NFPA 170 MULTI DETECTOR | 1 | FALSE | FALSE
NFPA 170 SMOKE DETECTOR |  |  | North | Apollo |  | Smoke Detector |  |  |  | Module | FALSE | 58000-650ADV w/45681-210ADS BASE |  | PHOTOELECTRIC SMOKE DETECTOR W/ STANDARD BASE | 1 | 0.00034 | 0.00034 |  |  |  |  | FALSE | TRUE |  |  |  |  | #FFFF0000 | FA-NFPA 170 SMOKE DETECTOR | 1 | FALSE | FALSE | FALSE | 1408 | [13 empty] | FALSE |  |  | 4
NFPA 170 GAS DETECTOR |  |  | North | Apollo |  | Gas Detection |  |  |  | Module | FALSE | 45681-805 | + | INTELLIGENT CO LF SOUNDER BASE | 1 | 0.00034 | 0.0045 |  |  |  |  | FALSE | TRUE |  |  |  |  | #FFFF0000 | FA-NFPA 170 GAS DETECTOR | 1 | FALSE | FALSE | FALSE | 1408 | [13 empty] | FALSE |  |  | CO, LF
NFPA 170 SMOKE DETECTOR |  |  | North | Apollo |  | Smoke Detector |  |  |  | Module | FALSE | 120VAC SMOKE (BY OTHERS) |  | 120VAC SMOKE DETECTOR (BY OTHERS) | 1 | [6 empty] | FALSE | TRUE |  |  |  |  | #FFFF0000 | FA-NFPA 170 SMOKE DETECTOR | 1 | FALSE | FALSE | FALSE | 1408 | [13 empty] | FALSE |  |  | 120VAC
NFPA 170 MANUAL PULL |  |  | North | Apollo |  | Manual Station |  |  |  | Module | FALSE | SA5900-908APO | ++ | Intelligent Manual Call Point, Red | 1 | 0.0001 | 0.004 |  |  |  |  | FALSE | TRUE |  |  |  |  | #FFFF0000 | FA-NFPA 170 MANUAL PULL | 1 | FALSE | FALSE | FALSE | 1408 | [13 empty] | FALSE
NFPA 170 SMOKE DETECTOR |  |  | North | Apollo |  | Smoke Detector |  |  |  | Module | TRUE | SA5050-250 w/SA5300-802 | XXX | XP95A Smoke Detector W/ SA5300-802 Soteria UL HF Sounder Base - 6” | 1 | 0.00034 | 0.004 |  |  |  |  | TRUE | [5 empty] | #FFFF0000 | FA-NFPA 170 SMOKE DETECTOR | 1 | FALSE | FALSE
NFPA 170 STROBE CEILING |  |  | North | Apollo |  | Strobe |  |  |  | Module | FALSE | 55000-009 | ++ | Visual indicator - Red - Apollo flash | 1 | 0.000333 | 0.0031 |  |  |  |  | FALSE | TRUE |  |  |  |  | #FF0070C0 | FA-NFPA 170 STROBE CEILING | 1 | FALSE | FALSE | FALSE | 1408 | [13 empty] | FALSE
NFPA 170 ADDRESSABLE INPUT OUTPUT |  |  | North | Apollo |  | Addressable Module |  |  |  | Module | FALSE | A901-CTRL I/O |  | CONTROL MODULE (SUPERVISED INPUT AND FORM C OUTPUT) IN PANEL | 1 | 0.00085 | 0.005 |  |  |  |  | FALSE | [5 empty] | #FFFF0000 | FA-NFPA 170 ADDRESSABLE INPUT OUTPUT | 1 | FALSE | FALSE | FALSE | 1200 | [13 empty] | FALSE |  |  | I
NFPA 170 HEAT DETECTOR |  |  | North | Apollo |  | Heat Detector |  |  |  | Module | FALSE | 55000-450 w/45681-210UL | + | HEAT DETECTOR W/ 4" BASE | 1 | 0.00025 | 0.003 |  |  |  |  | FALSE | TRUE |  |  |  |  | #FFFF0000 | FA-NFPA 170 HEAT DETECTOR | 1 | FALSE | FALSE | FALSE | 1408 | [13 empty] | FALSE
NFPA 170 SMOKE DETECTOR |  |  | North | Apollo |  | Smoke Detector |  |  |  | Module | FALSE | D900-ION w/D900-BASE6 |  | IONIZATION SMOKE DETECTOR W/ 6" BASE | 1 | [6 empty] | FALSE | TRUE |  |  |  |  | #FFFF0000 | FA-NFPA 170 SMOKE DETECTOR | 1 | FALSE | FALSE | FALSE | 1408 | [13 empty] | FALSE
NFPA 170 GAS DETECTOR |  |  | North | Apollo |  | Gas Detection |  |  |  | Module | TRUE | CM-E1-CMD |  | CARBON MONOXIDE DETECTOR | 1 | 0.001 | 0.001 |  |  |  |  | FALSE | [5 empty] | #FFFF0000 | FA-NFPA 170 GAS DETECTOR | 1 | FALSE | FALSE | FALSE | 1402 | [13 empty] | FALSE |  |  | CO
NFPA 170 SMOKE DETECTOR |  |  | North | Apollo |  | Smoke Detector |  |  |  | Module | FALSE | SX-OSE-SPW |  | BEAM DETECTOR EMITTER - 24VDC REQ | 1 | 0.009 | 0.009 |  |  |  |  | FALSE | TRUE |  |  |  |  | #FFFF0000 | FA-NFPA 170 SMOKE DETECTOR | 1 | FALSE | FALSE | FALSE | 1408 | [13 empty] | FALSE |  |  | E
NFPA 170 HORN CEILING |  |  | North | Apollo |  | Horn |  |  |  | Module | FALSE | 55000-001 | ++ | Sounder - Red - Apollo, Slow whoop and DIN tones | 1 | 0.000333 | 0.005 |  |  |  |  | FALSE | TRUE |  |  |  |  | #FF0070C0 | FA-NFPA 170 HORN CEILING | 1 | FALSE | FALSE | FALSE | 1408 | [13 empty] | FALSE
NFPA 170 SMOKE BEAM DETECTOR CONTROLLER |  |  | North | Apollo |  | Beam Detector |  |  |  | Module | TRUE | SA7100-100APO (Controller) | ++ | Intelligent Auto-Aligning Beam Detector Controller | 1 | 0.01 | 0.01 |  |  |  |  | FALSE | TRUE |  |  |  |  | #FFFF0000 | FA-NFPA 170 SMOKE BEAM DETECTOR CONTROLLER | 1 | FALSE | FALSE | FALSE | 1406 | [13 empty] | FALSE
NFPA 170 ADDRESSABLE INPUT MONITOR MODULE |  |  | North | Apollo |  | Addressable Module |  |  |  | Module | FALSE | 55000-765 | + | Mini Monitor Module | 1 | 0.0002 | 0.0036 |  |  |  |  | FALSE | TRUE |  |  |  |  | #FFFF0000 | FA-NFPA 170 ADDRESSABLE INPUT MONITOR MODULE | 1 | FALSE | FALSE | FALSE | 1408 | [13 empty] | FALSE |  |  | M
NFPA 170 SMOKE DETECTOR |  |  | North | Apollo |  | Smoke Detector |  |  |  | Module | FALSE | SA5150-650 w/SA5000-230 | XXX | Soteria UL Smoke Detector W/ Soteria UL Base - 6” | 1 | 0.0005 | 0.4 |  |  |  |  | FALSE | TRUE |  |  |  |  | #FFFF0000 | FA-NFPA 170 SMOKE DETECTOR | 1 | FALSE | FALSE | FALSE | 1408 | [13 empty] | FALSE |  |  | 4
NFPA 170 SMOKE DETECTOR |  |  | North | Apollo |  | Smoke Detector |  |  |  | Module | FALSE | 55000-600 w/45681-210APO | ++ | XP95 Optical Smoke Detector w/XPERT Base | 1 | 0.00034 | 0.004 |  |  |  |  | FALSE | TRUE |  |  |  |  | #FFFF0000 | FA-NFPA 170 SMOKE DETECTOR | 1 | FALSE | FALSE | FALSE | 1408 | [13 empty] | FALSE
NFPA 170 HEAT DETECTOR |  |  | North | Apollo |  | Heat Detector |  |  |  | Module | FALSE | 55000-450 w/45681-250USA | + | HEAT DETECTOR W/ E-Z FIT BASE | 1 | 0.00025 | 0.003 |  |  |  |  | FALSE | TRUE |  |  |  |  | #FFFF0000 | FA-NFPA 170 HEAT DETECTOR | 1 | FALSE | FALSE | FALSE | 1408 | [13 empty] | FALSE
NFPA 170 ADDRESSABLE INPUT OUTPUT |  |  | North | Apollo |  | Addressable Module |  |  |  | Module | FALSE | A901-CTRL I/O-2 |  | CONTROL MODULE ( 2 SUPERVISED INPUTS AND 2 FORM C OUTPUT) | 1 | 0.00085 | 0.005 |  |  |  |  | FALSE | [5 empty] | #FFFF0000 | FA-NFPA 170 ADDRESSABLE INPUT OUTPUT | 1 | FALSE | FALSE | FALSE | 1200 | [13 empty] | FALSE |  |  | ID
NFPA 170 SMOKE DETECTOR |  |  | North | Apollo |  | Smoke Detector |  |  |  | Module | FALSE | 55000-650 w/45681-805 | + | PHOTOELECTRIC SMOKE DETECTOR W/ INTELLIGENT CO LF SOUNDER BASE | 2 | 0.00034 | 0.0045 |  |  |  |  | FALSE | TRUE |  |  |  |  | #FFFF0000 | FA-NFPA 170 SMOKE DETECTOR | 1 | FALSE | FALSE | FALSE | 1408 | [13 empty] | FALSE |  |  | CO, LF
NFPA 170 ADDRESSABLE INPUT OUTPUT |  |  | North | Apollo |  | Addressable Module |  |  |  | Module | FALSE | D900-CTRL I/O |  | CONTROL MODULE (SUPERVISED INPUT AND FORM C OUTPUT) | 1 | 0.00085 | 0.005 |  |  |  |  | FALSE | [5 empty] | #FFFF0000 | FA-NFPA 170 ADDRESSABLE INPUT OUTPUT | 1 | FALSE | FALSE | FALSE | 1200 | [13 empty] | FALSE
NFPA 170 HORN STROBE CEILING |  |  | North | Apollo |  | Horn/Strobe |  |  |  | Module | FALSE | 55000-006 | ++ | Sounder Visual indicator - White - Apollo, Slow-whoop and DIN tones and Apollo flash | 1 | 0.000333 | 0.008 |  |  |  |  | FALSE | TRUE |  |  |  |  | #FF0070C0 | FA-NFPA 170 HORN STROBE CEILING | 1 | FALSE | FALSE | FALSE | 1408 | [13 empty] | FALSE
NFPA 170 SMOKE DETECTOR |  |  | North | Apollo |  | Smoke Detector |  |  |  | Module | FALSE | 55000-650 w/45681-225APO | + | PHOTOELECTRIC SMOKE DETECTOR W/ 6" BASE | 1 | 0.00034 | 0.0045 |  |  |  |  | FALSE | TRUE |  |  |  |  | #FFFF0000 | FA-NFPA 170 SMOKE DETECTOR | 1 | FALSE | FALSE | FALSE | 1408 | [13 empty] | FALSE
NFPA 170 MULTI DETECTOR |  |  | North | Apollo |  | Multi Criteria Detector |  |  |  | Module | FALSE | SA5150-750 w/ SA5000-230 | XXX | Soteria UL Multicriteria Detector W/ Soteria UL Base - 6” | 1 | 0.0005 | 0.4 |  |  |  |  | FALSE | TRUE |  |  |  |  | #FFFF0000 | FA-NFPA 170 MULTI DETECTOR | 1 | FALSE | FALSE | FALSE | 1408 | [13 empty] | FALSE |  |  | 4
NFPA 170 ADDRESSABLE INPUT MONITOR MODULE |  |  | North | Apollo |  | Addressable Module |  |  |  | Module | FALSE | 55000-806ADV | + | Priority Switch Monitor | 1 | 0.0006 | 0.0006 |  |  |  |  | FALSE | [5 empty] | #FFFF0000 | FA-NFPA 170 ADDRESSABLE INPUT MONITOR MODULE | 1 | FALSE | FALSE | FALSE | 1000 | [13 empty] | FALSE
NFPA 170 MANUAL PULL |  |  | North | Apollo |  | Manual Station |  |  |  | Module | FALSE | 56000-005 | + | Dual Action Addressable Manual Pull Station | 1 | 0.0002 | 0.0036 |  |  |  |  | FALSE | TRUE |  |  |  |  | #FFFF0000 | FA-NFPA 170 MANUAL PULL | 1 | FALSE | FALSE | FALSE | 1408 | [13 empty] | FALSE
NFPA 170 HEAT DETECTOR |  |  | North | Apollo |  | Heat Detector |  |  |  | Module | FALSE | 55000-450 w/45681-225APO | + | HEAT DETECTOR W/ 6" BASE | 1 | 0.00025 | 0.003 |  |  |  |  | FALSE | TRUE |  |  |  |  | #FFFF0000 | FA-NFPA 170 HEAT DETECTOR | 1 | FALSE | FALSE | FALSE | 1408 | [13 empty] | FALSE
NFPA 170 DUCT SMOKE DETECTOR |  |  | North | Apollo |  | Duct Smoke Detector |  |  |  | Module | FALSE | D900-DD-SL-PHOTO-R |  | ADDRESSABLE PHOTOELECTRIC DUCT SMOKE DETECTOR WITH RELAY AND 5" AIR SAMPLING TUBE | 1 | 0.009 | 0.009 |  |  |  |  | FALSE | TRUE |  |  |  |  | #FFFF0000 | FA-NFPA 170 DUCT SMOKE DETECTOR | 1 | FALSE | FALSE | FALSE | 1400 | [13 empty] | FALSE |  |  | R
NFPA 170 SMOKE DETECTOR |  |  | North | Apollo |  | Smoke Detector |  |  |  | Module | TRUE | SA5050-250 w/SA5300-800 | XXX | XP95A Smoke Detector W/ SA5300-800 Soteria UL CO Sounder Base HF - 6” | 2 | 0.00034 | 0.004 |  |  |  |  | TRUE | [5 empty] | #FFFF0000 | FA-NFPA 170 SMOKE DETECTOR | 1 | FALSE | FALSE
NFPA 170 GAS DETECTOR |  |  | North | Apollo |  | Gas Detection |  |  |  | Module | FALSE | 45681-800 | + | INTELLIGENT CO SOUNDER BASE | 1 | 0.00034 | 0.0045 |  |  |  |  | FALSE | TRUE |  |  |  |  | #FFFF0000 | FA-NFPA 170 GAS DETECTOR | 1 | FALSE | FALSE | FALSE | 1408 | [13 empty] | FALSE |  |  | CO
NFPA 170 ADDRESSABLE INPUT OUTPUT |  |  | North | Apollo |  | Addressable Module |  |  |  | Module | FALSE | D900-CTRL I/O |  | ADDRESSABLE CONTROL MODULE FAN SHUT OFF | 1 | 0.0006 | 0.0006 |  |  |  |  | FALSE | [5 empty] | #FFFF0000 | FA-NFPA 170 ADDRESSABLE INPUT OUTPUT | 1 | FALSE | FALSE | FALSE | 1200 | [13 empty] | FALSE |  |  | F
NFPA 170 ADDRESSABLE OUTPUT MODULE |  |  | North | Apollo |  | Addressable Control/Relay |  |  |  | Module | TRUE | D900-CTRL A/V |  | AUDIBLE/VISUAL CONTROL MODULE | 1 | 0.001 | 0.004 |  |  |  |  | FALSE | [5 empty] | #FFFF0000 | FA-NFPA 170 ADDRESSABLE OUTPUT MODULE | 1 | FALSE | FALSE | FALSE | 1100 | [13 empty] | FALSE
NFPA 170 HEAT DETECTOR |  |  | North | Apollo |  | Heat Detector |  |  |  | Module | TRUE | SA5500-450 w/SA5000-230 | XXX | XP95A Heat Detector W/ Soteria UL Base - 6” | 1 | [6 empty] | TRUE | [5 empty] | #FFFF0000 | FA-NFPA 170 HEAT DETECTOR | 1 | FALSE | FALSE
NFPA 170 SMOKE HEAT DETECTOR |  |  | North | Apollo |  | Smoke/Heat Detector |  |  |  | Module | FALSE | D900-MSENSOR w/D900-BASE4 |  | MULTISENSOR DETECTOR W/ 4" BASE | 1 | 0.0005 | 0.0005 |  |  |  |  | FALSE | TRUE |  |  |  |  | #FFFF0000 | FA-NFPA 170 SMOKE HEAT DETECTOR | 1 | FALSE | FALSE | FALSE | 1411 | [13 empty] | FALSE
NFPA 170 SMOKE DETECTOR |  |  | North | Apollo |  | Smoke Detector |  |  |  | Module | FALSE | SX-OSID-90 |  | BEAM DETECTOR IMAGER - 90 DEGREES | 1 | 0.009 | 0.009 |  |  |  |  | FALSE | TRUE |  |  |  |  | #FFFF0000 | FA-NFPA 170 SMOKE DETECTOR | 1 | FALSE | FALSE | FALSE | 1408 | [13 empty] | FALSE |  |  | I,90
NFPA 170 HEAT DETECTOR SOUNDER |  |  | North | Apollo |  | Heat Detector |  |  |  | Module | FALSE | 555000-400 w/45681-705 | ++ | XP95 Heat Detector w/Sounder Base | 1 | 0.00065 | 0.018 |  |  |  |  | FALSE | TRUE |  |  |  |  | #FFFF0000 | FA-NFPA 170 HEAT DETECTOR SOUNDER | 1 | FALSE | FALSE | FALSE | 1408 | [13 empty] | FALSE
NFPA 170 ADDRESSABLE INPUT OUTPUT |  |  | North | Apollo |  | Addressable Module |  |  |  | Module | FALSE | D900-CTRL I/O-4A |  | CONTROL MODULE (SUPERVISED INPUT AND 4A FORM C OUTPUT) | 1 | 0.00095 | 0.005 |  |  |  |  | FALSE | [5 empty] | #FFFF0000 | FA-NFPA 170 ADDRESSABLE INPUT OUTPUT | 1 | FALSE | FALSE | FALSE | 1200 | [13 empty] | FALSE |  |  | 4A
NFPA 170 STROBE CEILING |  |  | North | Apollo |  | Strobe |  |  |  | Module | FALSE | 55000-010 | ++ | Visual indicator - White - Apollo flash | 1 | 0.000333 | 0.0031 |  |  |  |  | FALSE | TRUE |  |  |  |  | #FF0070C0 | FA-NFPA 170 STROBE CEILING | 1 | FALSE | FALSE | FALSE | 1408 | [13 empty] | FALSE
NFPA 170 SMOKE DETECTOR |  |  | North | Apollo |  | Smoke Detector |  |  |  | Module | FALSE | 55000-650 w/SA5300-806 | + | PHOTOELECTRIC SMOKE DETECTOR W/ INTELLIGENT LF SOUNDER BASE | 1 | 0.00034 | 0.0045 |  |  |  |  | FALSE | TRUE |  |  |  |  | #FFFF0000 | FA-NFPA 170 SMOKE DETECTOR | 1 | FALSE | FALSE | FALSE | 1408 | [13 empty] | FALSE |  |  | LF
NFPA 170 REMOTE INDICATOR |  |  | North | Apollo |  | Remote Indicator |  |  |  | Module | FALSE | D900-RMT LED |  | REMOTE LED | 1 | 0 | 0.015 |  |  |  |  | FALSE | [5 empty] | #FFFF0000 | FA-NFPA 170 REMOTE INDICATOR | 1 | FALSE | FALSE | FALSE | 2016 | [13 empty] | FALSE
NFPA 170 ADDRESSABLE INPUT MONITOR MODULE |  |  | North | Apollo |  | Addressable Module |  |  |  | Module | FALSE | 55000-830ADV | + | Mini Priority Switch Monitor | 1 | 0.0006 | 0.0006 |  |  |  |  | FALSE | [5 empty] | #FFFF0000 | FA-NFPA 170 ADDRESSABLE INPUT MONITOR MODULE | 1 | FALSE | FALSE | FALSE | 1000 | [13 empty] | FALSE
NFPA 170 SMOKE DETECTOR |  |  | North | Apollo |  | Smoke Detector |  |  |  | Module | FALSE | 55000-650 w/45681-250USA | + | PHOTOELECTRIC SMOKE DETECTOR W/ E-Z FIT BASE | 1 | 0.00034 | 0.0045 |  |  |  |  | FALSE | TRUE |  |  |  |  | #FFFF0000 | FA-NFPA 170 SMOKE DETECTOR | 1 | FALSE | FALSE | FALSE | 1408 | [13 empty] | FALSE
NFPA 170 SMOKE DETECTOR |  |  | North | Apollo |  | Smoke Detector |  |  |  | Module | TRUE | SA7100-100APO (Detector) | ++ | Intelligent Auto-Aligning Beam Detector Head | 1 | [6 empty] | FALSE | TRUE |  |  |  |  | #FFFF0000 | FA-NFPA 170 SMOKE DETECTOR | 1 | FALSE | FALSE | FALSE | 1408 | [13 empty] | FALSE |  |  | SBD
NFPA 170 MANUAL PULL |  |  | North | Apollo |  | Manual Station |  |  |  | Module | FALSE | AX-APS2-F1 |  | ADDRESSABLE DOUBLE ACTION PULL STATION | 1 | 0.0006 | 0.0006 |  |  |  |  | FALSE | [5 empty] | #FFFF0000 | FA-NFPA 170 MANUAL PULL | 1 | FALSE | FALSE | FALSE | 957 | [13 empty] | FALSE
NFPA 170 HEAT DETECTOR |  |  | North | Apollo |  | Heat Detector |  |  |  | Module | TRUE | SA5500-450 w/SA5000-210 | XXX | XP95A Heat Detector W/ Soteria UL Base - 4” | 1 | [6 empty] | TRUE | [5 empty] | #FFFF0000 | FA-NFPA 170 HEAT DETECTOR | 1 | FALSE | FALSE
NFPA 170 FAN |  |  | North | Apollo |  | HVAC Unit |  |  |  | Module | TRUE | FAN |  | FAN (BY OTHERS) | 1 | 0.001 | 0.001 |  |  |  |  | FALSE | [5 empty] | #FFFF0000 | FA-NFPA 170 FAN | 1 | TRUE | FALSE | FALSE | 1950 | [13 empty] | FALSE
NFPA 170 SMOKE DETECTOR |  |  | North | Apollo |  | Smoke Detector |  |  |  | Module | FALSE | 58000-650ADV w/SOUNDER BASE |  | PHOTOELECTRIC SMOKE DETECTOR W/ 6" SOUNDER BASE | 1 | 0 | 0.03 |  |  |  |  | FALSE | TRUE |  |  |  |  | #FFFF0000 | FA-NFPA 170 SMOKE DETECTOR | 1 | FALSE | FALSE | FALSE | 1408 | [13 empty] | FALSE |  |  | 6S
NFPA 170 DUCT SMOKE DETECTOR |  |  | North | Apollo |  | Duct Smoke Detector |  |  |  | Module | FALSE | D900-DD-SL-PHOTO w/ 5" TUBE |  | ADDRESSABLE PHOTOELECTRIC DUCT SMOKE DETECTOR WITH 5" AIR SAMPLING TUBE | 1 | 0.0006 | 0.005 |  |  |  |  | FALSE | TRUE |  |  |  |  | #FFFF0000 | FA-NFPA 170 DUCT SMOKE DETECTOR | 1 | FALSE | FALSE | FALSE | 1400 | [13 empty] | FALSE
NFPA 170 SMOKE DETECTOR |  |  | North | Apollo |  | Smoke Detector |  |  |  | Module | TRUE | SA7100-100APO (Prism) | ++ | Intelligent Auto-Aligning Beam Detector Prism | 1 | [6 empty] | FALSE | TRUE |  |  |  |  | #FFFF0000 | FA-NFPA 170 SMOKE DETECTOR | 1 | FALSE | FALSE | FALSE | 1408 | [13 empty] | FALSE |  |  | SBP
NFPA 170 MULTI DETECTOR |  |  | North | Apollo |  | Smoke Detector |  |  |  | Module | TRUE | SA5050-350 w/SA5300-802 | XXX | XP95A Multi-Criteria Detector W/ SA5300-802 Soteria UL HF Sounder Base - 6” | 1 | 0.00034 | 0.004 |  |  |  |  | TRUE | [5 empty] | #FFFF0000 | FA-NFPA 170 MULTI DETECTOR | 1 | FALSE | FALSE
NFPA 170 SMOKE DETECTOR |  |  | North | Apollo |  | Smoke Detector |  |  |  | Module | FALSE | 55000-650 w/SA5300-805 | + | PHOTOELECTRIC SMOKE DETECTOR W/ INTELLIGENT CO/LF SOUNDER BASE | 2 | 0.00034 | 0.0045 |  |  |  |  | FALSE | TRUE |  |  |  |  | #FFFF0000 | FA-NFPA 170 SMOKE DETECTOR | 1 | FALSE | FALSE | FALSE | 1408 | [13 empty] | FALSE |  |  | CO, LF
NFPA 170 MANUAL PULL |  |  | North | Apollo |  | Manual Station |  |  |  | Module | FALSE | SA5900-904APO | ++ | Intelligent Manual Call Point, Yellow | 1 | 0.0001 | 0.004 |  |  |  |  | FALSE | TRUE |  |  |  |  | #FFFF0000 | FA-NFPA 170 MANUAL PULL | 1 | FALSE | FALSE | FALSE | 1408 | [13 empty] | FALSE
NFPA 170 HEAT DETECTOR |  |  | North | Apollo |  | Heat Detector |  |  |  | Module | FALSE | D900-TEMP w/D900-BASE4 |  | HEAT DETECTOR W/ 4" BASE | 1 | 0.00025 | 0.0025 |  |  |  |  | FALSE | [5 empty] | #FFFF0000 | FA-NFPA 170 HEAT DETECTOR | 1 | FALSE | FALSE | FALSE | 1403 | [13 empty] | FALSE |  |  | 4
NFPA 170 MULTI DETECTOR |  |  | North | Apollo |  | Multi Criteria Detector |  |  |  | Module | FALSE | SA5150-750 w/ SA5000-210 | XXX | Soteria UL Multicriteria Detector W/ Soteria UL Base - 4” | 1 | 0.0005 | 0.4 |  |  |  |  | FALSE | TRUE |  |  |  |  | #FFFF0000 | FA-NFPA 170 MULTI DETECTOR | 1 | FALSE | FALSE | FALSE | 1408 | [13 empty] | FALSE |  |  | 4
NFPA 170 HORN CEILING |  |  | North | Apollo |  | Horn |  |  |  | Module | FALSE | 55000-002 | ++ | Sounder - White - Apollo, Slow whoop and DIN tones | 1 | 0.000333 | 0.005 |  |  |  |  | FALSE | TRUE |  |  |  |  | #FF0070C0 | FA-NFPA 170 HORN CEILING | 1 | FALSE | FALSE | FALSE | 1408 | [13 empty] | FALSE
NFPA 170 HEAT DETECTOR |  |  | North | Apollo |  | Heat Detector |  |  |  | Module | FALSE | D900-TEMP w/D900-BASE6 |  | HEAT DETECTOR W/ 6" BASE | 1 | 0.00025 | 0.0025 |  |  |  |  | FALSE | [5 empty] | #FFFF0000 | FA-NFPA 170 HEAT DETECTOR | 1 | FALSE | FALSE | FALSE | 1403 | [13 empty] | FALSE |  |  | 6
NFPA 170 MULTI DETECTOR |  |  | North | Apollo |  | Smoke Detector |  |  |  | Module | TRUE | SA5050-350 w/SA5300-806 | XXX | XP95A Multi-Criteria Detector W/ SA5300-806 Soteria UL Sounder Base LF - 6” | 1 | 0.00034 | 0.004 |  |  |  |  | TRUE | [5 empty] | #FFFF0000 | FA-NFPA 170 MULTI DETECTOR | 1 | FALSE | FALSE | [18 empty] | LF
NFPA 170 ADDRESSABLE OUTPUT MODULE |  |  | North | Apollo |  | Addressable Control/Relay |  |  |  | Module | TRUE | A901-CTRL A/V |  | AUDIBLE/VISUAL CONTROL MODULE IN PANEL | 1 | 0.001 | 0.004 |  |  |  |  | FALSE | [5 empty] | #FFFF0000 | FA-NFPA 170 ADDRESSABLE OUTPUT MODULE | 1 | FALSE | FALSE | FALSE | 1100 | [13 empty] | FALSE |  |  | I
NFPA 170 MANUAL PULL |  |  | North | Apollo |  | Manual Station |  |  |  | Module | FALSE | SA5900-903APO | ++ | Intelligent Manual Call Point, White | 1 | 0.0001 | 0.004 |  |  |  |  | FALSE | TRUE |  |  |  |  | #FFFF0000 | FA-NFPA 170 MANUAL PULL | 1 | FALSE | FALSE | FALSE | 1408 | [13 empty] | FALSE
NFPA 170 ADDRESSABLE INPUT MONITOR MODULE |  |  | North | Apollo |  | Addressable Module |  |  |  | Module | FALSE | 55000-805ADV | + | Switch Monitor | 1 | 0.0006 | 0.0006 |  |  |  |  | FALSE | [5 empty] | #FFFF0000 | FA-NFPA 170 ADDRESSABLE INPUT MONITOR MODULE | 1 | FALSE | FALSE | FALSE | 1000 | [13 empty] | FALSE
NFPA 170 ADDRESSABLE OUTPUT MODULE |  |  | North | Apollo |  | Addressable Control/Relay |  |  |  | Module | TRUE | 55000-825ADV | ++ | Notiﬁ cation Appliance Circuit Module | 2 | 0.000223 | 0.0001 |  |  |  |  | FALSE | [5 empty] | #FFFF0000 | FA-NFPA 170 ADDRESSABLE OUTPUT MODULE | 1 | FALSE | FALSE | FALSE | 1100 | [13 empty] | FALSE
NFPA 170 MANUAL PULL |  |  | North | Apollo |  | Manual Station |  |  |  | Module | FALSE | AX-APS2-F2 |  | ADDRESSABLE SINGLE ACTION PULL STATION | 1 | 0.0006 | 0.0006 |  |  |  |  | FALSE | [5 empty] | #FFFF0000 | FA-NFPA 170 MANUAL PULL | 1 | FALSE | FALSE | FALSE | 957 | [13 empty] | FALSE
NFPA 170 MANUAL PULL |  |  | North | Apollo |  | Manual Station |  |  |  | Module | FALSE | SA5900-906APO | ++ | Intelligent Manual Call Point, Orange | 1 | 0.0001 | 0.004 |  |  |  |  | FALSE | TRUE |  |  |  |  | #FFFF0000 | FA-NFPA 170 MANUAL PULL | 1 | FALSE | FALSE | FALSE | 1408 | [13 empty] | FALSE
NFPA 170 SMOKE DETECTOR |  |  | North | Apollo |  | Smoke Detector |  |  |  | Module | FALSE | SA5150-650 w/SA5000-210 | XXX | Soteria UL Smoke Detector W/ Soteria UL Base - 4” | 1 | 0.0005 | 0.4 |  |  |  |  | FALSE | TRUE |  |  |  |  | #FFFF0000 | FA-NFPA 170 SMOKE DETECTOR | 1 | FALSE | FALSE | FALSE | 1408 | [13 empty] | FALSE |  |  | 4
NFPA 170 HEAT DETECTOR |  |  | North | Apollo |  | Heat Detector |  |  |  | Module | TRUE | SA5150-450 w/SA5000-230 | XXX | Discovery/Soteria UL Heat Detector W/ Soteria UL Base - 6” | 1 | [6 empty] | TRUE | [5 empty] | #FFFF0000 | FA-NFPA 170 HEAT DETECTOR | 1 | FALSE | FALSE
NFPA 170 SMOKE DETECTOR |  |  | North | Apollo |  | Smoke Detector |  |  |  | Module | FALSE | 55000-650 w/45681-210UL | + | PHOTOELECTRIC SMOKE DETECTOR W/ 4" BASE | 1 | 0.00034 | 0.0045 |  |  |  |  | FALSE | TRUE |  |  |  |  | #FFFF0000 | FA-NFPA 170 SMOKE DETECTOR | 1 | FALSE | FALSE | FALSE | 1408 | [13 empty] | FALSE
NFPA 170 SOLENOID VALVE |  |  | North | ASCO |  | Solenoid |  |  |  | Module | TRUE | 8210G009 | ++ | Normally Closed 3/4" Brass Body Solenoid | 1 | 0 | 0.3 |  |  |  |  | FALSE | [5 empty] | #FFFF0000 | FA-NFPA 170 SOLENOID VALVE | 1 | FALSE | FALSE | FALSE | 1701 | [13 empty] | FALSE
GenericN MAGLOCK |  |  | North | ASSA ABLOY |  | Magnetic Lock |  |  |  | Module | TRUE | 600D | ++ | Magnetic Lock | 1 | 0.4 | 0.4 |  |  | 12 |  | TRUE | [5 empty] | #FFFF0000 | FA-GenericN MAGLOCK | 1 | FALSE | FALSE | FALSE
GenericN ELECTRIC STRIKE |  |  | North | ASSA ABLOY | Security/Access Control | Electric Strike |  |  |  | Module | TRUE | 9400 | ++ | Surface Mounted Electric Strike | 1 | 0.45 | 0.45 |  |  | 12 |  | TRUE | [5 empty] | #FFFF0000 | FA-GenericN ELECTRIC STRIKE | 1 | FALSE | FALSE | FALSE | [17 empty] | R1
GenericN MAGLOCK |  |  | North | ASSA ABLOY |  | Magnetic Lock |  |  |  | Module | TRUE | 1200L | ++ | Magnetic Lock | 1 | 0.4 | 0.4 |  |  | 12 |  | TRUE | [5 empty] | #FFFF0000 | FA-GenericN MAGLOCK | 1 | FALSE | FALSE | FALSE
GenericN MAGLOCK |  |  | North | ASSA ABLOY |  | Magnetic Lock |  |  |  | Module | TRUE | 600S | ++ | Magnetic Lock | 1 | 0.4 | 0.4 |  |  | 12 |  | TRUE | [5 empty] | #FFFF0000 | FA-GenericN MAGLOCK | 1 | FALSE | FALSE | FALSE
GenericN ELECTRIC STRIKE |  |  | North | ASSA ABLOY | Security/Access Control | Electric Strike |  |  |  | Module | TRUE | 1500 | ++ | Electric Strike | 1 | 0.25 | 0.25 |  |  | 12 |  | TRUE | [5 empty] | #FFFF0000 | FA-GenericN ELECTRIC STRIKE | 1 | FALSE | FALSE | FALSE | [17 empty] | R1
GenericN ELECTRIC STRIKE |  |  | North | ASSA ABLOY | Security/Access Control | Electric Strike |  |  |  | Module | TRUE | 1600 | ++ | Electric Strike | 1 | 0.25 | 0.25 |  |  | 12 |  | TRUE | [5 empty] | #FFFF0000 | FA-GenericN ELECTRIC STRIKE | 1 | FALSE | FALSE | FALSE | [17 empty] | R1
GenericN ELECTRIC STRIKE |  |  | North | ASSA ABLOY | Security/Access Control | Electric Strike |  |  |  | Module | TRUE | 9600 | ++ | Surface Mounted Electric Strike | 1 | 0.45 | 0.45 |  |  | 12 |  | TRUE | [5 empty] | #FFFF0000 | FA-GenericN ELECTRIC STRIKE | 1 | FALSE | FALSE | FALSE | [17 empty] | R1
GenericN MAGLOCK |  |  | North | ASSA ABLOY |  | Magnetic Lock |  |  |  | Module | TRUE | 1200S | ++ | Magnetic Lock | 1 | 0.4 | 0.4 |  |  | 12 |  | TRUE | [5 empty] | #FFFF0000 | FA-GenericN MAGLOCK | 1 | FALSE | FALSE | FALSE
NFPA 170 DOOR HOLDER |  |  | North | ASSA ABLOY |  | Door Holder |  |  |  | Module | TRUE | 7200 |  | 7200 Series Norton Closers | 1 | 0.15 | 0 |  |  |  |  | TRUE | [5 empty] | #FFFF0000 | FA-NFPA 170 DOOR HOLDER | 1 | FALSE | FALSE
GenericN MAGLOCK |  |  | North | ASSA ABLOY |  | Magnetic Lock |  |  |  | Module | TRUE | 600L | ++ | Magnetic Lock | 1 | 0.4 | 0.4 |  |  | 12 |  | TRUE | [5 empty] | #FFFF0000 | FA-GenericN MAGLOCK | 1 | FALSE | FALSE | FALSE
RPT_CARD |  |  | North | Astrodyne |  | Repeater |  |  |  | Module | TRUE | BLOCK RPT CARD |  | BLOCK RPT CARD | 1 | [6 empty] | FALSE | [5 empty] | #FFFF0000 | FA-RPT_CARD | 1 | FALSE | FALSE | FALSE | [14 empty] | FALSE
RISER_XP_PANEL |  |  | North | Astrodyne |  | Transponder Panel |  |  |  | Module | TRUE | BLOCK XP PANEL |  | BLOCK XP PANEL | 1 | [6 empty] | FALSE | [5 empty] | #FF00B050 | FA-RISER_XP_PANEL | 1 | FALSE | FALSE | FALSE | [14 empty] | FALSE
|  |  | North | Astrodyne |  | Cards & Components |  |  |  | Card | TRUE | RS75-2 |  | 75 W Single Output Switching Power Supply | 1 | [6 empty] | TRUE | [5 empty] | #FFFFFFFF |  |  | FALSE | FALSE | FALSE | [14 empty] | FALSE
NFPA 170 SPEAKER WALL |  |  | North | Atlas |  | Speaker |  |  |  | Module | TRUE | AP-15TU |  | UL Listed 15 Watt Omni-Purpose® Voice Control Loudspeaker, Grey Baked Epoxy | 1 | [6 empty] | FALSE | [5 empty] | #FF0070C0 | FA-NFPA 170 SPEAKER WALL | 1 | FALSE | FALSE | FALSE | 2021 | [13 empty] | FALSE
NFPA 170 SPEAKER WALL |  |  | North | Atlas |  | Speaker |  |  |  | Module | TRUE | AP-15TUC |  | UL Listed 15 Watt Omni-Purpose® Voice Control Loudspeaker, Grey Baked Epoxy | 1 | [6 empty] | FALSE | [5 empty] | #FF0070C0 | FA-NFPA 170 SPEAKER WALL | 1 | FALSE | FALSE | FALSE | 2021 | [13 empty] | FALSE
NFPA 170 SPEAKER WALL |  |  | North | Atlas |  | Speaker |  |  |  | Module | TRUE | AP-15TUC(R) |  | UL Listed 15 Watt Omni-Purpose® Voice Control Loudspeaker, Red Baked Epoxy | 1 | [6 empty] | FALSE | [5 empty] | #FF0070C0 | FA-NFPA 170 SPEAKER WALL | 1 | FALSE | FALSE | FALSE | 2021 | [13 empty] | FALSE
NFPA 170 SPEAKER WALL |  |  | North | Atlas |  | Speaker |  |  |  | Module | TRUE | VT(F)-152UC |  | Re-Entrant Speaker, 25V 2, 4, 8, 15w | 1 | [6 empty] | FALSE | [5 empty] | #FF0070C0 | FA-NFPA 170 SPEAKER WALL | 1 | FALSE | FALSE | FALSE | 2021 | [13 empty] | FALSE
|  |  | North | Autocall |  | Hardware |  |  |  | Hardware | TRUE | A100-2135 |  | Solid Door, Red 2 Bay | 1 | 0 | 0 |  |  |  |  | TRUE | [5 empty] | #FFFFFFFF |  |  | FALSE | FALSE | FALSE
|  |  | North | Autocall | [5 empty] | Module | TRUE | A100-6308 | ++ | ES Net NIC dual channel multi-mode fiber media card | 1 | 0.135 | 0.135 | [10 empty] | #FFFFFFFF |  |  | FALSE | FALSE | FALSE
NFPA 170 HEAT DETECTOR |  |  | North | Autocall |  | Heat Detector |  |  |  | Module | TRUE | A4098-9614E w/A4098-9788E | + | Electronic Heat Detector 2-Wire 200° F (57° C), High Humidity | 1 | 0.0001 | 0.086 |  |  |  |  | TRUE | TRUE |  |  |  |  | #FFFF0000 | FA-NFPA 170 HEAT DETECTOR | 1 | FALSE | FALSE | FALSE | 1403 | [16 empty] | 200
NFPA 170 SMOKE DETECTOR |  |  | North | Autocall |  | Smoke Detector |  |  |  | Module | TRUE | A4098-9601 w/A4098-9788 | + | TrueAlarm Photoelectric Smoke Detector w/TrueAlarm Sensor 2-Wire Base | 1 | 0.0001 | 0.024 |  |  |  |  | TRUE | TRUE |  |  |  |  | #FFFF0000 | FA-NFPA 170 SMOKE DETECTOR | 1 | FALSE | FALSE | FALSE | 1408
|  |  | North | Autocall | [5 empty] | Module | TRUE | A190-9858 | ++ | ES Net NIC dual channel single-mode fiber media card | 1 | 0.135 | 0.135 | [10 empty] | #FFFFFFFF |  |  | FALSE | FALSE | FALSE
NFPA 170 FIRE ALARM CONTROL UNIT | RISER FACP |  | North | Autocall |  | Fire Alarm Control Unit |  |  |  | Assembly | TRUE | A010-9401 | ++ | Basic control unit with 2x40 LCD Operator Interface and (1) Two-loop Isolated IDNet2 Communications Channel, Class A or Class B operation, with support for up to 250 addressable analog devices, Red | 1 | [6 empty] | TRUE | [5 empty] | #FFFF0000 | FA-NFPA 170 FIRE ALARM CONTROL UNIT | 1 | FALSE | FALSE | FALSE | 202 | [8 empty] | 7,12,18,26,33,55,65,110 |  |  |  |  | TRUE
|  |  | North | Autocall |  | Cards & Components |  |  |  | Card | TRUE | A100-5311 | ++ | Expansion EPS with IDNet 2 Module | 1 | 0.225 | 0.49 |  |  |  |  | TRUE | [5 empty] | #FFFFFFFF |  |  | FALSE | FALSE | FALSE
NFPA 170 SMOKE DETECTOR |  |  | North | Autocall |  | Smoke Detector |  |  |  | Module | TRUE | A4098-9605 w/A4098-9683 | + | TrueAlarm Photoelectric Smoke Detector w/TrueAlarm Sensor 2-Wire Base | 1 | 0.0001 | 0.024 |  |  |  |  | TRUE | TRUE |  |  |  |  | #FFFF0000 | FA-NFPA 170 SMOKE DETECTOR | 1 | FALSE | FALSE | FALSE | 1408 | [16 empty] | P
|  |  | North | Autocall |  | Cards & Components |  |  |  | Card | TRUE | A100-9331 CPU |  | CPU Assembly | 1 | 0.445 | 0.54 |  |  |  |  | TRUE | [5 empty] | #FFFFFFFF |  |  | FALSE | FALSE | FALSE
NFPA 170 HORN CEILING |  |  | North | Autocall |  | Horn |  |  |  | Module | TRUE | A49AO-APPLC | + | Audible Only Notification Appliances, Indoor Ceiling Mount Electronic Horns, Specify Cover | 1 | 0 | 0 |  |  |  |  | TRUE | TRUE |  |  |  |  | #FF0070C0 | FA-NFPA 170 HORN CEILING | 1 | FALSE | FALSE | FALSE | 2013 | [16 empty] | C
FA-FIRE_FIBER OPTIC TRANSMITTER |  |  | North | Autocall |  | Networking |  |  |  | Module | TRUE | A4090-9107 |  | IDNet Fiber Optic Transmitter, Class X Operation | 1 | 0.03 | 0 |  |  |  |  | TRUE | [5 empty] | #FFFF0000 | FA-FA-FIRE_FIBER OPTIC TRANSMITTER | 1 | FALSE | FALSE | FALSE
|  |  | North | Autocall |  | Cards & Components |  |  |  | Card | TRUE | A100-3202 |  | Relay Module 4 DPDT w/feedback 10A | 1 | 0.015 | 0.175 |  |  |  |  | TRUE | [5 empty] | #FFFFFFFF |  |  | FALSE | FALSE | FALSE
|  |  | North | Autocall |  | Hardware |  |  |  | Hardware | TRUE | A100-5131 | + | ES-PS Fan Module | 1 | 0 | 0.2 |  |  |  |  | TRUE | [5 empty] | #FFFFFFFF |  |  | FALSE | FALSE | FALSE
NFPA 170 SPEAKER STROBE CEILING |  |  | North | Autocall |  | Speaker/Strobe |  |  |  | Module | TRUE | A4906-9158 | + | Multi-tapped Speaker with Multi-Candela Synchronized Strobe, White, Alert | 1 | [6 empty] | TRUE | TRUE |  |  |  |  | #FF0070C0 | FA-NFPA 170 SPEAKER STROBE CEILING | 1 | FALSE | FALSE | FALSE | 2019 | [16 empty] | C
NFPA 170 SMOKE DETECTOR |  |  | North | Autocall |  | Smoke Detector |  |  |  | Module | TRUE | A4098-9714 w/A4098-9789 | + | TrueAlarm Photoelectric Smoke Detector w/TrueAlarm Sensor Base w/LED or Relay Connections | 1 | 0.0008 | 0.001 |  |  |  |  | TRUE | TRUE |  |  |  |  | #FFFF0000 | FA-NFPA 170 SMOKE DETECTOR | 1 | FALSE | FALSE | FALSE | 1408
HEAT DETECTOR |  |  | North | Autocall |  | Heat Detector |  |  |  | Module | TRUE | A4098-5612 | ++ | Heat detector at a 200°F or 93.3°C fixed temperature. | 1 | 7e-05 | 0.033 |  |  | 33 | 10.5 | FALSE | TRUE |  |  |  |  | #FFFF0000 | FA-HEAT DETECTOR | 1 | FALSE | FALSE | FALSE | 1408 | [13 empty] | FALSE |  |  | 200°
NFPA 170 HEAT DETECTOR |  |  | North | Autocall |  | Heat Detector |  |  |  | Module | TRUE | A4098-9613E w/A4098-9788E | + | Electronic Heat Detector 2-Wire 135° F (57° C), High Humidity | 1 | 0.0001 | 0.086 |  |  |  |  | TRUE | TRUE |  |  |  |  | #FFFF0000 | FA-NFPA 170 HEAT DETECTOR | 1 | FALSE | FALSE | FALSE | 1403 | [16 empty] | 135
|  |  | North | Autocall |  | Cards & Components |  |  |  | Card | TRUE | A010-9633 Main Board | ++ | Main Board/Power Supply | 1 | 0.506 | 0.771 | 6.771 |  |  |  | TRUE | [5 empty] | #FFFFFFFF |  |  | FALSE | FALSE | FALSE | [9 empty] | 7,12,18,26,33,55,65,110 |  |  |  |  | TRUE
NFPA 170 SPEAKER STROBE CEILING |  |  | North | Autocall |  | Speaker/Strobe |  |  |  | Module | TRUE | A4906-9160 | + | Multi-tapped Speaker with Multi-Candela Synchronized Strobe, Red, Fire | 1 | [6 empty] | TRUE | TRUE |  |  |  |  | #FF0070C0 | FA-NFPA 170 SPEAKER STROBE CEILING | 1 | FALSE | FALSE | FALSE | 2019 | [16 empty] | C
NFPA 170 ASPIRATING SMOKE DETECTOR |  |  | North | Autocall |  | Air Sampling Detection |  |  |  | Module | TRUE | A4098-VEP-A00-P | ++ | VESDA-E VEP with LEDs | 5 | [6 empty] | FALSE |  |  |  | 13.8 in. x 8.9 in. x 5.3 in. (350 mm x 225 mm x 135 mm) |  | #FFFF0000 | FA-NFPA 170 ASPIRATING SMOKE DETECTOR | 1 | FALSE | FALSE | FALSE | [14 empty] | FALSE
NFPA 170 ADDRESSABLE OUTPUT MODULE |  |  | North | Autocall |  | Addressable Control/Relay |  |  |  | Module | TRUE | A4090-9120 |  | Six Point Module with Four T-Sense Inputs and Two Relay Outputs | 1 | 0.0008 | 0.001 |  |  |  |  | TRUE | [5 empty] | #FFFF0000 | FA-NFPA 170 ADDRESSABLE OUTPUT MODULE | 1 | FALSE | FALSE | FALSE | 1100 | [16 empty] | 6pt
NFPA 170 SPEAKER STROBE |  |  | North | Autocall |  | Speaker/Strobe |  |  |  | Module | TRUE | A49SV-APPLW | + | Wall Mount Addressable S/V Appliance only | 1 | 0 | 0 |  |  |  |  | TRUE | FALSE |  |  |  |  | #FF0070C0 | FA-NFPA 170 SPEAKER STROBE | 1 | FALSE | FALSE | FALSE | 2019
|  |  | North | Autocall |  | Cards & Components |  |  |  | Card | TRUE | A100-1329 |  | Digital 70.7VRMS Primary 100 W Amplifier Includes six, Class B audio NACs | 1 | 0.085 | 3.8 |  |  |  |  | TRUE | [5 empty] | #FFFFFFFF |  |  | FALSE | FALSE | FALSE
|  |  | North | Autocall |  | Cards & Components |  |  |  | Card | TRUE | A009-970xx MAIN BOARD | ++ | Main Board | 1 | 0.064 | 0.064 |  |  |  |  | TRUE | [5 empty] | #FFFFFFFF |  |  | FALSE | FALSE | FALSE
|  |  | North | Autocall | [5 empty] | Module | TRUE | A010-6308 | ++ | ES Net NIC dual channel multi-mode fiber media card | 1 | 0.135 | 0.135 | [10 empty] | #FFFFFFFF |  |  | FALSE | FALSE | FALSE
|  |  | North | Autocall |  | Cards & Components |  |  |  | Card | TRUE | A010-9401 Main Board | ++ | Main Board | 1 | 0.316 | 0.43 |  |  |  |  | TRUE | [5 empty] | #FFFFFFFF |  |  | FALSE | FALSE | FALSE
NFPA 170 STROBE CEILING |  |  | North | Autocall |  | Strobe |  |  |  | Module | TRUE | A4906-9211 | + | Multi-Candela Addressable Combination Strobe assembly with amber lens, ALERT strobe on top and clear lens, FIRE strobe on bottom, White | 1 | 0 | 0 |  |  |  |  | TRUE | TRUE |  |  |  |  | #FF0070C0 | FA-NFPA 170 STROBE CEILING | 1 | FALSE | FALSE | FALSE | 2022 | [16 empty] | C
|  |  | North | Autocall |  | Cards & Components |  |  |  | Card | TRUE | A100-1312 |  | Analog Flex-50, 50 W Amplifier, constant supervision compatible 25 VRMS output | 1 | 0.085 | 2.27 |  |  |  |  | TRUE | [5 empty] | #FFFFFFFF |  |  | FALSE | FALSE | FALSE
NFPA 170 STROBE WALL |  |  | North | Autocall |  | Strobe |  |  |  | Module | TRUE | A4906-9103 | + | Multi-candela strobe, Wall Mount, Fire, White | 1 | 0 | 0 |  |  |  |  | TRUE | [5 empty] | #FF0070C0 | FA-NFPA 170 STROBE WALL | 1 | FALSE | FALSE | FALSE | 2023
NFPA 170 SMOKE DETECTOR |  |  | North | Autocall |  | Smoke Detector |  |  |  | Module | TRUE | A4098-9714 w/A4098-9772 | + | TrueAlarm Analog Sensors, Photoelectric smoke sensor, White, 520 Hz Sounder Base | 1 | 0.0008 | 0.001 |  |  |  |  | FALSE | TRUE |  |  |  |  | #FFFF0000 | FA-NFPA 170 SMOKE DETECTOR | 1 | FALSE | FALSE | FALSE | 1408 | [13 empty] | FALSE |  |  | SB
|  |  | North | Autocall |  | Hardware |  |  |  | Hardware | TRUE | 2081-9276 | ++ | System Batteries, Sealed Lead-Acid, 33 Ah 2081-9276 ("square" case, use for new) | 1 | 0 | 0 |  |  |  |  | TRUE | [5 empty] | #FFFFFFFF |  |  | FALSE | FALSE | FALSE
HEAT DETECTOR |  |  | North | Autocall |  | Heat Detector |  |  |  | Module | TRUE | A4098-5611 | ++ | Heat detector at a 135°F or 57.2°C fixed temperature. | 1 | 7e-05 | 0.033 |  |  | 33 | 10.5 | FALSE | TRUE |  |  |  |  | #FFFF0000 | FA-HEAT DETECTOR | 1 | FALSE | FALSE | FALSE | 1408 | [13 empty] | FALSE |  |  | 135°
|  |  | North | Autocall |  | Cards & Components |  |  |  | Card | TRUE | A010-9908 |  | 4 Point Aux Relay Module | 1 | 0.015 | 0.06 |  |  |  |  | TRUE | [5 empty] | #FFFFFFFF |  |  | FALSE | FALSE | FALSE
NFPA 170 ABORT SWITCH |  |  | North | Autocall |  | Switch |  |  |  | Module | TRUE | A2080-9056 | ++ | Flush mount abort switch | 1 | [6 empty] | TRUE | [5 empty] | #FFFF0000 | FA-NFPA 170 ABORT SWITCH | 1 | FALSE | FALSE | FALSE
|  |  | North | Autocall |  | Cards & Components |  |  |  | Card | TRUE | A100-1290 |  | 24 Point I/O Module for external connections | 1 | 0.034 | 0.075 |  |  |  |  | TRUE | [5 empty] | #FFFFFFFF |  |  | FALSE | FALSE | FALSE
|  |  | North | Autocall |  | Cards & Components |  |  |  | Card | TRUE | A007-9804 | ++ | Dual Class A IDNAC Isolator (DCAI); converts a single Class B IDNAC SLC input to two Class A or two Class B SLC outputs; provides short circuit isolation between each Class A or B output circuit; requires one IDNAC address; the total current remains controlled by the Class B input source SLC at 3 A maximum | 1 | 0.0127 | 0.025 |  |  |  |  | TRUE | [5 empty] | #FFFFFFFF |  |  | FALSE | FALSE | FALSE
|  |  | North | Autocall | [5 empty] | Module | TRUE | A100-1248 |  | 100W Amplifier Expansion NAC Module | 1 | 0.017 | 0.06 |  |  |  |  | TRUE | [5 empty] | #FFFFFFFF |  |  | FALSE | FALSE | FALSE
NFPA 170 STROBE CEILING |  |  | North | Autocall |  | Strobe |  |  |  | Module | TRUE | A4906-9102 | + | Multi-candela strobe, Ceiling Mount, Fire, Red | 1 | 0 | 0 |  |  |  |  | TRUE | TRUE |  |  |  |  | #FF0070C0 | FA-NFPA 170 STROBE CEILING | 1 | FALSE | FALSE | FALSE | 2022 | [16 empty] | C
NFPA 170 HORN STROBE CEILING |  |  | North | Autocall |  | Horn/Strobe |  |  |  | Module | TRUE | A49AV-APPLC-BA | + | Audible/Visible Notification Appliances, Ceiling Mount Multi-Candela Horn/Strobe, Specify Cover, Assembled in USA | 1 | 0 | 0 |  |  |  |  | TRUE | TRUE |  |  |  |  | #FF0070C0 | FA-NFPA 170 HORN STROBE CEILING | 1 | FALSE | FALSE | FALSE | 2013 | [16 empty] | C
NFPA 170 FIRE PHONE |  |  | North | Autocall |  | Fire Phone |  |  |  | Module | TRUE | A2084-9014 | ++ | Red pluggable phone, for use with 2094-9002 or 2084-9023 jack stations | 1 | [6 empty] | FALSE | [5 empty] | #FFFF0000 | FA-NFPA 170 FIRE PHONE | 1 | FALSE | FALSE | FALSE | [14 empty] | FALSE
NFPA 170 NOTIFICATION CIRCUIT EXTENDER PANEL | RISER NAC |  | North | Autocall |  | Notification Circuit Extender Panel |  |  |  | Assembly | TRUE | A009-9701 | ++ | 4009 Extender Plus with cabinet; includes four 4x5 PDI block space for select option cards, up to 2 A auxiliary power/simple NAC, and battery charger. 120/240VAC 50/60 Hz input, and auto select. Red | 1 | [6 empty] | FALSE | [5 empty] | #FFFF0000 | FA-NFPA 170 NOTIFICATION CIRCUIT EXTENDER PANEL | 1 | FALSE | FALSE | FALSE | 212 | [8 empty] | 6.2,10,12.7,18,25,33,50,110 |  | 18 |  |  | TRUE
NFPA 170 ABORT SWITCH |  |  | North | Autocall |  | Switch |  |  |  | Module | TRUE | A2080-9059 | ++ | Flush mount maintenance switch with Disconnect Indicator Lamp | 1 | [6 empty] | TRUE | [5 empty] | #FFFF0000 | FA-NFPA 170 ABORT SWITCH | 1 | FALSE | FALSE | FALSE
|  |  | North | Autocall |  | Cards & Components |  |  |  | Card | TRUE | A007-6302 |  | Right port, single-mode 4120 duplex fiber media card | 1 | 0.055 | 0.055 |  |  |  |  | TRUE | [5 empty] | #FFFFFFFF |  |  | FALSE | FALSE | FALSE
NFPA 170 ADDRESSABLE OUTPUT MODULE |  |  | North | Autocall |  | Addressable Control/Relay |  |  |  | Module | TRUE | A4090-9010 |  | Addressable 8 Amp Relay IAM | 1 | 0.0008 | 0.001 |  |  |  |  | TRUE | [5 empty] | #FFFF0000 | FA-NFPA 170 ADDRESSABLE OUTPUT MODULE | 1 | FALSE | FALSE | FALSE | 1100 | [16 empty] | 8A
NFPA 170 REMOTE ANNUNCIATOR | RISER ANNUNCIATOR |  | North | Autocall |  | Remote Annunciator |  |  |  | Module | TRUE | A4603-9101 | + | Remote LCD Annunciator with beige trim | 1 | 0.11 | 0.14 |  |  |  |  | TRUE | [5 empty] | #FFFF0000 | FA-NFPA 170 REMOTE ANNUNCIATOR | 1 | FALSE | FALSE | FALSE | 255
NFPA 170 FIRE ALARM CONTROL UNIT | RISER FATC |  | North | Autocall |  | Fire Alarm Control Unit |  |  |  | Assembly | TRUE | A2975-9449 | + | 4100ES Red 2 Bay Box with Solid Door - Add Master Controller, Power Supply and other componen | 1 | [12 empty] | #FFFF0000 | FA-NFPA 170 FIRE ALARM CONTROL UNIT | 1 | FALSE | FALSE | FALSE
NFPA 170 HORN |  |  | North | Autocall |  | Horn |  |  |  | Module | TRUE | A4901-9858 | + | Mini-Horn, Red | 1 | 0 | 0.019 |  |  |  |  | FALSE | FALSE |  |  |  |  | #FF0070C0 | FA-NFPA 170 HORN | 1 | FALSE | FALSE | FALSE | 2010 | [13 empty] | FALSE
NFPA 170 FIRE PHONE |  |  | North | Autocall |  | Fire Phone |  |  |  | Module | TRUE | A2084-9006 | ++ | Firefighter Telephone Assembly with 2975-9053 backbox | 1 | [6 empty] | FALSE | [5 empty] | #FFFF0000 | FA-NFPA 170 FIRE PHONE | 1 | FALSE | FALSE | FALSE | [14 empty] | FALSE
NFPA 170 STROBE CEILING |  |  | North | Autocall |  | Strobe |  |  |  | Module | TRUE | A4906-9204 | + | Multi-Candela Addressable Strobe; Ceiling Mount, White | 1 | 0 | 0 |  |  |  |  | TRUE | TRUE |  |  |  |  | #FF0070C0 | FA-NFPA 170 STROBE CEILING | 1 | FALSE | FALSE | FALSE | 2022 | [16 empty] | C
NFPA 170 SMOKE DETECTOR |  |  | North | Autocall |  | Smoke Detector |  |  |  | Module | TRUE | A4098-9019 (Prism) | + | Fireray 5000 Beam Detector Prism | 1 | [6 empty] | FALSE | TRUE |  |  |  |  | #FFFF0000 | FA-NFPA 170 SMOKE DETECTOR | 1 | FALSE | FALSE | FALSE | 1408 | [13 empty] | FALSE |  |  | SBP
|  |  | North | Autocall |  | Cards & Components |  |  |  | Card | TRUE | A100-0621 |  | Dual Channel Analog Audio Riser Module | 1 | 0 | 0.015 |  |  |  |  | TRUE | [5 empty] | #FFFFFFFF |  |  | FALSE | FALSE | FALSE
NFPA 170 FIRE ALARM CONTROL UNIT | RISER FACP |  | North | Autocall |  | Fire Alarm Control Unit |  |  |  | Assembly | TRUE | A010-9426 |  | Basic control unit with InfoAlarm Operator Interface and (1) Two-loop Isolated IDNet2 Communications Channel, (1) Four-loop Isolated IDNet 2+2 Communications Channel Module, Class A or Class B operation, with support for up to 500 addressable IDNet points, Platinum | 1 | 0 | 0 |  |  |  |  | TRUE | [5 empty] | #FFFF0000 | FA-NFPA 170 FIRE ALARM CONTROL UNIT | 1 | FALSE | FALSE | FALSE | 202 | [8 empty] | 7,12,18,33,50 |  |  |  |  | TRUE
NFPA 170 STROBE CEILING |  |  | North | Autocall |  | Strobe |  |  |  | Module | TRUE | A4906-9207 | + | Multi-Candela Addressable Ceiling Mount Strobe, white with red "ALERT" lettering with amber lens; | 1 | 0 | 0 |  |  |  |  | TRUE | TRUE |  |  |  |  | #FF0070C0 | FA-NFPA 170 STROBE CEILING | 1 | FALSE | FALSE | FALSE | 2022 | [16 empty] | C
NFPA 170 FIRE ALARM CONTROL UNIT | RISER FACP |  | North | Autocall |  | Fire Alarm Control Unit |  |  |  | Assembly | TRUE | A010-9633 | ++ | Basic control unit with ES Touch Screen Operator Interface, 6 A ESS/battery charger, (1) Two-loop Isolated IDNet 2 Communications Channel and (1) Fourloop Isolated IDNet 2+2 Communications Module, Class A or Class B, with support for up to 500 addressable IDNet points; and (2) 3 A, Class B, IDNAC SLCs with support for up to 254 addressable notification appliances, Red | 1 | [6 empty] | TRUE | [5 empty] | #FFFF0000 | FA-NFPA 170 FIRE ALARM CONTROL UNIT | 1 | FALSE | FALSE | FALSE | 202 | [8 empty] | 7,12,18,26,33,55,65,110 |  | 50 |  |  | TRUE
|  |  | North | Autocall |  | Hardware |  |  |  | Hardware | TRUE | 4098-9857 | + | Sampling Tube 46" to 71" (1168 mm to 1803 mm) | 1 | 0 | 0 |  |  |  |  | TRUE | [5 empty] | #FFFFFFFF |  |  | FALSE | FALSE | FALSE
NFPA 170 ABORT SWITCH |  |  | North | Autocall |  | Switch |  |  |  | Module | TRUE | A2080-9070 | ++ | Surface mount maintenance switch without Disconnect Indicator Lamp | 1 | [6 empty] | TRUE | [5 empty] | #FFFF0000 | FA-NFPA 170 ABORT SWITCH | 1 | FALSE | FALSE | FALSE
NFPA 170 HORN STROBE CEILING |  |  | North | Autocall |  | Horn/Strobe |  |  |  | Module | TRUE | A4906-9130 | + | Horn with Multi-Candela Strobe; Ceiling Mount, White | 1 | 0 | 0 |  |  |  |  | TRUE | TRUE |  |  |  |  | #FF0070C0 | FA-NFPA 170 HORN STROBE CEILING | 1 | FALSE | FALSE | FALSE | 2013 | [16 empty] | C
NFPA 170 HEAT DETECTOR |  |  | North | Autocall |  | Heat Detector |  |  |  | Module | TRUE | A4098-9614E w/A4098-9682E | + | Electronic Heat Detector 4-Wire 200° F (57° C) with auxiliary alarm relay output, High Humidity | 1 | 0.0001 | 0.024 |  |  |  |  | TRUE | TRUE |  |  |  |  | #FFFF0000 | FA-NFPA 170 HEAT DETECTOR | 1 | FALSE | FALSE | FALSE | 1403 | [16 empty] | 200
|  |  | North | Autocall |  | Cards & Components |  |  |  | Card | TRUE | A100-3110 | ++ | Addressable Interface ModulesIDNet 2+2 Module 250 point capacity | 1 | 0.05 | 0.06 |  |  |  |  | TRUE | [5 empty] | #FFFFFFFF |  |  | FALSE | FALSE | FALSE
NFPA 170 FIRE ALARM CONTROL UNIT | RISER FACP |  | North | Autocall |  | Fire Alarm Control Unit |  |  |  | Assembly | TRUE | A010-9604 |  | Basic 1-bay control unit with 2x40 LCD Operator Interface, 6 A ESS/battery charger, (1) Two-loop Isolated IDNet 2 Communications Channel, Class A or Class B, with support for up to 250 addressable devices; and two, 3 A IDNAC SLCs, Platinum | 1 | 0 | 0 |  |  |  |  | TRUE | [5 empty] | #FFFF0000 | FA-NFPA 170 FIRE ALARM CONTROL UNIT | 1 | FALSE | FALSE | FALSE | 202 | [8 empty] | 7,12,18,33,50 |  |  |  |  | TRUE
NFPA 170 SPEAKER STROBE CEILING |  |  | North | Autocall |  | Speaker/Strobe |  |  |  | Module | TRUE | 49SVH-APPLC-O-BA | + | Ceiling Mount Addressable Weatherproof S/V Appliance Only. Assembled in USA | 1 | 0 | 0 |  |  |  |  | TRUE | TRUE |  |  |  |  | #FF0070C0 | FA-NFPA 170 SPEAKER STROBE CEILING | 1 | FALSE | FALSE | FALSE | 2019 | [16 empty] | C, WP
|  |  | North | Autocall |  | Cards & Components |  |  |  | Card | TRUE | A007-9808 | ++ | City Circuit Module without Disconnect Switch | 1 | 0.02 | 0.036 |  |  |  |  | TRUE | [5 empty] | #FFFFFFFF |  |  | FALSE | FALSE | FALSE
NFPA 170 HORN STROBE |  |  | North | Autocall |  | Horn/Strobe |  |  |  | Module | TRUE | A4906-9139 | + | Horn with Multi-Candela Strobe; Wall Mount, Red, High Cd | 1 | 0 | 0 |  |  |  |  | TRUE | [5 empty] | #FF0070C0 | FA-NFPA 170 HORN STROBE | 1 | FALSE | FALSE | FALSE | 2012
NFPA 170 SMOKE DETECTOR |  |  | North | Autocall |  | Smoke Detector |  |  |  | Module | TRUE | A4098-9774 w/A4098-9776 | + | TrueAlarm Photoelectric Smoke Detector w/TrueAlarm Standard Sensor Base - Black | 1 | 0.0008 | 0.001 |  |  |  |  | TRUE | TRUE |  |  |  |  | #FFFF0000 | FA-NFPA 170 SMOKE DETECTOR | 1 | FALSE | FALSE | FALSE | 1408 | [16 empty] | P
|  |  | North | Autocall |  | Cards & Components |  |  |  | Card | TRUE | A009-9401 Main Board | ++ | Main Board | 1 | 0.088 | 0.195 |  |  |  |  | TRUE | [5 empty] | #FFFFFFFF |  |  | FALSE | FALSE | FALSE | [14 empty] | FALSE
NFPA 170 ADDRESSABLE OUTPUT MODULE |  |  | North | Autocall |  | Addressable Control/Relay |  |  |  | Module | TRUE | A007-9801 | ++ | Eight Point Zone/Relay Module; each point is selectable as an IDC input or Relay output, Class A IDCs require 2 points (one out and one return); select up to 4 maximum; current shown is for 8 Class B IDCs with 4 in alarm, detector current is added separately | 1 | 0.083 | 0.295 |  |  |  |  | TRUE | [5 empty] | #FFFF0000 | FA-NFPA 170 ADDRESSABLE OUTPUT MODULE | 1 | FALSE | FALSE | FALSE | [17 empty] | 8
|  |  | North | Autocall | [5 empty] | Module | TRUE | A100-6309 |  |  | 1 | [12 empty] | #FFFFFFFF |  |  | FALSE | FALSE | FALSE
NFPA 170 FIRE ALARM CONTROL UNIT | RISER FACP |  | North | Autocall |  | Fire Alarm Control Unit |  |  |  | Assembly | TRUE | A010-9402 | ++ | Basic Control Unit with 2x40 LCD Operator Interface and one two-loop Isolated IDNet2 Communications Channel, Class A or Class B operation, with support for up to 250 addressable IDNet points | 1 | [6 empty] | TRUE | [5 empty] | #FFFF0000 | FA-NFPA 170 FIRE ALARM CONTROL UNIT | 1 | FALSE | FALSE | FALSE | 202 | [8 empty] | 7,12,18,26,33,55,65,110 |  |  |  |  | TRUE
|  |  | North | Autocall |  | Hardware |  |  |  | Hardware | TRUE | A100-0650 | + | Solid Door, Red 2 Bay | 1 | 0 | 0 |  |  |  |  | TRUE | [5 empty] | #FFFFFFFF |  |  | FALSE | FALSE | FALSE
NFPA 170 HEAT DETECTOR |  |  | North | Autocall |  | Heat Detector |  |  |  | Module | TRUE | A4098-9613 w/A4098-9788 | + | Electronic Heat Detector 2-Wire 135° F (57° C) No options | 1 | 0.0001 | 0.024 |  |  |  |  | TRUE | TRUE |  |  |  |  | #FFFF0000 | FA-NFPA 170 HEAT DETECTOR | 1 | FALSE | FALSE | FALSE | 1403 | [16 empty] | 135¦RR
NFPA 170 STROBE CEILING |  |  | North | Autocall |  | Strobe |  |  |  | Module | TRUE | A49VOH-APPLC-O | + | Visible Only Notification Appliances, Weatherproof Ceiling Mount Multi-Candela Horn/Strobe, Specify Cover | 1 | 0 | 0 |  |  |  |  | TRUE | TRUE |  |  |  |  | #FF0070C0 | FA-NFPA 170 STROBE CEILING | 1 | FALSE | FALSE | FALSE | 2013 | [16 empty] | C, WP
|  |  | North | Autocall |  | Cards & Components |  |  |  | Card | TRUE | A100-5125 |  | Remote Power Supply (RPS); 9 A | 1 | 0.15 | 0.185 |  |  |  |  | TRUE | [5 empty] | #FFFFFFFF |  |  | FALSE | FALSE | FALSE
|  |  | North | Autocall |  | Hardware |  |  |  | Hardware | TRUE | YJ1263 | + | IAM Cover Plate | 1 | 0 | 0 |  |  |  |  | TRUE | [5 empty] | #FFFFFFFF |  |  | FALSE | FALSE | FALSE
|  |  | North | Autocall |  | Cards & Components |  |  |  | Card | TRUE | A100-6304 |  | Left port, multi-mode 4120 duplex fiber media card | 1 | 0.055 | 0.055 |  |  |  |  | TRUE | [5 empty] | #FFFFFFFF |  |  | FALSE | FALSE | FALSE
NFPA 170 SPEAKER STROBE |  |  | North | Autocall |  | Speaker/Strobe |  |  |  | Module | TRUE | A49SV-APPLW-O | + | Wall Mount Addressable Weatherproof S/V Appliance only, WP | 1 | 0 | 0 |  |  |  |  | TRUE | FALSE |  |  |  |  | #FF0070C0 | FA-NFPA 170 SPEAKER STROBE | 1 | FALSE | FALSE | FALSE | 2019 | [16 empty] | WP
|  |  | North | Autocall |  | Cards & Components |  |  |  | Card | TRUE | A010-9604 CPU |  | CPU Assembly | 1 | 0.356 | 0.605 |  |  |  |  | TRUE | [5 empty] | #FFFFFFFF |  |  | FALSE | FALSE | FALSE
|  |  | North | Autocall |  | Hardware |  |  |  | Hardware | TRUE | 2099-9819 | + | Flush mount adapter kit, black | 1 | [6 empty] | TRUE | [5 empty] | #FFFFFFFF |  |  | FALSE | FALSE | FALSE
NFPA 170 FIRE PHONE |  |  | North | Autocall |  | Fire Phone |  |  |  | Module | TRUE | A2084-9003 | ++ | Firefighter Telephone Assembly with 2975-9053 backbox | 1 | [6 empty] | FALSE | [5 empty] | #FFFF0000 | FA-NFPA 170 FIRE PHONE | 1 | FALSE | FALSE | FALSE | [14 empty] | FALSE
NFPA 170 SMOKE HEAT DETECTOR |  |  | North | Autocall |  | Smoke/Heat Detector |  |  |  | Module | TRUE | A4098-9602 w/A4098-9683 | + | TrueAlarm Photoelectric Smoke Detector with TrueSense Smoke/Heat Detection 2-Wire | 1 | 0.0001 | 0.024 |  |  |  |  | TRUE | TRUE |  |  |  |  | #FFFF0000 | FA-NFPA 170 SMOKE HEAT DETECTOR | 1 | FALSE | FALSE | FALSE | 1408 | [16 empty] | P
|  |  | North | Autocall |  | Cards & Components |  |  |  | Card | TRUE | A007-6307 | ++ | ES Net NIC Dual Channel DSL Media Card | 1 | 0.155 | 0.155 |  |  |  |  | TRUE | [5 empty] | #FFFFFFFF |  |  | FALSE | FALSE | FALSE
|  |  | North | Autocall |  | Cards & Components |  |  |  | Card | TRUE | A100-6078 |  | Modular network interface card; Class B or Class X | 1 | 0.046 | 0.046 |  |  |  |  | TRUE | [5 empty] | #FFFFFFFF |  |  | FALSE | FALSE | FALSE
|  |  | North | Autocall |  | Cards & Components |  |  |  | Card | TRUE | A009-9809 | + | IDNet Repeater, output is Class A or Class B | 1 | 0.07 | 0.07 |  |  |  |  | TRUE | [5 empty] | #FFFFFFFF |  |  | FALSE | FALSE | FALSE
|  |  | North | Autocall |  | Hardware |  |  |  | Hardware | TRUE | A100-2300 | + | Expansion Bay Assembly | 1 | 0 | 0 |  |  |  |  | TRUE | [5 empty] | #FFFFFFFF |  |  | FALSE | FALSE | FALSE
|  |  | North | Autocall |  | Cards & Components |  |  |  | Card | TRUE | A007-6301 |  | Left port, single-mode 4120 duplex fiber media card | 1 | 0.055 | 0.055 |  |  |  |  | TRUE | [5 empty] | #FFFFFFFF |  |  | FALSE | FALSE | FALSE
|  |  | North | Autocall |  | Cards & Components |  |  |  | Card | TRUE | A008-9101 Main Board | ++ | Main Board | 1 | 0.13 | 0.16 | 3 |  | 24 |  | TRUE | [5 empty] | #FFFFFFFF |  |  | FALSE | FALSE | FALSE
|  |  | North | Autocall | [5 empty] | Module | TRUE | A100-6310 | ++ | ES Net NIC cards for 4100ES, TrueSite Workstation, or Incident Commander, Two vertical blocks | 1 | 0.12 | 0.12 | [10 empty] | #FFFFFFFF |  |  | FALSE | FALSE | FALSE
NFPA 170 FIRE ALARM CONTROL UNIT | RISER TRANSPONDER |  | North | Autocall |  | Fire Alarm Control Unit |  |  |  | Assembly | TRUE | A100-9601 | + | Local Mode Transponder, includes bay equipment with power distribution interface, and A100-0625 Local Mode Transponder Interface Module mounted in Block A | 1 | [12 empty] | #FFFF0000 | FA-NFPA 170 FIRE ALARM CONTROL UNIT | 1 | FALSE | FALSE | FALSE
NFPA 170 ADDRESSABLE INPUT MONITOR MODULE |  |  | North | Autocall |  | Addressable Module |  |  |  | Module | TRUE | A4090-9001 | + | IDNet Addressable Supervised Module IAM | 1 | 0.0008 | 0.001 |  |  |  |  | TRUE | [5 empty] | #FFFF0000 | FA-NFPA 170 ADDRESSABLE INPUT MONITOR MODULE | 1 | FALSE | FALSE | FALSE | 1000
|  |  | North | Autocall |  | Cards & Components |  |  |  | Card | TRUE | A100-1282 |  | 8 Switch, 16 Red/Yellow LED Module | 1 | 0 | 0.024 |  |  |  |  | TRUE | [5 empty] | #FFFFFFFF |  |  | FALSE | FALSE | FALSE
NFPA 170 HEAT DETECTOR |  |  | North | Autocall |  | Heat Detector |  |  |  | Module | TRUE | A4098-9614 w/A4098-9683 | + | Electronic Heat Detector 2-Wire 200° F (93° C) with auxiliary alarm relay output | 1 | 0.0001 | 0 |  |  |  |  | TRUE | TRUE | Ceiling Mount; For Drop Ceiling use Caddy Bar 512 or Equal. |  |  |  | #FFFF0000 | FA-NFPA 170 HEAT DETECTOR | 1 | FALSE | FALSE | FALSE | 1403 |  |  |  |  | 521 | [11 empty] | 200
|  |  | North | Autocall |  | Hardware |  |  |  | Hardware | TRUE | A2975-9145 | + | Red Mounting Box, requires Adapter Plate A4905-9931 | 1 | 0 | 0 |  |  |  |  | TRUE | [5 empty] | #FFFFFFFF |  |  | FALSE | FALSE | FALSE
NFPA 170 HORN STROBE |  |  | North | Autocall |  | Horn/Strobe |  |  |  | Module | TRUE | A4906-9131 | + | Weatherproof appliance with multi-candela Horn strobe Wall Mount Red | 1 | 0 | 0 |  |  |  |  | TRUE | [5 empty] | #FF0070C0 | FA-NFPA 170 HORN STROBE | 1 | FALSE | FALSE | FALSE | 2012 | [16 empty] | WP
NFPA 170 FIRE ALARM CONTROL UNIT | RISER FACP |  | North | Autocall |  | Fire Alarm Control Unit |  |  |  | Assembly | TRUE | A100-9701 | + | 4100ES Master Controller Assembly, A100-2152 - #2 | 1 | 0.277 | 0.321 |  |  |  |  | TRUE | [5 empty] | #FFFF0000 | FA-NFPA 170 FIRE ALARM CONTROL UNIT | 1 | FALSE | FALSE | FALSE | 202 | [8 empty] | 50 |  |  |  |  | TRUE
|  |  | North | Autocall | [5 empty] | Module | TRUE | A100-6075 |  |  | 1 | [12 empty] | #FFFFFFFF |  |  | FALSE | FALSE | FALSE
|  |  | North | Autocall |  | Cards & Components |  |  |  | Card | TRUE | A100-6301 |  | Left port, single-mode 4120 duplex fiber media card | 1 | 0.055 | 0.055 |  |  |  |  | TRUE | [5 empty] | #FFFFFFFF |  |  | FALSE | FALSE | FALSE
NFPA 170 SPEAKER STROBE |  |  | North | Autocall |  | Speaker/Strobe |  |  |  | Module | TRUE | A4906-9153 | + | Multi-tapped Speaker with Multi-Candela Synchronized Strobe, White | 1 | [6 empty] | TRUE | [5 empty] | #FF0070C0 | FA-NFPA 170 SPEAKER STROBE | 1 | FALSE | FALSE | FALSE | 2019
|  |  | North | Autocall |  | Cards & Components |  |  |  | Card | TRUE | A100-3206 |  | Relay Module 8 SPDT relays - 3 Amps | 1 | 0.015 | 0.19 |  |  |  |  | TRUE | [5 empty] | #FFFFFFFF |  |  | FALSE | FALSE | FALSE
NFPA 170 FIRE ALARM CONTROL UNIT | RISER FACP |  | North | Autocall |  | Fire Alarm Control Unit |  |  |  | Assembly | TRUE | A007-9201 | ++ | 4007ES Red with a 3 A, Class B, IDNAC SLC for up to 127 addressable notification appliances, and 4 A output power supply/battery charger; includes IDNet+ communications for 100 addressable points | 1 | [6 empty] | TRUE | [5 empty] | #FFFF0000 | FA-NFPA 170 FIRE ALARM CONTROL UNIT | 1 | FALSE | FALSE | FALSE | 202 | [8 empty] | 7,12,18,33 |  |  | 4 |  | TRUE
NFPA 170 HEAT DETECTOR |  |  | North | Autocall |  | Heat Detector |  |  |  | Module | TRUE | A4098-9612E w/A4098-9683E | + | Electronic Heat Detector 2-Wire 135° F (57° C) with auxiliary alarm relay output, High Humidity | 1 | 0.0001 | 0.086 |  |  |  |  | TRUE | TRUE |  |  |  |  | #FFFF0000 | FA-NFPA 170 HEAT DETECTOR | 1 | FALSE | FALSE | FALSE | 1403 | [16 empty] | 135
|  |  | North | Autocall |  | Cards & Components |  |  |  | Card | TRUE | A100-6046 |  | Dual Port RS-232 standard interface | 1 | 0.06 | 0.06 |  |  |  |  | TRUE | [5 empty] | #FFFFFFFF |  |  | FALSE | FALSE | FALSE
|  |  | North | Autocall |  | Cards & Components |  |  |  | Card | TRUE | A100-5125 |  | Remote Power Supply (RPS); 9 A | 1 | 0.15 | 0.185 |  |  |  |  | TRUE | [5 empty] | #FFFFFFFF |  |  | FALSE | FALSE | FALSE
|  |  | North | Autocall |  | Hardware |  |  |  | Hardware | TRUE | A100-0638 |  | A100 Slot Module Additional 24 VDC Harness | 1 | 0 | 0 |  |  |  |  | TRUE | [5 empty] | #FFFFFFFF |  |  | FALSE | FALSE | FALSE
|  |  | North | Autocall |  | Cards & Components |  |  |  | Card | TRUE | A004-9101 Main Board | ++ | Main Board/Power Supply | 1 | 0.1 | 0.15 | 3 |  |  |  | TRUE | [5 empty] | #FFFFFFFF |  |  | FALSE | FALSE | FALSE | [14 empty] | TRUE
NFPA 170 HORN STROBE |  |  | North | Autocall |  | Horn/Strobe |  |  |  | Module | TRUE | A59AV-APPLWWH |  | Visible Notification Appliances, Wall Mount Multi-Candela Horn Strobe, White, High CD | 1 | 0 | 0 |  |  |  |  | TRUE | [5 empty] | #FF0070C0 | FA-NFPA 170 HORN STROBE | 1 | FALSE | FALSE | FALSE | 2012
NFPA 170 HORN STROBE |  |  | North | Autocall |  | Horn/Strobe |  |  |  | Module | TRUE | A4906-9129 | + | Horn with Multi-Candela Strobe; Wall Mount, White | 1 | 0 | 0 |  |  |  |  | TRUE | [5 empty] | #FF0070C0 | FA-NFPA 170 HORN STROBE | 1 | FALSE | FALSE | FALSE | 2012
|  |  | North | Autocall |  | Cards & Components |  |  |  | Card | TRUE | A100-6052 |  | DACT, Point or Event Reporting | 1 | 0.03 | 0.04 |  |  |  |  | TRUE | [5 empty] | #FFFFFFFF |  |  | FALSE | FALSE | FALSE
NFPA 170 HORN |  |  | North | Autocall |  | Horn |  |  |  | Module | TRUE | A4901-9859 | + | Mini-Horn, White | 1 | 0 | 0.019 |  |  |  |  | FALSE | FALSE |  |  |  |  | #FF0070C0 | FA-NFPA 170 HORN | 1 | FALSE | FALSE | FALSE | 2010 | [13 empty] | FALSE
NFPA 170 SPEAKER STROBE CEILING |  |  | North | Autocall |  | Speaker/Strobe |  |  |  | Module | TRUE | A49HFVH-APPLC | + | Ceiling mount Addressable Clear lens high fidelity high candela S/V appliance only. | 1 | 0 | 0 |  |  |  |  | TRUE | TRUE |  |  |  |  | #FF0070C0 | FA-NFPA 170 SPEAKER STROBE CEILING | 1 | FALSE | FALSE | FALSE | 2019 | [16 empty] | C
NFPA 170 STROBE CEILING |  |  | North | Autocall |  | Strobe |  |  |  | Module | TRUE | A49VOH-APPLC-BA | + | Visual Only Notification Appliances, Indoor Ceiling Mount Strobe, Assembled in USA | 1 | 0 | 0 |  |  |  |  | TRUE | TRUE |  |  |  |  | #FF0070C0 | FA-NFPA 170 STROBE CEILING | 1 | FALSE | FALSE | FALSE | 2022 | [16 empty] | C
|  |  | North | Autocall |  | Hardware |  |  |  | Hardware | TRUE | 2081-9288 | ++ | System Batteries, Sealed Lead-Acid, 12.7 Ah | 1 | 0 | 0 |  |  |  |  | TRUE | [5 empty] | #FFFFFFFF |  |  | FALSE | FALSE | FALSE
|  |  | North | Autocall |  | Cards & Components |  |  |  | Card | TRUE | A100-5451 | ++ | IDNAC Addressable Notification SLC Module | 1 | 0.124 | 0.23 |  |  |  |  | TRUE | [5 empty] | #FFFFFFFF |  |  | FALSE | FALSE | FALSE | [12 empty] | 9
NFPA 170 ADDRESSABLE INPUT MONITOR MODULE |  |  | North | Autocall |  | Addressable Module |  |  |  | Module | TRUE | A4090-9116 | + | Addressable IDNet Communications Isolator | 1 | 0.0008 | 0.001 |  |  |  |  | TRUE | [5 empty] | #FFFF0000 | FA-NFPA 170 ADDRESSABLE INPUT MONITOR MODULE | 1 | FALSE | FALSE | FALSE | 1000
NFPA 170 SMOKE HEAT DETECTOR |  |  | North | Autocall |  | Smoke/Heat Detector |  |  |  | Module | TRUE | A4098-9602 w/A4098-9682 | + | TrueAlarm Photoelectric Smoke Detector with TrueSense Smoke/Heat Detection 4-Wire | 1 | 0.0001 | 0.024 |  |  |  |  | TRUE | TRUE |  |  |  |  | #FFFF0000 | FA-NFPA 170 SMOKE HEAT DETECTOR | 1 | FALSE | FALSE | FALSE | 1408 | [16 empty] | P
NFPA 170 FIRE ALARM CONTROL UNIT | RISER FACP |  | North | Autocall |  | Fire Alarm Control Unit |  |  |  | Assembly | TRUE | A010-9601 |  | Basic 1-bay control unit with 2x40 LCD Operator Interface, 6 A ESS/battery charger, (1) Two-loop Isolated IDNet 2 Communications Channel, Class A or Class B, with support for up to 250 addressable devices; and two, 3 A IDNAC SLCs, Red | 1 | 0 | 0 |  |  |  |  | TRUE | [5 empty] | #FFFF0000 | FA-NFPA 170 FIRE ALARM CONTROL UNIT | 1 | FALSE | FALSE | FALSE | 202 | [13 empty] | TRUE
|  |  | North | Autocall |  | Cards & Components |  |  |  | Card | TRUE | A100-1240 |  | Auxiliary Audio Input Board | 1 | 0.01 | 0.01 |  |  |  |  | TRUE | [5 empty] | #FFFFFFFF |  |  | FALSE | FALSE | FALSE
NFPA 170 REMOTE INDICATOR |  |  | North | Autocall |  | Remote Indicator |  |  |  | Module | TRUE | A2098-9808 |  | Red LED status indicator on single-gang stainless steel plate | 1 | 0.0012 | 0.0012 |  |  |  |  | TRUE | [5 empty] | #FFFF0000 | FA-NFPA 170 REMOTE INDICATOR | 1 | FALSE | FALSE | FALSE | 2016
|  |  | North | Autocall |  | Cards & Components |  |  |  | Card | TRUE | A100-9706 | ++ | Main Board | 1 | 0.362 | 0.441 |  |  |  |  | TRUE | [5 empty] | #FFFFFFFF |  |  | FALSE | FALSE | FALSE
NFPA 170 ABORT SWITCH |  |  | North | Autocall |  | Switch |  |  |  | Module | TRUE | A2080-9068 | ++ | Surface mount abort switch for 4004R Series | 1 | [6 empty] | TRUE | [5 empty] | #FFFF0000 | FA-NFPA 170 ABORT SWITCH | 1 | FALSE | FALSE | FALSE
|  |  | North | Autocall |  | Cards & Components |  |  |  | Card | TRUE | A010-9622 Main Board | ++ | Main Board/Power Supply | 1 | 0.411 | 0.655 | 6.655 |  |  |  | TRUE | [5 empty] | #FFFFFFFF |  |  | FALSE | FALSE | FALSE | [9 empty] | 7,12,18,26,33,55,65,110 |  |  |  |  | TRUE
|  |  | North | Autocall |  | Cards & Components |  |  |  | Card | TRUE | A010-9402 Main Board | ++ | Main Board | 1 | 0.316 | 0.43 |  |  |  |  | TRUE | [5 empty] | #FFFFFFFF |  |  | FALSE | FALSE | FALSE
NFPA 170 HORN STROBE |  |  | North | Autocall |  | Horn/Strobe |  |  |  | Module | TRUE | A59AV-APPLWRH-O |  | Visible Notification Appliances, Wall Mount Multi-Candela Horn Strobe, Red, High CD, Weatherproof | 1 | 0 | 0 |  |  |  |  | TRUE | [5 empty] | #FF0070C0 | FA-NFPA 170 HORN STROBE | 1 | FALSE | FALSE | FALSE | 2012
|  |  | North | Autocall |  | Hardware |  |  |  | Hardware | TRUE | A4098-5207 | ++ | 2-wire 5 in. base for conventional/addressable detectors with connections for remote alarm LED indicator | 1 | [6 empty] | FALSE | TRUE |  |  |  |  | #FFFFFFFF |  |  | FALSE | FALSE | FALSE | 1408 | [13 empty] | FALSE
FA-FIRE_FIBER OPTIC TRANSMITTER |  |  | North | Autocall |  | Networking |  |  |  | Module | TRUE | A4090-9105 |  | IDNet Fiber Optic Transmitter, Class B Operation | 1 | 0.03 | 0 |  |  |  |  | TRUE | [5 empty] | #FFFF0000 | FA-FA-FIRE_FIBER OPTIC TRANSMITTER | 1 | FALSE | FALSE | FALSE
NFPA 170 REMOTE ANNUNCIATOR | RISER ANNUNCIATOR |  | North | Autocall |  | Remote Annunciator |  |  |  | Module | TRUE | A4606-9111 |  | Remote LCD Annunciator with Brushed stainless steel trim option | 1 | 0.11 | 0.14 |  |  |  |  | TRUE | [5 empty] | #FFFF0000 | FA-NFPA 170 REMOTE ANNUNCIATOR | 1 | FALSE | FALSE | FALSE | 255
|  |  | North | Autocall |  | Cards & Components |  |  |  | Card | TRUE | A100-1278 |  | 16 Switch, 16 Red/Yellow LED Module | 1 | 0 | 0.024 |  |  |  |  | TRUE | [5 empty] | #FFFFFFFF |  |  | FALSE | FALSE | FALSE
|  |  | North | Autocall |  | Cards & Components |  |  |  | Card | TRUE | A100-1266 |  | Expansion Signal Module Expands 3 NACs to 6 | 1 | 0.0006 | 0.06 |  |  |  |  | TRUE | [5 empty] | #FFFFFFFF |  |  | FALSE | FALSE | FALSE
NFPA 170 HEAT DETECTOR |  |  | North | Autocall |  | Heat Detector |  |  |  | Module | TRUE | A4098-9733 w/A4098-9780 | + | TrueAlarm Heat Detector w/TrueAlarm Sensor Base 2-wire w/LED or Relay Connections | 1 | 0.0008 | 0.001 |  |  |  |  | TRUE | TRUE |  |  |  |  | #FFFF0000 | FA-NFPA 170 HEAT DETECTOR | 1 | FALSE | FALSE | FALSE | 1403
|  |  | North | Autocall |  | Cards & Components |  |  |  | Card | TRUE | A100-3112 |  | Four Loop IDNet Master Controller | 1 | 0 | 0 |  |  |  |  | TRUE | [5 empty] | #FFFFFFFF |  |  | FALSE | FALSE | FALSE
NFPA 170 SMOKE DETECTOR |  |  | North | Autocall |  | Smoke Detector |  |  |  | Module | TRUE | A4098-9601 w/A4098-9682 | + | TrueAlarm Photoelectric Smoke Detector w/TrueAlarm Sensor 4-Wire Base, Relay | 1 | 0.0001 | 0.024 |  |  |  |  | TRUE | TRUE |  |  |  |  | #FFFF0000 | FA-NFPA 170 SMOKE DETECTOR | 1 | FALSE | FALSE | FALSE | 1408
NFPA 170 FIRE ALARM CONTROL UNIT | RISER FACP |  | North | Autocall |  | Fire Alarm Control Unit |  |  |  | Assembly | TRUE | OBSOLETE | ++ | Basic control unit with 2x40 Operator Interface, (1) Two-loop isolated IDNet2 Communications Channel and (1) Four-loop Isolated IDNet 2+2 Communications Channel Module, Class A or Class B operation, with support for up to 500 addressable IDNet points, Red | 1 | [6 empty] | TRUE | [5 empty] | #FFFF0000 | FA-NFPA 170 FIRE ALARM CONTROL UNIT | 1 | FALSE | FALSE | FALSE | 202 | [8 empty] | 7,12,18,33,50 |  |  |  |  | TRUE
NFPA 170 BATTERY CABINET |  |  | North | Autocall |  | Enclosure |  |  |  | Assembly | TRUE | A009-9801 |  | External battery cabinet for up to 18 Ah batteries, beige | 1 | 0 | 0 |  |  |  |  | TRUE | [5 empty] | #FFFF0000 | FA-NFPA 170 BATTERY CABINET | 1 | FALSE | FALSE | FALSE | 3000
NFPA 170 HEAT DETECTOR |  |  | North | Autocall |  | Heat Detector |  |  |  | Module | TRUE | A4098-9612 w/A4098-9684 | + | Electronic Heat Detector 2-Wire 135° F (57° C) with connection for remote LED | 1 | 0.0001 | 0.024 |  |  |  |  | TRUE | TRUE |  |  |  |  | #FFFF0000 | FA-NFPA 170 HEAT DETECTOR | 1 | FALSE | FALSE | FALSE | 1403 | [16 empty] | 135
NFPA 170 END OF LINE DEVICE |  |  | North | Autocall |  | End-of-Line Device |  |  |  | Module | TRUE | 2088-9021 | + | Encapsulated, multi-voltage coil, color coded 18 AWG (0.82 mm² ) wire leads, with coil status LED | 1 | 0.015 | 0.015 |  |  |  |  | TRUE | [5 empty] | #FFFF0000 | FA-NFPA 170 END OF LINE DEVICE | 1 | FALSE | FALSE | FALSE | 5050 | [16 empty] | R
|  |  | North | Autocall |  | Hardware |  |  |  | Hardware | TRUE | A100-2125 | + | Glass Door and Dress Panel, Red 2 Bay | 1 | 0 | 0 |  |  |  |  | TRUE | [5 empty] | #FFFFFFFF |  |  | FALSE | FALSE | FALSE
NFPA 170 STROBE WALL |  |  | North | Autocall |  | Strobe |  |  |  | Module | TRUE | A49VO-APPLW-O | + | Wall Mount Weatherproof Visible and Audible/Visible Notification Appliances, Specify Cover | 1 | 0 | 0 |  |  |  |  | TRUE | [5 empty] | #FF0070C0 | FA-NFPA 170 STROBE WALL | 1 | FALSE | FALSE | FALSE | 2012 | [16 empty] | WP
NFPA 170 MANUAL PULL |  |  | North | Autocall |  | Manual Station |  |  |  | Module | TRUE | A4099-9004 | + | Addressable manual station, Single Action, English | 1 | 0.0008 | 0.001 |  |  |  |  | TRUE | FALSE |  |  |  |  | #FFFF0000 | FA-NFPA 170 MANUAL PULL | 1 | FALSE | FALSE | FALSE | 957
NFPA 170 MANUAL PULL |  |  | North | Autocall |  | Manual Station |  |  |  | Module | TRUE | A4099-9006 | + | Addressable manual station, Double Action, Push operation, English | 1 | 0.0008 | 0.001 |  |  |  |  | TRUE | FALSE |  |  |  |  | #FFFF0000 | FA-NFPA 170 MANUAL PULL | 1 | FALSE | FALSE | FALSE | 957
|  |  | North | Autocall |  | Cards & Components |  |  |  | Card | TRUE | A100-1300 |  | 16 Switch, 16 Red LED Module | 1 | 0 | 0.024 |  |  |  |  | TRUE | [5 empty] | #FFFFFFFF |  |  | FALSE | FALSE | FALSE
NFPA 170 HEAT DETECTOR |  |  | North | Autocall |  | Heat Detector |  |  |  | Module | TRUE | A4098-9614E w/A4098-9683E | + | Electronic Heat Detector 2-Wire 200° F (57° C) with auxiliary alarm relay output, High Humidity | 1 | 0.0001 | 0.086 |  |  |  |  | TRUE | TRUE |  |  |  |  | #FFFF0000 | FA-NFPA 170 HEAT DETECTOR | 1 | FALSE | FALSE | FALSE | 1403 | [16 empty] | 200
NFPA 170 SMOKE DETECTOR |  |  | North | Autocall |  | Smoke Detector |  |  |  | Module | TRUE | A4098-9714 w/A4098-9793 | + | TrueAlarm Photoelectric Smoke Detector w/TrueAlarm Sensor Isolator Base | 1 | 0.0008 | 0.001 |  |  |  |  | TRUE | TRUE |  |  |  |  | #FFFF0000 | FA-NFPA 170 SMOKE DETECTOR | 1 | FALSE | FALSE | FALSE | 1408
|  |  | North | Autocall | [5 empty] | Module | TRUE | A100-1245 |  | Flex-35/50 Expansion NAC Module; adds three Class B audio NACs | 1 | 0.0084 | 0.06 |  |  |  |  | TRUE | [5 empty] | #FFFFFFFF |  |  | FALSE | FALSE | FALSE
|  |  | North | Autocall | [5 empty] | Module | TRUE | A100-9610 |  |  | 1 | [12 empty] | #FFFFFFFF |  |  | FALSE | FALSE | FALSE
NFPA 170 MANUAL PULL |  |  | North | Autocall |  | Manual Station |  |  |  | Module | TRUE | A2099-9755 | ++ | Non-Coded, Non-Addressable Manual Station, Single Action | 1 | [6 empty] | FALSE | TRUE | Flush | Single gang box 2-1/2" deep 4" square box, 2-1/8" (54 mm) minimum | 5" H x 3-3/4" W x 1" D (127 mm x 95 mm x 25 mm) |  | #FFFF0000 | FA-NFPA 170 MANUAL PULL | 1 | FALSE | FALSE | FALSE | 1408 | [13 empty] | FALSE |  |  | SBP
NFPA 170 SMOKE DETECTOR |  |  | North | Autocall |  | Smoke Detector |  |  |  | Module | TRUE | A4098-9714 w/A4098-9791 | + | TrueAlarm Photoelectric Smoke Detector w/TrueAlarm Sensor Base - 4-wire w/LED or Relay Connections | 1 | 0.0008 | 0.001 |  |  |  |  | TRUE | TRUE |  |  |  |  | #FFFF0000 | FA-NFPA 170 SMOKE DETECTOR | 1 | FALSE | FALSE | FALSE | 1408
|  |  | North | Autocall |  | Cards & Components |  |  |  | Card | TRUE | A010-9915 |  | BACpac Ethernet Portal Module; requires A010-9918 RS-232 Module (no address required) | 1 | 0.123 | 0.123 |  |  |  |  | TRUE | [5 empty] | #FFFFFFFF |  |  | FALSE | FALSE | FALSE
|  |  | North | Autocall |  | Hardware |  |  |  | Hardware | TRUE | 2975-9022 | + | Cast aluminum surface mount box, red | 1 | 0 | 0 |  |  |  |  | TRUE | [5 empty] | #FFFFFFFF |  |  | FALSE | FALSE | FALSE
NFPA 170 FIRE ALARM CONTROL UNIT | RISER FACP |  | North | Autocall |  | Fire Alarm Control Unit |  |  |  | Assembly | TRUE | A008-9101 | ++ | Eight Class B IDCs or four Class A IDCs, two Class B or Class A NACs, 3 A power supply with battery charger, on-board DACT, 120/240 VAC, 50/60 Hz (autoselect) | 1 | 0 | 0 |  |  |  |  | TRUE | [5 empty] | #FFFF0000 | FA-NFPA 170 FIRE ALARM CONTROL UNIT | 1 | FALSE | FALSE | FALSE | 202 | [8 empty] | 7,10,12.7,18,25 |  | 7 |  |  | TRUE
NFPA 170 SMOKE CO DETECTOR |  |  | North | Autocall |  | Smoke/CO Detector |  |  |  | Module | TRUE | A4098-9714 w/A4098-9770 | + | TrueAlarm Photoelectric Smoke Detector w/CO Base, Standard operation | 1 | 0.0008 | 0.001 |  |  |  |  | TRUE | TRUE |  |  |  |  | #FFFF0000 | FA-NFPA 170 SMOKE CO DETECTOR | 1 | FALSE | FALSE | FALSE | 1408 | [16 empty] | CO
NFPA 170 FIRE ALARM CONTROL UNIT | RISER FACP |  | North | Autocall |  | Fire Alarm Control Unit |  |  |  | Assembly | TRUE | A100-9709 | ++ | ES-PS Master Controller with no interface | 1 | 0 | 0 |  |  |  |  | TRUE | [5 empty] | #FFFF0000 | FA-NFPA 170 FIRE ALARM CONTROL UNIT | 1 | FALSE | FALSE | FALSE | 202 | [8 empty] | 50,110 |  |  |  |  | TRUE
|  |  | North | Autocall |  | Hardware |  |  |  | Hardware | TRUE | A4098-5680 | ++ | 2-Wire 5 in. base with Auxiliary Alarm Relay and connections for Remote LED Indicator | 1 | [6 empty] | FALSE | TRUE |  |  |  |  | #FFFFFFFF |  |  | FALSE | FALSE | FALSE | 1408 | [13 empty] | FALSE
|  |  | North | Autocall |  | Cards & Components |  |  |  | Card | TRUE | A100-1296 |  | 8 Switch, 16 Green/Yellow LED Module | 1 | 0 | 0.024 |  |  |  |  | TRUE | [5 empty] | #FFFFFFFF |  |  | FALSE | FALSE | FALSE
|  |  | North | Autocall |  | Cards & Components |  |  |  | Card | TRUE | A050-9101 Main Board | ++ | Main Board/Power Supply | 1 | 0.175 | 0.215 | 6 |  |  |  | TRUE | [5 empty] | #FFFFFFFF |  |  | FALSE | FALSE | FALSE | [14 empty] | TRUE
NFPA 170 HEAT DETECTOR |  |  | North | Autocall |  | Heat Detector |  |  |  | Module | TRUE | A4098-9613E w/A4098-9682E | + | Electronic Heat Detector 4-Wire 135° F (57° C) with auxiliary alarm relay output, High Humidity | 1 | 0.0001 | 0.024 |  |  |  |  | TRUE | TRUE |  |  |  |  | #FFFF0000 | FA-NFPA 170 HEAT DETECTOR | 1 | FALSE | FALSE | FALSE | 1403 | [16 empty] | 135¦RR
|  |  | North | Autocall |  | Cards & Components |  |  |  | Card | TRUE | A010-2504 |  | CSG with IP Communicator | 1 | 0.125 | 0.125 |  |  |  |  | TRUE | [5 empty] | #FFFFFFFF |  |  | FALSE | FALSE | FALSE
|  |  | North | Autocall |  | Cards & Components |  |  |  | Card | TRUE | A007-9202 CPU | ++ | CPU Assembly | 1 | 0.18 | 0.185 |  |  |  |  | TRUE | [5 empty] | #FFFFFFFF |  |  | FALSE | FALSE | FALSE | [9 empty] | 7,12,18 |  |  |  |  | TRUE
NFPA 170 ABORT SWITCH |  |  | North | Autocall |  | Switch |  |  |  | Module | TRUE | A2080-9069 | ++ | Flush mount maintenance switch without Disconnect Indicator Lamp | 1 | [6 empty] | TRUE | [5 empty] | #FFFF0000 | FA-NFPA 170 ABORT SWITCH | 1 | FALSE | FALSE | FALSE
|  |  | North | Autocall |  | Hardware |  |  |  | Hardware | TRUE | A4081-9018 |  | End-of-line resistor harness for 70.7 VRMS NACs; 10 k ohm,1 W | 1 | 0 | 0 |  |  |  |  | TRUE | [5 empty] | #FFFFFFFF |  |  | FALSE | FALSE | FALSE
|  |  | North | Autocall |  | Cards & Components |  |  |  | Card | TRUE | A100-1286 |  | Eight function HOA (On, Off, Auto) Control Module | 1 | 0.024 | 0.024 |  |  |  |  | TRUE | [5 empty] | #FFFFFFFF |  |  | FALSE | FALSE | FALSE
NFPA 170 REMOTE TEST SWITCH |  |  | North | Autocall |  | REMOTE TEST SWITCH |  |  |  | Module | TRUE | A2098-9806 | + | Test Station with keyswitch and red LED status indicator, on single-gang stainless steel plate; (turning switch to "TEST" initiates alarm for system testing) | 1 | 0.0033 | 0.0033 |  |  |  |  | TRUE | [5 empty] | #FFFF0000 | FA-NFPA 170 REMOTE TEST SWITCH | 1 | FALSE | FALSE | FALSE | 914
|  |  | North | Autocall |  | Cards & Components |  |  |  | Card | TRUE | A100-1320 |  | Analog 25VRMS Back-up 100 W Amplifier | 1 | 0.085 | 0 |  |  |  |  | TRUE | [5 empty] | #FFFFFFFF |  |  | FALSE | FALSE | FALSE
|  |  | North | Autocall | [5 empty] | Module | TRUE | A010-6307 | ++ | ES Net NIC dual channel single-mode fiber media card | 1 | 0.135 | 0.135 | [10 empty] | #FFFFFFFF |  |  | FALSE | FALSE | FALSE
NFPA 170 SYNC MODULE |  |  | North | Autocall |  | Sync Module |  |  |  | Module | TRUE | A4905-9914 |  | Synchronized Flash Module, Class B | 1 | 0 | 0.01 |  |  |  |  | TRUE | [5 empty] | #FFFF0000 | FA-NFPA 170 SYNC MODULE | 1 | FALSE | FALSE | FALSE | 1300
|  |  | North | Autocall |  | Cards & Components |  |  |  | Card | TRUE | A100-1335 |  | Digital 70.7VRMS Back-up 100 W Amplifier | 1 | 0.085 | 0 |  |  |  |  | TRUE | [5 empty] | #FFFFFFFF |  |  | FALSE | FALSE | FALSE
NFPA 170 STROBE CEILING |  |  | North | Autocall |  | Strobe |  |  |  | Module | TRUE | A4906-9114 | + | Multi-candela strobe, Ceiling Mount, Alert, Red | 1 | 0 | 0 |  |  |  |  | TRUE | TRUE |  |  |  |  | #FF0070C0 | FA-NFPA 170 STROBE CEILING | 1 | FALSE | FALSE | FALSE | 2022 | [16 empty] | C
|  |  | North | Autocall |  | Cards & Components |  |  |  | Card | TRUE | A010-9425 CPU |  | CPU Assembly | 1 | 0.473 | 0.611 |  |  |  |  | TRUE | [5 empty] | #FFFFFFFF |  |  | FALSE | FALSE | FALSE
NFPA 170 FIRE ALARM CONTROL UNIT | RISER FACP |  | North | Autocall |  | Fire Alarm Control Unit |  |  |  | Assembly | TRUE | A010-9425 |  | Basic control unit with InfoAlarm Operator Interface and (1) Two-loop Isolated IDNet2 Communications Channel, (1) Four-loop Isolated IDNet 2+2 Communications Channel Module, Class A or Class B operation, with support for up to 500 addressable IDNet points, Red | 1 | 0 | 0 |  |  |  |  | TRUE | [5 empty] | #FFFF0000 | FA-NFPA 170 FIRE ALARM CONTROL UNIT | 1 | FALSE | FALSE | FALSE | 202 | [8 empty] | 7,12,18,33,50 |  |  |  |  | TRUE
NFPA 170 STROBE WALL |  |  | North | Autocall |  | Strobe |  |  |  | Module | TRUE | A59VO-APPLWR |  | Visible Notification Appliances, Wall Mount Multi-Candela Strobe, Red | 1 | 0 | 0 |  |  |  |  | TRUE | [5 empty] | #FF0070C0 | FA-NFPA 170 STROBE WALL | 1 | FALSE | FALSE | FALSE | 2023
NFPA 170 REMOTE ANNUNCIATOR | RISER ANNUNCIATOR |  | North | Autocall |  | Remote Annunciator |  |  |  | Module | TRUE | A4606-9102 | ++ | Remote LCD Annunciator with beige trim for use with 4010ES fire alarm control panels | 1 | 0.065 | 0.14 |  |  |  |  | TRUE | [5 empty] | #FFFF0000 | FA-NFPA 170 REMOTE ANNUNCIATOR | 1 | FALSE | FALSE | FALSE | 255
NFPA 170 DUCT SMOKE DETECTOR |  |  | North | Autocall |  | Duct Smoke Detector |  |  |  | Module | TRUE | A4098-9751 w/A4098-9714 | + | In-Duct Sensor Housing with beige mounting box, (requires 4098-9714 sensor) w relay | 1 | 0.0008 | 0.001 |  |  |  |  | TRUE | TRUE |  |  |  |  | #FFFF0000 | FA-NFPA 170 DUCT SMOKE DETECTOR | 1 | FALSE | FALSE | FALSE | 1400
NFPA 170 NOTIFICATION CIRCUIT EXTENDER PANEL | RISER NAC |  | North | Autocall |  | Notification Circuit Extender Panel |  |  |  | Assembly | TRUE | A009-9702 | ++ | 4009 Extender Plus with cabinet; includes four 4x5 PDI block space for select option cards, up to 2 A auxiliary power/simple NAC, and battery charger. 120/240VAC 50/60 Hz input, and auto select. Platinum | 1 | [6 empty] | FALSE | [5 empty] | #FFFF0000 | FA-NFPA 170 NOTIFICATION CIRCUIT EXTENDER PANEL | 1 | FALSE | FALSE | FALSE | 212 | [8 empty] | 6.2,10,12.7,18,25,33,50,110 |  | 18 |  |  | TRUE
NFPA 170 DUCT SMOKE DETECTOR |  |  | North | Autocall |  | Duct Smoke Detector |  |  |  | Module | TRUE | A4098-9756 w/A4098-9714 | + | Duct Sensor Housing with supervised multiple relay output, requires separate 24 VDC fire alarm power and A4081-9008 end-of-line resistor harness; includes one 4098-9843 relay | 1 | 0.0008 | 0.001 |  |  |  |  | TRUE | TRUE |  |  | 4 ⅛" H x 4" W x 1 ⅜" D (105 mm x 102 mm x 35 mm) |  | #FFFF0000 | FA-NFPA 170 DUCT SMOKE DETECTOR | 1 | FALSE | FALSE | FALSE | 1400 | [16 empty] | R
|  |  | North | Autocall |  | Hardware |  |  |  | Hardware | TRUE | A010-9928 |  | For 1-Bay Control Units Only: Dual Vertical Block Card Mounting Kit, allows selecting two, dual Vertical Block (flat)modules from the list below; mounts at right angle to chassis (note block usage details) | 1 | [6 empty] | TRUE | [5 empty] | #FFFFFFFF |  |  | FALSE | FALSE | FALSE
NFPA 170 SMOKE DETECTOR |  |  | North | Autocall |  | Smoke Detector |  |  |  | Module | TRUE | A4098-5601 | ++ | Photo detector listed to UL. | 1 | 7e-05 | 0.033 |  |  | 33 | 10.5 | FALSE | TRUE |  |  |  |  | #FFFF0000 | FA-NFPA 170 SMOKE DETECTOR | 1 | FALSE | FALSE | FALSE | 1408 | [13 empty] | FALSE
|  |  | North | Autocall |  | Cards & Components |  |  |  | Card | TRUE | A100-9701 |  | ES-PS Master Controller with 2x40 Display - English | 1 | 0.277 | 0.321 |  |  |  |  | TRUE | [5 empty] | #FFFFFFFF |  |  | FALSE | FALSE | FALSE
|  |  | North | Autocall | [5 empty] | Module | TRUE | A007-6307 | ++ | ES Net NIC dual channel single-mode fiber media card | 1 | 0.135 | 0.135 | [10 empty] | #FFFFFFFF |  |  | FALSE | FALSE | FALSE
NFPA 170 STROBE CEILING |  |  | North | Autocall |  | Strobe |  |  |  | Module | TRUE | A4906-9110 | + | Multi-candela strobe, Ceiling Mount, Fire, Red, High Cd | 1 | 0 | 0 |  |  |  |  | TRUE | TRUE |  |  |  |  | #FF0070C0 | FA-NFPA 170 STROBE CEILING | 1 | FALSE | FALSE | FALSE | 2022 | [16 empty] | C
NFPA 170 HEAT CO DETECTOR |  |  | North | Autocall |  | Heat/CO Detector |  |  |  | Module | TRUE | A4098-9733 w/A4098-9771 | + | Heat Sensor w/CO Base with Sounder | 1 | 0.0008 | 0.001 |  |  |  |  | TRUE | TRUE |  |  |  |  | #FFFF0000 | FA-NFPA 170 HEAT CO DETECTOR | 1 | FALSE | FALSE | FALSE | 1408 | [16 empty] | CO, SB
|  |  | North | Autocall |  | Cards & Components |  |  |  | Card | TRUE | A100-1364 |  | Digital Flex-35, 35 W Amplifier, constant supervision compatible 70.07 VRMS output | 1 | 0.085 | 1.64 |  |  |  |  | TRUE | [5 empty] | #FFFFFFFF |  |  | FALSE | FALSE | FALSE
|  |  | North | Autocall |  | Cards & Components |  |  |  | Card | TRUE | A100-3111 |  | IDNet Short Circuit Isolating Loop Output Module | 1 | 0.02 | 0.025 |  |  |  |  | TRUE | [5 empty] | #FFFFFFFF |  |  | FALSE | FALSE | FALSE
|  |  | North | Autocall |  | Cards & Components |  |  |  | Card | TRUE | A010-9935 |  | 8 point zone/relay 4x5” flat module. Mounts in any open block in a master controller or expansion bay.Alarm current shown is for 8 Class B IDCs using 3.3K end-of-line-resistors with 4 in alarm and 4 in standby. Standby current shown is for all 8 IDCs in standby. Refer to 579-1236AC Zone/Relay Module InstallationInstructions for additional information. | 1 | 0.083 | 0.295 |  |  |  |  | TRUE | [5 empty] | #FFFFFFFF |  |  | FALSE | FALSE | FALSE
NFPA 170 FIRE ALARM CONTROL UNIT | RISER TRANSPONDER |  | North | Autocall |  | Fire Alarm Control Unit |  |  |  | Assembly | TRUE | A100-9600 | + | TRANSPONDER 3-BAY WITH 50W VOICE, IDNET AND IDNAC. A100-2163 | 1 | 0 | 0 |  |  |  |  | TRUE | [5 empty] | #FFFF0000 | FA-NFPA 170 FIRE ALARM CONTROL UNIT | 1 | FALSE | FALSE | FALSE | 202 | [8 empty] | 33 |  |  |  |  | TRUE
NFPA 170 MANUAL PULL |  |  | North | Autocall |  | Manual Station |  |  |  | Module | TRUE | A2099-9758 | ++ | Non-Coded, Non-Addressable Manual Station, Double Action | 1 | [6 empty] | FALSE | TRUE | Flush | Single gang box 2-1/2" deep 4" square box, 2-1/8" (54 mm) minimum | 5" H x 3-3/4" W x 1" D (127 mm x 95 mm x 25 mm) |  | #FFFF0000 | FA-NFPA 170 MANUAL PULL | 1 | FALSE | FALSE | FALSE | 1408 | [13 empty] | FALSE |  |  | SBP
|  |  | North | Autocall |  | Cards & Components |  |  |  | Card | TRUE | A100-5013 |  | 8 point zone/relay 4 in. x 5 in. flat module. Supports eight Class B or four Class A IDCs. | 1 | 0.083 | 0.295 |  |  |  |  | TRUE | [5 empty] | #FFFFFFFF |  |  | FALSE | FALSE | FALSE
|  |  | North | Autocall |  | Hardware |  |  |  | Hardware | TRUE | A100-9835 |  | Termination and Address Label Kit | 1 | 0 | 0 |  |  |  |  | TRUE | [5 empty] | #FFFFFFFF |  |  | FALSE | FALSE | FALSE
NFPA 170 HEAT DETECTOR |  |  | North | Autocall |  | Heat Detector |  |  |  | Module | TRUE | A4098-9733 w/A4098-9792 | + | TrueAlarm Heat Detector w/TrueAlarm Sensor Standard Base | 1 | 0.0008 | 0.001 |  |  |  |  | TRUE | TRUE |  |  |  |  | #FFFF0000 | FA-NFPA 170 HEAT DETECTOR | 1 | FALSE | FALSE | FALSE | 1403
NFPA 170 STROBE WALL |  |  | North | Autocall |  | Strobe |  |  |  | Module | TRUE | A49VO-APPLW-O-BA | + | Wall Mount Weatherproof Visible and Audible/Visible Notification Appliances, Specify Cover, Assembled in USA | 1 | 0 | 0 |  |  |  |  | TRUE | [5 empty] | #FF0070C0 | FA-NFPA 170 STROBE WALL | 1 | FALSE | FALSE | FALSE | 2012 | [16 empty] | WP
NFPA 170 STROBE CEILING |  |  | North | Autocall |  | Strobe |  |  |  | Module | TRUE | A4906-9115 | + | Multi-candela strobe, Ceiling Mount, Alert, White | 1 | 0 | 0 |  |  |  |  | TRUE | TRUE |  |  |  |  | #FF0070C0 | FA-NFPA 170 STROBE CEILING | 1 | FALSE | FALSE | FALSE | 2022 | [16 empty] | C
NFPA 170 HEAT DETECTOR |  |  | North | Autocall |  | Heat Detector |  |  |  | Module | TRUE | A4098-9612E w/A4098-9684E | + | Electronic Heat Detector 2-Wire 135° F (57° C) with remote LED, High Humidity | 1 | 0.0001 | 0.086 |  |  |  |  | TRUE | TRUE |  |  |  |  | #FFFF0000 | FA-NFPA 170 HEAT DETECTOR | 1 | FALSE | FALSE | FALSE | 1403 | [16 empty] | 135
|  |  | North | Autocall |  | Cards & Components |  |  |  | Card | TRUE | A100-0622 |  | 3-8 Channel Digital Audio Riser Module; with NAA input | 1 | 0.07 | 0.07 |  |  |  |  | TRUE | [5 empty] | #FFFFFFFF |  |  | FALSE | FALSE | FALSE
|  |  | North | Autocall |  | Cards & Components |  |  |  | Card | TRUE | A100-1327 |  | Digital Flex-50, 50 W Amplifier, constant supervision compatible 70.7 VRMS output | 1 | 0.085 | 2.27 |  |  |  |  | TRUE | [5 empty] | #FFFFFFFF |  |  | FALSE | FALSE | FALSE
|  |  | North | Autocall |  | Cards & Components |  |  |  | Card | TRUE | A007-9812 | ++ | Dual RS-232 Interface Module, compatible with Simplex remote printer, PC annunciator or third party interface (two ports/connections maximum). | 1 | 0.06 | 0.06 |  |  |  |  | TRUE | [5 empty] | #FFFFFFFF |  |  | FALSE | FALSE | FALSE
NFPA 170 ASPIRATING SMOKE DETECTOR |  |  | North | Autocall |  | Air Sampling Detection |  |  |  | Module | TRUE | A4098-VES-A00-P | ++ | VESDA-E VES with LEDs | 5 | [6 empty] | FALSE |  |  |  | 13.8 in. x 8.9 in. x 5.3 in. (350 mm x 225 mm x 135 mm) |  | #FFFF0000 | FA-NFPA 170 ASPIRATING SMOKE DETECTOR | 1 | FALSE | FALSE | FALSE | [14 empty] | FALSE
NFPA 170 FIRE ALARM CONTROL UNIT | RISER FACP |  | North | Autocall |  | Fire Alarm Control Unit |  |  |  | Assembly | TRUE | A050-9101 | ++ | A050FS FACU with 4 x 40 LCD display, single MX addressable initiating loop with 50 devices maximum and 2 conventional NAC circuits | 1 | [6 empty] | TRUE | [5 empty] | #FFFF0000 | FA-NFPA 170 FIRE ALARM CONTROL UNIT | 1 | FALSE | FALSE | FALSE | 202 | [8 empty] | 7,10,12.7,18,25 |  | 18 |  |  | TRUE
NFPA 170 REMOTE ANNUNCIATOR | RISER ANNUNCIATOR |  | North | Autocall |  | Remote Annunciator |  |  |  | Module | TRUE | A4606-9202 | + | Remote Color Touchscreen LCD Annunciator; for flush mounting in a 5-gang RACO 944 box, or equal, supplied separately - Red | 1 | 0.045 | 0.124 |  |  |  |  | TRUE | [5 empty] | #FFFF0000 | FA-NFPA 170 REMOTE ANNUNCIATOR | 1 | FALSE | FALSE | FALSE | 255
NFPA 170 STROBE CEILING |  |  | North | Autocall |  | Strobe |  |  |  | Module | TRUE | A49VOH-APPLC | + | Visual Only Notification Appliances, Indoor Ceiling Mount Strobe | 1 | 0 | 0 |  |  |  |  | TRUE | TRUE |  |  |  |  | #FF0070C0 | FA-NFPA 170 STROBE CEILING | 1 | FALSE | FALSE | FALSE | 2022 | [16 empty] | C
|  |  | North | Autocall |  | Cards & Components |  |  |  | Card | TRUE | A100-1302 |  | Eight function HOA (On, Off, Auto) Control Module with labeled switches | 1 | 0.024 | 0.024 |  |  |  |  | TRUE | [5 empty] | #FFFFFFFF |  |  | FALSE | FALSE | FALSE
NFPA 170 HORN |  |  | North | Autocall |  | Horn |  |  |  | Module | TRUE | A59AO-APPLWR-O | ++ | Notification Appliances, Wall Mount Horn, Red | 1 | 0 | 0 |  |  |  |  | TRUE | [5 empty] | #FF0070C0 | FA-NFPA 170 HORN | 1 | FALSE | FALSE | FALSE | 2023 | [16 empty] | WP
|  |  | North | Autocall | [5 empty] | Module | TRUE | A007-6308 | ++ | ES Net NIC dual channel multi-mode fiber media card | 1 | 0.135 | 0.135 | [10 empty] | #FFFFFFFF |  |  | FALSE | FALSE | FALSE
NFPA 170 NOTIFICATION CIRCUIT EXTENDER PANEL | RISER NAC |  | North | Autocall |  | Notification Circuit Extender Panel |  |  |  | Assembly | TRUE | A009-9705 | ++ | 4009 IDNAC Extender with cabinet. Unit includes one 3 amp IDNAC SLC, up to 2 amps auxiliary power/simple NAC, and battery charger. 120/240 VAC, 50/60 Hz input, auto-select. Red. | 1 | [6 empty] | FALSE | [5 empty] | #FFFF0000 | FA-NFPA 170 NOTIFICATION CIRCUIT EXTENDER PANEL | 1 | FALSE | FALSE | FALSE | 212 | [8 empty] | 6.2,10,12.7,18,25,33 |  | 12.7 |  |  | TRUE
|  |  | North | Autocall | [5 empty] | Module | TRUE | A010-6310 | ++ | ES Net NICs for 4010ES, Two vertical blocks | 1 | 0.12 | 0.12 | [10 empty] | #FFFFFFFF |  |  | FALSE | FALSE | FALSE
NFPA 170 MANUAL PULL |  |  | North | Autocall |  | Manual Station |  |  |  | Module | TRUE | A4099-9005 | + | Addressable manual station, Double Action, Breakglass operation, English | 1 | 0.0008 | 0.001 |  |  |  |  | TRUE | FALSE |  |  |  |  | #FFFF0000 | FA-NFPA 170 MANUAL PULL | 1 | FALSE | FALSE | FALSE | 957
NFPA 170 FIRE ALARM CONTROL UNIT | RISER TRANSPONDER |  | North | Autocall |  | Fire Alarm Control Unit |  |  |  | Assembly | TRUE | A100-9600 | + | Fire Alarm Control Transponder, 2 Bay, Solid, Red, A100-2162 | 1 | 0 | 0 |  |  |  |  | TRUE | [5 empty] | #FFFF0000 | FA-NFPA 170 FIRE ALARM CONTROL UNIT | 1 | FALSE | FALSE | FALSE | 202 | [8 empty] | 33 |  |  |  |  | TRUE
|  |  | North | Autocall |  | Cards & Components |  |  |  | Card | TRUE | A100-6103 |  | Dual Class A IDNAC Isolator (DCAI) | 1 | 0.0083 | 0.0185 |  |  |  |  | TRUE | [5 empty] | #FFFFFFFF |  |  | FALSE | FALSE | FALSE
|  |  | North | Autocall | [5 empty] | Module | TRUE | A100-1266 |  | Expansion Signal Module NAC Expander Expands module capacity to six, Class B NACs | 1 | 0.00084 | 0.06 |  |  |  |  | TRUE | [5 empty] | #FFFFFFFF |  |  | FALSE | FALSE | FALSE
|  |  | North | Autocall |  | Cards & Components |  |  |  | Card | TRUE | A100-1252 |  | 1 Channel (audio or mike) | 1 | 0.024 | 0 |  |  |  |  | TRUE | [5 empty] | #FFFFFFFF |  |  | FALSE | FALSE | FALSE
NFPA 170 FIRE ALARM CONTROL UNIT | RISER FACP |  | North | Autocall |  | Fire Alarm Control Unit |  |  |  | Assembly | TRUE | A2975-9441 | ++ | 4100ES Red 1 Bay Box with Glass Door and Dress Panel - Add Master Controller, Power Supply and other components as required using Assembly Editor | 1 | 0 | 0 |  |  |  |  | TRUE | [5 empty] | #FFFF0000 | FA-NFPA 170 FIRE ALARM CONTROL UNIT | 1 | FALSE | FALSE | FALSE | [9 empty] | 6.2,10,12.7,18,25,33,55 |  |  |  |  | TRUE
NFPA 170 SPEAKER STROBE CEILING |  |  | North | Autocall |  | Speaker/Strobe |  |  |  | Module | TRUE | A49SV-APPLC-BA | + | Ceiling Mount Addressable S/V Appliance only, Assembled in USA | 1 | 0 | 0 |  |  |  |  | TRUE | TRUE |  |  |  |  | #FF0070C0 | FA-NFPA 170 SPEAKER STROBE CEILING | 1 | FALSE | FALSE | FALSE | 2019 | [16 empty] | C
NFPA 170 HORN STROBE |  |  | North | Autocall |  | Horn/Strobe |  |  |  | Module | TRUE | A49MTV-APPLW | + | Audible/Visible Notification Appliances, Wall Mount Multi-Candela Horn/Strobe, Specify Cover | 1 | 0 | 0 |  |  |  |  | TRUE | [5 empty] | #FF0070C0 | FA-NFPA 170 HORN STROBE | 1 | FALSE | FALSE | FALSE | 2012
NFPA 170 HEAT DETECTOR |  |  | North | Autocall |  | Heat Detector |  |  |  | Module | TRUE | A4098-9613 w/A4098-9682 | + | Electronic Heat Detector 4-Wire 135° F (57° C) with auxiliary alarm relay output | 1 | 0.0001 | 0.024 |  |  |  |  | TRUE | TRUE |  |  |  |  | #FFFF0000 | FA-NFPA 170 HEAT DETECTOR | 1 | FALSE | FALSE | FALSE | 1403 | [16 empty] | 135¦RR
NFPA 170 FIRE PHONE |  |  | North | Autocall |  | Fire Phone |  |  |  | Module | TRUE | A2084-9024 | ++ | Push-to-talk pluggable phone, for use with 2094-9002 or 2084-9023 jack stations | 1 | [6 empty] | FALSE | [5 empty] | #FFFF0000 | FA-NFPA 170 FIRE PHONE | 1 | FALSE | FALSE | FALSE | [14 empty] | FALSE
|  |  | North | Autocall |  | Cards & Components |  |  |  | Card | TRUE | A100-1275 |  | Eight function HOA (On, Off, Auto) Control Module with labeled switches | 1 | 0.024 | 0.024 |  |  |  |  | TRUE | [5 empty] | #FFFFFFFF |  |  | FALSE | FALSE | FALSE
|  |  | North | Autocall |  | Cards & Components |  |  |  | Card | TRUE | A100-1313 |  | Flex-50, 50 W Amplifier, constant supervision compatible 70.7 VRMS output | 1 | 0.085 | 2.27 |  |  |  |  | TRUE | [5 empty] | #FFFFFFFF |  |  | FALSE | FALSE | FALSE
NFPA 170 ADDRESSABLE INPUT MONITOR MODULE |  |  | North | Autocall |  | Addressable Module |  |  |  | Module | TRUE | A4090-9051 |  | Supervised IAM, encapsulated with wire leads | 1 | 0.0008 | 0.001 |  |  |  |  | TRUE | [5 empty] | #FFFF0000 | FA-NFPA 170 ADDRESSABLE INPUT MONITOR MODULE | 1 | FALSE | FALSE | FALSE | 1000 | [16 empty] | E
NFPA 170 HEAT DETECTOR |  |  | North | Autocall |  | Heat Detector |  |  |  | Module | TRUE | A4098-9612E w/A4098-9682E | + | Electronic Heat Detector 4-Wire 135° F (57° C) with auxiliary alarm relay output, High Humidity | 1 | 0.0001 | 0.024 |  |  |  |  | TRUE | TRUE |  |  |  |  | #FFFF0000 | FA-NFPA 170 HEAT DETECTOR | 1 | FALSE | FALSE | FALSE | 1403 | [16 empty] | 135
GenericN SUPERVISORY PANEL |  |  | North | Autocall |  | Supervisory Panel |  |  |  | Module | TRUE | A2081-9046 | ++ | Coil Supervision Module | 1 | [10 empty] | 1-3/8" W x 2-7/16" L x 1-1/16" H (34 mm x 62 mm x 27 mm) |  | #FFFF0000 | FA-GenericN SUPERVISORY PANEL | 1 | FALSE | FALSE | FALSE | 910 | [16 empty] | CSM
NFPA 170 DUCT SMOKE DETECTOR |  |  | North | Autocall |  | Duct Smoke Detector |  |  |  | Module | TRUE | A4098-9750 w/A4098-9714 | + | Duct Sensor Housing with beige mounting box, (requires 4098-9714 sensor) w/o relay | 1 | 0.0008 | 0.001 |  |  |  |  | TRUE | TRUE |  |  |  |  | #FFFF0000 | FA-NFPA 170 DUCT SMOKE DETECTOR | 1 | FALSE | FALSE | FALSE | 1400
|  |  | North | Autocall |  | Cards & Components |  |  |  | Card | TRUE | A100-1288 | + | 64 LED/64 Switch Controller Module with mounting plate | 1 | 0.02 | 0.02 |  |  |  |  | TRUE | [5 empty] | #FFFFFFFF |  |  | FALSE | FALSE | FALSE
|  |  | North | Autocall |  | Hardware |  |  |  | Hardware | TRUE | A49SOC-WWALT | + | White, ALERT | 1 | [6 empty] | TRUE | [5 empty] | #FFFFFFFF |  |  | FALSE | FALSE | FALSE
NFPA 170 HEAT DETECTOR |  |  | North | Autocall |  | Heat Detector |  |  |  | Module | TRUE | A4098-9615 w/A4098-9683 | + | Electronic Heat Detector 2-Wire 200° F (93° C) with auxiliary alarm relay output | 1 | 0.0001 | 0.024 |  |  |  |  | TRUE | TRUE |  |  |  |  | #FFFF0000 | FA-NFPA 170 HEAT DETECTOR | 1 | FALSE | FALSE | FALSE | 1403 | [16 empty] | 200¦RR
NFPA 170 SPEAKER CEILING |  |  | North | Autocall |  | Speaker |  |  |  | Module | TRUE | A49SO-APPLC-O-BA | + | Ceiling mount Addressable Weatherproof High Fidelity S/O Appliance Only. Assembled in USA | 1 | 0.0008 | 0.009 |  |  |  |  | TRUE | TRUE |  |  |  |  | #FF0070C0 | FA-NFPA 170 SPEAKER CEILING | 1 | FALSE | FALSE | FALSE | 2019 | [16 empty] | C, WP
|  |  | North | Autocall |  | Hardware |  |  |  | Hardware | TRUE | 252-019 | + | B key for manual station reset | 1 | 0 | 0 |  |  |  |  | TRUE | [5 empty] | #FFFFFFFF |  |  | FALSE | FALSE | FALSE
|  |  | North | Autocall | [5 empty] | Module | TRUE | A100-6307 | ++ | ES Net NIC dual channel single-mode fiber media card | 1 | 0.135 | 0.135 | [10 empty] | #FFFFFFFF |  |  | FALSE | FALSE | FALSE
|  |  | North | Autocall |  | Hardware |  |  |  | Hardware | TRUE | A100-1294 | + | LED/SWITCH SLIDE-IN LABEL KIT | 1 | [12 empty] | #FFFFFFFF |  |  | FALSE | FALSE | FALSE
|  |  | North | Autocall | [5 empty] | Module | TRUE | A100-6306 | ++ | ES Net NIC dual channel Ethernet media card | 1 | 0.02 | 0.02 | [10 empty] | #FFFFFFFF |  |  | FALSE | FALSE | FALSE
NFPA 170 SMOKE CO DETECTOR |  |  | North | Autocall |  | Smoke/CO Detector |  |  |  | Module | TRUE | A4098-9714 w/A4098-9771 | + | TrueAlarm Photoelectric Smoke Detector w/CO Base with Sounder | 1 | 0.0008 | 0.001 |  |  |  |  | TRUE | TRUE |  |  |  |  | #FFFF0000 | FA-NFPA 170 SMOKE CO DETECTOR | 1 | FALSE | FALSE | FALSE | 1408 | [16 empty] | CO, SB
NFPA 170 FIRE ALARM CONTROL UNIT | RISER FACP |  | North | Autocall |  | Fire Alarm Control Unit |  |  |  | Assembly | TRUE | A007-9202 | ++ | 4007ES Platinum with a 3 A, Class B, IDNAC SLC for up to 127 addressable notification appliances, and 4 A output power supply/battery charger; includes IDNet+ communications for 100 addressable points | 1 | 0.18 | 0.185 |  |  |  |  | TRUE | [5 empty] | #FFFF0000 | FA-NFPA 170 FIRE ALARM CONTROL UNIT | 1 | FALSE | FALSE | FALSE | 202 | [8 empty] | 7,12,18 |  |  | 4 |  | TRUE
|  |  | North | Autocall |  | Hardware |  |  |  | Hardware | TRUE | A100-0632 |  | Utility Block. 16 Terminals | 1 | 0 | 0 |  |  |  |  | TRUE | [5 empty] | #FFFFFFFF |  |  | FALSE | FALSE | FALSE
|  |  | North | Autocall |  | Cards & Components |  |  |  | Card | TRUE | A100-1241 | + | 8 Minute Message Expansion Module | 1 | 0.002 | 0.017 |  |  |  |  | TRUE | [5 empty] | #FFFFFFFF |  |  | FALSE | FALSE | FALSE
NFPA 170 FIRE ALARM CONTROL UNIT | RISER FACP |  | North | Autocall |  | Fire Alarm Control Unit |  |  |  | Assembly | TRUE | A100-9121 |  | Redundant Master Controller with a two bay assembly, one for each of the primary and backup master controllers. Both bays have an LCD and operator interface, CPU card assembly, and 9 A system power supply (SPS) 120 VAC, 60 Hz input. Active SPS battery charger in Bay 1 only. External RUI connections require A100-1291 RUI expansion modules. Do not use circuit connections (IDNet, NACs, etc.) on primary and secondary SPS power supplies. | 1 | 0 | 0 |  |  |  |  | TRUE | [5 empty] | #FFFF0000 | FA-NFPA 170 FIRE ALARM CONTROL UNIT | 1 | FALSE | FALSE | FALSE | 202 | [8 empty] | 7,12,18,33,50,110 |  |  |  |  | TRUE
NFPA 170 HEAT DETECTOR |  |  | North | Autocall |  | Heat Detector |  |  |  | Module | TRUE | A4098-9615 w/A4098-9788 | + | Electronic Heat Detector 2-Wire 200° F (93° C) No options | 1 | 0.0001 | 0.024 |  |  |  |  | TRUE | TRUE |  |  |  |  | #FFFF0000 | FA-NFPA 170 HEAT DETECTOR | 1 | FALSE | FALSE | FALSE | 1403 | [16 empty] | 200¦RR
|  |  | North | Autocall |  | Hardware |  |  |  | Hardware | TRUE | A2975-9409 | + | 3 bay back box red | 1 | [12 empty] | #FFFFFFFF |  |  | FALSE | FALSE | FALSE
NFPA 170 SPEAKER STROBE |  |  | North | Autocall |  | Speaker/Strobe |  |  |  | Module | TRUE | A49SV-APPLW-BA | + | Wall Mount Addressable S/V Appliance only, Assembled in USA | 1 | 0 | 0 |  |  |  |  | TRUE | FALSE |  |  |  |  | #FF0070C0 | FA-NFPA 170 SPEAKER STROBE | 1 | FALSE | FALSE | FALSE | 2019
NFPA 170 STROBE WALL |  |  | North | Autocall |  | Strobe |  |  |  | Module | TRUE | A4906-9105 | + | Weatherproof appliance with multi-candela strobe Wall Mount Red | 1 | 0 | 0 |  |  |  |  | TRUE | [5 empty] | #FF0070C0 | FA-NFPA 170 STROBE WALL | 1 | FALSE | FALSE | FALSE | 2012 | [16 empty] | WP
|  |  | North | Autocall |  | Cards & Components |  |  |  | Card | TRUE | A007-9817 | ++ | Connects a 4007ES FACP to an ES network. Supports Class B or Class X operation. Includes four built in Ethernet ports, supports up to two additional media cards. Ports A and C can be configured for earth fault detection. | 1 | 0.12 | 0.12 |  |  |  |  | TRUE | [5 empty] | #FFFFFFFF |  |  | FALSE | FALSE | FALSE
|  |  | North | Autocall |  | Cards & Components |  |  |  | Card | TRUE | A100-1242 |  | Auxiliary Audio Input Module; four additional (unsupervised) inputs per module | 1 | 0.002 | 0.017 |  |  |  |  | TRUE | [5 empty] | #FFFFFFFF |  |  | FALSE | FALSE | FALSE
NFPA 170 SPEAKER STROBE |  |  | North | Autocall |  | Speaker/Strobe |  |  |  | Module | TRUE | A49HFV-APPLW | + | Wall Mount Addressable High fidelity S/V appliance only | 1 | 0 | 0 |  |  |  |  | TRUE | [5 empty] | #FF0070C0 | FA-NFPA 170 SPEAKER STROBE | 1 | FALSE | FALSE | FALSE | 2019
NFPA 170 SMOKE BEAM DETECTOR CONTROLLER |  |  | North | Autocall |  | Beam Detector |  |  |  | Module | TRUE | A4098-9019 (Controller) | + | Fireray 5000 Beam Detector Controller | 1 | 0.05 | 0.05 |  |  |  |  | FALSE | TRUE |  |  |  |  | #FFFF0000 | FA-NFPA 170 SMOKE BEAM DETECTOR CONTROLLER | 1 | FALSE | FALSE | FALSE | 1406 | [13 empty] | FALSE
NFPA 170 SPEAKER STROBE CEILING |  |  | North | Autocall |  | Speaker/Strobe |  |  |  | Module | TRUE | A49HFV-APPLC-BA | + | Ceiling mount Addressable High fidelity S/V appliance only. Assembled in USA | 1 | 0 | 0 |  |  |  |  | TRUE | TRUE |  |  |  |  | #FF0070C0 | FA-NFPA 170 SPEAKER STROBE CEILING | 1 | FALSE | FALSE | FALSE | 2019 | [16 empty] | C
|  |  | North | Autocall |  | Cards & Components |  |  |  | Card | TRUE | A100-1362 |  | Analog Flex-35, 35 W Amplifier, constant supervision compatible 70.07 VRMS output | 1 | 0.085 | 1.64 |  |  |  |  | TRUE | [5 empty] | #FFFFFFFF |  |  | FALSE | FALSE | FALSE
NFPA 170 ABORT SWITCH |  |  | North | Autocall |  | Switch |  |  |  | Module | TRUE | A2080-9060 | ++ | Surface mount maintenance switch with Disconnect Indicator Lamp | 1 | [6 empty] | TRUE | [5 empty] | #FFFF0000 | FA-NFPA 170 ABORT SWITCH | 1 | FALSE | FALSE | FALSE
NFPA 170 FIRE ALARM CONTROL UNIT | RISER FACP |  | North | Autocall |  | Fire Alarm Control Unit |  |  |  | Assembly | TRUE | A007-9101 |  | 4007ES Hybrid Red, Electrically isolated IDNet 2 addressable initiating device SLC 100 points, Four notification appliance circuits (NACs) selectable as Class A or Class B with 6 A total available current, Eight point zone/relay module. | 1 | [6 empty] | TRUE | [5 empty] | #FFFF0000 | FA-NFPA 170 FIRE ALARM CONTROL UNIT | 1 | FALSE | FALSE | FALSE | 202 | [8 empty] | 7,12,18 |  |  | 6 |  | TRUE
|  |  | North | Autocall |  | Cards & Components |  |  |  | Card | TRUE | OBSOLETE | ++ | CPU Assembly | 1 | 0.391 | 0.545 | 8 |  |  |  | TRUE | [5 empty] | #FFFFFFFF |  |  | FALSE | FALSE | FALSE
NFPA 170 BATTERY CABINET |  |  | North | Autocall |  | Enclosure |  |  |  | Assembly | TRUE | A2081-9280 | + | 110 Ah Sealed Lead-Acid Batteries and Compatible Battery Cabinet (without charger), Red | 1 | 0 | 0 |  |  |  |  | TRUE | [5 empty] | #FFFF0000 | FA-NFPA 170 BATTERY CABINET | 1 | FALSE | FALSE | FALSE | 3000
|  |  | North | Autocall |  | Hardware |  |  |  | Hardware | TRUE | A4905-9940 |  | Surface Mount Adapter Skirt, White; use to cover 1-1/2" (38 mm) deep surface mounted boxes | 1 | 0 | 0 |  |  |  |  | TRUE | [5 empty] | #FFFFFFFF |  |  | FALSE | FALSE | FALSE
NFPA 170 FIRE ALARM CONTROL UNIT | RISER FACP |  | North | Autocall |  | Fire Alarm Control Unit |  |  |  | Assembly | TRUE | A100-9701 | + | 4100ES Master Controller Assembly - #3 | 1 | 0 | 0 |  |  |  |  | TRUE | [5 empty] | #FFFF0000 | FA-NFPA 170 FIRE ALARM CONTROL UNIT | 1 | FALSE | FALSE | FALSE | 202 | [8 empty] | 50,110 |  |  |  |  | TRUE
NFPA 170 STROBE CEILING |  |  | North | Autocall |  | Strobe |  |  |  | Module | TRUE | A49VOH-APPLC-O-BA | + | Visible Only Notification Appliances, Weatherproof Ceiling Mount Multi-Candela Horn/Strobe, Specify Cover, Assembled in USA | 1 | 0 | 0 |  |  |  |  | TRUE | TRUE |  |  |  |  | #FF0070C0 | FA-NFPA 170 STROBE CEILING | 1 | FALSE | FALSE | FALSE | 2013 | [16 empty] | C, WP
NFPA 170 SPEAKER CEILING |  |  | North | Autocall |  | Speaker |  |  |  | Module | TRUE | A49SO-APPLC-O | + | Ceiling mount Addressable Weatherproof High Fidelity S/O Appliance Only. | 1 | 0.0008 | 0.009 |  |  |  |  | TRUE | TRUE |  |  |  |  | #FF0070C0 | FA-NFPA 170 SPEAKER CEILING | 1 | FALSE | FALSE | FALSE | 2019 | [16 empty] | C, WP
|  |  | North | Autocall |  | Cards & Components |  |  |  | Card | TRUE | A007-6309 | ++ | ES Net NIC Dual Channel Multi-mode Fiber Media Card | 1 | 0.135 | 0.135 |  |  |  |  | TRUE | [5 empty] | #FFFFFFFF |  |  | FALSE | FALSE | FALSE
|  |  | North | Autocall |  | Cards & Components |  |  |  | Card | TRUE | A100-1341 |  | MCC (Multiple Command Center) Digital Audio Riser Interface | 1 | 0 | 0.07 |  |  |  |  | TRUE | [5 empty] | #FFFFFFFF |  |  | FALSE | FALSE | FALSE
|  |  | North | Autocall |  | Cards & Components |  |  |  | Card | TRUE | A100-5111 | ++ | Additional System Power Supply (SPS) | 1 | 0.175 | 0.185 |  |  |  |  | TRUE | [5 empty] | #FFFFFFFF |  |  | FALSE | FALSE | FALSE
GenericN INTERFACE MODULE |  |  | North | Autocall |  | Interface Module |  |  |  | Module | TRUE | A010-9901 | ++ | Intelligent Interface Module, mounted in 4010ES FACU | 1 | 0.132 | 0.132 |  |  | 24 |  | TRUE | [5 empty] | #FFFF0000 | FA-GenericN INTERFACE MODULE | 1 | FALSE | FALSE | FALSE
|  |  | North | Autocall |  | Hardware |  |  |  | Hardware | TRUE | 4098-9858 | + | Sampling Tube 71" to 95" (1803 mm to 2413 mm) | 1 | 0 | 0 |  |  |  |  | TRUE | [5 empty] | #FFFFFFFF |  |  | FALSE | FALSE | FALSE
|  |  | North | Autocall |  | Cards & Components |  |  |  | Card | TRUE | A007-9813 |  | Wired media card | 1 | 0.055 | 0.055 |  |  |  |  | TRUE | [5 empty] | #FFFFFFFF |  |  | FALSE | FALSE | FALSE
NFPA 170 HORN STROBE |  |  | North | Autocall |  | Horn/Strobe |  |  |  | Module | TRUE | A4906-9141 | + | Horn with Multi-Candela Strobe; Wall Mount, White, High Cd | 1 | 0 | 0 |  |  |  |  | TRUE | [5 empty] | #FF0070C0 | FA-NFPA 170 HORN STROBE | 1 | FALSE | FALSE | FALSE | 2012
|  |  | North | Autocall |  | Cards & Components |  |  |  | Card | TRUE | A100-1301 |  | Eight function HOA (On, Off, Auto) Control Module | 1 | 0.024 | 0.024 |  |  |  |  | TRUE | [5 empty] | #FFFFFFFF |  |  | FALSE | FALSE | FALSE
|  |  | North | Autocall |  | Hardware |  |  |  | Hardware | TRUE | A4090-9802 | + | Adapter plate for surface mounted box | 1 | [6 empty] | FALSE | [5 empty] | #FFFFFFFF |  |  | FALSE | FALSE | FALSE | [14 empty] | FALSE
|  |  | North | Autocall |  | Cards & Components |  |  |  | Card | TRUE | A009-9602 CPU | + | CPU Assembly | 1 | 0.07 | 0.096 |  |  |  |  | TRUE | [5 empty] | #FFFFFFFF |  |  | FALSE | FALSE | FALSE
|  |  | North | Autocall |  | Hardware |  |  |  | Hardware | TRUE | 2099-9814 | + | Surface trim plate for Wiremold 5744-2, red | 1 | [6 empty] | TRUE | [5 empty] | #FFFFFFFF |  |  | FALSE | FALSE | FALSE
|  |  | North | Autocall |  | Hardware |  |  |  | Hardware | TRUE | A49MP-AVVOWW | + | Mounting back plate in white. | 1 | 0 | 0 |  |  |  |  | TRUE | [5 empty] | #FFFFFFFF |  |  | FALSE | FALSE | FALSE
|  |  | North | Autocall |  | Cards & Components |  |  |  | Card | TRUE | A010-9404 Main Board | ++ | Main Board/Power Supply | 1 | 0.316 | 0.43 | 8 |  |  |  | TRUE | [5 empty] | #FFFFFFFF |  |  | FALSE | FALSE | FALSE | [14 empty] | TRUE
|  |  | North | Autocall |  | Hardware |  |  |  | Hardware | TRUE | A100-0644 | + | 120V ES-PS PDM Harness | 1 | 0 | 0 |  |  |  |  | TRUE | [5 empty] | #FFFFFFFF |  |  | FALSE | FALSE | FALSE
NFPA 170 FIRE ALARM CONTROL UNIT | RISER FACP |  | North | Autocall |  | Fire Alarm Control Unit |  |  |  | Assembly | TRUE | A100-9131 |  | 4100ES Master Controller Assembly, no display, no operator interface, 9 A system power supply/battery charger (SPS), 250 point IDNet interface, 3 NACs, auxiliary relay, and external RUI communications interface | 1 | 0 | 0 |  |  |  |  | TRUE | [5 empty] | #FFFF0000 | FA-NFPA 170 FIRE ALARM CONTROL UNIT | 1 | FALSE | FALSE | FALSE | 202 | [8 empty] | 7,12,18,33,50,110 |  |  |  |  | TRUE
NFPA 170 NON ADDRESSABLE RELAY |  |  | North | Autocall |  | Non-Addressable Relay |  |  |  | Module | TRUE | A2098-9737 | + | Supervised Relay, mounts remote or in base electrical box For use with A4098-9791 base | 1 | 0 | 0 |  |  |  |  | TRUE | [5 empty] | #FFFF0000 | FA-NFPA 170 NON ADDRESSABLE RELAY | 1 | FALSE | FALSE | FALSE | 1300
NFPA 170 DUCT SMOKE DETECTOR |  |  | North | Autocall |  | Duct Smoke Detector |  |  |  | Module | TRUE | A4098-9755 w/A4098-9714 | + | Duct Sensor Housing with beige mounting box, (requires 4098-9714 sensor) | 1 | 0.0008 | 0.001 |  |  |  |  | TRUE | TRUE |  |  |  |  | #FFFF0000 | FA-NFPA 170 DUCT SMOKE DETECTOR | 1 | FALSE | FALSE | FALSE | 1400
NFPA 170 SPEAKER STROBE |  |  | North | Autocall |  | Speaker/Strobe |  |  |  | Module | TRUE | A4906-9151 | + | Multi-tapped Speaker with Multi-Candela Synchronized Strobe, Red | 1 | [6 empty] | TRUE | [5 empty] | #FF0070C0 | FA-NFPA 170 SPEAKER STROBE | 1 | FALSE | FALSE | FALSE | 2019
|  |  | North | Autocall |  | Cards & Components |  |  |  | Card | TRUE | A010-9918 |  | Dual RS-232 Module | 1 | 0.06 | 0.06 |  |  |  |  | TRUE | [5 empty] | #FFFFFFFF |  |  | FALSE | FALSE | FALSE
NFPA 170 HEAT DETECTOR |  |  | North | Autocall |  | Heat Detector |  |  |  | Module | TRUE | A4098-9734 w/A4098-9780 | + | TrueAlarm High Temp Heat Detector w/TrueAlarm Sensor Base 2-wire w/LED or Relay Connections | 1 | 0.0008 | 0.001 |  |  |  |  | TRUE | TRUE |  |  |  |  | #FFFF0000 | FA-NFPA 170 HEAT DETECTOR | 1 | FALSE | FALSE | FALSE | 1403 | [16 empty] | HT
|  |  | North | Autocall | [5 empty] | Module | TRUE | A100-1246 |  | Flex-35/50 Class A Adapter Module; converts three on-board NACS to Class A operation | 1 | 0.001 | 0.03 |  |  |  |  | TRUE | [5 empty] | #FFFFFFFF |  |  | FALSE | FALSE | FALSE
NFPA 170 NOTIFICATION CIRCUIT EXTENDER PANEL | RISER NAC |  | North | Autocall |  | Notification Circuit Extender Panel |  |  |  | Assembly | TRUE | A009-9201 | ++ | 4009 IDNet NAC Extender with 4, Class B NACs and 8 A power supply | 1 | [6 empty] | TRUE | [5 empty] | #FFFF0000 | FA-NFPA 170 NOTIFICATION CIRCUIT EXTENDER PANEL | 1 | FALSE | FALSE | FALSE | 212 | [8 empty] | 6.2,10,18 |  | 12.7 | 8 |  | TRUE
|  |  | North | Autocall | [5 empty] | Module | TRUE | A010-6306 | ++ | ES Net NIC dual channel Ethernet media card | 1 | 0.02 | 0.02 | [10 empty] | #FFFFFFFF |  |  | FALSE | FALSE | FALSE
NFPA 170 SMOKE DETECTOR |  |  | North | Autocall |  | Smoke Detector |  |  |  | Module | TRUE | A4098-9714 w/A4098-9780 | + | TrueAlarm Photoelectric Smoke Detector w/TrueAlarm Sensor Base 2-wire w/LED or Relay Connections | 1 | 0.0008 | 0.001 |  |  |  |  | TRUE | TRUE |  |  |  |  | #FFFF0000 | FA-NFPA 170 SMOKE DETECTOR | 1 | FALSE | FALSE | FALSE | 1408
|  |  | North | Autocall |  | Hardware |  |  |  | Hardware | TRUE | A100-6034 |  | Tamper Switch | 1 | 0 | 0 |  |  |  |  | TRUE | [5 empty] | #FFFFFFFF |  |  | FALSE | FALSE | FALSE
NFPA 170 HEAT DETECTOR |  |  | North | Autocall |  | Heat Detector |  |  |  | Module | TRUE | A4098-9612 w/A4098-9682 | + | Electronic Heat Detector 4-Wire 135° F (57° C) with auxiliary alarm relay output | 1 | 0.0001 | 0.024 |  |  |  |  | TRUE | TRUE |  |  |  |  | #FFFF0000 | FA-NFPA 170 HEAT DETECTOR | 1 | FALSE | FALSE | FALSE | 1403 | [16 empty] | 135
NFPA 170 HEAT DETECTOR |  |  | North | Autocall |  | Heat Detector |  |  |  | Module | TRUE | A4098-9613E w/A4098-9684E | + | Electronic Heat Detector 2-Wire 135° F (57° C) with remote LED, High Humidity | 1 | 0.0001 | 0.086 |  |  |  |  | TRUE | TRUE |  |  |  |  | #FFFF0000 | FA-NFPA 170 HEAT DETECTOR | 1 | FALSE | FALSE | FALSE | 1403 | [16 empty] | 135
NFPA 170 HORN |  |  | North | Autocall |  | Horn |  |  |  | Module | TRUE | A49CMT-APPLW | + | Multi-Tone Horns; SmartSync Controlled or Free-run; with 520 Hz output, Non-Addressable, Specify Cover | 1 | 0 | 0 |  |  |  |  | TRUE | [5 empty] | #FF0070C0 | FA-NFPA 170 HORN | 1 | FALSE | FALSE | FALSE | 2012
|  |  | North | Autocall |  | Cards & Components |  |  |  | Card | TRUE | A100-3204 |  | Relay Module 4 DPDT with feedback 2A | 1 | 0.015 | 0.175 |  |  |  |  | TRUE | [5 empty] | #FFFFFFFF |  |  | FALSE | FALSE | FALSE
NFPA 170 STROBE WALL |  |  | North | Autocall |  | Strobe |  |  |  | Module | TRUE | A4906-9111 | + | Multi-candela strobe, Wall Mount, Fire, White, High Cd | 1 | 0 | 0 |  |  |  |  | TRUE | [5 empty] | #FF0070C0 | FA-NFPA 170 STROBE WALL | 1 | FALSE | FALSE | FALSE | 2023
NFPA 170 SMOKE DETECTOR |  |  | North | Autocall |  | Smoke Detector |  |  |  | Module | TRUE | A4098-9714BA w/A4098-9792BA | + | TrueAlarm Photoelectric Smoke Detector w/TrueAlarm Sensor Standard Base, Assembled in USA | 1 | 0.0008 | 0.001 |  |  |  |  | TRUE | TRUE |  |  |  |  | #FFFF0000 | FA-NFPA 170 SMOKE DETECTOR | 1 | FALSE | FALSE | FALSE | 1408
|  |  | North | Autocall | [5 empty] | Module | TRUE | A100-9601 |  |  | 1 | [12 empty] | #FFFFFFFF |  |  | FALSE | FALSE | FALSE
NFPA 170 HEAT DETECTOR |  |  | North | Autocall |  | Heat Detector |  |  |  | Module | TRUE | A4098-9615E w/A4098-9683E | + | Electronic Heat Detector 2-Wire 200° F (57° C) with auxiliary alarm relay output, High Humidity | 1 | 0.0001 | 0.086 |  |  |  |  | TRUE | TRUE |  |  |  |  | #FFFF0000 | FA-NFPA 170 HEAT DETECTOR | 1 | FALSE | FALSE | FALSE | 1403 | [16 empty] | 200
|  |  | North | Autocall |  | Cards & Components |  |  |  | Card | TRUE | A007-9805 | ++ | Panel Mounted 48 LED Status Annunciator Module; provides 24 Yellow LEDs, 20 Red LEDs, and 4 Red/Green LEDs that are programmable for up to 24 IDC zones of alarm and trouble annunciation, or as required for custom annunciation requirements | 1 | 0.105 | 0.105 |  |  |  |  | TRUE | [5 empty] | #FFFFFFFF |  |  | FALSE | FALSE | FALSE
|  |  | North | Autocall |  | Hardware |  |  |  | Hardware | TRUE | A100-5115 |  | NAC Expansion Module, 3 NACs, Class A/B, mounts on XPS only | 1 | 0.025 | 0.025 |  |  |  |  | TRUE | [5 empty] | #FFFFFFFF |  |  | FALSE | FALSE | FALSE
|  |  | North | Autocall |  | Cards & Components |  |  |  | Card | TRUE | A100-0623 |  | Network Audio Riser Controller Module for control of either an analog or digital riser module | 1 | 0 | 0.014 |  |  |  |  | TRUE | [5 empty] | #FFFFFFFF |  |  | FALSE | FALSE | FALSE
NFPA 170 FIRE PHONE |  |  | North | Autocall |  | Fire Phone |  |  |  | Module | TRUE | A2084-9002 | ++ | Firefighter Telephone Assembly with 2975-9053 backbox | 1 | [6 empty] | FALSE | [5 empty] | #FFFF0000 | FA-NFPA 170 FIRE PHONE | 1 | FALSE | FALSE | FALSE | [14 empty] | FALSE
NFPA 170 HORN STROBE |  |  | North | Autocall |  | Horn/Strobe |  |  |  | Module | TRUE | A59AV-APPLWWH-O |  | Visible Notification Appliances, Wall Mount Multi-Candela Horn Strobe, White, High CD, Weatherproof | 1 | 0 | 0 |  |  |  |  | TRUE | [5 empty] | #FF0070C0 | FA-NFPA 170 HORN STROBE | 1 | FALSE | FALSE | FALSE | 2012
NFPA 170 BATTERY CABINET |  |  | North | Autocall |  | Enclosure |  |  |  | Assembly | TRUE | A4081-9306 |  | 110 Ah Sealed Lead-Acid Batteries and Compatible Battery Cabinet, 120VAC (with charger), Red | 1 | 0 | 0 |  |  |  |  | TRUE | [5 empty] | #FFFF0000 | FA-NFPA 170 BATTERY CABINET | 1 | FALSE | FALSE | FALSE | 3000 | [16 empty] | 120VAC
|  |  | North | Autocall |  | Hardware |  |  |  | Hardware | TRUE | 2975-9178 | + | Surface mount steel box, red | 1 | 0 | 0 |  |  |  |  | TRUE | [5 empty] | #FFFFFFFF |  |  | FALSE | FALSE | FALSE
|  |  | North | Autocall |  | Cards & Components |  |  |  | Card | TRUE | A100-9121 CPU |  | CPU Assembly | 1 | 0.718 | 0.937 |  |  |  |  | TRUE | [5 empty] | #FFFFFFFF |  |  | FALSE | FALSE | FALSE
NFPA 170 HORN STROBE |  |  | North | Autocall |  | Horn/Strobe |  |  |  | Module | TRUE | A59AV-APPLWRH |  | Visible Notification Appliances, Wall Mount Multi-Candela Horn Strobe, Red, High CD | 1 | 0 | 0 |  |  |  |  | TRUE | [5 empty] | #FF0070C0 | FA-NFPA 170 HORN STROBE | 1 | FALSE | FALSE | FALSE | 2012
NFPA 170 FIRE PHONE |  |  | North | Autocall |  | Fire Phone |  |  |  | Module | TRUE | A2084-9007 | ++ | Firefighter Telephone Assembly with 2975-9053 backbox | 1 | [6 empty] | FALSE | [5 empty] | #FFFF0000 | FA-NFPA 170 FIRE PHONE | 1 | FALSE | FALSE | FALSE | [14 empty] | FALSE
NFPA 170 ADDRESSABLE INPUT OUTPUT |  |  | North | Autocall |  | Addressable Module |  |  |  | Module | TRUE | A4090-9118 |  | Relay IAM with T-Sense | 1 | 0.0008 | 0.001 |  |  |  |  | TRUE | [5 empty] | #FFFF0000 | FA-NFPA 170 ADDRESSABLE INPUT OUTPUT | 1 | FALSE | FALSE | FALSE | 1100
NFPA 170 HORN STROBE CEILING |  |  | North | Autocall |  | Horn/Strobe |  |  |  | Module | TRUE | A49AVH-APPLC-O-BA | + | Audible/Visible Notification Appliances, Weatherproof Ceiling Mount Multi-Candela Horn/Strobe, Specify Cover, Assembled in USA | 1 | 0 | 0 |  |  |  |  | TRUE | TRUE |  |  |  |  | #FF0070C0 | FA-NFPA 170 HORN STROBE CEILING | 1 | FALSE | FALSE | FALSE | 2013 | [16 empty] | C, WP
NFPA 170 FIRE ALARM CONTROL UNIT | RISER FACP |  | North | Autocall |  | Fire Alarm Control Unit |  |  |  | Assembly | TRUE | A2975-9444 | ++ | 4100ES Platinum 1 Bay Box with Glass Door and Dress Panel - Add Master Controller, Power Supply and other components as required using Assembly Editor | 1 | 0 | 0 |  |  |  |  | TRUE | [5 empty] | #FFFF0000 | FA-NFPA 170 FIRE ALARM CONTROL UNIT | 1 | FALSE | FALSE | FALSE | [9 empty] | 6.2,10,12.7,18,25,33,55 |  |  |  |  | TRUE
NFPA 170 HEAT DETECTOR |  |  | North | Autocall |  | Heat Detector |  |  |  | Module | TRUE | A4098-9615 w/A4098-9682 | + | Electronic Heat Detector 4-Wire 135° F (57° C) with auxiliary alarm relay output | 1 | 0.0001 | 0.024 |  |  |  |  | TRUE | TRUE |  |  |  |  | #FFFF0000 | FA-NFPA 170 HEAT DETECTOR | 1 | FALSE | FALSE | FALSE | 1403 | [16 empty] | 200¦RR
NFPA 170 ADDRESSABLE OUTPUT MODULE |  |  | North | Autocall |  | Addressable Control/Relay |  |  |  | Module | TRUE | A4905-9816 |  | TrueAlert Addressable Adapter Module | 1 | 0 | 0 |  |  |  |  | TRUE | [5 empty] | #FFFF0000 | FA-NFPA 170 ADDRESSABLE OUTPUT MODULE | 1 | FALSE | FALSE | FALSE | 1300
NFPA 170 SYNC MODULE |  |  | North | Autocall |  | Sync Module |  |  |  | Module | TRUE | A4905-9938 |  | SmartSync Control Module with Class B or Class A output | 1 | 0 | 0.03 |  |  |  |  | TRUE | [5 empty] | #FFFF0000 | FA-NFPA 170 SYNC MODULE | 1 | FALSE | FALSE | FALSE | 1300
NFPA 170 FIRE ALARM CONTROL INTERFACE |  |  | North | Autocall |  | Interface |  |  |  | Assembly | TRUE | A190-9834 | ++ | ES Net external NIC and media cards for TSW, Red | 1 | 0.12 | 0.12 | [10 empty] | #FFFF0000 | FA-NFPA 170 FIRE ALARM CONTROL INTERFACE | 1 | FALSE | FALSE | FALSE
NFPA 170 STROBE CEILING |  |  | North | Autocall |  | Strobe |  |  |  | Module | TRUE | A49VO-APPLC | + | Visual Only Notification Appliances, Indoor Ceiling Mount Strobe | 1 | 0 | 0 |  |  |  |  | TRUE | TRUE |  |  |  |  | #FF0070C0 | FA-NFPA 170 STROBE CEILING | 1 | FALSE | FALSE | FALSE | 2022 | [16 empty] | C
NFPA 170 NON ADDRESSABLE RELAY |  |  | North | Autocall |  | Non-Addressable Relay |  |  |  | Module | TRUE | A4098-9860 | + | Supervised Relay, mounts remote or in base electrical box For use with A4098-9780 base | 1 | 0 | 0 |  |  |  |  | TRUE | [5 empty] | #FFFF0000 | FA-NFPA 170 NON ADDRESSABLE RELAY | 1 | FALSE | FALSE | FALSE | 1300
NFPA 170 STROBE WALL |  |  | North | Autocall |  | Strobe |  |  |  | Module | TRUE | A49VO-APPLW | + | Visible Notification Appliances, Wall Mount Multi-Candela Strobes | 1 | 0 | 0 |  |  |  |  | TRUE | [5 empty] | #FF0070C0 | FA-NFPA 170 STROBE WALL | 1 | FALSE | FALSE | FALSE | 2023
NFPA 170 HEAT CO DETECTOR |  |  | North | Autocall |  | Heat/CO Detector |  |  |  | Module | TRUE | A4098-9733 w/A4098-9770 | + | Heat Sensor w/CO Base, Standard operation | 1 | 0.0008 | 0.001 |  |  |  |  | TRUE | TRUE |  |  |  |  | #FFFF0000 | FA-NFPA 170 HEAT CO DETECTOR | 1 | FALSE | FALSE | FALSE | 1408 | [16 empty] | CO
NFPA 170 FIRE ALARM CONTROL UNIT | RISER FACP |  | North | Autocall |  | Fire Alarm Control Unit |  |  |  | Assembly | TRUE | A100-9111 | ++ | 4100ES Master Controller Assembly with LCD and operator interface, 9 A system power supply/battery charger (SPS), three NACs, auxiliary relay, and external RUI+ (isolated or un-isolated) communications interface | 1 | 0 | 0 |  |  |  |  | TRUE | [5 empty] | #FFFF0000 | FA-NFPA 170 FIRE ALARM CONTROL UNIT | 1 | FALSE | FALSE | FALSE | 202 | [8 empty] | 7,12,18,33,50,110 |  |  |  |  | TRUE
NFPA 170 HORN |  |  | North | Autocall |  | Horn |  |  |  | Module | TRUE | A59AO-APPLWW-O | ++ | Notification Appliances, Wall Mount Horn, White | 1 | 0 | 0 |  |  |  |  | TRUE | [5 empty] | #FF0070C0 | FA-NFPA 170 HORN | 1 | FALSE | FALSE | FALSE | 2023 | [16 empty] | WP
|  |  | North | Autocall |  | Cards & Components |  |  |  | Card | TRUE | A100-9620 |  | A100 Master Controller, Info-Alarm Display | 1 | 0.225 | 0.225 |  |  |  |  | TRUE | [5 empty] | #FFFFFFFF |  |  | FALSE | FALSE | FALSE
NFPA 170 SPEAKER STROBE CEILING |  |  | North | Autocall |  | Speaker/Strobe |  |  |  | Module | TRUE | A49HFV-APPLC | + | Ceiling mount Addressable High fidelity S/V appliance only. | 1 | 0 | 0 |  |  |  |  | TRUE | TRUE |  |  |  |  | #FF0070C0 | FA-NFPA 170 SPEAKER STROBE CEILING | 1 | FALSE | FALSE | FALSE | 2019 | [16 empty] | C
|  |  | North | Autocall | [5 empty] | Module | TRUE | A100-5125 |  |  | 1 | [12 empty] | #FFFFFFFF |  |  | FALSE | FALSE | FALSE
|  |  | North | Autocall |  | Cards & Components |  |  |  | Card | TRUE | A100-6302 |  | Right port, single-mode 4120 duplex fiber media card | 1 | 0.055 | 0.055 |  |  |  |  | TRUE | [5 empty] | #FFFFFFFF |  |  | FALSE | FALSE | FALSE
|  |  | North | Autocall |  | Cards & Components |  |  |  | Card | TRUE | A100-CSG-PNP |  | CSG with IP Communicator and A007-6416 Cellular Module | 1 | 0.125 | 0.125 |  |  |  |  | TRUE | [5 empty] | #FFFFFFFF |  |  | FALSE | FALSE | FALSE
NFPA 170 SMOKE DETECTOR |  |  | North | Autocall |  | Smoke Detector |  |  |  | Module | TRUE | A4098-9605 w/A4098-9682 | + | TrueAlarm Photoelectric Smoke Detector w/TrueAlarm Sensor 4-Wire Base, Relay | 1 | 0.0001 | 0.024 |  |  |  |  | TRUE | TRUE |  |  |  |  | #FFFF0000 | FA-NFPA 170 SMOKE DETECTOR | 1 | FALSE | FALSE | FALSE | 1408 | [16 empty] | P
|  |  | North | Autocall |  | Hardware |  |  |  | Hardware | TRUE | 2081-9274 | ++ | System Batteries, Sealed Lead-Acid, 10 Ah | 1 | 0 | 0 |  |  |  |  | TRUE | [5 empty] | #FFFFFFFF |  |  | FALSE | FALSE | FALSE
|  |  | North | Autocall |  | Hardware |  |  |  | Hardware | TRUE | 2081-9296 | ++ | System Batteries, Sealed Lead-Acid, 50 Ah | 1 | [6 empty] | FALSE | [5 empty] | #FFFFFFFF |  |  | FALSE | FALSE | FALSE | [14 empty] | FALSE
|  |  | North | Autocall |  | Hardware |  |  |  | Hardware | TRUE | 2099-9820 | + | Flush mount adapter kit, beige | 1 | [6 empty] | TRUE | [5 empty] | #FFFFFFFF |  |  | FALSE | FALSE | FALSE
|  |  | North | Autocall |  | Hardware |  |  |  | Hardware | TRUE | 2099-9803 | + | Replacement breakglass | 1 | [6 empty] | TRUE | [5 empty] | #FFFFFFFF |  |  | FALSE | FALSE | FALSE
|  |  | North | Autocall |  | Hardware |  |  |  | Hardware | TRUE | A2975-9449 | + | 3 BAY BOX & SOLID DOOR RED | 1 | [12 empty] | #FFFFFFFF |  |  | FALSE | FALSE | FALSE
|  |  | North | Autocall |  | Cards & Components |  |  |  | Card | TRUE | A100-9314 CPU |  | CPU Assembly | 1 | 0.497 | 0.805 |  |  |  |  | TRUE | [5 empty] | #FFFFFFFF |  |  | FALSE | FALSE | FALSE
NFPA 170 HORN STROBE |  |  | North | Autocall |  | Horn/Strobe |  |  |  | Module | TRUE | A49CMTV-APPLW | + | Multi-Tone Horn Strobes; SmartSync Controlled or Free-run; with 520 Hz output, Non-Addressable, Specify Cover | 1 | 0 | 0 |  |  |  |  | TRUE | [5 empty] | #FF0070C0 | FA-NFPA 170 HORN STROBE | 1 | FALSE | FALSE | FALSE | 2012
NFPA 170 SMOKE HEAT CO DETECTOR |  |  | North | Autocall |  | Smoke/Heat/CO Detector |  |  |  | Module | TRUE | A4098-9754 w/A4098-9770 | + | Multi-Sensor Photoelectric and Heat Sensing w/CO Base, Standard operation | 1 | 0.0008 | 0.001 |  |  |  |  | TRUE | TRUE |  |  |  |  | #FFFF0000 | FA-NFPA 170 SMOKE HEAT CO DETECTOR | 1 | FALSE | FALSE | FALSE | 1408 | [16 empty] | CO
|  |  | North | Autocall |  | Cards & Components |  |  |  | Card | TRUE | A100-6056 |  | Wired network media card | 1 | 0.055 | 0.055 |  |  |  |  | TRUE | [5 empty] | #FFFFFFFF |  |  | FALSE | FALSE | FALSE
|  |  | North | Autocall |  | Hardware |  |  |  | Hardware | TRUE | A100-5128 | + | battery distribution termination module | 1 | [12 empty] | #FFFFFFFF |  |  | FALSE | FALSE | FALSE
|  |  | North | Autocall |  | Cards & Components |  |  |  | Card | TRUE | A100-6080 | + | DACT, Point or Event Reporting | 1 | 0.03 | 0.04 |  |  |  |  | TRUE | [5 empty] | #FFFFFFFF |  |  | FALSE | FALSE | FALSE
|  |  | North | Autocall |  | Hardware |  |  |  | Hardware | TRUE | A100-8802 |  | Programming Software (select) | 1 | 0 | 0 |  |  |  |  | TRUE | [5 empty] | #FFFFFFFF |  |  | FALSE | FALSE | FALSE
NFPA 170 SPEAKER CEILING |  |  | North | Autocall |  | Speaker |  |  |  | Module | TRUE | A49SO-APPLC-BA | + | Ceiling mount Addressable S/O appliance only. Assembled in USA | 1 | 0.0008 | 0.009 |  |  |  |  | TRUE | TRUE |  |  |  |  | #FF0070C0 | FA-NFPA 170 SPEAKER CEILING | 1 | FALSE | FALSE | FALSE | 2019 | [16 empty] | C
NFPA 170 FIRE ALARM CONTROL UNIT | RISER FACP |  | North | Autocall |  | Fire Alarm Control Unit |  |  |  | Assembly | TRUE | A010-9602 |  | Basic 1-bay control unit with 2x40 LCD Operator Interface, 6 A ESS/battery charger, (1) Two-loop Isolated IDNet 2 Communications Channel, Class A or Class B, with support for up to 250 addressable devices; and two, 3 A IDNAC SLCs, Platinum | 1 | 0 | 0 |  |  |  |  | TRUE | [5 empty] | #FFFF0000 | FA-NFPA 170 FIRE ALARM CONTROL UNIT | 1 | FALSE | FALSE | FALSE | 202 | [8 empty] | 7,12,18,33,50 |  |  |  |  | TRUE
|  |  | North | Autocall |  | Cards & Components |  |  |  | Card | TRUE | A100-1271 |  | Remote Master Telephone | 1 | 0 | 0 |  |  |  |  | TRUE | [5 empty] | #FFFFFFFF |  |  | FALSE | FALSE | FALSE
FA-FIRE_INTRINSICALLY_SAFE_DEVICE |  |  | North | Autocall |  | Miscellaneous |  |  |  | Module | TRUE | 2081-9062 |  | Intrinsically Safe Devices Single Isolated Barrier Module | 1 | 0 | 0 |  |  |  |  | TRUE | [5 empty] | #FFFF0000 | FA-FA-FIRE_INTRINSICALLY_SAFE_DEVICE | 1 | FALSE | FALSE | FALSE | [17 empty] | S
|  |  | North | Autocall |  | Hardware |  |  |  | Hardware | TRUE | A100-2153 | + | 3BAY GLASS DR PKG FACTORY ONLY | 1 | [12 empty] | #FFFFFFFF |  |  | FALSE | FALSE | FALSE
NFPA 170 SMOKE HEAT DETECTOR |  |  | North | Autocall |  | Smoke/Heat Detector |  |  |  | Module | TRUE | A4098-9602 w/A4098-9788 | + | TrueAlarm Photoelectric Smoke Detector with TrueSense Smoke/Heat Detection 2-Wire | 1 | 0.0001 | 0.024 |  |  |  |  | TRUE | TRUE |  |  |  |  | #FFFF0000 | FA-NFPA 170 SMOKE HEAT DETECTOR | 1 | FALSE | FALSE | FALSE | 1408 | [16 empty] | P
|  |  | North | Autocall | [5 empty] | Module | TRUE | A190-9856 | ++ | ES Net NIC dual channel Ethernet media card | 1 | 0.02 | 0.02 | [10 empty] | #FFFFFFFF |  |  | FALSE | FALSE | FALSE
|  |  | North | Autocall |  | Cards & Components |  |  |  | Card | TRUE | A100-1293 |  | Panel Mount Thermal Printhead Printer | 1 | 0.125 | 0.8 |  |  |  |  | TRUE | [5 empty] | #FFFFFFFF |  |  | FALSE | FALSE | FALSE
|  |  | North | Autocall |  | Cards & Components |  |  |  | Card | TRUE | A100-1272 |  | Expansion Telephone Control Module with three Class B telephone NACs | 1 | 0.08 | 0.14 |  |  |  |  | TRUE | [5 empty] | #FFFFFFFF |  |  | FALSE | FALSE | FALSE
NFPA 170 FIRE ALARM CONTROL UNIT | RISER FACP |  | North | Autocall |  | Fire Alarm Control Unit |  |  |  | Assembly | TRUE | A2975-9446 | ++ | 4100ES Platinum 3 Bay Box with Glass Door and Dress Panel - Add Master Controller, Power Supply and other components as required using Assembly Editor | 1 | 0 | 0 |  |  |  |  | TRUE | [5 empty] | #FFFF0000 | FA-NFPA 170 FIRE ALARM CONTROL UNIT | 1 | FALSE | FALSE | FALSE | [9 empty] | 6.2,10,12.7,18,25,33,55 |  |  |  |  | TRUE
|  |  | North | Autocall |  | Hardware |  |  |  | Hardware | TRUE | A4090-9801 | + | Adapter plate for semi-flush mounted box | 1 | [6 empty] | FALSE | [5 empty] | #FFFFFFFF |  |  | FALSE | FALSE | FALSE | [14 empty] | FALSE
NFPA 170 FIRE PHONE |  |  | North | Autocall |  | Fire Phone |  |  |  | Module | TRUE | A2084-9023 | ++ | Firefighter Telephone Jack Station | 1 | [6 empty] | FALSE | [5 empty] | #FFFF0000 | FA-NFPA 170 FIRE PHONE | 1 | FALSE | FALSE | FALSE | [14 empty] | FALSE
|  |  | North | Autocall |  | Cards & Components |  |  |  | Card | TRUE | A010-9601 ESS |  | Extended System Supply with Power Supply and Basic Circuits | 1 | 0.336 | 0.54 |  |  |  |  | TRUE | [5 empty] | #FFFFFFFF |  |  | FALSE | FALSE | FALSE
NFPA 170 REMOTE ANNUNCIATOR |  |  | North | Autocall |  | Cards & Components |  |  |  | Module | TRUE | A100-9404 | ++ | Remote ES Touch Screen Display, red | 1 | 0.16 | 0.225 |  |  |  |  | TRUE | [5 empty] | #FFFF0000 | FA-NFPA 170 REMOTE ANNUNCIATOR | 1 | FALSE | FALSE | FALSE
NFPA 170 HEAT DETECTOR |  |  | North | Autocall |  | Heat Detector |  |  |  | Module | TRUE | A4098-9613 w/A4098-9684 | + | Electronic Heat Detector 2-Wire 135° F (57° C) with connection for remote LED | 1 | 0.0001 | 0.024 |  |  |  |  | TRUE | TRUE |  |  |  |  | #FFFF0000 | FA-NFPA 170 HEAT DETECTOR | 1 | FALSE | FALSE | FALSE | 1403 | [16 empty] | 135¦RR
|  |  | North | Autocall |  | Cards & Components |  |  |  | Card | TRUE | A250-9800 |  | CSG with IP Communicator | 1 | 0.125 | 0.125 |  |  |  |  | TRUE | [5 empty] | #FFFFFFFF |  |  | FALSE | FALSE | FALSE
NFPA 170 SPEAKER STROBE CEILING |  |  | North | Autocall |  | Speaker/Strobe |  |  |  | Module | TRUE | A4906-9159 | + | Multi-tapped Speaker with Multi-Candela Synchronized Strobe, White, Blank | 1 | [6 empty] | TRUE | TRUE |  |  |  |  | #FF0070C0 | FA-NFPA 170 SPEAKER STROBE CEILING | 1 | FALSE | FALSE | FALSE | 2019 | [16 empty] | C
|  |  | North | Autocall |  | Hardware |  |  |  | Hardware | TRUE | A49MP-SVWW | + | Mounting back plate in white. | 1 | 0 | 0 |  |  |  |  | TRUE | [5 empty] | #FFFFFFFF |  |  | FALSE | FALSE | FALSE
NFPA 170 FIRE ALARM CONTROL UNIT | RISER FACP |  | North | Autocall |  | Fire Alarm Control Unit |  |  |  | Assembly | TRUE | A100-9706 | ++ | ES-PS Master Controller with ES Touch Screen Display | 1 | 0 | 0 |  |  |  |  | TRUE | [5 empty] | #FFFF0000 | FA-NFPA 170 FIRE ALARM CONTROL UNIT | 1 | FALSE | FALSE | FALSE | 202 | [8 empty] | 50,110 |  |  |  |  | TRUE
NFPA 170 HEAT DETECTOR |  |  | North | Autocall |  | Heat Detector |  |  |  | Module | TRUE | A4098-9613E w/A4098-9683E | + | Electronic Heat Detector 2-Wire 135° F (57° C) with auxiliary alarm relay output, High Humidity | 1 | 0.0001 | 0.086 |  |  |  |  | TRUE | TRUE |  |  |  |  | #FFFF0000 | FA-NFPA 170 HEAT DETECTOR | 1 | FALSE | FALSE | FALSE | 1403 | [16 empty] | 135
|  |  | North | Autocall |  | Cards & Components |  |  |  | Card | TRUE | A010-9421 Main Board | ++ | CPU Assembly | 1 | 0.391 | 0.545 | 8 |  |  |  | TRUE | [5 empty] | #FFFFFFFF |  |  | FALSE | FALSE | FALSE
NFPA 170 HORN |  |  | North | Autocall |  | Horn |  |  |  | Module | TRUE | A59AO-APPLWR | ++ | Notification Appliances, Wall Mount Horn, Red, Weatherproof | 1 | 0 | 0 |  |  |  |  | TRUE | [5 empty] | #FF0070C0 | FA-NFPA 170 HORN | 1 | FALSE | FALSE | FALSE | 2023
|  |  | North | Autocall |  | Cards & Components |  |  |  | Card | TRUE | A007-9803 | ++ | IDNet+ Loop Expansion Module; provides an additional isolated loop with short circuit isolation to the existing IDNet+ channel, also provides an additional 75 addressable points to the IDNet+ channel capacity, maximum of two | 1 | [6 empty] | TRUE | [5 empty] | #FFFFFFFF |  |  | FALSE | FALSE | FALSE
|  |  | North | Autocall |  | Cards & Components |  |  |  | Card | TRUE | A007-9810 |  | Modular Network Interface Card; Class B or Class X | 1 | 0.03 | 0.03 |  |  |  |  | TRUE | [5 empty] | #FFFFFFFF |  |  | FALSE | FALSE | FALSE
|  |  | North | Autocall |  | Cards & Components |  |  |  | Card | TRUE | A100-1280 | + | 8 Switch, 8 Red LED Module | 1 | 0 | 0.024 |  |  |  |  | TRUE | [5 empty] | #FFFFFFFF |  |  | FALSE | FALSE | FALSE
|  |  | North | Autocall |  | Cards & Components |  |  |  | Card | TRUE | A100-9705 |  | Control Panel Mounted InfoAlarm Command Center | 1 | 0.349 | 0.391 |  |  |  |  | TRUE | [5 empty] | #FFFFFFFF |  |  | FALSE | FALSE | FALSE
NFPA 170 NON ADDRESSABLE RELAY |  |  | North | Autocall |  | Non-Addressable Relay |  |  |  | Module | TRUE | 4098-9843 |  | Relay; single Form C | 1 | 0 | 0 |  |  |  |  | TRUE | [5 empty] | #FFFF0000 | FA-NFPA 170 NON ADDRESSABLE RELAY | 1 | FALSE | FALSE | FALSE | 1300
HEAT DETECTOR |  |  | North | Autocall |  | Heat Detector |  |  |  | Module | TRUE | A4098-5613 | ++ | Heat detector at a 200°F or 93.3°C fixed temperature and rate-of-rise. | 1 | 7e-05 | 0.033 |  |  | 33 | 10.5 | FALSE | TRUE |  |  |  |  | #FFFF0000 | FA-HEAT DETECTOR | 1 | FALSE | FALSE | FALSE | 1408 | [13 empty] | FALSE |  |  | 200°
NFPA 170 ASPIRATING SMOKE DETECTOR |  |  | North | Autocall |  | Air Sampling Detection |  |  |  | Module | TRUE | A4098-VEP-A10-P | ++ | VESDA-E VEP with 3.5 in. display | 5 | [6 empty] | FALSE |  |  |  | 13.8 in. x 8.9 in. x 5.3 in. (350 mm x 225 mm x 135 mm) |  | #FFFF0000 | FA-NFPA 170 ASPIRATING SMOKE DETECTOR | 1 | FALSE | FALSE | FALSE | [14 empty] | FALSE
|  |  | North | Autocall |  | Cards & Components |  |  |  | Card | TRUE | A100-9131 CPU |  | CPU Assembly | 1 | 0.363 | 0.425 |  |  |  |  | TRUE | [5 empty] | #FFFFFFFF |  |  | FALSE | FALSE | FALSE
FA-FIRE_INTRINSICALLY_SAFE_DEVICE |  |  | North | Autocall |  | Miscellaneous |  |  |  | Module | TRUE | 2081-9063 |  | Intrinsically Safe Devices Dual Channel Isolated Barrier Module | 1 | 0 | 0 |  |  |  |  | TRUE | [5 empty] | #FFFF0000 | FA-FA-FIRE_INTRINSICALLY_SAFE_DEVICE | 1 | FALSE | FALSE | FALSE | [17 empty] | D
NFPA 170 SPEAKER WALL |  |  | North | Autocall |  | Speaker |  |  |  | Module | TRUE | A4902-9721 |  | SPEAKER WHITE TRUEALERT | 1 | [6 empty] | TRUE | [5 empty] | #FF0070C0 | FA-NFPA 170 SPEAKER WALL | 1 | FALSE | FALSE | FALSE | 2021
|  |  | North | Autocall |  | Hardware |  |  |  | Hardware | TRUE | A100-5101 |  | Expansion Power Supply (XPS); 9 A output, 3 built-in Class A/B NACs | 1 | 0.05 | 0.05 |  |  |  |  | TRUE | [5 empty] | #FFFFFFFF |  |  | FALSE | FALSE | FALSE
|  |  | North | Autocall |  | Hardware |  |  |  | Hardware | TRUE | A100-7912 |  | System option for Seismic compliance | 1 | 0 | 0 |  |  |  |  | TRUE | [5 empty] | #FFFFFFFF |  |  | FALSE | FALSE | FALSE
NFPA 170 HORN STROBE |  |  | North | Autocall |  | Horn/Strobe |  |  |  | Module | TRUE | A49AV-APPLW-O-BA | + | Wall Mount Weatherproof Visible and Audible/Visible Notification Appliances, Specify Cover, Assembled in USA | 1 | 0 | 0 |  |  |  |  | TRUE | [5 empty] | #FF0070C0 | FA-NFPA 170 HORN STROBE | 1 | FALSE | FALSE | FALSE | 2012 | [16 empty] | WP
|  |  | North | Autocall |  | Hardware |  |  |  | Hardware | TRUE | A49MP-SOWW | + | Mounting back plate in white. | 1 | 0 | 0 |  |  |  |  | TRUE | [5 empty] | #FFFFFFFF |  |  | FALSE | FALSE | FALSE
NFPA 170 SPEAKER STROBE CEILING |  |  | North | Autocall |  | Speaker/Strobe |  |  |  | Module | TRUE | A49SV-APPLC | + | Ceiling Mount Addressable S/V Appliance only | 1 | 0 | 0 |  |  |  |  | TRUE | TRUE |  |  |  |  | #FF0070C0 | FA-NFPA 170 SPEAKER STROBE CEILING | 1 | FALSE | FALSE | FALSE | 2019 | [16 empty] | C
NFPA 170 HORN STROBE |  |  | North | Autocall |  | Horn/Strobe |  |  |  | Module | TRUE | A59AV-APPLWR-O |  | Visible Notification Appliances, Wall Mount Multi-Candela Horn Strobe, Red, Weatherproof | 1 | 0 | 0 |  |  |  |  | TRUE | [5 empty] | #FF0070C0 | FA-NFPA 170 HORN STROBE | 1 | FALSE | FALSE | FALSE | 2012
NFPA 170 SURGE SUPPRESSOR |  |  | North | Autocall |  | Surge Supressor |  |  |  | Module | TRUE | A2081-9044 |  | Overvoltage Protector Circuit Protection | 1 | 0 | 0 |  |  |  |  | TRUE | [5 empty] | #FFFF0000 | FA-NFPA 170 SURGE SUPPRESSOR | 1 | FALSE | FALSE | FALSE | 6001 | [16 empty] | 24v
|  |  | North | Autocall |  | Hardware |  |  |  | Hardware | TRUE | A100-1279 | + | Single blank 2” display cover | 1 | 0 | 0 |  |  |  |  | TRUE | [5 empty] | #FFFFFFFF |  |  | FALSE | FALSE | FALSE
|  |  | North | Autocall | [5 empty] | Module | TRUE | A007-6309 | ++ | ES Net NIC dual channel DSL media card | 1 | 0.155 | 0.155 | [10 empty] | #FFFFFFFF |  |  | FALSE | FALSE | FALSE
|  |  | North | Autocall |  | Cards & Components |  |  |  | Card | TRUE | A100-5005 |  | 8 Zone Initiating Device Circuits Class B | 1 | 0.075 | 0.195 |  |  |  |  | TRUE | [5 empty] | #FFFFFFFF |  |  | FALSE | FALSE | FALSE
|  |  | North | Autocall |  | Cards & Components |  |  |  | Card | TRUE | A100-5402 | + | Expansion Power Supply (ES-XPS) | 1 | 0.068 | 0.077 |  |  |  |  | TRUE | [5 empty] | #FFFFFFFF |  |  | FALSE | FALSE | FALSE
|  |  | North | Autocall |  | Cards & Components |  |  |  | Card | TRUE | A100-9703 |  | Control Panel Mounted InfoAlarm Command Center | 1 | 0.349 | 0.391 |  |  |  |  | TRUE | [5 empty] | #FFFFFFFF |  |  | FALSE | FALSE | FALSE
|  |  | North | Autocall |  | Cards & Components |  |  |  | Card | TRUE | A010-9912 |  | Serial DACT; Note: Must mount in Block D under Main System Supply II | 1 | 0.03 | 0.04 |  |  |  |  | TRUE | [5 empty] | #FFFFFFFF |  |  | FALSE | FALSE | FALSE
NFPA 170 STROBE CEILING |  |  | North | Autocall |  | Strobe |  |  |  | Module | TRUE | A4906-9104 | + | Multi-candela strobe, Ceiling Mount, Fire, White | 1 | 0 | 0 |  |  |  |  | TRUE | TRUE |  |  |  |  | #FF0070C0 | FA-NFPA 170 STROBE CEILING | 1 | FALSE | FALSE | FALSE | 2022 | [16 empty] | C
|  |  | North | Autocall |  | Cards & Components |  |  |  | Card | TRUE | A010-9916 |  | Voltage Regulator Module, 22.8 to 26.4 VDC (25 VDC nominal); isolated and resettable output; includes earth detection circuit and trouble relay for status monitoring. One 4010-6305 harness (see below) is required for each A010-9935 module powered from the A010-9916. | 1 | 3 | 4.9 |  |  |  |  | TRUE | [5 empty] | #FFFFFFFF |  |  | FALSE | FALSE | FALSE
NFPA 170 HEAT DETECTOR |  |  | North | Autocall |  | Heat Detector |  |  |  | Module | TRUE | A4098-9733BA w/A4098-9792BA | + | TrueAlarm Heat Detector w/TrueAlarm Sensor Standard Base, Assembled in USA | 1 | 0.0008 | 0.001 |  |  |  |  | TRUE | TRUE |  |  |  |  | #FFFF0000 | FA-NFPA 170 HEAT DETECTOR | 1 | FALSE | FALSE | FALSE | 1403
NFPA 170 SPEAKER CEILING |  |  | North | Autocall |  | Speaker |  |  |  | Module | TRUE | A49SO-APPLC | + | Ceiling mount Addressable S/O appliance only. | 1 | 0.0008 | 0.009 |  |  |  |  | TRUE | TRUE |  |  |  |  | #FF0070C0 | FA-NFPA 170 SPEAKER CEILING | 1 | FALSE | FALSE | FALSE | 2019 | [16 empty] | C
NFPA 170 MANUAL PULL |  |  | North | Autocall |  | Manual Station |  |  |  | Module | TRUE | A2099-9754 | ++ | Non-Coded, Non-Addressable Manual Station, Single Action | 1 | [6 empty] | FALSE | TRUE | Flush | Single gang box 2-1/2" deep 4" square box, 2-1/8" (54 mm) minimum | 5" H x 3-3/4" W x 1" D (127 mm x 95 mm x 25 mm) |  | #FFFF0000 | FA-NFPA 170 MANUAL PULL | 1 | FALSE | FALSE | FALSE | 1408 | [13 empty] | FALSE |  |  | SBP
|  |  | North | Autocall |  | Cards & Components |  |  |  | Card | TRUE | A100-2504 |  | CSG with IP Communicator | 1 | 0.125 | 0.125 |  |  |  |  | TRUE | [5 empty] | #FFFFFFFF |  |  | FALSE | FALSE | FALSE
NFPA 170 FIRE ALARM CONTROL UNIT | RISER FACP |  | North | Autocall |  | Fire Alarm Control Unit |  |  |  | Assembly | TRUE | A2975-9445 | ++ | 4100ES Platinum 2 Bay Box with Glass Door and Dress Panel - Add Master Controller, Power Supply and other components as required using Assembly Editor | 1 | 0 | 0 |  |  |  |  | TRUE | [5 empty] | #FFFF0000 | FA-NFPA 170 FIRE ALARM CONTROL UNIT | 1 | FALSE | FALSE | FALSE | [9 empty] | 6.2,10,12.7,18,25,33,55 |  |  |  |  | TRUE
NFPA 170 SPEAKER STROBE CEILING |  |  | North | Autocall |  | Speaker/Strobe |  |  |  | Module | TRUE | A49HFVH-APPLC-BA | + | Ceiling mount Addressable Clear lens high fidelity high candela S/V appliance only. Assembled in USA | 1 | 0 | 0 |  |  |  |  | TRUE | TRUE |  |  |  |  | #FF0070C0 | FA-NFPA 170 SPEAKER STROBE CEILING | 1 | FALSE | FALSE | FALSE | 2019 | [16 empty] | C
|  |  | North | Autocall |  | Cards & Components |  |  |  | Card | TRUE | A100-1287 |  | 24 Switch, 24 Red LED Module | 1 | 0 | 0.072 |  |  |  |  | TRUE | [5 empty] | #FFFFFFFF |  |  | FALSE | FALSE | FALSE
NFPA 170 REMOTE ANNUNCIATOR |  |  | North | Autocall |  | Cards & Components |  |  |  | Module | TRUE | A100-9617 | ++ | Basic Remote Annunciator with ES Touch Screen Display | 1 | 0.095 | 0.165 |  |  |  |  | TRUE | [5 empty] | #FFFF0000 | FA-NFPA 170 REMOTE ANNUNCIATOR | 1 | FALSE | FALSE | FALSE
NFPA 170 REMOTE ANNUNCIATOR | RISER ANNUNCIATOR |  | North | Autocall |  | Remote Annunciator |  |  |  | Module | TRUE | A4606-9205 |  | Remote Color Touchscreen LCD Annunciator; for flush mounting in a 5-gang RACO 944 box, or equal, supplied separately - Platinum | 1 | 0.045 | 0.124 |  |  |  |  | TRUE | [5 empty] | #FFFF0000 | FA-NFPA 170 REMOTE ANNUNCIATOR | 1 | FALSE | FALSE | FALSE | 255
|  |  | North | Autocall |  | Hardware |  |  |  | Hardware | TRUE | A100-2303 |  | Slot Module Stabilizer Bracket | 1 | 0 | 0 |  |  |  |  | TRUE | [5 empty] | #FFFFFFFF |  |  | FALSE | FALSE | FALSE
NFPA 170 EMERGENCY COMMUNICATIONS CONTROL UNIT | RISER LOC |  | North | Autocall |  | Cards & Components |  |  |  | Card | TRUE | A003-9301 Main Board | + | Main Board | 1 | 0.13 | 4.7 |  |  |  |  | TRUE | [5 empty] | #FFFF0000 | FA-NFPA 170 EMERGENCY COMMUNICATIONS CONTROL UNIT | 1 | FALSE | FALSE | FALSE | 300 | [8 empty] | 7,12,18,26,33 |  |  |  | 40 | FALSE
|  |  | North | Autocall |  | Hardware |  |  |  | Hardware | TRUE | 4098-9856 | + | Sampling Tube 24" to 46" (610 mm to 1168 mm) | 1 | 0 | 0 |  |  |  |  | TRUE | [5 empty] | #FFFFFFFF |  |  | FALSE | FALSE | FALSE
|  |  | North | Autocall |  | Hardware |  |  |  | Hardware | TRUE | A4090-9813 | + | Adapter plate to fit 4 11/16 in. (119 mm) square electrical box | 1 | [6 empty] | FALSE | [5 empty] | #FFFFFFFF |  |  | FALSE | FALSE | FALSE | [14 empty] | FALSE
NFPA 170 STROBE CEILING |  |  | North | Autocall |  | Strobe |  |  |  | Module | TRUE | A49VO-APPLC-BA | + | Visual Only Notification Appliances, Indoor Ceiling Mount Strobe, Assembled in USA | 1 | 0 | 0 |  |  |  |  | TRUE | TRUE |  |  |  |  | #FF0070C0 | FA-NFPA 170 STROBE CEILING | 1 | FALSE | FALSE | FALSE | 2022 | [16 empty] | C
NFPA 170 SPEAKER WALL |  |  | North | Autocall |  | Speaker |  |  |  | Module | TRUE | A49SO-APPLW-O-BA | + | Wall Mount Addressable Weatherproof S/O Appliance only. Assembled in USA | 1 | 0 | 0 |  |  |  |  | TRUE | [5 empty] | #FF0070C0 | FA-NFPA 170 SPEAKER WALL | 1 | FALSE | FALSE | FALSE | 2019 | [16 empty] | WP
NFPA 170 SPEAKER STROBE CEILING |  |  | North | Autocall |  | Speaker/Strobe |  |  |  | Module | TRUE | A4906-9154 | + | Multi-tapped Speaker with Multi-Candela Synchronized Strobe, White, Fire | 1 | [6 empty] | TRUE | TRUE |  |  |  |  | #FF0070C0 | FA-NFPA 170 SPEAKER STROBE CEILING | 1 | FALSE | FALSE | FALSE | 2019 | [16 empty] | C
|  |  | North | Autocall | [5 empty] | Module | TRUE | A100-6104 | ++ | ES Net NIC cards for 4100ES, TrueSite Workstation, or Incident Commander, One slot of a 4100ES bay | 1 | 0.12 | 0.12 | [10 empty] | #FFFFFFFF |  |  | FALSE | FALSE | FALSE
|  |  | North | Autocall | [5 empty] | Module | TRUE | A100-1260 |  | 70.7VRMS Output Constant Supervision Adapter for three NACs | 1 | 0.038 | 0.07 |  |  |  |  | TRUE | [5 empty] | #FFFFFFFF |  |  | FALSE | FALSE | FALSE
|  |  | North | Autocall |  | Cards & Components |  |  |  | Card | TRUE | A010-9426 CPU |  | CPU Assembly | 1 | 0.473 | 0.611 |  |  |  |  | TRUE | [5 empty] | #FFFFFFFF |  |  | FALSE | FALSE | FALSE
|  |  | North | Autocall |  | Hardware |  |  |  | Hardware | TRUE | A49SOC-CWALT | + | White, ALERT | 1 | [6 empty] | TRUE | [5 empty] | #FFFFFFFF |  |  | FALSE | FALSE | FALSE
NFPA 170 HORN STROBE |  |  | North | Autocall |  | Horn/Strobe |  |  |  | Module | TRUE | A4906-9132 | + | Weatherproof appliance with multi-candela Horn strobe Wall Mount White | 1 | 0 | 0 |  |  |  |  | TRUE | [5 empty] | #FF0070C0 | FA-NFPA 170 HORN STROBE | 1 | FALSE | FALSE | FALSE | 2012 | [16 empty] | WP
NFPA 170 HEAT DETECTOR |  |  | North | Autocall |  | Heat Detector |  |  |  | Module | TRUE | A4098-9614E w/A4098-9684E | + | Electronic Heat Detector 2-Wire 200° F (57° C) with remote LED, High Humidity | 1 | 0.0001 | 0.086 |  |  |  |  | TRUE | TRUE |  |  |  |  | #FFFF0000 | FA-NFPA 170 HEAT DETECTOR | 1 | FALSE | FALSE | FALSE | 1403 | [16 empty] | 200
NFPA 170 HEAT DETECTOR |  |  | North | Autocall |  | Heat Detector |  |  |  | Module | TRUE | A4098-9734 w/A4098-9791 | + | TrueAlarm High Temp Heat Detector w/TrueAlarm Sensor Base - 4-wire w/LED or Relay Connections | 1 | 0.0008 | 0.001 |  |  |  |  | TRUE | TRUE |  |  |  |  | #FFFF0000 | FA-NFPA 170 HEAT DETECTOR | 1 | FALSE | FALSE | FALSE | 1403 | [16 empty] | HT
|  |  | North | Autocall |  | Cards & Components |  |  |  | Card | TRUE | A100-1270 |  | Master Telephone with Control Module and three Class B telephone NACs, one maximum per audio system; for use in Fire Alarm Control Panels only; includes one A100-1272 Module | 1 | 0.08 | 0.14 |  |  |  |  | TRUE | [5 empty] | #FFFFFFFF |  |  | FALSE | FALSE | FALSE
NFPA 170 SMOKE DETECTOR |  |  | North | Autocall |  | Smoke Detector |  |  |  | Module | TRUE | A4098-9778 w/A4098-9776 | + | TrueAlarm Photoelectric Smoke Detector w/TrueAlarm Standard Sensor Base - Black | 1 | 0.0008 | 0.001 |  |  |  |  | TRUE | TRUE |  |  |  |  | #FFFF0000 | FA-NFPA 170 SMOKE DETECTOR | 1 | FALSE | FALSE | FALSE | 1408 | [16 empty] | P
|  |  | North | Autocall |  | Cards & Components |  |  |  | Card | TRUE | A009-9601 CPU | + | CPU Assembly | 1 | 0.07 | 0.096 |  |  |  |  | TRUE | [5 empty] | #FFFFFFFF |  |  | FALSE | FALSE | FALSE
NFPA 170 NOTIFICATION CIRCUIT EXTENDER PANEL | RISER NAC |  | North | Autocall |  | Notification Circuit Extender Panel |  |  |  | Assembly | TRUE | A009-9706 | ++ | 4009 IDNAC Extender with cabinet. Unit includes one 3 amp IDNAC SLC, up to 2 amps auxiliary power/simple NAC, and battery charger. 120/240 VAC, 50/60 Hz input, auto-select. Platinum. | 1 | [6 empty] | FALSE | [5 empty] | #FFFF0000 | FA-NFPA 170 NOTIFICATION CIRCUIT EXTENDER PANEL | 1 | FALSE | FALSE | FALSE | 212 | [8 empty] | 6.2,10,12.7,18,25,33 |  | 12.7 |  |  | TRUE
NFPA 170 STROBE WALL |  |  | North | Autocall |  | Strobe |  |  |  | Module | TRUE | A4906-9101 | + | Multi-candela strobe, Wall Mount, Fire, Red | 1 | 0 | 0 |  |  |  |  | TRUE | [5 empty] | #FF0070C0 | FA-NFPA 170 STROBE WALL | 1 | FALSE | FALSE | FALSE | 2023
NFPA 170 HEAT DETECTOR |  |  | North | Autocall |  | Heat Detector |  |  |  | Module | TRUE | A4098-9733 w/A4098-9791 | + | TrueAlarm Heat Detector w/TrueAlarm Sensor Base - 4-wire w/LED or Relay Connections | 1 | 0.0008 | 0.001 |  |  |  |  | TRUE | TRUE |  |  |  |  | #FFFF0000 | FA-NFPA 170 HEAT DETECTOR | 1 | FALSE | FALSE | FALSE | 1403
|  |  | North | Autocall |  | Hardware |  |  |  | Hardware | TRUE | 2081-9279 | ++ | System Batteries, Sealed Lead-Acid, 110 Ah | 1 | 0 | 0 |  |  |  |  | TRUE | [5 empty] | #FFFFFFFF |  |  | FALSE | FALSE | FALSE
|  |  | North | Autocall |  | Hardware |  |  |  | Hardware | TRUE | 4098-9854 | + | Sampling Tube 12" (305 mm) | 1 | 0 | 0 |  |  |  |  | TRUE | [5 empty] | #FFFFFFFF |  |  | FALSE | FALSE | FALSE
NFPA 170 SMOKE CO DETECTOR |  |  | North | Autocall |  | Smoke/CO Detector |  |  |  | Module | TRUE | A4098-9714 w/A4098-9773 | + | TrueAlarm Photoelectric Smoke Detector w/TrueAlarm CO Sensor Base with 520 Hz Sounder | 1 | 0.1298 | 0.14 |  |  |  |  | TRUE | TRUE |  |  |  |  | #FFFF0000 | FA-NFPA 170 SMOKE CO DETECTOR | 1 | FALSE | FALSE | FALSE | 1402 | [16 empty] | CO, SB
|  |  | North | Autocall |  | Cards & Components |  |  |  | Card | TRUE | A100-1328 |  | Digital 25VRMS Primary 100 W Amplifier Includes six, Class B audio NACs | 1 | 0.085 | 3.8 |  |  |  |  | TRUE | [5 empty] | #FFFFFFFF |  |  | FALSE | FALSE | FALSE
NFPA 170 SPEAKER STROBE CEILING |  |  | North | Autocall |  | Speaker/Strobe |  |  |  | Module | TRUE | 49SVH-APPLC-BA | + | Ceiling Mount Addressable High candela S/V appliance only. Assembled in USA | 1 | 0 | 0 |  |  |  |  | TRUE | TRUE |  |  |  |  | #FF0070C0 | FA-NFPA 170 SPEAKER STROBE CEILING | 1 | FALSE | FALSE | FALSE | 2019 | [16 empty] | C
NFPA 170 HORN STROBE CEILING |  |  | North | Autocall |  | Horn/Strobe |  |  |  | Module | TRUE | A4906-9128 | + | Horn with Multi-Candela Strobe; Ceiling Mount, Red | 1 | 0 | 0 |  |  |  |  | TRUE | TRUE |  |  |  |  | #FF0070C0 | FA-NFPA 170 HORN STROBE CEILING | 1 | FALSE | FALSE | FALSE | 2013 | [16 empty] | C
|  |  | North | Autocall |  | Cards & Components |  |  |  | Card | TRUE | A100-1243 |  | Microphone Module (mike); for Fire Alarm Control Panels | 1 | 0.00024 | 0.006 |  |  |  |  | TRUE | [5 empty] | #FFFFFFFF |  |  | FALSE | FALSE | FALSE
|  |  | North | Autocall |  | Cards & Components |  |  |  | Card | TRUE | A100-1274 | ++ | Microphone Multiplex Module | 1 | 0.171 | 0.219 |  |  |  |  | TRUE | [5 empty] | #FFFFFFFF |  |  | FALSE | FALSE | FALSE
|  |  | North | Autocall | [5 empty] | Module | TRUE | A190-9859 | ++ | ES Net NIC dual channel multi-mode fiber media card | 1 | 0.135 | 0.135 | [10 empty] | #FFFFFFFF |  |  | FALSE | FALSE | FALSE
|  |  | North | Autocall |  | Hardware |  |  |  | Hardware | TRUE | 4081 Series |  | End-of-Line Resistor Harnesses | 1 | 0 | 0 |  |  |  |  | TRUE | [5 empty] | #FFFFFFFF |  |  | FALSE | FALSE | FALSE
|  |  | North | Autocall |  | Hardware |  |  |  | Hardware | TRUE | A4098-9832 | + | Adapter Plate Required for surface or semi-flush mounted 4" square box and for surface mounted 4" octagonal box | 1 | 0 | 0 |  |  |  |  | TRUE | [5 empty] | #FFFFFFFF |  |  | FALSE | FALSE | FALSE
NFPA 170 HEAT DETECTOR |  |  | North | Autocall |  | Heat Detector |  |  |  | Module | TRUE | A4098-9615E w/A4098-9682E | + | Electronic Heat Detector 4-Wire 200° F (57° C) with auxiliary alarm relay output, High Humidity | 1 | 0.0001 | 0.024 |  |  |  |  | TRUE | TRUE |  |  |  |  | #FFFF0000 | FA-NFPA 170 HEAT DETECTOR | 1 | FALSE | FALSE | FALSE | 1403 | [16 empty] | 200¦RR
|  |  | North | Autocall |  | Cards & Components |  |  |  | Card | TRUE | A100-5325 |  | Enhanced Power Supply (EPS); 9 A EPS | 1 | 0.125 | 0.22 |  |  |  |  | TRUE | [5 empty] | #FFFFFFFF |  |  | FALSE | FALSE | FALSE
|  |  | North | Autocall |  | Cards & Components |  |  |  | Card | TRUE | A010-9929 | ++ | IDNet 2+2 Module, 250 point capacity; electrically isolated output with four short circuit isolating Class 125 devices 150 mA 225 mA B or Class A output loops; alarm currents for 50 and above devices includes 20 device LEDs in alarm; see page 6 for individual device currents | 1 | 0.05 | 0.06 |  |  |  |  | TRUE | [5 empty] | #FFFFFFFF |  |  | FALSE | FALSE | FALSE
NFPA 170 STROBE WALL |  |  | North | Autocall |  | Strobe |  |  |  | Module | TRUE | A59VO-APPLWWH |  | Visible Notification Appliances, Wall Mount Multi-Candela Strobe, White, High CD | 1 | 0 | 0 |  |  |  |  | TRUE | [5 empty] | #FF0070C0 | FA-NFPA 170 STROBE WALL | 1 | FALSE | FALSE | FALSE | 2023
|  |  | North | Autocall |  | Hardware |  |  |  | Hardware | TRUE | A2975-9408 | + | 2 bay back box red | 1 | [12 empty] | #FFFFFFFF |  |  | FALSE | FALSE | FALSE
|  |  | North | Autocall |  | Cards & Components |  |  |  | Card | TRUE | A100-9114 |  | 4100ES Master Controller with InfoAlarm Command Center | 1 | 0.445 | 0.5 |  |  |  |  | TRUE | [5 empty] | #FFFFFFFF |  |  | FALSE | FALSE | FALSE
|  |  | North | Autocall |  | Cards & Components |  |  |  | Card | TRUE | A100-9111 Main Board | ++ | Main Board | 1 | 0.373 | 0.47 |  |  |  |  | TRUE | [5 empty] | #FFFFFFFF |  |  | FALSE | FALSE | FALSE
NFPA 170 SPEAKER WALL |  |  | North | Autocall |  | Speaker |  |  |  | Module | TRUE | A4902-9717 |  | SPEAKER LOW FREQUENCY | 1 | [6 empty] | TRUE | [5 empty] | #FF0070C0 | FA-NFPA 170 SPEAKER WALL | 1 | FALSE | FALSE | FALSE | 2021 | [16 empty] | LF
NFPA 170 HORN STROBE |  |  | North | Autocall |  | Horn/Strobe |  |  |  | Module | TRUE | A4906-9127 | + | Horn with Multi-Candela Strobe; Wall Mount, Red | 1 | 0 | 0 |  |  |  |  | TRUE | [5 empty] | #FF0070C0 | FA-NFPA 170 HORN STROBE | 1 | FALSE | FALSE | FALSE | 2012
|  |  | North | Autocall |  | Cards & Components |  |  |  | Card | TRUE | A100-1314 |  | Analog 25VRMS Primary 100 W Amplifier Includes six, Class B audio NACs | 1 | 0.085 | 2.27 |  |  |  |  | TRUE | [5 empty] | #FFFFFFFF |  |  | FALSE | FALSE | FALSE
NFPA 170 SPEAKER CEILING |  |  | North | Autocall |  | Speaker |  |  |  | Module | TRUE | A49HF-APPLC | + | Ceiling mount Addressable High fidelity S/O appliance only. | 1 | 0 | 0 |  |  |  |  | TRUE | TRUE |  |  |  |  | #FF0070C0 | FA-NFPA 170 SPEAKER CEILING | 1 | FALSE | FALSE | FALSE | 2019 | [16 empty] | C
NFPA 170 HEAT DETECTOR |  |  | North | Autocall |  | Heat Detector |  |  |  | Module | TRUE | A4098-9733 w/A4098-9773 | + | TrueAlarm Heat Sensing Detector w/TrueAlarm CO Sensor Base with 520 Hz Sounder | 1 | 0.0008 | 0.001 |  |  |  |  | TRUE | TRUE |  |  |  |  | #FFFF0000 | FA-NFPA 170 HEAT DETECTOR | 1 | FALSE | FALSE | FALSE | 1402 | [16 empty] | CO, SB
|  |  | North | Autocall |  | Hardware |  |  |  | Hardware | TRUE | A2975-9442 | + | Backbox, Dress Panel, Red 2 Bay | 1 | 0 | 0 |  |  |  |  | TRUE | [5 empty] | #FFFFFFFF |  |  | FALSE | FALSE | FALSE
NFPA 170 FIRE ALARM CONTROL UNIT | RISER FACP |  | North | Autocall |  | Fire Alarm Control Unit |  |  |  | Assembly | TRUE | A100-9701 | + | FACP - 4100ES 3-BAY WITH 50W VOICE, DACT, IDNET AND IDNAC A100-2153 - #1 | 1 | 0 | 0 |  |  |  |  | TRUE | [5 empty] | #FFFF0000 | FA-NFPA 170 FIRE ALARM CONTROL UNIT | 1 | FALSE | FALSE | FALSE | 202 | [8 empty] | 50 |  |  |  |  | TRUE
NFPA 170 HORN STROBE CEILING |  |  | North | Autocall |  | Horn/Strobe |  |  |  | Module | TRUE | A49AV-APPLC | + | Audible/Visible Notification Appliances, Ceiling Mount Multi-Candela Horn/Strobe, Specify Cover | 1 | 0 | 0 |  |  |  |  | TRUE | TRUE |  |  |  |  | #FF0070C0 | FA-NFPA 170 HORN STROBE CEILING | 1 | FALSE | FALSE | FALSE | 2013 | [16 empty] | C
NFPA 170 HEAT DETECTOR |  |  | North | Autocall |  | Heat Detector |  |  |  | Module | TRUE | A4098-9733E w/A4098-9792E | + | TrueAlarm Heat Detector w/TrueAlarm Sensor Standard Base - Environmental rated | 1 | 0.0008 | 0.001 |  |  |  |  | TRUE | TRUE |  |  |  |  | #FFFF0000 | FA-NFPA 170 HEAT DETECTOR | 1 | FALSE | FALSE | FALSE | 1403 | [16 empty] | ER
NFPA 170 HORN STROBE |  |  | North | Autocall |  | Horn/Strobe |  |  |  | Module | TRUE | A49AV-APPLW | + | Audible/Visible Notification Appliances, Wall Mount Multi-Candela Horn/Strobe, Specify Cover | 1 | 0 | 0 |  |  |  |  | TRUE | [5 empty] | #FF0070C0 | FA-NFPA 170 HORN STROBE | 1 | FALSE | FALSE | FALSE | 2012
|  |  | North | Autocall |  | Hardware |  |  |  | Hardware | TRUE | 4009-9805 |  | Red Appliqué for door | 1 | [6 empty] | TRUE | [5 empty] | #FFFFFFFF |  |  | FALSE | FALSE | FALSE
NFPA 170 NON ADDRESSABLE RELAY |  |  | North | Autocall |  | Non-Addressable Relay |  |  |  | Module | TRUE | A4098-9822 | + | Unsupervised Relay, tracks base led status; Note: Mounts only in base electrical box | 1 | 0 | 0 |  |  |  |  | TRUE | [5 empty] | #FFFF0000 | FA-NFPA 170 NON ADDRESSABLE RELAY | 1 | FALSE | FALSE | FALSE | 1300
NFPA 170 REMOTE ANNUNCIATOR |  |  | North | Autocall |  | Cards & Components |  |  |  | Module | TRUE | A100-9616 | ++ | Remote Annunciator with ES Touch Screen Display | 1 | 0.095 | 0.165 |  |  |  |  | TRUE | [5 empty] | #FFFF0000 | FA-NFPA 170 REMOTE ANNUNCIATOR | 1 | FALSE | FALSE | FALSE
NFPA 170 SPEAKER WALL |  |  | North | Autocall |  | Speaker |  |  |  | Module | TRUE | A49SO-APPLW-O | + | Wall Mount Addressable Weatherproof S/O Appliance only. | 1 | 0 | 0 |  |  |  |  | TRUE | [5 empty] | #FF0070C0 | FA-NFPA 170 SPEAKER WALL | 1 | FALSE | FALSE | FALSE | 2019 | [16 empty] | WP
|  |  | North | Autocall |  | Cards & Components |  |  |  | Card | TRUE | A100-5450 | ++ | Conventional NAC Module | 1 | 0.066 | 0.066 | 9 |  |  |  | TRUE | [5 empty] | #FFFFFFFF |  |  | FALSE | FALSE | FALSE
NFPA 170 ADDRESSABLE INPUT MONITOR MODULE |  |  | North | Autocall |  | Addressable Module |  |  |  | Module | TRUE | A4090-9117 |  | IDNet Addressable Addressable Power Isolator | 1 | 0.0008 | 0.001 |  |  |  |  | TRUE | [5 empty] | #FFFF0000 | FA-NFPA 170 ADDRESSABLE INPUT MONITOR MODULE | 1 | FALSE | FALSE | FALSE | 1000
|  |  | North | Autocall |  | Cards & Components |  |  |  | Card | TRUE | A009-9201 Main Board | ++ | Main Board | 1 | 0.085 | 0.185 |  |  |  |  | TRUE | [5 empty] | #FFFFFFFF |  |  | FALSE | FALSE | FALSE
NFPA 170 MANUAL PULL |  |  | North | Autocall |  | Manual Station |  |  |  | Module | TRUE | A2099-9104 | ++ | Non-Coded, Non-Addressable Manual Station, Double Action | 1 | [6 empty] | FALSE | TRUE | Flush | Single gang box 2-1/2" deep 4" square box, 2-1/8" (54 mm) minimum | 5" H x 3-3/4" W x 1" D (127 mm x 95 mm x 25 mm) |  | #FFFF0000 | FA-NFPA 170 MANUAL PULL | 1 | FALSE | FALSE | FALSE | 1408 | [13 empty] | FALSE |  |  | SBP
NFPA 170 NOTIFICATION CIRCUIT EXTENDER PANEL | RISER NAC |  | North | Autocall |  | Notification Circuit Extender Panel |  |  |  | Assembly | TRUE | A009-9602 | + | 4009 IDNAC Repeater with cabinet; provides a single 3 A IDNAC SLC output, 200 mA auxiliary power output, and battery charger; 120/240 VAC, 50/60 Hz input, auto-select, Red | 1 | [6 empty] | FALSE | [5 empty] | #FFFF0000 | FA-NFPA 170 NOTIFICATION CIRCUIT EXTENDER PANEL | 1 | FALSE | FALSE | FALSE | 212 | [8 empty] | 6.2,10,18 |  |  | 3 |  | TRUE
NFPA 170 NOTIFICATION CIRCUIT EXTENDER PANEL | RISER NAC |  | North | Autocall |  | Notification Circuit Extender Panel |  |  |  | Assembly | TRUE | A009-9703 | ++ | 4009 Extender Plus with cabinet and A100-5451 IDNAC card; includes two additional 4x5 PDI block space for select option cards, up to 2 A auxiliary power/ simple NAC, and battery charger. 120/240VAC 50/60 Hz input, and auto select. Red | 1 | [6 empty] | FALSE | [5 empty] | #FFFF0000 | FA-NFPA 170 NOTIFICATION CIRCUIT EXTENDER PANEL | 1 | FALSE | FALSE | FALSE | 212 | [8 empty] | 6.2,10,12.7,18,25,33,50,110 |  | 18 |  |  | TRUE
NFPA 170 HEAT DETECTOR |  |  | North | Autocall |  | Heat Detector |  |  |  | Module | TRUE | A4098-9614 w/A4098-9684 | + | Electronic Heat Detector 2-Wire 200° F (93° C) with connection for remote LED | 1 | 0.0001 | 0.024 |  |  |  |  | TRUE | TRUE |  |  |  |  | #FFFF0000 | FA-NFPA 170 HEAT DETECTOR | 1 | FALSE | FALSE | FALSE | 1403 | [16 empty] | 200
NFPA 170 SMOKE HEAT DETECTOR |  |  | North | Autocall |  | Smoke/Heat Detector |  |  |  | Module | TRUE | A4098-5602 | ++ | Photo-Heat detector listed to UL. | 1 | 7e-05 | 0.033 |  |  | 33 | 10.5 | FALSE | TRUE |  |  |  |  | #FFFF0000 | FA-NFPA 170 SMOKE HEAT DETECTOR | 1 | FALSE | FALSE | FALSE | 1408 | [13 empty] | FALSE
|  |  | North | Autocall |  | Hardware |  |  |  | Hardware | TRUE | A010-6305 |  | 25V regulator harness for 8 point zone/relay module. One required for each 8 point zone/relay module to be powered by the A010-9916 25V regulator module. A maximum quantity of five 8 point zone/relay modules can be powered from the A010-9916 25 V regulator module | 1 | 0 | 0 |  |  |  |  | TRUE | [5 empty] | #FFFFFFFF |  |  | FALSE | FALSE | FALSE
NFPA 170 ADDRESSABLE OUTPUT MODULE |  |  | North | Autocall |  | Addressable Control/Relay |  |  |  | Module | TRUE | A4090-9002 | + | Relay IAM | 1 | 0.0008 | 0.001 |  |  |  |  | TRUE | [5 empty] | #FFFF0000 | FA-NFPA 170 ADDRESSABLE OUTPUT MODULE | 1 | FALSE | FALSE | FALSE | 1100 | [16 empty] | R
NFPA 170 MANUAL PULL |  |  | North | Autocall |  | Manual Station |  |  |  | Module | TRUE | A4099-9021 | + | Addressable manual station, Single Action NO GRIP operation, English | 1 | 0.0008 | 0.001 |  |  |  |  | TRUE | FALSE |  |  |  |  | #FFFF0000 | FA-NFPA 170 MANUAL PULL | 1 | FALSE | FALSE | FALSE | 957
|  |  | North | Autocall |  | Cards & Components |  |  |  | Card | TRUE | A100-1361 |  | Analog Flex-35, 35 W Amplifier, constant supervision compatible 25 VRMS output | 1 | 0.085 | 1.64 |  |  |  |  | TRUE | [5 empty] | #FFFFFFFF |  |  | FALSE | FALSE | FALSE
|  |  | North | Autocall |  | Cards & Components |  |  |  | Card | TRUE | A100-9610 |  | REMOTE ANNUNCIATOR | 1 | 0.087 | 0.087 |  |  |  |  | TRUE | [5 empty] | #FFFFFFFF |  |  | FALSE | FALSE | FALSE
NFPA 170 HEAT DETECTOR |  |  | North | Autocall |  | Heat Detector |  |  |  | Module | TRUE | A4098-9734 w/A4098-9792 | + | TrueAlarm High Temp Heat Detector w/TrueAlarm Sensor Standard Base | 1 | 0.0008 | 0.001 |  |  |  |  | TRUE | TRUE |  |  |  |  | #FFFF0000 | FA-NFPA 170 HEAT DETECTOR | 1 | FALSE | FALSE | FALSE | 1403 | [16 empty] | HT
|  |  | North | Autocall |  | Cards & Components |  |  |  | Card | TRUE | A100-1315 |  | Analog 70.7VRMS Primary 100 W Amplifier Includes six, Class B audio NACs | 1 | 0.085 | 2.27 |  |  |  |  | TRUE | [5 empty] | #FFFFFFFF |  |  | FALSE | FALSE | FALSE
NFPA 170 ABORT SWITCH |  |  | North | Autocall |  | Switch |  |  |  | Module | TRUE | A2080-9057 | ++ | Surface mount abort switch | 1 | [6 empty] | TRUE | [5 empty] | #FFFF0000 | FA-NFPA 170 ABORT SWITCH | 1 | FALSE | FALSE | FALSE
|  |  | North | Autocall |  | Cards & Components |  |  |  | Card | TRUE | A100-1255 | + | 3-8 Channel Audio Operator Interface | 1 | 0 | 0.024 |  |  |  |  | TRUE | [5 empty] | #FFFFFFFF |  |  | FALSE | FALSE | FALSE
NFPA 170 HORN STROBE CEILING |  |  | North | Autocall |  | Horn/Strobe |  |  |  | Module | TRUE | A49AVH-APPLC-O | + | Audible/Visible Notification Appliances, Weatherproof Ceiling Mount Multi-Candela Horn/Strobe, Specify Cover | 1 | 0 | 0 |  |  |  |  | TRUE | TRUE |  |  |  |  | #FF0070C0 | FA-NFPA 170 HORN STROBE CEILING | 1 | FALSE | FALSE | FALSE | 2013 | [16 empty] | C, WP
NFPA 170 STROBE WALL |  |  | North | Autocall |  | Strobe |  |  |  | Module | TRUE | A49VO-APPLW-BA | + | Visible Notification Appliances, Wall Mount Multi-Candela Strobes, Assembled in USA | 1 | 0 | 0 |  |  |  |  | TRUE | [5 empty] | #FF0070C0 | FA-NFPA 170 STROBE WALL | 1 | FALSE | FALSE | FALSE | 2023
|  |  | North | Autocall |  | Cards & Components |  |  |  | Card | TRUE | A100-6047 |  | Building Network Interface Card (BNIC) | 1 | 0.291 | 0.291 |  |  |  |  | TRUE | [5 empty] | #FFFFFFFF |  |  | FALSE | FALSE | FALSE
NFPA 170 STROBE WALL |  |  | North | Autocall |  | Strobe |  |  |  | Module | TRUE | A4906-9107 | + | Multi-candela strobe, Wall Mount, Fire, White, Amber Lens | 1 | 0 | 0 |  |  |  |  | TRUE | [5 empty] | #FF0070C0 | FA-NFPA 170 STROBE WALL | 1 | FALSE | FALSE | FALSE | 2023
NFPA 170 FIRE ALARM CONTROL UNIT | RISER FACP |  | North | Autocall |  | Fire Alarm Control Unit |  |  |  | Assembly | TRUE | A010-9421 | ++ | Basic control unit with 2x40 Operator Interface, (1) Two-loop isolated IDNet2 Communications Channel and (1) Four-loop Isolated IDNet 2+2 Communications Channel Module, Class A or Class B operation, with support for up to 500 addressable IDNet points, Red | 1 | [6 empty] | TRUE | [5 empty] | #FFFF0000 | FA-NFPA 170 FIRE ALARM CONTROL UNIT | 1 | FALSE | FALSE | FALSE | 202 | [8 empty] | 7,12,18,33,50 |  |  |  |  | TRUE
NFPA 170 FIRE ALARM CONTROL UNIT | RISER FACP |  | North | Autocall |  | Fire Alarm Control Unit |  |  |  | Assembly | TRUE | A2975-9442 | ++ | 4100ES Red 2 Bay Box with Glass Door and Dress Panel - Add Master Controller, Power Supply and other components as required using Assembly Editor | 1 | 0 | 0 |  |  |  |  | TRUE | [5 empty] | #FFFF0000 | FA-NFPA 170 FIRE ALARM CONTROL UNIT | 1 | FALSE | FALSE | FALSE | [9 empty] | 6.2,10,12.7,18,25,33,55 |  |  |  |  | TRUE
NFPA 170 HEAT DETECTOR |  |  | North | Autocall |  | Heat Detector |  |  |  | Module | TRUE | A4098-9614 w/A4098-9682 | + | Electronic Heat Detector 4-Wire 135° F (57° C) with auxiliary alarm relay output | 1 | 0.0001 | 0.024 |  |  |  |  | TRUE | TRUE |  |  |  |  | #FFFF0000 | FA-NFPA 170 HEAT DETECTOR | 1 | FALSE | FALSE | FALSE | 1403 | [16 empty] | 200
NFPA 170 SMOKE DETECTOR |  |  | North | Autocall |  | Smoke Detector |  |  |  | Module | TRUE | A4098-9778 w/A4098-9775 | + | TrueAlarm Photoelectric Smoke Detector w/TrueAlarm Sensor Base w/LED or Relay Connections - Black | 1 | 0.0008 | 0.001 |  |  |  |  | TRUE | TRUE |  |  |  |  | #FFFF0000 | FA-NFPA 170 SMOKE DETECTOR | 1 | FALSE | FALSE | FALSE | 1408 | [16 empty] | P
|  |  | North | Autocall |  | Cards & Components |  |  |  | Card | TRUE | A100-1326 | + | Digital Flex-50, 50 W Amplifier, constant supervision compatible 25 VRMS output | 1 | 0.085 | 2.27 |  |  |  |  | TRUE | [5 empty] | #FFFFFFFF |  |  | FALSE | FALSE | FALSE
|  |  | North | Autocall |  | Cards & Components |  |  |  | Card | TRUE | A100-0625 | + | Local Mode Transponder Interface Module, includes RUI connection | 1 | 0.112 | 0.112 |  |  |  |  | TRUE | [5 empty] | #FFFFFFFF |  |  | FALSE | FALSE | FALSE
|  |  | North | Autocall | [5 empty] | Module | TRUE | A100-7905 |  | FACTORY BUILT-MAIN CONFIGURED | 1 | [12 empty] | #FFFFFFFF |  |  | FALSE | FALSE | FALSE
|  |  | North | Autocall |  | Hardware |  |  |  | Hardware | TRUE | A100-2320 | + | Audio Expansion Bay | 1 | 0 | 0 |  |  |  |  | TRUE | [5 empty] | #FFFFFFFF |  |  | FALSE | FALSE | FALSE
NFPA 170 NOTIFICATION CIRCUIT EXTENDER PANEL | RISER NAC |  | North | Autocall |  | Notification Circuit Extender Panel |  |  |  | Assembly | TRUE | A009-9601 | + | 4009 IDNAC Repeater with cabinet; provides a single 3 A IDNAC SLC output, 200 mA auxiliary power output, and battery charger; 120/240 VAC, 50/60 Hz input, auto-select, Platinum | 1 | [6 empty] | FALSE | [5 empty] | #FFFF0000 | FA-NFPA 170 NOTIFICATION CIRCUIT EXTENDER PANEL | 1 | FALSE | FALSE | FALSE | 212 | [8 empty] | 6.2,10,18 |  |  | 3 |  | TRUE
NFPA 170 SPEAKER WALL |  |  | North | Autocall |  | Speaker |  |  |  | Module | TRUE | A49SO-APPLW-BA | + | Wall mount Addressable S/O Appliances. Assembled in USA | 1 | 0.0008 | 0.009 |  |  |  |  | TRUE | FALSE |  |  |  |  | #FF0070C0 | FA-NFPA 170 SPEAKER WALL | 1 | FALSE | FALSE | FALSE | 2019
NFPA 170 FIRE ALARM CONTROL UNIT | RISER FACP |  | North | Autocall |  | Fire Alarm Control Unit |  |  |  | Assembly | TRUE | A010-9404 | ++ | Basic control unit with 2x40 LCD Operator Interface, 6 A ESS/battery charger, (1) Two-loop Isolated IDNet 2 Communications Channel and (1) Fourloop Isolated IDNet 2+2 Communications Module, Class A or Class B, with support for up to 500 addressable IDNet points; and (2) 3 A, Class B, IDNAC SLCs with support for up to 254 addressable notification appliances, Platinum | 1 | [6 empty] | TRUE | [5 empty] | #FFFF0000 | FA-NFPA 170 FIRE ALARM CONTROL UNIT | 1 | FALSE | FALSE | FALSE | 202 | [8 empty] | 7,12,18,26,33,55,65,110 |  | 50 |  |  | TRUE
NFPA 170 HEAT DETECTOR |  |  | North | Autocall |  | Heat Detector |  |  |  | Module | TRUE | A4098-9615E w/A4098-9684E | + | Electronic Heat Detector 2-Wire 200° F (57° C) with remote LED, High Humidity | 1 | 0.0001 | 0.086 |  |  |  |  | TRUE | TRUE |  |  |  |  | #FFFF0000 | FA-NFPA 170 HEAT DETECTOR | 1 | FALSE | FALSE | FALSE | 1403 | [16 empty] | 200
|  |  | North | Autocall |  | Cards & Components |  |  |  | Card | TRUE | A100-1285 |  | 16 Switch, 16 Red LED Module | 1 | 0 | 0.024 |  |  |  |  | TRUE | [5 empty] | #FFFFFFFF |  |  | FALSE | FALSE | FALSE
NFPA 170 SMOKE DETECTOR |  |  | North | Autocall |  | Smoke Detector |  |  |  | Module | TRUE | A4098-9714 w/A4098-9794 | + | TrueAlarm Photoelectric Smoke Detector w/TrueAlarm Sensor Sounder Base | 1 | 0.0008 | 0.001 |  |  |  |  | TRUE | TRUE |  |  |  |  | #FFFF0000 | FA-NFPA 170 SMOKE DETECTOR | 1 | FALSE | FALSE | FALSE | 1408 | [16 empty] | SB
NFPA 170 SMOKE HEAT DETECTOR |  |  | North | Autocall |  | Smoke/Heat Detector |  |  |  | Module | TRUE | A4098-9754 w/A4098-9793 | + | TrueAlarm Photoelectric and Heat Sensing Detector w/TrueAlarm Isolator Base | 1 | 0.0008 | 0.001 |  |  |  |  | TRUE | TRUE |  |  |  |  | #FFFF0000 | FA-NFPA 170 SMOKE HEAT DETECTOR | 1 | FALSE | FALSE | FALSE | 1402
NFPA 170 MANUAL PULL |  |  | North | Autocall |  | Manual Station |  |  |  | Module | TRUE | A2099-9103 | ++ | Non-Coded, Non-Addressable Manual Station, Double Action | 1 | [6 empty] | FALSE | TRUE | Flush | Single gang box 2-1/2" deep 4" square box, 2-1/8" (54 mm) minimum | 5" H x 3-3/4" W x 1" D (127 mm x 95 mm x 25 mm) |  | #FFFF0000 | FA-NFPA 170 MANUAL PULL | 1 | FALSE | FALSE | FALSE | 1408 | [13 empty] | FALSE |  |  | SBP
NFPA 170 HORN STROBE |  |  | North | Autocall |  | Horn/Strobe |  |  |  | Module | TRUE | A59AV-APPLWW-O |  | Visible Notification Appliances, Wall Mount Multi-Candela Horn Strobe, White, Weatherproof | 1 | 0 | 0 |  |  |  |  | TRUE | [5 empty] | #FF0070C0 | FA-NFPA 170 HORN STROBE | 1 | FALSE | FALSE | FALSE | 2012
NFPA 170 STROBE WALL |  |  | North | Autocall |  | Strobe |  |  |  | Module | TRUE | A4906-9106 | + | Weatherproof appliance with multi-candela strobe Wall Mount White | 1 | 0 | 0 |  |  |  |  | TRUE | [5 empty] | #FF0070C0 | FA-NFPA 170 STROBE WALL | 1 | FALSE | FALSE | FALSE | 2012 | [16 empty] | WP
NFPA 170 SMOKE DETECTOR |  |  | North | Autocall |  | Smoke Detector |  |  |  | Module | TRUE | A4098-9019 (Detector) | + | Fireray 5000 Beam Detector Head | 1 | [6 empty] | FALSE | TRUE |  |  |  |  | #FFFF0000 | FA-NFPA 170 SMOKE DETECTOR | 1 | FALSE | FALSE | FALSE | 1408 | [13 empty] | FALSE |  |  | SBD
NFPA 170 HEAT DETECTOR |  |  | North | Autocall |  | Heat Detector |  |  |  | Module | TRUE | A4098-9612 w/A4098-9683 | + | Electronic Heat Detector 2-Wire 135° F (57° C) with auxiliary alarm relay output | 1 | 0.0001 | 0.024 |  |  |  |  | TRUE | TRUE |  |  |  |  | #FFFF0000 | FA-NFPA 170 HEAT DETECTOR | 1 | FALSE | FALSE | FALSE | 1403 | [16 empty] | 135
|  |  | North | Autocall | [5 empty] | Module | TRUE | A100-6309 | ++ | ES Net NIC dual channel DSL media card | 1 | 0.155 | 0.155 | [10 empty] | #FFFFFFFF |  |  | FALSE | FALSE | FALSE
NFPA 170 HEAT DETECTOR |  |  | North | Autocall |  | Heat Detector |  |  |  | Module | TRUE | A4098-9612E w/A4098-9788E | + | Electronic Heat Detector 2-Wire 135° F (57° C), High Humidity | 1 | 0.0001 | 0.086 |  |  |  |  | TRUE | TRUE |  |  |  |  | #FFFF0000 | FA-NFPA 170 HEAT DETECTOR | 1 | FALSE | FALSE | FALSE | 1403 | [16 empty] | 135
|  |  | North | Autocall |  | Cards & Components |  |  |  | Card | TRUE | A100-5015 |  | 8 Zone Initiating Device Circuits Class A | 1 | 0.075 | 0.195 |  |  |  |  | TRUE | [5 empty] | #FFFFFFFF |  |  | FALSE | FALSE | FALSE
NFPA 170 MANUAL PULL |  |  | North | Autocall |  | Manual Station |  |  |  | Module | TRUE | A2099-9757 | ++ | Non-Coded, Non-Addressable Manual Station, Double Action | 1 | [6 empty] | FALSE | TRUE | Flush | Single gang box 2-1/2" deep 4" square box, 2-1/8" (54 mm) minimum | 5" H x 3-3/4" W x 1" D (127 mm x 95 mm x 25 mm) |  | #FFFF0000 | FA-NFPA 170 MANUAL PULL | 1 | FALSE | FALSE | FALSE | 1408 | [13 empty] | FALSE |  |  | SBP
|  |  | North | Autocall |  | Hardware |  |  |  | Hardware | TRUE | A100-2152 | + | Solid Door, Red 2 Bay | 1 | 0 | 0 |  |  |  |  | TRUE | [5 empty] | #FFFFFFFF |  |  | FALSE | FALSE | FALSE
|  |  | North | Autocall |  | Cards & Components |  |  |  | Card | TRUE | A100-3109 | ++ | Addressable Interface Modules IDNet 2 Module 250 point capacity | 1 | 0.05 | 0.06 |  |  |  |  | TRUE | [5 empty] | #FFFFFFFF |  |  | FALSE | FALSE | FALSE
NFPA 170 SMOKE HEAT CO DETECTOR |  |  | North | Autocall |  | Smoke/Heat/CO Detector |  |  |  | Module | TRUE | A4098-9754 w/A4098-9771 | + | Multi-Sensor Photoelectric and Heat Sensing w/CO Base with Sounder | 1 | 0.0008 | 0.001 |  |  |  |  | TRUE | TRUE |  |  |  |  | #FFFF0000 | FA-NFPA 170 SMOKE HEAT CO DETECTOR | 1 | FALSE | FALSE | FALSE | 1408 | [16 empty] | CO, SB
|  |  | North | Autocall |  | Cards & Components |  |  |  | Card | TRUE | A100-1210 |  | Analog Controller Board only | 1 | 0.225 | 0.225 |  |  |  |  | TRUE | [5 empty] | #FFFFFFFF |  |  | FALSE | FALSE | FALSE
HEAT DETECTOR |  |  | North | Autocall |  | Heat Detector |  |  |  | Module | TRUE | A4098-5610 | ++ | Heat detector at a 135°F or 57.2°C fixed temperature and rate-of-rise. | 1 | 7e-05 | 0.033 |  |  | 33 | 10.5 | FALSE | TRUE |  |  |  |  | #FFFF0000 | FA-HEAT DETECTOR | 1 | FALSE | FALSE | FALSE | 1408 | [13 empty] | FALSE |  |  | 135°
NFPA 170 MANUAL PULL |  |  | North | Autocall |  | Manual Station |  |  |  | Module | TRUE | RMS-1T-WP |  | RMS-WP Series Weather proof fire alarm pull stations | 1 | 0 | 0 |  |  |  |  | TRUE | [5 empty] | #FFFF0000 | FA-NFPA 170 MANUAL PULL | 1 | FALSE | FALSE | FALSE | 957 | [16 empty] | WP
NFPA 170 SMOKE DETECTOR |  |  | North | Autocall |  | Smoke Detector |  |  |  | Module | TRUE | A4098-9601 w/A4098-9683 | + | TrueAlarm Photoelectric Smoke Detector w/TrueAlarm Sensor 2-Wire Base | 1 | 0.0001 | 0.024 |  |  |  |  | TRUE | TRUE |  |  |  |  | #FFFF0000 | FA-NFPA 170 SMOKE DETECTOR | 1 | FALSE | FALSE | FALSE | 1408
NFPA 170 FIRE PHONE |  |  | North | Autocall |  | Fire Phone |  |  |  | Module | TRUE | A2084-9018 | ++ | Firefighter Telephone Assembly with 2975-9053 backbox | 1 | [6 empty] | FALSE | [5 empty] | #FFFF0000 | FA-NFPA 170 FIRE PHONE | 1 | FALSE | FALSE | FALSE | [14 empty] | FALSE
|  |  | North | Autocall |  | Hardware |  |  |  | Hardware | TRUE | A4098-9845 |  | Weatherproof Duct Housing Enclosure | 1 | 0 | 0 |  |  |  |  | TRUE | [5 empty] | #FFFFFFFF |  |  | FALSE | FALSE | FALSE
|  |  | North | Autocall |  | Cards & Components |  |  |  | Card | TRUE | A100-1254 |  | 2 Channel (full audio) | 1 | 0.024 | 0 |  |  |  |  | TRUE | [5 empty] | #FFFFFFFF |  |  | FALSE | FALSE | FALSE
NFPA 170 STROBE CEILING |  |  | North | Autocall |  | Strobe |  |  |  | Module | TRUE | A4906-9116 | + | Multi-candela strobe, Ceiling Mount, Blank, Red | 1 | 0 | 0 |  |  |  |  | TRUE | TRUE |  |  |  |  | #FF0070C0 | FA-NFPA 170 STROBE CEILING | 1 | FALSE | FALSE | FALSE | 2022 | [16 empty] | C
NFPA 170 SPEAKER STROBE |  |  | North | Autocall |  | Speaker/Strobe |  |  |  | Module | TRUE | A49SV-APPLW-O-BA | + | Wall Mount Addressable Weatherproof S/V Appliance only, WP, Assembled in USA | 1 | 0 | 0 |  |  |  |  | TRUE | FALSE |  |  |  |  | #FF0070C0 | FA-NFPA 170 SPEAKER STROBE | 1 | FALSE | FALSE | FALSE | 2019 | [16 empty] | WP
NFPA 170 SPEAKER WALL |  |  | North | Autocall |  | Speaker |  |  |  | Module | TRUE | A49HF-APPLW | + | Wall Mount Addressable High fidelity S/O appliance only | 1 | 0 | 0 |  |  |  |  | TRUE | [5 empty] | #FF0070C0 | FA-NFPA 170 SPEAKER WALL | 1 | FALSE | FALSE | FALSE | 2019
NFPA 170 REMOTE INDICATOR |  |  | North | Autocall |  | Remote Indicator |  |  |  | Module | TRUE | A4098-9830 |  | Remote LED Indicator | 1 | 0.0033 | 0.0033 |  |  |  |  | TRUE | [5 empty] | #FFFF0000 | FA-NFPA 170 REMOTE INDICATOR | 1 | FALSE | FALSE | FALSE | 2016
|  |  | North | Autocall |  | Cards & Components |  |  |  | Card | TRUE | A100-6031 |  | City Circuit, with disconnect switches | 1 | 0.02 | 0.036 |  |  |  |  | TRUE | [5 empty] | #FFFFFFFF |  |  | FALSE | FALSE | FALSE
|  |  | North | Autocall |  | Cards & Components |  |  |  | Card | TRUE | A100-1253 |  | 1 Channel (audio or mike) | 1 | 0.024 | 0 |  |  |  |  | TRUE | [5 empty] | #FFFFFFFF |  |  | FALSE | FALSE | FALSE
NFPA 170 HORN CEILING |  |  | North | Autocall |  | Horn |  |  |  | Module | TRUE | A49AO-APPLC-O-BA | + | Audible Only Notification Appliances, Weatherproof Ceiling Mount Electronic Horns, Specify Cover, Assembled in USA | 1 | 0 | 0 |  |  |  |  | TRUE | TRUE |  |  |  |  | #FF0070C0 | FA-NFPA 170 HORN CEILING | 1 | FALSE | FALSE | FALSE | 2013 | [16 empty] | C, WP
|  |  | North | Autocall |  | Hardware |  |  |  | Hardware | TRUE | A100-0637 |  | Audio Box Interconnection Harness Kit | 1 | 0 | 0 |  |  |  |  | TRUE | [5 empty] | #FFFFFFFF |  |  | FALSE | FALSE | FALSE
|  |  | North | Autocall |  | Cards & Components |  |  |  | Card | TRUE | A100-6101 |  | Physical Bridge, Class B | 1 | 0.21 | 0.21 |  |  |  |  | TRUE | [5 empty] | #FFFFFFFF |  |  | FALSE | FALSE | FALSE
|  |  | North | Autocall |  | Hardware |  |  |  | Hardware | TRUE | A49WPBB-AVVOWW | + | Mounting back plate in white. | 1 | 0 | 0 |  |  |  |  | TRUE | [5 empty] | #FFFFFFFF |  |  | FALSE | FALSE | FALSE
NFPA 170 HEAT DETECTOR |  |  | North | Autocall |  | Heat Detector |  |  |  | Module | TRUE | A4098-9613 w/A4098-9683 | + | Electronic Heat Detector 2-Wire 135° F (57° C) with auxiliary alarm relay output | 1 | 0.0001 | 0.024 |  |  |  |  | TRUE | TRUE |  |  |  |  | #FFFF0000 | FA-NFPA 170 HEAT DETECTOR | 1 | FALSE | FALSE | FALSE | 1403 | [16 empty] | 135¦RR
NFPA 170 HORN STROBE |  |  | North | Autocall |  | Horn/Strobe |  |  |  | Module | TRUE | A49AV-APPLW-BA | + | Audible/Visible Notification Appliances, Wall Mount Multi-Candela Horn/Strobe, Specify Cover, Assembled in USA | 1 | 0 | 0 |  |  |  |  | TRUE | [5 empty] | #FF0070C0 | FA-NFPA 170 HORN STROBE | 1 | FALSE | FALSE | FALSE | 2012
NFPA 170 SPEAKER WALL |  |  | North | Autocall |  | Speaker |  |  |  | Module | TRUE | A4902-9716 |  | SPEAKER LOW FREQUENCY | 1 | [6 empty] | TRUE | [5 empty] | #FF0070C0 | FA-NFPA 170 SPEAKER WALL | 1 | FALSE | FALSE | FALSE | 2021 | [16 empty] | LF
NFPA 170 SMOKE DETECTOR |  |  | North | Autocall |  | Smoke Detector |  |  |  | Module | TRUE | A4098-9714 | + | TrueAlarm Analog Sensors, Photoelectric smoke sensor, White | 1 | 0.001 | 0.001 |  |  |  |  | FALSE | TRUE |  |  |  |  | #FFFF0000 | FA-NFPA 170 SMOKE DETECTOR | 1 | FALSE | FALSE | FALSE | 1408 | [13 empty] | FALSE
NFPA 170 EMERGENCY COMMUNICATIONS CONTROL UNIT | RISER LOC |  | North | Autocall |  | Local Operator Console |  |  |  | Assembly | TRUE | A003-9301 | + | 4003EC Voice Control Unit with internal user control unit and microphone, 40 W Class D amplifier with one audio NAC standard, internal power supply/battery charger, Beige | 1 | [6 empty] | FALSE | [5 empty] | #FFFF0000 | FA-NFPA 170 EMERGENCY COMMUNICATIONS CONTROL UNIT | 1 | FALSE | FALSE | FALSE | 300 | [8 empty] | 7,12,18,26,33 |  |  |  | 40 | TRUE
NFPA 170 FIRE ALARM CONTROL UNIT | RISER FACP |  | North | Autocall |  | Fire Alarm Control Unit |  |  |  | Assembly | TRUE | A004-9101 | ++ | Four Class B IDCs, one Class B or Class A NAC, 3 A power supply with battery charger. Onboard DACT, 120/240 VAC, 50/60 Hz (autoselect) | 1 | [6 empty] | TRUE | [5 empty] | #FFFF0000 | FA-NFPA 170 FIRE ALARM CONTROL UNIT | 1 | FALSE | FALSE | FALSE | 202 | [8 empty] | 7,10,12.7 |  | 7 |  |  | TRUE
NFPA 170 ADDRESSABLE OUTPUT MODULE |  |  | North | Autocall |  | Addressable Control/Relay |  |  |  | Module | TRUE | A4090-9005 | ++ | Basic Suppression Release Peripheral on mounting plate | 1 | [12 empty] | #FFFF0000 | FA-NFPA 170 ADDRESSABLE OUTPUT MODULE | 1 | FALSE | FALSE | FALSE
NFPA 170 SPEAKER WALL |  |  | North | Autocall |  | Speaker |  |  |  | Module | TRUE | A49HF-APPLW-BA | + | Wall Mount Addressable High fidelity S/O appliance only. Assembled in USA | 1 | 0 | 0 |  |  |  |  | TRUE | [5 empty] | #FF0070C0 | FA-NFPA 170 SPEAKER WALL | 1 | FALSE | FALSE | FALSE | 2019
|  |  | North | Autocall |  | Cards & Components |  |  |  | Card | TRUE | A007-9101/9102 CPU |  | CPU Assembly | 1 | 0.18 | 0.185 |  |  |  |  | TRUE | [5 empty] | #FFFFFFFF |  |  | FALSE | FALSE | FALSE | [9 empty] | 7,12,18 |  |  |  |  | TRUE
|  |  | North | Autocall | [5 empty] | Module | TRUE | A190-9857 | ++ | ES Net NIC dual channel DSL media card | 1 | 0.155 | 0.155 | [10 empty] | #FFFFFFFF |  |  | FALSE | FALSE | FALSE
|  |  | North | Autocall |  | Hardware |  |  |  | Hardware | TRUE | 2081-9287 | ++ | System Batteries, Sealed Lead-Acid, 25 Ah | 1 | 0 | 0 |  |  |  |  | TRUE | [5 empty] | #FFFFFFFF |  |  | FALSE | FALSE | FALSE
NFPA 170 MANUAL PULL |  |  | North | Autocall |  | Manual Station |  |  |  | Module | TRUE | A2099-9762 | ++ | Non-Coded, Non-Addressable Manual Station, Single Action | 1 | [6 empty] | FALSE | TRUE | Flush | Single gang box 2-1/2" deep 4" square box, 2-1/8" (54 mm) minimum | 5" H x 3-3/4" W x 1" D (127 mm x 95 mm x 25 mm) |  | #FFFF0000 | FA-NFPA 170 MANUAL PULL | 1 | FALSE | FALSE | FALSE | 1408 | [13 empty] | FALSE |  |  | SBP
|  |  | North | Autocall |  | Cards & Components |  |  |  | Card | TRUE | A007-2504 |  | CSG with IP Communicator | 1 | 0.125 | 0.125 |  |  |  |  | TRUE | [5 empty] | #FFFFFFFF |  |  | FALSE | FALSE | FALSE
NFPA 170 NOTIFICATION CIRCUIT EXTENDER PANEL | RISER NAC |  | North | Autocall |  | Notification Circuit Extender Panel |  |  |  | Assembly | TRUE | A009-9704 | ++ | 4009 Extender Plus with cabinet and A100-5451 IDNAC card; includes two additional 4x5 PDI block space for select option cards, up to 2 A auxiliary power/ simple NAC, and battery charger. 120/240VAC 50/60 Hz input, and auto select. Platinum | 1 | [6 empty] | FALSE | [5 empty] | #FFFF0000 | FA-NFPA 170 NOTIFICATION CIRCUIT EXTENDER PANEL | 1 | FALSE | FALSE | FALSE | 212 | [8 empty] | 6.2,10,12.7,18,25,33,50,110 |  | 18 |  |  | TRUE
NFPA 170 HEAT DETECTOR |  |  | North | Autocall |  | Heat Detector |  |  |  | Module | TRUE | A4098-9734 w/A4098-9789 | + | TrueAlarm High Temp Heat Detector w/TrueAlarm Sensor Base w/LED or Relay Connections | 1 | 0.0008 | 0.001 |  |  |  |  | TRUE | TRUE |  |  |  |  | #FFFF0000 | FA-NFPA 170 HEAT DETECTOR | 1 | FALSE | FALSE | FALSE | 1403 | [16 empty] | HT
|  |  | North | Autocall | [5 empty] | Module | TRUE | A010-6309 | ++ | ES Net NIC dual channel DSL media card | 1 | 0.155 | 0.155 | [10 empty] | #FFFFFFFF |  |  | FALSE | FALSE | FALSE
NFPA 170 HORN |  |  | North | Autocall |  | Horn |  |  |  | Module | TRUE | A49CMT-APPLW-BA | + | Multi-Tone Horns; SmartSync Controlled or Free-run; with 520 Hz output, Non-Addressable, Specify Cover, Assembled in USA | 1 | 0 | 0 |  |  |  |  | TRUE | [5 empty] | #FF0070C0 | FA-NFPA 170 HORN | 1 | FALSE | FALSE | FALSE | 2012
NFPA 170 NOTIFICATION CIRCUIT EXTENDER PANEL | RISER NAC |  | North | Autocall |  | Notification Circuit Extender Panel |  |  |  | Assembly | TRUE | A009-9401 | ++ | TrueAlert Addressable Controller with 3 Class B TrueAlert SLC channels and 8 A power supply. | 1 | [6 empty] | FALSE | [5 empty] | #FFFF0000 | FA-NFPA 170 NOTIFICATION CIRCUIT EXTENDER PANEL | 1 | FALSE | FALSE | FALSE | 212 | [8 empty] | 7,12,18 |  | 12.7 |  |  | TRUE
NFPA 170 STROBE WALL |  |  | North | Autocall |  | Strobe |  |  |  | Module | TRUE | A4906-9109 | + | Multi-candela strobe, Wall Mount, Fire, Red, High Cd | 1 | 0 | 0 |  |  |  |  | TRUE | [5 empty] | #FF0070C0 | FA-NFPA 170 STROBE WALL | 1 | FALSE | FALSE | FALSE | 2023
|  |  | North | Autocall |  | Cards & Components |  |  |  | Card | TRUE | A100-6102 |  | Physical Bridge, Class X | 1 | 0.3 | 0.3 |  |  |  |  | TRUE | [5 empty] | #FFFFFFFF |  |  | FALSE | FALSE | FALSE
NFPA 170 HEAT DETECTOR |  |  | North | Autocall |  | Heat Detector |  |  |  | Module | TRUE | A4098-9614 w/A4098-9788 | + | Electronic Heat Detector 2-Wire 200° F (93° C) No options | 1 | 0.0001 | 0.024 |  |  |  |  | TRUE | TRUE |  |  |  |  | #FFFF0000 | FA-NFPA 170 HEAT DETECTOR | 1 | FALSE | FALSE | FALSE | 1403 | [16 empty] | 200
NFPA 170 HEAT DETECTOR |  |  | North | Autocall |  | Heat Detector |  |  |  | Module | TRUE | A4098-9615 w/A4098-9684 | + | Electronic Heat Detector 2-Wire 200° F (93° C) with connection for remote LED | 1 | 0.0001 | 0.024 |  |  |  |  | TRUE | TRUE |  |  |  |  | #FFFF0000 | FA-NFPA 170 HEAT DETECTOR | 1 | FALSE | FALSE | FALSE | 1403 | [16 empty] | 200¦RR
|  |  | North | Autocall |  | Cards & Components |  |  |  | Card | TRUE | A100-1321 |  | Analog 70.7VRMS Back-up 100 W Amplifier | 1 | 0.085 | 0 |  |  |  |  | TRUE | [5 empty] | #FFFFFFFF |  |  | FALSE | FALSE | FALSE
|  |  | North | Autocall |  | Hardware |  |  |  | Hardware | TRUE | 4098-9855 | + | Sampling Tube 13" to 23" (330 mm to 584 mm) | 1 | 0 | 0 |  |  |  |  | TRUE | [5 empty] | #FFFFFFFF |  |  | FALSE | FALSE | FALSE
NFPA 170 ADDRESSABLE OUTPUT MODULE |  |  | North | Autocall |  | Addressable Control/Relay |  |  |  | Module | TRUE | A4905-9835 | ++ | Temporal Code 4 Module for CO Gas Alarm Notification | 1 | 0 | 0 |  |  |  |  | TRUE | [5 empty] | #FFFF0000 | FA-NFPA 170 ADDRESSABLE OUTPUT MODULE | 1 | FALSE | FALSE | FALSE | 1300
NFPA 170 HORN |  |  | North | Autocall |  | Horn |  |  |  | Module | TRUE | A49MT-APPLW | + | Audible Notification Appliances, Wall Mount Horn, Specify Cover | 1 | 0 | 0 |  |  |  |  | TRUE | [5 empty] | #FF0070C0 | FA-NFPA 170 HORN | 1 | FALSE | FALSE | FALSE | 2010
NFPA 170 HEAT DETECTOR |  |  | North | Autocall |  | Heat Detector |  |  |  | Module | TRUE | A4098-9733 w/A4098-9793 | + | TrueAlarm Heat Detector w/TrueAlarm Sensor Isolator Base | 1 | 0.0008 | 0.001 |  |  |  |  | TRUE | TRUE |  |  |  |  | #FFFF0000 | FA-NFPA 170 HEAT DETECTOR | 1 | FALSE | FALSE | FALSE | 1403
|  |  | North | Autocall |  | Cards & Components |  |  |  | Card | TRUE | A100-5152 |  | 12 VDC Power Option, | 1 | 0.0015 | 0 |  |  |  |  | TRUE | [5 empty] | #FFFFFFFF |  |  | FALSE | FALSE | FALSE
NFPA 170 HORN STROBE CEILING |  |  | North | Autocall |  | Horn/Strobe |  |  |  | Module | TRUE | A4906-9230 |  | Multi-Candela Addressable Horn Strobe; Ceiling Mount, White | 1 | 0 | 0 |  |  |  |  | TRUE | TRUE |  |  |  |  | #FF0070C0 | FA-NFPA 170 HORN STROBE CEILING | 1 | FALSE | FALSE | FALSE | 2022 | [16 empty] | C
|  |  | North | Autocall |  | Hardware |  |  |  | Hardware | TRUE | A100-6305 |  | 25V regulator harness for 8 point zone/relay module. One required for each 8 point zone/relay module to be powered by the A100-9916 25V regulator module. A maximum of (5) 8 point zone/relay modules may be powered from the A100-9916 per bay. | 1 | [6 empty] | TRUE | [5 empty] | #FFFFFFFF |  |  | FALSE | FALSE | FALSE
|  |  | North | Autocall |  | Hardware |  |  |  | Hardware | TRUE | A4905-9931 | + | Red Adapter Plate for mounting to Autocall 2975-9145 box | 1 | 0 | 0 |  |  |  |  | TRUE | [5 empty] | #FFFFFFFF |  |  | FALSE | FALSE | FALSE
NFPA 170 HORN STROBE |  |  | North | Autocall |  | Horn/Strobe |  |  |  | Module | TRUE | A59AV-APPLWR |  | Visible Notification Appliances, Wall Mount Multi-Candela Horn Strobe, Red | 1 | 0 | 0 |  |  |  |  | TRUE | [5 empty] | #FF0070C0 | FA-NFPA 170 HORN STROBE | 1 | FALSE | FALSE | FALSE | 2012
|  |  | North | Autocall | [5 empty] | Module | TRUE | A100-1267 |  | Expansion Signal Module Class A Adapter | 1 | 0.001 | 0.03 |  |  |  |  | TRUE | [5 empty] | #FFFFFFFF |  |  | FALSE | FALSE | FALSE
NFPA 170 SPEAKER WALL |  |  | North | Autocall |  | Speaker |  |  |  | Module | TRUE | A49SO-APPLW | + | Wall mount Addressable S/O Appliances. | 1 | 0.0008 | 0.009 |  |  |  |  | TRUE | FALSE |  |  |  |  | #FF0070C0 | FA-NFPA 170 SPEAKER WALL | 1 | FALSE | FALSE | FALSE | 2019
|  |  | North | Autocall |  | Cards & Components |  |  |  | Card | TRUE | A007-6303 |  | Left port, multi-mode 4120 duplex fiber media card | 1 | 0.055 | 0.055 |  |  |  |  | TRUE | [5 empty] | #FFFFFFFF |  |  | FALSE | FALSE | FALSE
|  |  | North | Autocall |  | Cards & Components |  |  |  | Card | TRUE | A100-1244 |  | Remote Microphone Module; for Remote Annunciator Panels | 1 | 0.00024 | 0.006 |  |  |  |  | TRUE | [5 empty] | #FFFFFFFF |  |  | FALSE | FALSE | FALSE
NFPA 170 STROBE WALL |  |  | North | Autocall |  | Strobe |  |  |  | Module | TRUE | A59VO-APPLWRH |  | Visible Notification Appliances, Wall Mount Multi-Candela Strobe, Red, High CD | 1 | 0 | 0 |  |  |  |  | TRUE | [5 empty] | #FF0070C0 | FA-NFPA 170 STROBE WALL | 1 | FALSE | FALSE | FALSE | 2023
NFPA 170 FIRE ALARM CONTROL UNIT | RISER FACP |  | North | Autocall |  | Fire Alarm Control Unit |  |  |  | Assembly | TRUE | A2975-9443 | ++ | 4100ES Red 3 Bay Box with Glass Door and Dress Panel - Add Master Controller, Power Supply and other components as required using Assembly Editor | 1 | 0 | 0 |  |  |  |  | TRUE | [5 empty] | #FFFF0000 | FA-NFPA 170 FIRE ALARM CONTROL UNIT | 1 | FALSE | FALSE | FALSE | [9 empty] | 6.2,10,12.7,18,25,33,55 |  |  |  |  | TRUE
NFPA 170 HORN STROBE CEILING |  |  | North | Autocall |  | Horn/Strobe |  |  |  | Module | TRUE | A49AVH-APPLC | + | Audible/Visible Notification Appliances, Ceiling Mount Multi-High Candela Horn/Strobe, Specify Cover | 1 | 0 | 0 |  |  |  |  | TRUE | TRUE |  |  |  |  | #FF0070C0 | FA-NFPA 170 HORN STROBE CEILING | 1 | FALSE | FALSE | FALSE | 2013 | [16 empty] | C
NFPA 170 HEAT DETECTOR |  |  | North | Autocall |  | Heat Detector |  |  |  | Module | TRUE | A4098-9615E w/A4098-9788E | + | Electronic Heat Detector 2-Wire 200° F (57° C), High Humidity | 1 | 0.0001 | 0.086 |  |  |  |  | TRUE | TRUE |  |  |  |  | #FFFF0000 | FA-NFPA 170 HEAT DETECTOR | 1 | FALSE | FALSE | FALSE | 1403 | [16 empty] | 200
NFPA 170 HORN STROBE CEILING |  |  | North | Autocall |  | Horn/Strobe |  |  |  | Module | TRUE | A4906-9228 |  | Multi-Candela Addressable Horn Strobe; Ceiling Mount, Red | 1 | 0 | 0 |  |  |  |  | TRUE | TRUE |  |  |  |  | #FF0070C0 | FA-NFPA 170 HORN STROBE CEILING | 1 | FALSE | FALSE | FALSE | 2022 | [16 empty] | C
NFPA 170 HORN STROBE |  |  | North | Autocall |  | Horn/Strobe |  |  |  | Module | TRUE | A59AV-APPLWW |  | Visible Notification Appliances, Wall Mount Multi-Candela Horn Strobe, White | 1 | 0 | 0 |  |  |  |  | TRUE | [5 empty] | #FF0070C0 | FA-NFPA 170 HORN STROBE | 1 | FALSE | FALSE | FALSE | 2012
NFPA 170 FIRE ALARM CONTROL INTERFACE |  |  | North | Autocall |  | Interface |  |  |  | Assembly | TRUE | A190-9833 | ++ | ES Net external NIC and media cards for TSW, Platinum | 1 | 0.075 | 0.075 | [10 empty] | #FFFF0000 | FA-NFPA 170 FIRE ALARM CONTROL INTERFACE | 1 | FALSE | FALSE | FALSE
|  |  | North | Autocall |  | Cards & Components |  |  |  | Card | TRUE | A100-1273 |  | Telephone NAC Class A Adapter Module | 1 | 0 | 0 |  |  |  |  | TRUE | [5 empty] | #FFFFFFFF |  |  | FALSE | FALSE | FALSE
NFPA 170 SPEAKER STROBE CEILING |  |  | North | Autocall |  | Speaker/Strobe |  |  |  | Module | TRUE | A49SVH-APPLC-BA | + | Ceiling Mount Addressable High candela S/V appliance only. Assembled in USA | 1 | 0 | 0 |  |  |  |  | TRUE | TRUE |  |  |  |  | #FF0070C0 | FA-NFPA 170 SPEAKER STROBE CEILING | 1 | FALSE | FALSE | FALSE | 2019 | [16 empty] | C
|  |  | North | Autocall |  | Cards & Components |  |  |  | Card | TRUE | A007-6308 | ++ | ES Net NIC Dual Channel Single-mode Fiber Media Card | 1 | 0.135 | 0.135 |  |  |  |  | TRUE | [5 empty] | #FFFFFFFF |  |  | FALSE | FALSE | FALSE
|  |  | North | Autocall |  | Hardware |  |  |  | Hardware | TRUE | 2099-9804 | + | Replacement break-rod | 1 | [6 empty] | TRUE | [5 empty] | #FFFFFFFF |  |  | FALSE | FALSE | FALSE
|  |  | North | Autocall |  | Cards & Components |  |  |  | Card | TRUE | A100-6303 |  | Left port, multi-mode 4120 duplex fiber media card | 1 | 0.055 | 0.055 |  |  |  |  | TRUE | [5 empty] | #FFFFFFFF |  |  | FALSE | FALSE | FALSE
NFPA 170 FIRE ALARM CONTROL INTERFACE |  |  | North | Autocall |  | Interface |  |  |  | Assembly | TRUE | A190-9832 | ++ | ES Net external NIC and media cards for TSW, Red | 1 | 0.075 | 0.075 | [10 empty] | #FFFF0000 | FA-NFPA 170 FIRE ALARM CONTROL INTERFACE | 1 | FALSE | FALSE | FALSE
NFPA 170 FIRE ALARM CONTROL UNIT | RISER FACP |  | North | Autocall |  | Fire Alarm Control Unit |  |  |  | Assembly | TRUE | A007-9102 |  | 4007ES Hybrid Platinum, Electrically isolated IDNet 2 addressable initiating device SLC 100 points, Four notification appliance circuits (NACs) selectable as Class A or Class B with 6 A total available current, Eight point zone/relay module. | 1 | [6 empty] | TRUE | [5 empty] | #FFFF0000 | FA-NFPA 170 FIRE ALARM CONTROL UNIT | 1 | FALSE | FALSE | FALSE | 202 | [8 empty] | 7,12,18 |  |  | 6 |  | TRUE
|  |  | North | Autocall |  | Cards & Components |  |  |  | Card | TRUE | A100-1281 |  | 8 Switch, 8 Yellow LED Module | 1 | 0 | 0.024 |  |  |  |  | TRUE | [5 empty] | #FFFFFFFF |  |  | FALSE | FALSE | FALSE
NFPA 170 FIRE ALARM CONTROL UNIT | RISER FACP |  | North | Autocall |  | Fire Alarm Control Unit |  |  |  | Assembly | TRUE | A010-9422 |  | Basic control unit with 2x40 Operator Interface, (1) Two-loop isolated IDNet2 Communications Channel and (1) Four-loop Isolated IDNet 2+2 Communications Channel Module, Class A or Class B operation, with support for up to 500 addressable IDNet points, Platinum | 1 | 0 | 0 |  |  |  |  | TRUE | [5 empty] | #FFFF0000 | FA-NFPA 170 FIRE ALARM CONTROL UNIT | 1 | FALSE | FALSE | FALSE | 202 | [8 empty] | 7,12,18,33,50 |  |  |  |  | TRUE
|  |  | North | Autocall |  | Cards & Components |  |  |  | Card | TRUE | A100-6033 | ++ | Alarm/Supv/Tbl Relay, 3 Form C relays | 1 | 0.015 | 0.037 |  |  |  |  | TRUE | [5 empty] | #FFFFFFFF |  |  | FALSE | FALSE | FALSE
|  |  | North | Autocall |  | Cards & Components |  |  |  | Card | TRUE | A100-1334 |  | Digital 25VRMS Back-up 100 W Amplifier | 1 | 0.085 | 0 |  |  |  |  | TRUE | [5 empty] | #FFFFFFFF |  |  | FALSE | FALSE | FALSE
NFPA 170 HEAT DETECTOR |  |  | North | Autocall |  | Heat Detector |  |  |  | Module | TRUE | A4098-9733 w/A4098-9789 | + | TrueAlarm Heat Detector w/TrueAlarm Sensor Base w/LED or Relay Connections | 1 | 0.0008 | 0.001 |  |  |  |  | TRUE | TRUE |  |  |  |  | #FFFF0000 | FA-NFPA 170 HEAT DETECTOR | 1 | FALSE | FALSE | FALSE | 1403
|  |  | North | Autocall | [5 empty] | Module | TRUE | A100-6074 |  |  | 1 | [12 empty] | #FFFFFFFF |  |  | FALSE | FALSE | FALSE
|  |  | North | Autocall |  | Cards & Components |  |  |  | Card | TRUE | A100-9621 | + | Basic Digital Audio Operation with microphone, requires dedicated expansion bay | 1 | 0.075 | 0.082 |  |  |  |  | TRUE | [5 empty] | #FFFFFFFF |  |  | FALSE | FALSE | FALSE
FA-Fire_Text Message Appliance |  |  | North | Autocall |  | Annunciator |  |  |  | Module | TRUE | 4907-9007 TrueAlert Messaging Appliance w/4907-9002 Swivel w/A907-9006 Mounting Box |  | LED Text Messaging Appliance with Addressable Message Selection | 1 | 0.256 | 0.722 |  |  |  |  | TRUE | [5 empty] | #FFFF0000 | FA-FA-Fire_Text Message Appliance | 1 | FALSE | FALSE | FALSE
NFPA 170 SMOKE DETECTOR |  |  | North | Autocall |  | Smoke Detector |  |  |  | Module | TRUE | A4098-9778 w/A4098-9793 | + | TrueAlarm Photoelectric Smoke Detector w/TrueAlarm Isolator Sensor Base - Black | 1 | 0.0008 | 0.001 |  |  |  |  | TRUE | TRUE |  |  |  |  | #FFFF0000 | FA-NFPA 170 SMOKE DETECTOR | 1 | FALSE | FALSE | FALSE | 1408 | [16 empty] | P
NFPA 170 HEAT DETECTOR |  |  | North | Autocall |  | Heat Detector |  |  |  | Module | TRUE | A4098-9614 w/A4098-9683 | + | Electronic Heat Detector 2-Wire 200° F (93° C) with auxiliary alarm relay output | 1 | 0.0001 | 0.024 |  |  |  |  | TRUE | TRUE |  |  |  |  | #FFFF0000 | FA-NFPA 170 HEAT DETECTOR | 1 | FALSE | FALSE | FALSE | 1403 | [16 empty] | 200
|  |  | North | Autocall |  | Cards & Components |  |  |  | Card | TRUE | A100-0620 |  | Basic Transponder Interface Module | 1 | 0.87 | 0.87 |  |  |  |  | TRUE | [5 empty] | #FFFFFFFF |  |  | FALSE | FALSE | FALSE
|  |  | North | Autocall |  | Cards & Components |  |  |  | Card | TRUE | A007-9807 | ++ | City Circuit Module with Disconnect Switch | 1 | 0.02 | 0.036 |  |  |  |  | TRUE | [5 empty] | #FFFFFFFF |  |  | FALSE | FALSE | FALSE
NFPA 170 ADDRESSABLE OUTPUT MODULE |  |  | North | Autocall |  | Addressable Control/Relay |  |  |  | Module | TRUE | A4090-9007 | ++ | Addressable Signal Module (IAM) | 1 | 0.0008 | 0.001 |  |  |  |  | TRUE | [5 empty] | #FFFF0000 | FA-NFPA 170 ADDRESSABLE OUTPUT MODULE | 1 | FALSE | FALSE | FALSE | 1100 |  |  |  |  | 864 | [11 empty] | R
|  |  | North | Autocall |  | Cards & Components |  |  |  | Card | TRUE | A009-970x MAIN BOARD | ++ | Main Board | 1 | 0.064 | 0.064 |  |  |  |  | TRUE | [5 empty] | #FFFFFFFF |  |  | FALSE | FALSE | FALSE
|  |  | North | Autocall |  | Cards & Components |  |  |  | Card | TRUE | A007-6304 |  | Right port, multi-mode 4120 duplex fiber media card | 1 | 0.055 | 0.055 |  |  |  |  | TRUE | [5 empty] | #FFFFFFFF |  |  | FALSE | FALSE | FALSE
|  |  | North | Autocall |  | Hardware |  |  |  | Hardware | TRUE | A4098-5682 | ++ | 4-wire 5 in. base with Auxiliary Alarm Relay Contacts and connections for Remote LED Alarm Indicator | 1 | [6 empty] | FALSE | TRUE |  |  |  |  | #FFFFFFFF |  |  | FALSE | FALSE | FALSE | 1408 | [13 empty] | FALSE
|  |  | North | Autocall |  | Cards & Components |  |  |  | Card | TRUE | A007-9806 | ++ | SDACT Module for Point or Event Reporting | 1 | 0.03 | 0.04 |  |  |  |  | TRUE | [5 empty] | #FFFFFFFF |  |  | FALSE | FALSE | FALSE
|  |  | North | Autocall |  | Hardware |  |  |  | Hardware | TRUE | A2975-9448 | + | 2 BAY BOX & SOLID DOOR RED | 1 | [12 empty] | #FFFFFFFF |  |  | FALSE | FALSE | FALSE
|  |  | North | Autocall |  | Hardware |  |  |  | Hardware | TRUE | A100-2136 |  | Solid Door, Red 3 Bay | 1 | 0 | 0 |  |  |  |  | TRUE | [5 empty] | #FFFFFFFF |  |  | FALSE | FALSE | FALSE
NFPA 170 HORN |  |  | North | Autocall |  | Horn |  |  |  | Module | TRUE | A49AO-APPLW | + | Audible Notification Appliances, Electronic Horns, Specify Cover | 1 | 0 | 0 |  |  |  |  | TRUE | TRUE |  |  |  |  | #FF0070C0 | FA-NFPA 170 HORN | 1 | FALSE | FALSE | FALSE | 2013
|  |  | North | Autocall | [5 empty] | Module | TRUE | A100-5116 |  | Expansion Signal Module Converts one NAC input to three NAC outputs | 1 | 0.02 | 0.08 |  |  |  |  | TRUE | [5 empty] | #FFFFFFFF |  |  | FALSE | FALSE | FALSE
|  |  | North | Autocall |  | Cards & Components |  |  |  | Card | TRUE | A009-9807 | + | Additional four point NAC module | 1 | 0.04 | 0.04 |  |  |  |  | TRUE | [5 empty] | #FFFFFFFF |  |  | FALSE | FALSE | FALSE
GenericN INTERFACE MODULE |  |  | North | Autocall |  | Interface Module |  |  |  | Module | TRUE | A100-6048 | ++ | Intelligent Interface Module, mounted in 4100ES FACU | 1 | 0.132 | 0.132 |  |  | 24 |  | TRUE | [5 empty] | #FFFF0000 | FA-GenericN INTERFACE MODULE | 1 | FALSE | FALSE | FALSE
NFPA 170 STROBE CEILING |  |  | North | Autocall |  | Strobe |  |  |  | Module | TRUE | A4906-9112 | + | Multi-candela strobe, Ceiling Mount, Fire, White, High Cd | 1 | 0 | 0 |  |  |  |  | TRUE | TRUE |  |  |  |  | #FF0070C0 | FA-NFPA 170 STROBE CEILING | 1 | FALSE | FALSE | FALSE | 2022 | [16 empty] | C
NFPA 170 SMOKE DETECTOR |  |  | North | Autocall |  | Smoke Detector |  |  |  | Module | TRUE | A4098-9774 w/A4098-9793 | + | TrueAlarm Photoelectric Smoke Detector w/TrueAlarm Isolator Sensor Base - Black | 1 | 0.0008 | 0.001 |  |  |  |  | TRUE | TRUE |  |  |  |  | #FFFF0000 | FA-NFPA 170 SMOKE DETECTOR | 1 | FALSE | FALSE | FALSE | 1408 | [16 empty] | P
|  |  | North | Autocall |  | Cards & Components |  |  |  | Card | TRUE | A009-9808 | + | Dual Class A adapter (for two NAC outputs) | 1 | 0 | 0 |  |  |  |  | TRUE | [5 empty] | #FFFFFFFF |  |  | FALSE | FALSE | FALSE
NFPA 170 EMERGENCY COMMUNICATIONS CONTROL UNIT | RISER LOC |  | North | Autocall |  | Cards & Components |  |  |  | Card | TRUE | A003-9840 | + | Class A/B Splitter (SP4Z-A/B), audio NAC expansion module, four Class B zones or two Class A zones; requires one dedicated NAC input; rated 40 W output maximum for each zone (Class A or Class B operation); requires A003-9841 mounting bracket when mounted in booster cabinet; module dimensions = 4 1/2 in. H x 5 1/2 in. H x 1 1/2 in. D (114 mm x 140 mm x 38 mm) | 1 | [6 empty] | TRUE | [5 empty] | #FFFF0000 | FA-NFPA 170 EMERGENCY COMMUNICATIONS CONTROL UNIT | 1 | FALSE | FALSE | FALSE | 300 | [8 empty] | 7,12,18,26,33 |  |  |  | 40 | FALSE
|  |  | North | Autocall |  | Cards & Components |  |  |  | Card | TRUE | A007-9809 | ++ | Relay Module; relays for Alarm, Supervisory, and Trouble; rated 2 A resistive @ 32 VDC | 1 | 0.015 | 0.037 |  |  |  |  | TRUE | [5 empty] | #FFFFFFFF |  |  | FALSE | FALSE | FALSE
|  |  | North | Autocall |  | Hardware |  |  |  | Hardware | TRUE | A100-2162 | + | 2 BAY PACKAGE - SOLID | 1 | [12 empty] | #FFFFFFFF |  |  | FALSE | FALSE | FALSE
|  |  | North | Autocall |  | Hardware |  |  |  | Hardware | TRUE | A100-0011 |  | FACTORY USE AUDIO ONLY SHIPKIT | 1 | 0 | 0 |  |  |  |  | TRUE | [5 empty] | #FFFFFFFF |  |  | FALSE | FALSE | FALSE
NFPA 170 STROBE WALL |  |  | North | Autocall |  | Strobe |  |  |  | Module | TRUE | A59VO-APPLWW |  | Visible Notification Appliances, Wall Mount Multi-Candela Strobe, White | 1 | 0 | 0 |  |  |  |  | TRUE | [5 empty] | #FF0070C0 | FA-NFPA 170 STROBE WALL | 1 | FALSE | FALSE | FALSE | 2023
NFPA 170 HORN STROBE CEILING |  |  | North | Autocall |  | Horn/Strobe |  |  |  | Module | TRUE | A4906-9140 | + | Horn with Multi-Candela Strobe; Ceiling Mount, Red, High Cd | 1 | 0 | 0 |  |  |  |  | TRUE | TRUE |  |  |  |  | #FF0070C0 | FA-NFPA 170 HORN STROBE CEILING | 1 | FALSE | FALSE | FALSE | 2013 | [16 empty] | C
NFPA 170 MANUAL PULL |  |  | North | Autocall |  | Manual Station |  |  |  | Module | TRUE | A2099-9101 | ++ | Non-Coded, Non-Addressable Manual Station, Single Action | 1 | [6 empty] | FALSE | TRUE | Flush | Single gang box 2-1/2" deep 4" square box, 2-1/8" (54 mm) minimum | 5" H x 3-3/4" W x 1" D (127 mm x 95 mm x 25 mm) |  | #FFFF0000 | FA-NFPA 170 MANUAL PULL | 1 | FALSE | FALSE | FALSE | 1408 | [13 empty] | FALSE |  |  | SBP
NFPA 170 ASPIRATING SMOKE DETECTOR |  |  | North | Autocall |  | Air Sampling Detection |  |  |  | Module | TRUE | A4098-VES-A10-P | ++ | VESDA-E VES with 3.5 in. display | 5 | [6 empty] | FALSE |  |  |  | 13.8 in. x 8.9 in. x 5.3 in. (350 mm x 225 mm x 135 mm) |  | #FFFF0000 | FA-NFPA 170 ASPIRATING SMOKE DETECTOR | 1 | FALSE | FALSE | FALSE | [14 empty] | FALSE
|  |  | North | Autocall |  | Hardware |  |  |  | Hardware | TRUE | A100-2126 |  | Glass Door and Dress Panel, Red 3 Bay | 1 | 0 | 0 |  |  |  |  | TRUE | [5 empty] | #FFFFFFFF |  |  | FALSE | FALSE | FALSE
|  |  | North | Autocall |  | Cards & Components |  |  |  | Card | TRUE | A100-1363 |  | Digital Flex-35, 35 W Amplifier, constant supervision compatible 25 VRMS output | 1 | 0.085 | 1.64 |  |  |  |  | TRUE | [5 empty] | #FFFFFFFF |  |  | FALSE | FALSE | FALSE
NFPA 170 SPEAKER CEILING |  |  | North | Autocall |  | Speaker |  |  |  | Module | TRUE | A49HF-APPLC-BA | + | Ceiling mount Addressable High fidelity S/O appliance only. Assembled in USA | 1 | 0 | 0 |  |  |  |  | TRUE | TRUE |  |  |  |  | #FF0070C0 | FA-NFPA 170 SPEAKER CEILING | 1 | FALSE | FALSE | FALSE | 2019 | [16 empty] | C
NFPA 170 SMOKE DETECTOR |  |  | North | Autocall |  | Smoke Detector |  |  |  | Module | TRUE | A4098-9714 w/A4098-9792 | + | TrueAlarm Photoelectric Smoke Detector w/TrueAlarm Sensor Standard Base | 1 | 0.0008 | 0.001 |  |  |  |  | TRUE | TRUE |  |  |  |  | #FFFF0000 | FA-NFPA 170 SMOKE DETECTOR | 1 | FALSE | FALSE | FALSE | 1408
|  |  | North | Autocall | [5 empty] | Module | TRUE | A100-1259 |  | 25VRMS Output Constant Supervision Adapter for three NACs | 1 | 0.001 | 0.035 |  |  |  |  | TRUE | [5 empty] | #FFFFFFFF |  |  | FALSE | FALSE | FALSE
NFPA 170 EMERGENCY COMMUNICATIONS CONTROL UNIT | RISER LOC |  | North | Autocall |  | Cards & Components |  |  |  | Card | TRUE | A003-9302 Main Board | + | Main Board | 1 | 0.13 | 4.7 |  |  |  |  | TRUE | [5 empty] | #FFFF0000 | FA-NFPA 170 EMERGENCY COMMUNICATIONS CONTROL UNIT | 1 | FALSE | FALSE | FALSE | 300 | [8 empty] | 7,12,18,26,33 |  |  |  | 40 | FALSE
|  |  | North | Autocall |  | Cards & Components |  |  |  | Card | TRUE | A100-1277 |  | Sixteen (16) LED Module; Red LED on top and Yellow LED on bottom at each position | 1 | 0 | 0.024 |  |  |  |  | TRUE | [5 empty] | #FFFFFFFF |  |  | FALSE | FALSE | FALSE
NFPA 170 SPEAKER STROBE CEILING |  |  | North | Autocall |  | Speaker/Strobe |  |  |  | Module | TRUE | A49SVH-APPLC-O-BA | + | Ceiling Mount Addressable Weatherproof S/V Appliance Only. Assembled in USA | 1 | 0 | 0 |  |  |  |  | TRUE | TRUE |  |  |  |  | #FF0070C0 | FA-NFPA 170 SPEAKER STROBE CEILING | 1 | FALSE | FALSE | FALSE | 2019 | [16 empty] | C, WP
NFPA 170 MANUAL PULL |  |  | North | Autocall |  | Manual Station |  |  |  | Module | TRUE | A2099-9756 | ++ | Non-Coded, Non-Addressable Manual Station, Double Action | 1 | [6 empty] | FALSE | TRUE | Flush | Single gang box 2-1/2" deep 4" square box, 2-1/8" (54 mm) minimum | 5" H x 3-3/4" W x 1" D (127 mm x 95 mm x 25 mm) |  | #FFFF0000 | FA-NFPA 170 MANUAL PULL | 1 | FALSE | FALSE | FALSE | 1408 | [13 empty] | FALSE |  |  | SBP
|  |  | North | Autocall |  | Cards & Components |  |  |  | Card | TRUE | A100-6038 |  | Dual Port RS-232 | 1 | 0.132 | 0.132 |  |  |  |  | TRUE | [5 empty] | #FFFFFFFF |  |  | FALSE | FALSE | FALSE
NFPA 170 ADDRESSABLE OUTPUT MODULE |  |  | North | Autocall |  | Addressable Control/Relay |  |  |  | Module | TRUE | A4090-9008 | ++ | Dual Contact Relay IAM | 1 | 0.0008 | 0.001 |  |  |  |  | TRUE | [5 empty] | #FFFF0000 | FA-NFPA 170 ADDRESSABLE OUTPUT MODULE | 1 | FALSE | FALSE | FALSE | 1000 | [16 empty] | E
|  |  | North | Autocall |  | Cards & Components |  |  |  | Card | TRUE | A009-9811 |  | Fiber Optic Receiver IDNet Repeater, output is Class A (IDNet), Class X (fiber) | 1 | 0.15 | 0.15 |  |  |  |  | TRUE | [5 empty] | #FFFFFFFF |  |  | FALSE | FALSE | FALSE
NFPA 170 STROBE CEILING |  |  | North | Autocall |  | Strobe |  |  |  | Module | TRUE | A4906-9208 | + | Multi-Candela Addressable Combination Strobe assembly with amber lens, ALERT strobe on top and clear lens, FIRE strobe on bottom, Red | 1 | 0 | 0 |  |  |  |  | TRUE | TRUE |  |  |  |  | #FF0070C0 | FA-NFPA 170 STROBE CEILING | 1 | FALSE | FALSE | FALSE | 2022 | [16 empty] | C
|  |  | North | Autocall |  | Hardware |  |  |  | Hardware | TRUE | A100-2163 | + | 3 BAY PACKAGE SOLID | 1 | [12 empty] | #FFFFFFFF |  |  | FALSE | FALSE | FALSE
NFPA 170 STROBE CEILING |  |  | North | Autocall |  | Strobe |  |  |  | Module | TRUE | A4906-9202 | + | Multi-Candela Addressable Strobe; Ceiling Mount, Red | 1 | 0 | 0 |  |  |  |  | TRUE | TRUE |  |  |  |  | #FF0070C0 | FA-NFPA 170 STROBE CEILING | 1 | FALSE | FALSE | FALSE | 2022 | [16 empty] | C
GenericN AUX POWER SUPPLY |  |  | North | Autocall |  | Auxilliary Power Supply |  |  |  | Module | TRUE | A007-9802 | ++ | 25 VDC Regulator Module; 2 A maximum output; use to power Zone/Relay modules connected to initiating devices requiring nominal 25 VDC voltage | 1 | 0.19 | 0.445 |  |  |  |  | TRUE | [5 empty] | #FFFF0000 | FA-GenericN AUX POWER SUPPLY | 1 | FALSE | FALSE | FALSE
NFPA 170 HORN STROBE CEILING |  |  | North | Autocall |  | Horn/Strobe |  |  |  | Module | TRUE | A4906-9142 | + | Horn with Multi-Candela Strobe; Ceiling Mount, White, High Cd | 1 | 0 | 0 |  |  |  |  | TRUE | TRUE |  |  |  |  | #FF0070C0 | FA-NFPA 170 HORN STROBE CEILING | 1 | FALSE | FALSE | FALSE | 2013 | [16 empty] | C
|  |  | North | Autocall |  | Cards & Components |  |  |  | Card | TRUE | A100-1284 |  | 8 Switch, 16 Red/Green LED Module | 1 | 0 | 0.024 |  |  |  |  | TRUE | [5 empty] | #FFFFFFFF |  |  | FALSE | FALSE | FALSE
|  |  | North | Autocall |  | Cards & Components |  |  |  | Card | TRUE | A100-1311 |  | Eight Channel Digital Controller Board only; order expansion bay and audio expansion bay kit separately | 1 | 0.085 | 0.085 |  |  |  |  | TRUE | [5 empty] | #FFFFFFFF |  |  | FALSE | FALSE | FALSE
NFPA 170 ASPIRATING SMOKE DETECTOR |  |  | North | Autocall |  | Air Sampling Detection |  |  |  | Module | TRUE | A4098-VEP-A00-1P | ++ | VESDA-E VEP, one pipe with LEDs | 5 | [6 empty] | FALSE |  |  |  | 13.8 in. x 8.9 in. x 5.3 in. (350 mm x 225 mm x 135 mm) |  | #FFFF0000 | FA-NFPA 170 ASPIRATING SMOKE DETECTOR | 1 | FALSE | FALSE | FALSE | [14 empty] | FALSE
NFPA 170 HORN STROBE |  |  | North | Autocall |  | Horn/Strobe |  |  |  | Module | TRUE | A49AV-APPLW-O | + | Wall Mount Weatherproof Visible and Audible/Visible Notification Appliances, Specify Cover | 1 | 0 | 0 |  |  |  |  | TRUE | [5 empty] | #FF0070C0 | FA-NFPA 170 HORN STROBE | 1 | FALSE | FALSE | FALSE | 2012 | [16 empty] | WP
NFPA 170 HORN STROBE |  |  | North | Autocall |  | Horn/Strobe |  |  |  | Module | TRUE | A49CMTV-APPLW-BA | + | Multi-Tone Horn Strobes; SmartSync Controlled or Free-run; with 520 Hz output, Non-Addressable, Specify Cover, Assembled in USA | 1 | 0 | 0 |  |  |  |  | TRUE | [5 empty] | #FF0070C0 | FA-NFPA 170 HORN STROBE | 1 | FALSE | FALSE | FALSE | 2012
NFPA 170 STROBE WALL |  |  | North | Autocall |  | Strobe |  |  |  | Module | TRUE | A4906-9108 | + | Multi-candela strobe, Wall Mount, Fire, Red, Amber Lens | 1 | 0 | 0 |  |  |  |  | TRUE | [5 empty] | #FF0070C0 | FA-NFPA 170 STROBE WALL | 1 | FALSE | FALSE | FALSE | 2023
NFPA 170 NON ADDRESSABLE RELAY |  |  | North | Autocall |  | Non-Addressable Relay |  |  |  | Module | TRUE | A2098-9735 |  | Plate Mounted Relay | 1 | 0.016 | 0.016 |  |  |  |  | TRUE | [5 empty] | #FFFF0000 | FA-NFPA 170 NON ADDRESSABLE RELAY | 1 | FALSE | FALSE | FALSE | 1300
|  |  | North | Autocall |  | Hardware |  |  |  | Hardware | TRUE | A100-0636 | + | Power Distribution Module 120V | 1 | 0 | 0 |  |  |  |  | TRUE | [5 empty] | #FFFFFFFF |  |  | FALSE | FALSE | FALSE
NFPA 170 HEAT DETECTOR |  |  | North | Autocall |  | Heat Detector |  |  |  | Module | TRUE | A4098-9612 w/A4098-9788 | + | Electronic Heat Detector 2-Wire 135° F (57° C) No options | 1 | 0.0001 | 0.024 |  |  |  |  | TRUE | TRUE |  |  |  |  | #FFFF0000 | FA-NFPA 170 HEAT DETECTOR | 1 | FALSE | FALSE | FALSE | 1403 | [16 empty] | 135
NFPA 170 EMERGENCY COMMUNICATIONS CONTROL UNIT |  |  | North | Autocall |  | Local Operator Console |  |  |  | Module | TRUE | A4003-9803 |  | Remote Microphone Module | 1 | 0.171 | 0.258 |  |  |  |  | TRUE | [5 empty] | #FFFF0000 | FA-NFPA 170 EMERGENCY COMMUNICATIONS CONTROL UNIT | 1 | FALSE | FALSE | FALSE | 107
|  |  | North | Autocall |  | Hardware |  |  |  | Hardware | TRUE | 2081-9271 | ++ | System Batteries, Sealed Lead-Acid, 33 Ah (rectangular case, typically for service) | 1 | 0 | 0 |  |  |  |  | TRUE | [5 empty] | #FFFFFFFF |  |  | FALSE | FALSE | FALSE
|  |  | North | Autocall |  | Cards & Components |  |  |  | Card | TRUE | A100-9704 |  | Control Panel Mounted InfoAlarm Command Center | 1 | 0.349 | 0.391 |  |  |  |  | TRUE | [5 empty] | #FFFFFFFF |  |  | FALSE | FALSE | FALSE
NFPA 170 SMOKE HEAT CO DETECTOR |  |  | North | Autocall |  | Smoke/Heat/CO Detector |  |  |  | Module | TRUE | A4098-9754 w/A4098-9773 | + | TrueAlarm Photoelectric and Heat Sensing Detector w/TrueAlarm CO Sensor Base with 520 Hz Sounder | 1 | 0.0008 | 0.001 |  |  |  |  | TRUE | TRUE |  |  |  |  | #FFFF0000 | FA-NFPA 170 SMOKE HEAT CO DETECTOR | 1 | FALSE | FALSE | FALSE | 1402 | [16 empty] | CO, SB
NFPA 170 STROBE CEILING |  |  | North | Autocall |  | Strobe |  |  |  | Module | TRUE | A4906-9117 | + | Multi-candela strobe, Ceiling Mount, Blank, White | 1 | 0 | 0 |  |  |  |  | TRUE | TRUE |  |  |  |  | #FF0070C0 | FA-NFPA 170 STROBE CEILING | 1 | FALSE | FALSE | FALSE | 2022 | [16 empty] | C
|  |  | North | Autocall | [5 empty] | Module | TRUE | A100-1268 |  | Expansion Signal Module Constant Supervision Adapter for 25 VRMS or 70.7 VRMS | 1 | 0.038 | 0.07 |  |  |  |  | TRUE | [5 empty] | #FFFFFFFF |  |  | FALSE | FALSE | FALSE
NFPA 170 FIRE ALARM CONTROL UNIT | RISER FACP |  | North | Autocall |  | Fire Alarm Control Unit |  |  |  | Assembly | TRUE | A010-9622 | ++ | Basic control unit with 2x40 LCD Operator Interface, 6 A ESS/battery charger, (1) Two-loop Isolated IDNet 2 Communications Channel and (1) Fourloop Isolated IDNet 2+2 Communications Module, Class A or Class B, with support for up to 500 addressable IDNet points; and (2) 3 A, Class B, IDNAC SLCs with support for up to 254 addressable notification appliances, Platinum | 1 | [6 empty] | TRUE | [5 empty] | #FFFF0000 | FA-NFPA 170 FIRE ALARM CONTROL UNIT | 1 | FALSE | FALSE | FALSE | 202 | [8 empty] | 7,12,18,26,33,55,65,110 |  | 50 |  |  | TRUE
|  |  | North | Autocall |  | Cards & Components |  |  |  | Card | TRUE | A100-9709 | ++ | Main Board | 1 | 0.277 | 0.321 |  |  |  |  | TRUE | [5 empty] | #FFFFFFFF |  |  | FALSE | FALSE | FALSE
NFPA 170 REMOTE ANNUNCIATOR |  |  | North | Autocall |  | Cards & Components |  |  |  | Module | TRUE | A100-9405 | ++ | Remote ES Touch Screen Display, platinum | 1 | 0.16 | 0.225 |  |  |  |  | TRUE | [5 empty] | #FFFF0000 | FA-NFPA 170 REMOTE ANNUNCIATOR | 1 | FALSE | FALSE | FALSE
|  |  | North | Autocall |  | Cards & Components |  |  |  | Card | TRUE | A100-1267 |  | Expansion Signal Module Converts 3 NACs to Class A | 1 | 0.0006 | 0.03 |  |  |  |  | TRUE | [5 empty] | #FFFFFFFF |  |  | FALSE | FALSE | FALSE
|  |  | North | Autocall |  | Hardware |  |  |  | Hardware | TRUE | A2975-9443 | + | 3 BAY BB/GDOOR/DRESS PNL RED | 1 | [12 empty] | #FFFFFFFF |  |  | FALSE | FALSE | FALSE
NFPA 170 MANUAL PULL |  |  | North | Autocall |  | Manual Station |  |  |  | Module | TRUE | A2099-9102 | ++ | Non-Coded, Non-Addressable Manual Station, Single Action | 1 | [6 empty] | FALSE | TRUE | Flush | Single gang box 2-1/2" deep 4" square box, 2-1/8" (54 mm) minimum | 5" H x 3-3/4" W x 1" D (127 mm x 95 mm x 25 mm) |  | #FFFF0000 | FA-NFPA 170 MANUAL PULL | 1 | FALSE | FALSE | FALSE | 1408 | [13 empty] | FALSE |  |  | SBP
|  |  | North | Autocall | [5 empty] | Module | TRUE | A100-1249 |  | 100W Class A Adapter Module | 1 | 0.001 | 0.06 |  |  |  |  | TRUE | [5 empty] | #FFFFFFFF |  |  | FALSE | FALSE | FALSE
NFPA 170 HORN STROBE CEILING |  |  | North | Autocall |  | Horn/Strobe |  |  |  | Module | TRUE | A49AVH-APPLC-BA | + | Audible/Visible Notification Appliances, Ceiling Mount Multi-High Candela Horn/Strobe, Specify Cover, Assembled in USA | 1 | 0 | 0 |  |  |  |  | TRUE | TRUE |  |  |  |  | #FF0070C0 | FA-NFPA 170 HORN STROBE CEILING | 1 | FALSE | FALSE | FALSE | 2013 | [16 empty] | C
|  |  | North | Autocall |  | Hardware |  |  |  | Hardware | TRUE | 2081-9272 | ++ | System Batteries, Sealed Lead-Acid, 6.2 Ah | 1 | 0 | 0 |  |  |  |  | TRUE | [5 empty] | #FFFFFFFF |  |  | FALSE | FALSE | FALSE
|  |  | North | Autocall |  | Cards & Components |  |  |  | Card | TRUE | A010-9602 CPU |  | CPU Assembly | 1 | 0.336 | 0.54 |  |  |  |  | TRUE | [5 empty] | #FFFFFFFF |  |  | FALSE | FALSE | FALSE
NFPA 170 ABORT SWITCH |  |  | North | Autocall |  | Switch |  |  |  | Module | TRUE | A2080-9067 | ++ | Flush mount abort switch for 4004R Series | 1 | [6 empty] | TRUE | [5 empty] | #FFFF0000 | FA-NFPA 170 ABORT SWITCH | 1 | FALSE | FALSE | FALSE
NFPA 170 EMERGENCY COMMUNICATIONS CONTROL UNIT | RISER LOC |  | North | Autocall |  | Local Operator Console |  |  |  | Assembly | TRUE | A003-9302 | + | 4003EC Voice Control Unit with internal user control unit and microphone, 40 W Class D amplifier with one audio NAC standard, internal power supply/battery charger, Red | 1 | [6 empty] | FALSE | [5 empty] | #FFFF0000 | FA-NFPA 170 EMERGENCY COMMUNICATIONS CONTROL UNIT | 1 | FALSE | FALSE | FALSE | 300 | [8 empty] | 7,12,18,26,33 |  |  |  | 40 | TRUE
|  |  | North | Autocall |  | Cards & Components |  |  |  | Card | TRUE | A009-9810 | + | Fiber Optic Receiver IDNet Repeater, output is Class A | 1 | 0.065 | 0.065 |  |  |  |  | TRUE | [5 empty] | #FFFFFFFF |  |  | FALSE | FALSE | FALSE
|  |  | North | Autocall |  | Hardware |  |  |  | Hardware | TRUE | 2081-9275 | ++ | System Batteries, Sealed Lead-Acid, 18 Ah | 1 | 0 | 0 |  |  |  |  | TRUE | [5 empty] | #FFFFFFFF |  |  | FALSE | FALSE | FALSE
|  |  | North | Autocall |  | Cards & Components |  |  |  | Card | TRUE | A100-3117 | + | Loop IDNet Master Controller, Max. Load | 1 | 0.25 | 0.35 |  |  |  |  | TRUE | [5 empty] | #FFFFFFFF |  |  | FALSE | FALSE | FALSE
|  |  | North | Autocall |  | Cards & Components |  |  |  | Card | TRUE | A007-9201 CPU | ++ | CPU Assembly | 1 | 0.18 | 0.185 |  |  |  |  | TRUE | [5 empty] | #FFFFFFFF |  |  | FALSE | FALSE | FALSE | [9 empty] | 7,12,18 |  |  |  |  | TRUE
NFPA 170 MANUAL PULL |  |  | North | Autocall |  | Manual Station |  |  |  | Module | TRUE | A2099-9107 | ++ | Non-Coded, Non-Addressable Manual Station, Single Action | 1 | [6 empty] | FALSE | TRUE | Flush | Single gang box 2-1/2" deep 4" square box, 2-1/8" (54 mm) minimum | 5" H x 3-3/4" W x 1" D (127 mm x 95 mm x 25 mm) |  | #FFFF0000 | FA-NFPA 170 MANUAL PULL | 1 | FALSE | FALSE | FALSE | 1408 | [13 empty] | FALSE |  |  | SBP
|  |  | North | Autocall |  | Hardware |  |  |  | Hardware | TRUE | A4905-9937 |  | Surface Mount Adapter Skirt, Red; use to cover 1-1/2" (38 mm) deep surface mounted boxes | 1 | 0 | 0 |  |  |  |  | TRUE | [5 empty] | #FFFFFFFF |  |  | FALSE | FALSE | FALSE
NFPA 170 NON ADDRESSABLE RELAY |  |  | North | Autocall |  | Non-Addressable Relay |  |  |  | Module | TRUE | A2098-9739 |  | Encapsulated Relay | 1 | 0.016 | 0.016 |  |  |  |  | TRUE | [5 empty] | #FFFF0000 | FA-NFPA 170 NON ADDRESSABLE RELAY | 1 | FALSE | FALSE | FALSE | 1300
|  |  | North | Autocall |  | Cards & Components |  |  |  | Card | TRUE | A100-0156 |  | 8 VDC Converter, | 1 | 0 | 0 |  |  |  |  | TRUE | [5 empty] | #FFFFFFFF |  |  | FALSE | FALSE | FALSE
NFPA 170 SMOKE DETECTOR |  |  | North | Autocall |  | Smoke Detector |  |  |  | Module | TRUE | A4098-9605 w/A4098-9788 | + | TrueAlarm Photoelectric Smoke Detector w/TrueAlarm Sensor 2-Wire Base | 1 | 0.0001 | 0.024 |  |  |  |  | TRUE | TRUE |  |  |  |  | #FFFF0000 | FA-NFPA 170 SMOKE DETECTOR | 1 | FALSE | FALSE | FALSE | 1408 | [16 empty] | P
NFPA 170 SPEAKER STROBE |  |  | North | Autocall |  | Speaker/Strobe |  |  |  | Module | TRUE | A49HFV-APPLW-BA | + | Wall Mount Addressable High fidelity S/V appliance only, Assembled in USA | 1 | 0 | 0 |  |  |  |  | TRUE | [5 empty] | #FF0070C0 | FA-NFPA 170 SPEAKER STROBE | 1 | FALSE | FALSE | FALSE | 2019
|  |  | North | Autocall |  | Cards & Components |  |  |  | Card | TRUE | A100-5401 | + | ES Power Supply (ES-PS) | 1 | 0.068 | 0.077 |  |  |  |  | TRUE | [5 empty] | #FFFFFFFF |  |  | FALSE | FALSE | FALSE
NFPA 170 SMOKE DETECTOR |  |  | North | Autocall |  | Smoke Detector |  |  |  | Module | TRUE | A4098-9774 w/A4098-9775 | + | TrueAlarm Photoelectric Smoke Detector w/TrueAlarm Sensor Base w/LED or Relay Connections - Black | 1 | 0.0008 | 0.001 |  |  |  |  | TRUE | TRUE |  |  |  |  | #FFFF0000 | FA-NFPA 170 SMOKE DETECTOR | 1 | FALSE | FALSE | FALSE | 1408 | [16 empty] | P
|  |  | North | Autocall |  | Cards & Components |  |  |  | Card | TRUE | A100-1289 |  | 64 LED/64 Switch Controller Module without mounting plate | 1 | 0.02 | 0.02 |  |  |  |  | TRUE | [5 empty] | #FFFFFFFF |  |  | FALSE | FALSE | FALSE
|  |  | North | Autocall | [5 empty] | Module | TRUE | A007-6306 | ++ | ES Net NIC dual channel Ethernet media card | 1 | 0.02 | 0.02 | [10 empty] | #FFFFFFFF |  |  | FALSE | FALSE | FALSE
NFPA 170 ADDRESSABLE OUTPUT MODULE |  |  | North | Autocall |  | Addressable Control/Relay |  |  |  | Module | TRUE | A4090-9006 | ++ | Suppression Release Peripheral mounted in NEMA 1 red box; required for ULC listing | 1 | [12 empty] | #FFFF0000 | FA-NFPA 170 ADDRESSABLE OUTPUT MODULE | 1 | FALSE | FALSE | FALSE
|  |  | North | Autocall |  | Cards & Components |  |  |  | Card | TRUE | A010-9422 CPU |  | CPU Assembly | 1 | 0.391 | 0.545 |  |  |  |  | TRUE | [5 empty] | #FFFFFFFF |  |  | FALSE | FALSE | FALSE
|  |  | North | Autocall |  | Cards & Components |  |  |  | Card | TRUE | A100-1291 |  | Remote Unit Interface Module (RUI, un-isolated) | 1 | 0.085 | 0.085 |  |  |  |  | TRUE | [5 empty] | #FFFFFFFF |  |  | FALSE | FALSE | FALSE
NFPA 170 HORN |  |  | North | Autocall |  | Horn |  |  |  | Module | TRUE | A59AO-APPLWW | ++ | Notification Appliances, Wall Mount Horn, White, Weatherproof | 1 | 0 | 0 |  |  |  |  | TRUE | [5 empty] | #FF0070C0 | FA-NFPA 170 HORN | 1 | FALSE | FALSE | FALSE | 2023
|  |  | North | Autocall |  | Cards & Components |  |  |  | Card | TRUE | A100-1283 |  | 8 Switch, 16 Yellow LED Module | 1 | 0 | 0.024 |  |  |  |  | TRUE | [5 empty] | #FFFFFFFF |  |  | FALSE | FALSE | FALSE
|  |  | North | Autocall |  | Hardware |  |  |  | Hardware | TRUE | A100-0634 | + | Power Distribution Module 120V | 1 | 0 | 0 |  |  |  |  | TRUE | [5 empty] | #FFFFFFFF |  |  | FALSE | FALSE | FALSE
NFPA 170 SMOKE HEAT DETECTOR |  |  | North | Autocall |  | Smoke/Heat Detector |  |  |  | Module | TRUE | A4098-9754 w/A4098-9792 | + | TrueAlarm Photoelectric and Heat Sensing Detector w/TrueAlarm Standard Base | 1 | 0.0008 | 0.001 |  |  |  |  | TRUE | TRUE |  |  |  |  | #FFFF0000 | FA-NFPA 170 SMOKE HEAT DETECTOR | 1 | FALSE | FALSE | FALSE | 1402
NFPA 170 SYNC MODULE |  |  | North | Autocall |  | Sync Module |  |  |  | Module | TRUE | A4905-9922 |  | Synchronized Flash Module, Class A | 1 | 0.005 | 0 |  |  |  |  | TRUE | [5 empty] | #FFFF0000 | FA-NFPA 170 SYNC MODULE | 1 | FALSE | FALSE | FALSE | 1300
|  |  | North | Autocall |  | Cards & Components |  |  |  | Card | TRUE | A100-1313 |  | Analog Primary 100 W Amplifier Includes six, Class B audio NACs | 1 | 0.085 | 2.27 |  |  |  |  | TRUE | [5 empty] | #FFFFFFFF |  |  | FALSE | FALSE | FALSE
NFPA 170 HORN CEILING |  |  | North | Autocall |  | Horn |  |  |  | Module | TRUE | A49AO-APPLC-O | + | Audible Only Notification Appliances, Weatherproof Ceiling Mount Electronic Horns, Specify Cover | 1 | 0 | 0 |  |  |  |  | TRUE | TRUE |  |  |  |  | #FF0070C0 | FA-NFPA 170 HORN CEILING | 1 | FALSE | FALSE | FALSE | 2013 | [16 empty] | C, WP
|  |  | North | Autocall |  | Cards & Components |  |  |  | Card | TRUE | A100-1276 |  | Eight (8) LED Module with Red LEDs | 1 | 0 | 0.024 |  |  |  |  | TRUE | [5 empty] | #FFFFFFFF |  |  | FALSE | FALSE | FALSE
NFPA 170 ISOLATION MODULE |  |  | North | Autocall |  | Isolator Module |  |  |  | Module | TRUE | A4905-9929 | + | TrueAlert Addressable Isolator+ Module | 1 | 0.0008 | 0.01 |  |  |  |  | TRUE |  |  |  | 4 ⅛" H x 4 ⅛" W x 1 ⅜" D (105 mm x 105 mm x 35 mm) |  | #FFFF0000 | FA-NFPA 170 ISOLATION MODULE | 1 | FALSE | FALSE | FALSE | 2023
|  |  | North | Autocall |  | Hardware |  |  |  | Hardware | TRUE | A4098-5261 | ++ | 2-wire 4 in. base for conventional/addressable detectors with connections for remote alarm LED indicator | 1 | [6 empty] | FALSE | TRUE |  |  |  |  | #FFFFFFFF |  |  | FALSE | FALSE | FALSE | 1408 | [13 empty] | FALSE
NFPA 170 FIRE ALARM CONTROL INTERFACE |  |  | North | Autocall |  | Interface |  |  |  | Assembly | TRUE | A190-9835 | ++ | ES Net external NIC and media cards for TSW, Platinum | 1 | 0.12 | 0.12 | [10 empty] | #FFFF0000 | FA-NFPA 170 FIRE ALARM CONTROL INTERFACE | 1 | FALSE | FALSE | FALSE
NFPA 170 FIRE PHONE |  |  | North | Autocall |  | Fire Phone |  |  |  | Module | TRUE | A2084-9001 | ++ | Firefighter Telephone Jack Station | 1 | [6 empty] | FALSE | [5 empty] | #FFFF0000 | FA-NFPA 170 FIRE PHONE | 1 | FALSE | FALSE | FALSE | [14 empty] | FALSE
|  |  | North | Autocall |  | Cards & Components |  |  |  | Card | TRUE | A100-1292 |  | REMOTE COMMAND CENTER | 1 | 0.065 | 0.14 |  |  |  |  | TRUE | [5 empty] | #FFFFFFFF |  |  | TRUE | FALSE | FALSE
|  |  | North | Autocall |  | Cards & Components |  |  |  | Card | TRUE | A010-9930 |  | Dual Class A IDNAC Isolator (DCAI); converts a single Class B IDNAC SLC input to two Class A or two Class B SLC outputs; provides short circuit isolation between each Class A or B output circuit; requires up to two IDNAC addresses; the total current remains controlled by the Class B input source SLC at 3 A maximum; select up to 2 per IDNAC SLC | 1 | 0.0083 | 0.0185 |  |  |  |  | TRUE | [5 empty] | #FFFFFFFF |  |  | FALSE | FALSE | FALSE
|  |  | North | Autocall |  | Cards & Components |  |  |  | Card | TRUE | A100-6032 |  | City Circuit, w/o disconnect switches | 1 | 0.02 | 0.036 |  |  |  |  | TRUE | [5 empty] | #FFFFFFFF |  |  | FALSE | FALSE | FALSE
NFPA 170 FIRE ALARM CONTROL UNIT | RISER FACP |  | North | AutoPulse |  | Fire Alarm Control Unit |  |  |  | Assembly | TRUE | 542R (433607) | ++ | AUTOPULSE 542R Agent Releasing Control Panel, 120 VAC | 1 | [6 empty] | FALSE |  |  |  | 19.00 in. (483 mm) high x 16.65 in. (423 mm) wide x 5.25 in. (133 mm) deep |  | #FFFF0000 | FA-NFPA 170 FIRE ALARM CONTROL UNIT | 1 | FALSE | FALSE | FALSE | 202 | [8 empty] | 7,12,18,26 |  | 18 |  |  | TRUE
|  |  | North | AutoPulse |  | Cards & Components |  |  |  | Card | TRUE | 542R Main Board | ++ | Main Board | 1 |  |  | 7 |  |  |  | TRUE | [5 empty] | #FFFFFFFF |  |  | FALSE | FALSE | FALSE
NFPA 170 SOLENOID VALVE |  |  | North | BERMAD |  | Solenoid |  |  |  | Module | TRUE | BE370D-B2-88 | ++ | 3-way solenoid valve, Ex d standard type | 1 | 0 | 0.333 |  |  |  |  | FALSE | [5 empty] | #FFFF0000 | FA-NFPA 170 SOLENOID VALVE | 1 | FALSE | FALSE | FALSE | 1701 | [13 empty] | FALSE
NFPA 170 SOLENOID VALVE |  |  | North | BERMAD |  | Solenoid |  |  |  | Module | TRUE | BE370D-B5-88N | ++ | 3-way solenoid valve, Ex d standard type | 1 | 0 | 0.333 |  |  |  |  | FALSE | [5 empty] | #FFFF0000 | FA-NFPA 170 SOLENOID VALVE | 1 | FALSE | FALSE | FALSE | 1701 | [13 empty] | FALSE
NFPA 170 SOLENOID VALVE |  |  | North | BERMAD |  | Solenoid |  |  |  | Module | TRUE | BE370D-B5-88 | ++ | 3-way solenoid valve, Ex d standard type | 1 | 0 | 0.333 |  |  |  |  | FALSE | [5 empty] | #FFFF0000 | FA-NFPA 170 SOLENOID VALVE | 1 | FALSE | FALSE | FALSE | 1701 | [13 empty] | FALSE
NFPA 170 SOLENOID VALVE |  |  | North | BERMAD |  | Solenoid |  |  |  | Module | TRUE | BE370D-B5-87 | ++ | 3-way solenoid valve, Ex d standard type | 1 | 0 | 0.333 |  |  |  |  | FALSE | [5 empty] | #FFFF0000 | FA-NFPA 170 SOLENOID VALVE | 1 | FALSE | FALSE | FALSE | 1701 | [13 empty] | FALSE
NFPA 170 SOLENOID VALVE |  |  | North | BERMAD |  | Solenoid |  |  |  | Module | TRUE | BE370D-U-B5-87 | ++ | 3-way solenoid valve, Ex d standard type | 1 | 0 | 0.333 |  |  |  |  | FALSE | [5 empty] | #FFFF0000 | FA-NFPA 170 SOLENOID VALVE | 1 | FALSE | FALSE | FALSE | 1701 | [13 empty] | FALSE
NFPA 170 SOLENOID VALVE |  |  | North | BERMAD |  | Solenoid |  |  |  | Module | TRUE | BE370D-B5-87N | ++ | 3-way solenoid valve, Ex d standard type | 1 | 0 | 0.333 |  |  |  |  | FALSE | [5 empty] | #FFFF0000 | FA-NFPA 170 SOLENOID VALVE | 1 | FALSE | FALSE | FALSE | 1701 | [13 empty] | FALSE
NFPA 170 SOLENOID VALVE |  |  | North | BERMAD |  | Solenoid |  |  |  | Module | TRUE | BE370D-B2-87 | ++ | 3-way solenoid valve, Ex d standard type | 1 | 0 | 0.333 |  |  |  |  | FALSE | [5 empty] | #FFFF0000 | FA-NFPA 170 SOLENOID VALVE | 1 | FALSE | FALSE | FALSE | 1701 | [13 empty] | FALSE
NFPA 170 SOLENOID VALVE |  |  | North | BERMAD |  | Solenoid |  |  |  | Module | TRUE | BE370D-U-B5-87N | ++ | 3-way solenoid valve, Ex d standard type | 1 | 0 | 0.333 |  |  |  |  | FALSE | [5 empty] | #FFFF0000 | FA-NFPA 170 SOLENOID VALVE | 1 | FALSE | FALSE | FALSE | 1701 | [13 empty] | FALSE
NFPA 170 SOLENOID VALVE |  |  | North | BERMAD |  | Solenoid |  |  |  | Module | TRUE | BE370D-U-B2-87 | ++ | 3-way solenoid valve, Ex d standard type | 1 | 0 | 0.333 |  |  |  |  | FALSE | [5 empty] | #FFFF0000 | FA-NFPA 170 SOLENOID VALVE | 1 | FALSE | FALSE | FALSE | 1701 | [13 empty] | FALSE
NFPA 170 DOOR CLOSER |  |  | North | Block Definition Only |  | Door Holder |  |  |  | Module | TRUE | NFPA 170 DOOR CLOSER |  | NFPA 170 DOOR CLOSER | 1 | [12 empty] | #FFFF0000 | FA-NFPA 170 DOOR CLOSER | 1 | FALSE | FALSE | FALSE | 2500
NFPA 170 ELEVATOR STATUS RECALL |  |  | North | Block Definition Only |  | Miscellaneous |  |  |  | Module | TRUE | NFPA 170 ELEVATOR STATUS RECALL |  | NFPA 170 ELEVATOR STATUS RECALL | 1 | [12 empty] | #FFFF0000 | FA-NFPA 170 ELEVATOR STATUS RECALL | 1 | FALSE | FALSE | FALSE | 1900
NFPA 170 FIRE ALARM CONTROL INTERFACE |  |  | North | Block Definition Only |  | Interface |  |  |  | Module | TRUE | NFPA 170 FIRE ALARM CONTROL INTERFACE |  | NFPA 170 FIRE ALARM CONTROL INTERFACE | 1 | [12 empty] | #FFFF0000 | FA-NFPA 170 FIRE ALARM CONTROL INTERFACE | 1 | FALSE | FALSE | FALSE | 201
NFPA 170 HORN CEILING |  |  | North | Block Definition Only |  | Horn |  |  |  | Module | TRUE | NFPA 170 HORN CEILING |  | NFPA 170 HORN CEILING | 1 | [7 empty] | TRUE |  |  |  |  | #FF0070C0 | FA-NFPA 170 HORN CEILING | 1 | FALSE | FALSE | FALSE | 2011
NFPA 170 AIR SAMPLING DETECTION PIPING |  |  | North | Block Definition Only |  | Air Sampling Detection |  |  |  | Module | TRUE | NFPA 170 AIR SAMPLING DETECTION PIPING |  | NFPA 170 AIR SAMPLING DETECTION PIPING | 1 | [12 empty] | #FFFF0000 | FA-NFPA 170 AIR SAMPLING DETECTION PIPING | 1 | FALSE | FALSE | FALSE | 5010
NFPA 170 FIRE SUPPRESSION CONTROL UNIT |  |  | North | Block Definition Only |  | Fire Suppression Control Panel |  |  |  | Module | TRUE | NFPA 170 FIRE SUPPRESSION CONTROL UNIT |  | NFPA 170 FIRE SUPPRESSION CONTROL UNIT | 1 | [12 empty] | #FFFF0000 | FA-NFPA 170 FIRE SUPPRESSION CONTROL UNIT | 1 | FALSE | FALSE | FALSE | 205
NFPA 170 FIRE ALARM TRANSPONDER |  |  | North | Block Definition Only |  | Transponder Cabinet |  |  |  | Module | TRUE | NFPA 170 FIRE ALARM TRANSPONDER |  | NFPA 170 FIRE ALARM TRANSPONDER | 1 | [12 empty] | #FFFF0000 | FA-NFPA 170 FIRE ALARM TRANSPONDER | 1 | FALSE | FALSE | FALSE | 206
NFPA 170 FLOW DETECTOR |  |  | North | Block Definition Only |  | Flow Detector |  |  |  | Module | TRUE | NFPA 170 FLOW DETECTOR |  | NFPA 170 FLOW DETECTOR | 1 | [12 empty] | #FFFF0000 | FA-NFPA 170 FLOW DETECTOR | 1 | FALSE | FALSE | FALSE | 1700
NFPA 170 AEROSOL ABORT SWITCH |  |  | North | Block Definition Only |  | Switch |  |  |  | Module | TRUE | NFPA 170 AEROSOL ABORT SWITCH |  | NFPA 170 AEROSOL ABORT SWITCH | 1 | [12 empty] | #FFFF0000 | FA-NFPA 170 AEROSOL ABORT SWITCH | 1 | FALSE | FALSE | FALSE | 901
NFPA 170 UNINTERRUPTIBLE POWER SUPPLY |  |  | North | Block Definition Only |  | Miscellaneous |  |  |  | Module | TRUE | NFPA 170 UNINTERRUPTIBLE POWER SUPPLY |  | NFPA 170 UNINTERRUPTIBLE POWER SUPPLY | 1 | [12 empty] | #FFFF0000 | FA-NFPA 170 UNINTERRUPTIBLE POWER SUPPLY | 1 | FALSE | FALSE | FALSE
NFPA 170 CATHODE RAY TUBE |  |  | North | Block Definition Only |  | Miscellaneous |  |  |  | Module | TRUE | NFPA 170 CATHODE RAY TUBE |  | NFPA 170 CATHODE RAY TUBE | 1 | [12 empty] | #FFFF0000 | FA-NFPA 170 CATHODE RAY TUBE | 1 | FALSE | FALSE | FALSE | 2001
NFPA 170 SMOKE DETECTOR SINGLE STATION |  |  | North | Block Definition Only |  | Smoke Detector |  |  |  | Module | TRUE | NFPA 170 SMOKE DETECTOR SINGLE STATION |  | NFPA 170 SMOKE DETECTOR SINGLE STATION | 1 | [7 empty] | TRUE |  |  |  |  | #FFFF0000 | FA-NFPA 170 SMOKE DETECTOR SINGLE STATION | 1 | FALSE | FALSE | FALSE | 1409
NFPA 170 FIRE ALARM COMMUNICATOR |  |  | North | Block Definition Only |  | Communicator |  |  |  | Module | TRUE | NFPA 170 FIRE ALARM COMMUNICATOR |  | NFPA 170 FIRE ALARM COMMUNICATOR | 1 | [12 empty] | #FFFF0000 | FA-NFPA 170 FIRE ALARM COMMUNICATOR | 1 | FALSE | FALSE | FALSE | 251
NFPA 170 FIRE SUPPRESSION CONTROL PANEL |  |  | North | Block Definition Only |  | Fire Suppression Control Panel |  |  |  | Module | TRUE | NFPA 170 FIRE SUPPRESSION CONTROL PANEL |  | NFPA 170 FIRE SUPPRESSION CONTROL PANEL | 1 | [12 empty] | #FFFF0000 | FA-NFPA 170 FIRE SUPPRESSION CONTROL PANEL | 1 | FALSE | FALSE | FALSE | 204
NFPA 170 HIGH TEMPERATURE |  |  | North | Block Definition Only |  | Heat Detector |  |  |  | Module | TRUE | NFPA 170 HIGH TEMPERATURE |  | NFPA 170 HIGH TEMPERATURE | 1 | [12 empty] | #FFFF0000 | FA-NFPA 170 HIGH TEMPERATURE | 1 | FALSE | FALSE | FALSE | 1405
NFPA 170 JUNCTION BOX |  |  | North | Block Definition Only |  | Junction Box |  |  |  | Module | TRUE | NFPA 170 JUNCTION BOX |  | NFPA 170 JUNCTION BOX | 1 | [12 empty] | #FF00B050 | FA-NFPA 170 JUNCTION BOX | 1 | FALSE | FALSE | FALSE | 6000
NFPA 170 CLEAN AGENT ABORT SWITCH |  |  | North | Block Definition Only |  | Switch |  |  |  | Module | TRUE | NFPA 170 CLEAN AGENT ABORT SWITCH |  | NFPA 170 CLEAN AGENT ABORT SWITCH | 1 | [12 empty] | #FFFF0000 | FA-NFPA 170 CLEAN AGENT ABORT SWITCH | 1 | FALSE | FALSE | FALSE | 903
NFPA 170 HVAC PANEL |  |  | North | Block Definition Only |  | HVAC Panel |  |  |  | Module | TRUE | NFPA 170 HVAC PANEL |  | NFPA 170 HVAC PANEL | 1 | [12 empty] | #FFFF0000 | FA-NFPA 170 HVAC PANEL | 1 | FALSE | FALSE | FALSE
NFPA 170 REMOTE VOICE EVACUATION MICROPHONE |  |  | North | Block Definition Only |  | Remote Microphone |  |  |  | Module | TRUE | NFPA 170 REMOTE VOICE EVACUATION MICROPHONE |  | NFPA 170 REMOTE VOICE EVACUATION MICROPHONE | 1 | [12 empty] | #FFFF0000 | FA-NFPA 170 REMOTE VOICE EVACUATION MICROPHONE | 1 | FALSE | FALSE | FALSE | 265
NFPA 170 FIRE PHONE |  |  | North | Block Definition Only |  | Fire Phone |  |  |  | Module | TRUE | NFPA 170 FIRE PHONE |  | NFPA 170 FIRE PHONE | 1 | [12 empty] | #FFFF0000 | FA-NFPA 170 FIRE PHONE | 1 | FALSE | FALSE | FALSE | 208
NFPA 170 WIRELESS CONTROL UNIT |  |  | North | Block Definition Only |  | Wireless Control Unit |  |  |  | Module | TRUE | NFPA 170 WIRELESS CONTROL UNIT |  | NFPA 170 WIRELESS CONTROL UNIT | 1 | [12 empty] | #FFFF0000 | FA-NFPA 170 WIRELESS CONTROL UNIT | 1 | FALSE | FALSE | FALSE
NFPA 170 AREA OF REFUGE REMOTE UNIT |  |  | North | Block Definition Only |  | Area of Refuge Component |  |  |  | Module | TRUE | NFPA 170 AREA OF REFUGE REMOTE UNIT |  | NFPA 170 AREA OF REFUGE REMOTE UNIT | 1 | [12 empty] | #FF00B050 | FA-NFPA 170 AREA OF REFUGE REMOTE UNIT | 1 | FALSE | FALSE | FALSE | 4003
NFPA 170 INTEGRATED SMOKE DOOR CLOSER |  |  | North | Block Definition Only |  | Door Holder |  |  |  | Module | TRUE | NFPA 170 INTEGRATED SMOKE DOOR CLOSER |  | NFPA 170 INTEGRATED SMOKE DOOR CLOSER | 1 | [7 empty] | TRUE |  |  |  |  | #FFFF0000 | FA-NFPA 170 INTEGRATED SMOKE DOOR CLOSER | 1 | FALSE | FALSE | FALSE
NFPA 170 EM SPEAKER STROBE CEILING |  |  | North | Block Definition Only |  | Speaker/Strobe |  |  |  | Module | TRUE | NFPA 170 EM SPEAKER STROBE CEILING |  | NFPA 170 EM SPEAKER STROBE CEILING | 1 | [12 empty] | #FF0070C0 | FA-NFPA 170 EM SPEAKER STROBE CEILING | 1 | FALSE | FALSE | FALSE | 2005
NFPA 170 RELAY PANEL |  |  | North | Block Definition Only |  | Miscellaneous |  |  |  | Module | TRUE | NFPA 170 RELAY PANEL |  | NFPA 170 RELAY PANEL | 1 | [12 empty] | #FFFF0000 | FA-NFPA 170 RELAY PANEL | 1 | FALSE | FALSE | FALSE
NFPA 170 SPEAKER CEILING |  |  | North | Block Definition Only |  | Speaker |  |  |  | Module | TRUE | NFPA 170 SPEAKER CEILING |  | NFPA 170 SPEAKER CEILING | 1 | [7 empty] | TRUE |  |  |  |  | #FF0070C0 | FA-NFPA 170 SPEAKER CEILING | 1 | FALSE | FALSE | FALSE | 2019
NFPA 170 AUTOMATIC TRANSFER SWITCH |  |  | North | Block Definition Only |  | Miscellaneous |  |  |  | Module | TRUE | NFPA 170 AUTOMATIC TRANSFER SWITCH |  | NFPA 170 AUTOMATIC TRANSFER SWITCH | 1 | [12 empty] | #FFFF0000 | FA-NFPA 170 AUTOMATIC TRANSFER SWITCH | 1 | FALSE | FALSE | FALSE | 902
NFPA 170 STROBE WALL |  |  | North | Block Definition Only |  | Strobe |  |  |  | Module | TRUE | NFPA 170 STROBE WALL |  | NFPA 170 STROBE WALL | 1 | [12 empty] | #FF0070C0 | FA-NFPA 170 STROBE WALL | 1 | FALSE | FALSE | FALSE | 2023
NFPA 170 PRINTER |  |  | North | Block Definition Only |  | Miscellaneous |  |  |  | Module | TRUE | NFPA 170 PRINTER |  | NFPA 170 PRINTER | 1 | [12 empty] | #FFFF0000 | FA-NFPA 170 PRINTER | 1 | FALSE | FALSE | FALSE
NFPA 170 CLEAN AGENT MANUAL PULL |  |  | North | Block Definition Only |  | Manual Station |  |  |  | Module | TRUE | NFPA 170 CLEAN AGENT MANUAL PULL |  | NFPA 170 CLEAN AGENT MANUAL PULL | 1 | [12 empty] | #FFFF0000 | FA-NFPA 170 CLEAN AGENT MANUAL PULL | 1 | FALSE | FALSE | FALSE | 951
NFPA 170 ADDRESSABLE OUTPUT MODULE |  |  | North | Block Definition Only |  | Addressable Control/Relay |  |  |  | Module | TRUE | NFPA 170 ADDRESSABLE OUTPUT MODULE |  | NFPA 170 ADDRESSABLE OUTPUT MODULE | 1 | [12 empty] | #FFFF0000 | FA-NFPA 170 ADDRESSABLE OUTPUT MODULE | 1 | FALSE | FALSE | FALSE | 1100
NFPA 170 SYNC MODULE |  |  | North | Block Definition Only |  | Sync Module |  |  |  | Module | TRUE | NFPA 170 SYNC MODULE |  | NFPA 170 SYNC MODULE | 1 | [12 empty] | #FFFF0000 | FA-NFPA 170 SYNC MODULE | 1 | FALSE | FALSE | FALSE | 1300
NFPA 170 FIRE ALARM CONTROL UNIT | RISER FACP |  | North | Block Definition Only |  | Fire Alarm Control Unit |  |  |  | Module | TRUE | NFPA 170 FIRE ALARM CONTROL PANEL |  | NFPA 170 FIRE ALARM CONTROL PANEL | 1 | [12 empty] | #FFFF0000 | FA-NFPA 170 FIRE ALARM CONTROL UNIT | 1 | FALSE | FALSE | FALSE | 202
NFPA 170 FIRE ALARM TERMINAL CABINET | RISER FATC |  | North | Block Definition Only |  | Terminal Cabinet |  |  |  | Module | TRUE | NFPA 170 FIRE ALARM TERMINAL CABINET |  | NFPA 170 FIRE ALARM TERMINAL CABINET | 1 | [12 empty] | #FFFF0000 | FA-NFPA 170 FIRE ALARM TERMINAL CABINET | 1 | FALSE | FALSE | FALSE | 205
NFPA 170 DUCT SMOKE DETECTOR |  |  | North | Block Definition Only |  | Duct Smoke Detector |  |  |  | Module | TRUE | NFPA 170 DUCT SMOKE DETECTOR |  | NFPA 170 DUCT SMOKE DETECTOR | 1 | [7 empty] | TRUE |  |  |  |  | #FFFF0000 | FA-NFPA 170 DUCT SMOKE DETECTOR | 1 | FALSE | FALSE | FALSE | 1400
NFPA 170 DRILL KEY MANUAL PULL |  |  | North | Block Definition Only |  | Manual Station |  |  |  | Module | TRUE | NFPA 170 DRILL KEY MANUAL PULL |  | NFPA 170 DRILL KEY MANUAL PULL | 1 | [12 empty] | #FFFF0000 | FA-NFPA 170 DRILL KEY MANUAL PULL | 1 | FALSE | FALSE | FALSE | 953
NFPA 170 WATER MIST MANUAL PULL |  |  | North | Block Definition Only |  | Manual Station |  |  |  | Module | TRUE | NFPA 170 WATER MIST MANUAL PULL |  | NFPA 170 WATER MIST MANUAL PULL | 1 | [12 empty] | #FFFF0000 | FA-NFPA 170 WATER MIST MANUAL PULL | 1 | FALSE | FALSE | FALSE | 960
NFPA 170 PREACTION ABORT SWITCH |  |  | North | Block Definition Only |  | Switch |  |  |  | Module | TRUE | NFPA 170 PREACTION ABORT SWITCH |  | NFPA 170 PREACTION ABORT SWITCH | 1 | [12 empty] | #FFFF0000 | FA-NFPA 170 PREACTION ABORT SWITCH | 1 | FALSE | FALSE | FALSE | 912
NFPA 170 AEROSOL MANUAL PULL |  |  | North | Block Definition Only |  | Manual Station |  |  |  | Module | TRUE | NFPA 170 AEROSOL MANUAL PULL |  | NFPA 170 AEROSOL MANUAL PULL | 1 | [12 empty] | #FFFF0000 | FA-NFPA 170 AEROSOL MANUAL PULL | 1 | FALSE | FALSE | FALSE | 902
NFPA 170 CEILING MOUNT INDICATOR |  |  | North | Block Definition Only |  | Remote Indicator |  |  |  | Module | TRUE | NFPA 170 CEILING MOUNT INDICATOR |  | NFPA 170 CEILING MOUNT INDICATOR | 1 | [12 empty] | #FFFF0000 | FA-NFPA 170 CEILING MOUNT INDICATOR | 1 | FALSE | FALSE | FALSE | 2002
NFPA 170 MANUAL RELEASING STATION |  |  | North | Block Definition Only |  | Manual Releasing Station |  |  |  | Module | TRUE | NFPA 170 MANUAL RELEASING STATION |  | NFPA 170 MANUAL RELEASING STATION | 1 | [12 empty] | #FFFF0000 | FA-NFPA 170 MANUAL RELEASING STATION | 1 | FALSE | FALSE | FALSE | 958
NFPA 170 REMOTE TEST SWITCH |  |  | North | Block Definition Only |  | REMOTE TEST SWITCH |  |  |  | Module | TRUE | NFPA 170 REMOTE TEST SWITCH |  | NFPA 170 REMOTE TEST SWITCH | 1 | [12 empty] | #FFFF0000 | FA-NFPA 170 REMOTE TEST SWITCH | 1 | FALSE | FALSE | FALSE | 914
NFPA 170 FIRE ALARM CONTROL UNIT | RISER FACP |  | North | Block Definition Only |  | Fire Alarm Control Unit |  |  |  | Module | TRUE | NFPA 170 FIRE ALARM CONTROL PANEL |  | NFPA 170 FIRE ALARM CONTROL PANEL | 1 | [12 empty] | #FFFF0000 | FA-NFPA 170 FIRE ALARM CONTROL UNIT | 1 | FALSE | FALSE | FALSE | 203
NFPA 170 LEVEL DETECTOR |  |  | North | Block Definition Only |  | Level Detector |  |  |  | Module | TRUE | NFPA 170 LEVEL DETECTOR |  | NFPA 170 LEVEL DETECTOR | 1 | [12 empty] | #FFFF0000 | FA-NFPA 170 LEVEL DETECTOR | 1 | FALSE | FALSE | FALSE
NFPA 170 GRAPHIC ANNUNCIATOR PANEL | RISER ANNUNCIATOR |  | North | Block Definition Only |  | Graphic Annunciator |  |  |  | Module | TRUE | NFPA 170 GRAPHIC ANNUNCIATOR PANEL |  | NFPA 170 GRAPHIC ANNUNCIATOR PANEL | 1 | [12 empty] | #FFFF0000 | FA-NFPA 170 GRAPHIC ANNUNCIATOR PANEL | 1 | FALSE | FALSE | FALSE | 256
NFPA 170 NOTIFICATION CIRCUIT EXTENDER PANEL | RISER NAC |  | North | Block Definition Only |  | Notification Circuit Extender Panel |  |  |  | Module | TRUE | NFPA 170 NOTIFICATION CIRCUIT EXTENDER PANEL |  | NFPA 170 NOTIFICATION CIRCUIT EXTENDER PANEL | 1 | [12 empty] | #FFFF0000 | FA-NFPA 170 NOTIFICATION CIRCUIT EXTENDER PANEL | 1 | FALSE | FALSE | FALSE | 212
NFPA 170 PRESSURIZED STAIRWELL |  |  | North | Block Definition Only |  | Miscellaneous |  |  |  | Module | TRUE | NFPA 170 PRESSURIZED STAIRWELL |  | NFPA 170 PRESSURIZED STAIRWELL | 1 | [12 empty] | #FFFF0000 | FA-NFPA 170 PRESSURIZED STAIRWELL | 1 | FALSE | FALSE | FALSE
NFPA 170 REMOTE INDICATOR |  |  | North | Block Definition Only |  | Remote Indicator |  |  |  | Module | TRUE | NFPA 170 REMOTE INDICATOR |  | NFPA 170 REMOTE INDICATOR | 1 | [12 empty] | #FFFF0000 | FA-NFPA 170 REMOTE INDICATOR | 1 | FALSE | FALSE | FALSE | 2016
NFPA 170 REMOTE ANNUNCIATOR | RISER ANNUNCIATOR |  | North | Block Definition Only |  | Remote Annunciator |  |  |  | Module | TRUE | NFPA 170 FIRE ALARM ANNUNCIATOR |  | NFPA 170 FIRE ALARM ANNUNCIATOR | 1 | [12 empty] | #FFFF0000 | FA-NFPA 170 REMOTE ANNUNCIATOR | 1 | FALSE | FALSE | FALSE | 255
NFPA 170 ABORT SWITCH |  |  | North | Block Definition Only |  | Switch |  |  |  | Module | TRUE | NFPA 170 ABORT SWITCH |  | NFPA 170 ABORT SWITCH | 1 | [12 empty] | #FFFF0000 | FA-NFPA 170 ABORT SWITCH | 1 | FALSE | FALSE | FALSE | 900
NFPA 170 EM STROBE CEILING |  |  | North | Block Definition Only |  | Strobe |  |  |  | Module | TRUE | NFPA 170 EM STROBE CEILING |  | NFPA 170 EM STROBE CEILING | 1 | [12 empty] | #FF0070C0 | FA-NFPA 170 EM STROBE CEILING | 1 | FALSE | FALSE | FALSE | 2007
NFPA 170 ADDRESSABLE INPUT OUTPUT |  |  | North | Block Definition Only |  | Addressable Module |  |  |  | Module | TRUE | NFPA 170 ADDRESSABLE INPUT OUTPUT |  | NFPA 170 ADDRESSABLE INPUT OUTPUT | 1 | [12 empty] | #FFFF0000 | FA-NFPA 170 ADDRESSABLE INPUT OUTPUT | 1 | FALSE | FALSE | FALSE | 1200
NFPA 170 HORN STROBE |  |  | North | Block Definition Only |  | Horn/Strobe |  |  |  | Module | TRUE | NFPA 170 HORN STROBE |  | NFPA 170 HORN STROBE | 1 | [12 empty] | #FF0070C0 | FA-NFPA 170 HORN STROBE | 1 | FALSE | FALSE | FALSE | 2012
NFPA 170 DRY CHEMICAL MANUAL PULL |  |  | North | Block Definition Only |  | Manual Station |  |  |  | Module | TRUE | NFPA 170 DRY CHEMICAL MANUAL PULL |  | NFPA 170 DRY CHEMICAL MANUAL PULL | 1 | [12 empty] | #FFFF0000 | FA-NFPA 170 DRY CHEMICAL MANUAL PULL | 1 | FALSE | FALSE | FALSE | 954
NFPA 170 HEAT DETECTOR |  |  | North | Block Definition Only |  | Heat Detector |  |  |  | Module | TRUE | NFPA 170 HEAT DETECTOR |  | NFPA 170 HEAT DETECTOR | 1 | [12 empty] | #FFFF0000 | FA-NFPA 170 HEAT DETECTOR | 1 | FALSE | FALSE | FALSE | 1403
NFPA 170 FIRE ALARM MASTER BOX |  |  | North | Block Definition Only |  | Master Box |  |  |  | Module | TRUE | NFPA 170 FIRE ALARM MASTER BOX |  | NFPA 170 FIRE ALARM MASTER BOX | 1 | [12 empty] | #FFFF0000 | FA-NFPA 170 FIRE ALARM MASTER BOX | 1 | FALSE | FALSE | FALSE | 204
NFPA 170 RELEASING SERVICE FIRE ALARM CONTROL UNIT |  |  | North | Block Definition Only |  | Releasing Control Unit |  |  |  | Module | TRUE | NFPA 170 RELEASING SERVICE FIRE ALARM CONTROL UNIT |  | NFPA 170 RELEASING SERVICE FIRE ALARM CONTROL UNIT | 1 | [12 empty] | #FFFF0000 | FA-NFPA 170 RELEASING SERVICE FIRE ALARM CONTROL UNIT | 1 | FALSE | FALSE | FALSE | 210
NFPA 170 FOAM ABORT SWITCH |  |  | North | Block Definition Only |  | Switch |  |  |  | Module | TRUE | NFPA 170 FOAM ABORT SWITCH |  | NFPA 170 FOAM ABORT SWITCH | 1 | [12 empty] | #FFFF0000 | FA-NFPA 170 FOAM ABORT SWITCH | 1 | FALSE | FALSE | FALSE | 906
NFPA 170 SURGE SUPPRESSOR |  |  | North | Block Definition Only |  | Surge Supressor |  |  |  | Module | TRUE | NFPA 170 SURGE SUPPRESSOR |  | NFPA 170 SURGE SUPPRESSOR | 1 | [12 empty] | #FFFF0000 | FA-NFPA 170 SURGE SUPPRESSOR | 1 | FALSE | FALSE | FALSE | 6001 | [16 empty] | 24v
NFPA 170 EMERGENCY COMMUNICATIONS CONTROL UNIT |  |  | North | Block Definition Only |  | Local Operator Console |  |  |  | Module | TRUE | NFPA 170 EMERGENCY COMMUNICATIONS CONTROL UNIT |  | NFPA 170 EMERGENCY COMMUNICATIONS CONTROL UNIT | 1 | [12 empty] | #FFFF0000 | FA-NFPA 170 EMERGENCY COMMUNICATIONS CONTROL UNIT | 1 | FALSE | FALSE | FALSE | 107
NFPA 170 PROTECTED PREMISES CONTROL UNIT |  |  | North | Block Definition Only |  | Control Unit |  |  |  | Module | TRUE | NFPA 170 PROTECTED PREMISES CONTROL UNIT |  | NFPA 170 PROTECTED PREMISES CONTROL UNIT | 1 | [12 empty] | #FFFF0000 | FA-NFPA 170 PROTECTED PREMISES CONTROL UNIT | 1 | FALSE | FALSE | FALSE | 209
NFPA 170 SMOKE HEAT CO DETECTOR |  |  | North | Block Definition Only |  | Smoke/Heat/CO Detector |  |  |  | Module | TRUE | NFPA 170 SMOKE HEAT CO DETECTOR |  | NFPA 170 SMOKE HEAT CO DETECTOR | 1 | [7 empty] | TRUE |  |  |  |  | #FFFF0000 | FA-NFPA 170 SMOKE HEAT CO DETECTOR | 1 | FALSE | FALSE | FALSE | 1410
NFPA 170 OPERATING CONTROL UNIT |  |  | North | Block Definition Only |  | Control Unit |  |  |  | Module | TRUE | NFPA 170 OPERATING CONTROL UNIT |  | NFPA 170 OPERATING CONTROL UNIT | 1 | [12 empty] | #FFFF0000 | FA-NFPA 170 OPERATING CONTROL UNIT | 1 | FALSE | FALSE | FALSE | 207
NFPA 170 AUTONOMOUS CONTROL UNIT |  |  | North | Block Definition Only |  | Miscellaneous |  |  |  | Module | TRUE | NFPA 170 AUTONOMOUS CONTROL UNIT |  | NFPA 170 AUTONOMOUS CONTROL UNIT | 1 | [12 empty] | #FFFF0000 | FA-NFPA 170 AUTONOMOUS CONTROL UNIT | 1 | FALSE | FALSE | FALSE | 106
NFPA 170 MAIN RESERVE |  |  | North | Block Definition Only |  | Switch |  |  |  | Module | TRUE | NFPA 170 MAIN RESERVE |  | NFPA 170 MAIN RESERVE | 1 | [12 empty] | #FFFF0000 | FA-NFPA 170 MAIN RESERVE | 1 | FALSE | FALSE | FALSE
NFPA 170 WET CHEMICAL MANUAL PULL |  |  | North | Block Definition Only |  | Manual Station |  |  |  | Module | TRUE | NFPA 170 WET CHEMICAL MANUAL PULL |  | NFPA 170 WET CHEMICAL MANUAL PULL | 1 | [12 empty] | #FFFF0000 | FA-NFPA 170 WET CHEMICAL MANUAL PULL | 1 | FALSE | FALSE | FALSE | 970
NFPA 170 DIGITAL ALARM COMMNUCATOR TRANSMITTER |  |  | North | Block Definition Only |  | Communicator |  |  |  | Module | TRUE | NFPA 170 DIGITAL ALARM COMMNUCATOR TRANSMITTER |  | NFPA 170 DIGITAL ALARM COMMNUCATOR TRANSMITTER | 1 | [12 empty] | #FFFF0000 | FA-NFPA 170 DIGITAL ALARM COMMNUCATOR TRANSMITTER | 1 | FALSE | FALSE | FALSE | 250
NFPA 170 FLAME DETECTOR |  |  | North | Block Definition Only |  | Flame Detector |  |  |  | Module | TRUE | NFPA 170 FLAME DETECTOR |  | NFPA 170 FLAME DETECTOR | 1 | [12 empty] | #FFFF0000 | FA-NFPA 170 FLAME DETECTOR | 1 | FALSE | FALSE | FALSE | 1401
NFPA 170 STROBE CEILING |  |  | North | Block Definition Only |  | Strobe |  |  |  | Module | TRUE | NFPA 170 STROBE CEILING |  | NFPA 170 STROBE CEILING | 1 | [7 empty] | TRUE |  |  |  |  | #FF0070C0 | FA-NFPA 170 STROBE CEILING | 1 | FALSE | FALSE | FALSE | 2022
NFPA 170 HAND OFF AUTOMATIC |  |  | North | Block Definition Only |  | Miscellaneous |  |  |  | Module | TRUE | NFPA 170 HAND OFF AUTOMATIC |  | NFPA 170 HAND OFF AUTOMATIC | 1 | [12 empty] | #FFFF0000 | FA-NFPA 170 HAND OFF AUTOMATIC | 1 | FALSE | FALSE | FALSE
NFPA 170 MASS NOTIFICATION SYSTEM INTERFACE |  |  | North | Block Definition Only |  | Mass Notificacation Interface |  |  |  | Module | TRUE | NFPA 170 MASS NOTIFICATION SYSTEM INTERFACE |  | NFPA 170 MASS NOTIFICATION SYSTEM INTERFACE | 1 | [12 empty] | #FFFF0000 | FA-NFPA 170 MASS NOTIFICATION SYSTEM INTERFACE | 1 | FALSE | FALSE | FALSE
NFPA 170 TEMPERATURE SEPERVISORY SWITCH |  |  | North | Block Definition Only |  | Temperature Switch |  |  |  | Module | TRUE | NFPA 170 TEMPERATURE SEPERVISORY SWITCH |  | NFPA 170 TEMPERATURE SEPERVISORY SWITCH | 1 | [12 empty] | #FFFF0000 | FA-NFPA 170 TEMPERATURE SEPERVISORY SWITCH | 1 | FALSE | FALSE | FALSE | 915
NFPA 170 HALON ABORT SWITCH |  |  | North | Block Definition Only |  | Switch |  |  |  | Module | TRUE | NFPA 170 HALON ABORT SWITCH |  | NFPA 170 HALON ABORT SWITCH | 1 | [12 empty] | #FFFF0000 | FA-NFPA 170 HALON ABORT SWITCH | 1 | FALSE | FALSE | FALSE | 907
NFPA 170 DELUGE FIRE SPRINKLER ABORT SWITCH |  |  | North | Block Definition Only |  | Switch |  |  |  | Module | TRUE | NFPA 170 DELUGE FIRE SPRINKLER ABORT SWITCH |  | NFPA 170 DELUGE FIRE SPRINKLER ABORT SWITCH | 1 | [12 empty] | #FFFF0000 | FA-NFPA 170 DELUGE FIRE SPRINKLER ABORT SWITCH | 1 | FALSE | FALSE | FALSE | 904
NFPA 170 SOLENOID VALVE |  |  | North | Block Definition Only |  | Solenoid |  |  |  | Module | TRUE | NFPA 170 SOLENOID VALVE |  | NFPA 170 SOLENOID VALVE | 1 | [12 empty] | #FFFF0000 | FA-NFPA 170 SOLENOID VALVE | 1 | FALSE | FALSE | FALSE | 1701
NFPA 170 PRE-ACTION CONTROL UNIT |  |  | North | Block Definition Only |  | Control Unit |  |  |  | Module | TRUE | NFPA 170 PRE-ACTION CONTROL UNIT |  | NFPA 170 PRE-ACTION CONTROL UNIT | 1 | [12 empty] | #FFFF0000 | FA-NFPA 170 PRE-ACTION CONTROL UNIT | 1 | FALSE | FALSE | FALSE | 208
NFPA 170 SPEAKER STROBE |  |  | North | Block Definition Only |  | Speaker/Strobe |  |  |  | Module | TRUE | NFPA 170 SPEAKER STROBE |  | NFPA 170 SPEAKER STROBE | 1 | [12 empty] | #FF0070C0 | FA-NFPA 170 SPEAKER STROBE | 1 | FALSE | FALSE | FALSE | 2019
NFPA 170 AMPLIFIER RACK | RISER AMP |  | North | Block Definition Only |  | Amplifier |  |  |  | Module | TRUE | NFPA 170 AMPLIFIER RACK |  | NFPA 170 AMPLIFIER RACK | 1 | [12 empty] | #FFFF0000 | FA-NFPA 170 AMPLIFIER RACK | 1 | FALSE | FALSE | FALSE | 300
NFPA 170 BELL |  |  | North | Block Definition Only |  | Bell |  |  |  | Module | TRUE | NFPA 170 BELL |  | NFPA 170 BELL | 1 | [12 empty] | #FFFF0000 | FA-NFPA 170 BELL | 1 | FALSE | FALSE | FALSE | 2000
NFPA 170 END OF LINE RESISTOR |  |  | North | Block Definition Only |  | End-of-Line Device |  |  |  | Module | TRUE | NFPA 170 END OF LINE RESISTOR |  | NFPA 170 END OF LINE RESISTOR | 1 | [12 empty] | #FFFF0000 | FA-NFPA 170 END OF LINE RESISTOR | 1 | FALSE | FALSE | FALSE | 5051
NFPA 170 WATER DETECTOR |  |  | North | Block Definition Only |  | Water Detector |  |  |  | Module | TRUE | NFPA 170 WATER DETECTOR |  | NFPA 170 WATER DETECTOR | 1 | [12 empty] | #FFFF0000 | FA-NFPA 170 WATER DETECTOR | 1 | FALSE | FALSE | FALSE
NFPA 170 CHIME |  |  | North | Block Definition Only |  | Chime |  |  |  | Module | TRUE | NFPA 170 CHIME |  | NFPA 170 CHIME | 1 | [12 empty] | #FFFF0000 | FA-NFPA 170 CHIME | 1 | FALSE | FALSE | FALSE | 2003
NFPA 170 PREACTION MANUAL PULL |  |  | North | Block Definition Only |  | Manual Station |  |  |  | Module | TRUE | NFPA 170 PREACTION MANUAL PULL |  | NFPA 170 PREACTION MANUAL PULL | 1 | [12 empty] | #FFFF0000 | FA-NFPA 170 PREACTION MANUAL PULL | 1 | FALSE | FALSE | FALSE | 959
NFPA 170 VENTILATION OPENINGS |  |  | North | Block Definition Only |  | HVAC Component |  |  |  | Module | TRUE | NFPA 170 VENTILATION OPENINGS |  | NFPA 170 VENTILATION OPENINGS | 1 | [12 empty] | #FFFF0000 | FA-NFPA 170 VENTILATION OPENINGS | 1 | FALSE | FALSE | FALSE
NFPA 170 EMERGENCY TEXTUAL VISUAL |  |  | North | Block Definition Only |  | Emergency Visual |  |  |  | Module | TRUE | NFPA 170 EMERGENCY TEXTUAL VISUAL |  | NFPA 170 EMERGENCY TEXTUAL VISUAL | 1 | [12 empty] | #FFFF0000 | FA-NFPA 170 EMERGENCY TEXTUAL VISUAL | 1 | FALSE | FALSE | FALSE | 258
NFPA 170 NON ADDRESSABLE RELAY |  |  | North | Block Definition Only |  | Non-Addressable Relay |  |  |  | Module | TRUE | NFPA 170 NON ADDRESSABLE RELAY |  | NFPA 170 NON ADDRESSABLE RELAY | 1 | [12 empty] | #FFFF0000 | FA-NFPA 170 NON ADDRESSABLE RELAY | 1 | FALSE | FALSE | FALSE | 1300
NFPA 170 SPRINKLER ALARM PANEL |  |  | North | Block Definition Only |  | Sprinker Alarm Panel |  |  |  | Module | TRUE | NFPA 170 SPRINKLER ALARM PANEL |  | NFPA 170 SPRINKLER ALARM PANEL | 1 | [12 empty] | #FFFF0000 | FA-NFPA 170 SPRINKLER ALARM PANEL | 1 | FALSE | FALSE | FALSE
NFPA 170 LOW TEMPERATURE SWITCH |  |  | North | Block Definition Only |  | Temperature Switch |  |  |  | Module | TRUE | NFPA 170 LOW TEMPERATURE SWITCH |  | NFPA 170 LOW TEMPERATURE SWITCH | 1 | [12 empty] | #FFFF0000 | FA-NFPA 170 LOW TEMPERATURE SWITCH | 1 | FALSE | FALSE | FALSE | 909
NFPA 170 EM STROBE WALL |  |  | North | Block Definition Only |  | Strobe |  |  |  | Module | TRUE | NFPA 170 EM STROBE WALL |  | NFPA 170 EM STROBE WALL | 1 | [12 empty] | #FF0070C0 | FA-NFPA 170 EM STROBE WALL | 1 | FALSE | FALSE | FALSE | 2008
NFPA 170 ROTATING BEACON |  |  | North | Block Definition Only |  | Beacon |  |  |  | Module | TRUE | NFPA 170 ROTATING BEACON |  | NFPA 170 ROTATING BEACON | 1 | [12 empty] | #FFFF0000 | FA-NFPA 170 ROTATING BEACON | 1 | FALSE | FALSE | FALSE | 2018
NFPA 170 HORN STROBE CEILING |  |  | North | Block Definition Only |  | Horn/Strobe |  |  |  | Module | TRUE | NFPA 170 HORN STROBE CEILING |  | NFPA 170 HORN STROBE CEILING | 1 | [7 empty] | TRUE |  |  |  |  | #FF0070C0 | FA-NFPA 170 HORN STROBE CEILING | 1 | FALSE | FALSE | FALSE | 2013
NFPA 170 ADDRESSABLE INPUT MONITOR MODULE |  |  | North | Block Definition Only |  | Addressable Module |  |  |  | Module | TRUE | NFPA 170 ADDRESSABLE INPUT MONITOR MODULE |  | NFPA 170 ADDRESSABLE INPUT MONITOR MODULE | 1 | [12 empty] | #FFFF0000 | FA-NFPA 170 ADDRESSABLE INPUT MONITOR MODULE | 1 | FALSE | FALSE | FALSE | 1000
NFPA 170 FIRE FIGHTER INTERFACE |  |  | North | Block Definition Only |  | Fire Fighter Interface |  |  |  | Module | TRUE | NFPA 170 FIRE FIGHTER INTERFACE |  | NFPA 170 FIRE FIGHTER INTERFACE | 1 | [12 empty] | #FFFF0000 | FA-NFPA 170 FIRE FIGHTER INTERFACE | 1 | FALSE | FALSE | FALSE | 207
NFPA 170 VOICE EVACUATION CONTROL UNIT |  |  | North | Block Definition Only |  | Voice Evac Control Unit |  |  |  | Module | TRUE | NFPA 170 VOICE EVACUATION CONTROL UNIT |  | NFPA 170 VOICE EVACUATION CONTROL UNIT | 1 | [12 empty] | #FFFF0000 | FA-NFPA 170 VOICE EVACUATION CONTROL UNIT | 1 | FALSE | FALSE | FALSE | 211
NFPA 170 FIRE PUMP CONTROLLER |  |  | North | Block Definition Only |  | Pump Controller |  |  |  | Module | TRUE | NFPA 170 FIRE PUMP CONTROLLER |  | NFPA 170 FIRE PUMP CONTROLLER | 1 | [12 empty] | #FFFF0000 | FA-NFPA 170 FIRE PUMP CONTROLLER | 1 | FALSE | FALSE | FALSE | 1800
NFPA 170 SPEAKER WALL |  |  | North | Block Definition Only |  | Speaker |  |  |  | Module | TRUE | NFPA 170 SPEAKER WALL |  | NFPA 170 SPEAKER WALL | 1 | [12 empty] | #FF0070C0 | FA-NFPA 170 SPEAKER WALL | 1 | FALSE | FALSE | FALSE | 2021
NFPA 170 AREA OF REFUGE MASTER UNIT |  |  | North | Block Definition Only |  | Area of Refuge Component |  |  |  | Module | TRUE | NFPA 170 AREA OF REFUGE MASTER UNIT |  | NFPA 170 AREA OF REFUGE MASTER UNIT | 1 | [12 empty] | #FF00B050 | FA-NFPA 170 AREA OF REFUGE MASTER UNIT | 1 | FALSE | FALSE | FALSE | 4001
NFPA 170 MANUAL PULL |  |  | North | Block Definition Only |  | Manual Station |  |  |  | Module | TRUE | NFPA 170 MANUAL PULL |  | NFPA 170 MANUAL PULL | 1 | [12 empty] | #FFFF0000 | FA-NFPA 170 MANUAL PULL | 1 | FALSE | FALSE | FALSE | 957
NFPA 170 PRESSURE SWITCH |  |  | North | Block Definition Only |  | Pressure Switch |  |  |  | Module | TRUE | NFPA 170 PRESSURE SWITCH |  | NFPA 170 PRESSURE SWITCH | 1 | [12 empty] | #FFFF0000 | FA-NFPA 170 PRESSURE SWITCH | 1 | FALSE | FALSE | FALSE | 913
NFPA 170 REMOTE EVACUATION AMPLIFIER CABINET |  |  | North | Block Definition Only |  | Amplifier Cabinet |  |  |  | Module | TRUE | NFPA 170 REMOTE EVACUATION AMPLIFIER CABINET |  | NFPA 170 REMOTE EVACUATION AMPLIFIER CABINET | 1 | [12 empty] | #FFFF0000 | FA-NFPA 170 REMOTE EVACUATION AMPLIFIER CABINET | 1 | FALSE | FALSE | FALSE | 301
NFPA 170 WET CHEMICAL ABORT SWITCH |  |  | North | Block Definition Only |  | Switch |  |  |  | Module | TRUE | NFPA 170 WET CHEMICAL ABORT SWITCH |  | NFPA 170 WET CHEMICAL ABORT SWITCH | 1 | [12 empty] | #FFFF0000 | FA-NFPA 170 WET CHEMICAL ABORT SWITCH | 1 | FALSE | FALSE | FALSE | 917
NFPA 170 DAMPERS FIRE |  |  | North | Block Definition Only |  | Damper |  |  |  | Module | TRUE | NFPA 170 DAMPERS FIRE |  | NFPA 170 DAMPERS FIRE | 1 | [12 empty] | #FFFF0000 | FA-NFPA 170 DAMPERS FIRE | 1 | FALSE | FALSE | FALSE | 1901
NFPA 170 AREA OF REFUGE REMOTE |  |  | North | Block Definition Only |  | Area of Refuge Component |  |  |  | Module | TRUE | NFPA 170 AREA OF REFUGE REMOTE |  | NFPA 170 AREA OF REFUGE REMOTE | 1 | [12 empty] | #FF00B050 | FA-NFPA 170 AREA OF REFUGE REMOTE | 1 | FALSE | FALSE | FALSE | 4002
NFPA 170 MASTER FIRE ALARM CONTROL UNIT |  |  | North | Block Definition Only |  | Fire Alarm Control Unit |  |  |  | Module | TRUE | NFPA 170 MASTER FIRE ALARM CONTROL UNIT |  | NFPA 170 MASTER FIRE ALARM CONTROL UNIT | 1 | [12 empty] | #FFFF0000 | FA-NFPA 170 MASTER FIRE ALARM CONTROL UNIT | 1 | FALSE | FALSE | FALSE | 206
NFPA 170 BATTERY CABINET |  |  | North | Block Definition Only |  | Enclosure |  |  |  | Module | TRUE | NFPA 170 BATTERY CABINET |  | NFPA 170 BATTERY CABINET | 1 | [12 empty] | #FFFF0000 | FA-NFPA 170 BATTERY CABINET | 1 | FALSE | FALSE | FALSE | 3000
NFPA 170 DGP |  |  | North | Block Definition Only |  | Control Panel |  |  |  | Module | TRUE | NFPA 170 DGP |  | NFPA 170 DGP | 1 | [12 empty] | #FFFF0000 | FA-NFPA 170 DGP | 1 | FALSE | FALSE | FALSE | 1403
NFPA 170 CHIME ELECTONIC |  |  | North | Block Definition Only |  | Chime |  |  |  | Module | TRUE | NFPA 170 CHIME ELECTONIC |  | NFPA 170 CHIME ELECTONIC | 1 | [12 empty] | #FFFF0000 | FA-NFPA 170 CHIME ELECTONIC | 1 | FALSE | FALSE | FALSE | 2004
NFPA 170 DAMPERS SMOKE |  |  | North | Block Definition Only |  | Damper |  |  |  | Module | TRUE | NFPA 170 DAMPERS SMOKE |  | NFPA 170 DAMPERS SMOKE | 1 | [7 empty] | TRUE |  |  |  |  | #FFFF0000 | FA-NFPA 170 DAMPERS SMOKE | 1 | FALSE | FALSE | FALSE | 1904
NFPA 170 WATER MIST ABORT SWITCH |  |  | North | Block Definition Only |  | Switch |  |  |  | Module | TRUE | NFPA 170 WATER MIST ABORT SWITCH |  | NFPA 170 WATER MIST ABORT SWITCH | 1 | [12 empty] | #FFFF0000 | FA-NFPA 170 WATER MIST ABORT SWITCH | 1 | FALSE | FALSE | FALSE | 916
NFPA 170 INTEGRAL VALVE SUPERVISORY SWITCH |  |  | North | Block Definition Only |  | Supervisory Switch |  |  |  | Module | TRUE | NFPA 170 INTEGRAL VALVE SUPERVISORY SWITCH |  | NFPA 170 INTEGRAL VALVE SUPERVISORY SWITCH | 1 | [12 empty] | #FFFF0000 | FA-NFPA 170 INTEGRAL VALVE SUPERVISORY SWITCH | 1 | FALSE | FALSE | FALSE | 908
NFPA 170 DAMPERS BAROMETRIC |  |  | North | Block Definition Only |  | Damper |  |  |  | Module | TRUE | NFPA 170 DAMPERS BAROMETRIC |  | NFPA 170 DAMPERS BAROMETRIC | 1 | [12 empty] | #FFFF0000 | FA-NFPA 170 DAMPERS BAROMETRIC | 1 | FALSE | FALSE | FALSE | 1900
NFPA 170 WATCHMANS TOUR STATION |  |  | North | Block Definition Only |  | Miscellaneous |  |  |  | Module | TRUE | NFPA 170 WATCHMANS TOUR STATION |  | NFPA 170 WATCHMANS TOUR STATION | 1 | [12 empty] | #FFFF0000 | FA-NFPA 170 WATCHMANS TOUR STATION | 1 | FALSE | FALSE | FALSE
NFPA 170 END OF LINE DEVICE |  |  | North | Block Definition Only |  | End-of-Line Device |  |  |  | Module | TRUE | NFPA 170 END OF LINE DEVICE |  | NFPA 170 END OF LINE DEVICE | 1 | [12 empty] | #FFFF0000 | FA-NFPA 170 END OF LINE DEVICE | 1 | FALSE | FALSE | FALSE | 5050
NFPA 170 AREA OF REFUGE MASTER |  |  | North | Block Definition Only |  | Area of Refuge Component |  |  |  | Module | TRUE | NFPA 170 AREA OF REFUGE MASTER |  | NFPA 170 AREA OF REFUGE MASTER | 1 | [12 empty] | #FF00B050 | FA-NFPA 170 AREA OF REFUGE MASTER | 1 | FALSE | FALSE | FALSE | 4000
NFPA 170 GONG |  |  | North | Block Definition Only |  | Bell |  |  |  | Module | TRUE | NFPA 170 GONG |  | NFPA 170 GONG | 1 | [12 empty] | #FFFF0000 | FA-NFPA 170 GONG | 1 | FALSE | FALSE | FALSE | 2009
NFPA 170 VALVE SUPERVISORY SWITCH |  |  | North | Block Definition Only |  | Valve Supervisory Switch |  |  |  | Module | TRUE | NFPA 170 VALVE SUPERVISORY SWITCH |  | NFPA 170 VALVE SUPERVISORY SWITCH | 1 | [12 empty] | #FFFF0000 | FA-NFPA 170 VALVE SUPERVISORY SWITCH | 1 | FALSE | FALSE | FALSE | 916
NFPA 170 SMOKE HEAT DETECTOR |  |  | North | Block Definition Only |  | Smoke/Heat Detector |  |  |  | Module | TRUE | NFPA 170 SMOKE HEAT DETECTOR |  | NFPA 170 SMOKE HEAT DETECTOR | 1 | [7 empty] | TRUE |  |  |  |  | #FFFF0000 | FA-NFPA 170 SMOKE HEAT DETECTOR | 1 | FALSE | FALSE | FALSE | 1411
NFPA 170 MINI HORN |  |  | North | Block Definition Only |  | Horn |  |  |  | Module | TRUE | NFPA 170 MINI HORN |  | NFPA 170 MINI HORN | 1 | [12 empty] | #FF0070C0 | FA-NFPA 170 MINI HORN | 1 | FALSE | FALSE | FALSE | 2014
NFPA 170 FANS ROOF |  |  | North | Block Definition Only |  | HVAC Unit |  |  |  | Module | TRUE | NFPA 170 FANS ROOF |  | NFPA 170 FANS ROOF | 1 | [12 empty] | #FFFF0000 | FA-NFPA 170 FANS ROOF | 1 | FALSE | FALSE | FALSE | 1952
NFPA 170 HALON MANUAL PULL |  |  | North | Block Definition Only |  | Manual Station |  |  |  | Module | TRUE | NFPA 170 HALON MANUAL PULL |  | NFPA 170 HALON MANUAL PULL | 1 | [12 empty] | #FFFF0000 | FA-NFPA 170 HALON MANUAL PULL | 1 | FALSE | FALSE | FALSE | 956
NFPA 170 FOAM MANUAL PULL |  |  | North | Block Definition Only |  | Manual Station |  |  |  | Module | TRUE | NFPA 170 FOAM MANUAL PULL |  | NFPA 170 FOAM MANUAL PULL | 1 | [12 empty] | #FFFF0000 | FA-NFPA 170 FOAM MANUAL PULL | 1 | FALSE | FALSE | FALSE | 955
HEAT DETECTOR |  |  | North | Block Definition Only |  | Heat Detector |  |  |  | Module | TRUE | HEAT DETECTOR |  | HEAT DETECTOR | 1 | [12 empty] | #FFFF0000 | FA-HEAT DETECTOR | 1 | FALSE | FALSE | FALSE | 1403
NFPA 170 DAMPERS FIRE SMOKE |  |  | North | Block Definition Only |  | Damper |  |  |  | Module | TRUE | NFPA 170 DAMPERS FIRE SMOKE |  | NFPA 170 DAMPERS FIRE SMOKE | 1 | [7 empty] | TRUE |  |  |  |  | #FFFF0000 | FA-NFPA 170 DAMPERS FIRE SMOKE | 1 | FALSE | FALSE | FALSE | 1902
NFPA 170 SMOKE DETECTOR |  |  | North | Block Definition Only |  | Smoke Detector |  |  |  | Module | TRUE | NFPA 170 SMOKE DETECTOR |  | NFPA 170 SMOKE DETECTOR | 1 | [12 empty] | #FFFF0000 | FA-NFPA 170 SMOKE DETECTOR | 1 | FALSE | FALSE | FALSE | 1403
NFPA 170 MANUAL TRANSFER SWITCH |  |  | North | Block Definition Only |  | Switch |  |  |  | Module | TRUE | NFPA 170 MANUAL TRANSFER SWITCH |  | NFPA 170 MANUAL TRANSFER SWITCH | 1 | [12 empty] | #FFFF0000 | FA-NFPA 170 MANUAL TRANSFER SWITCH | 1 | FALSE | FALSE | FALSE | 911
NFPA 170 PURGE PANEL |  |  | North | Block Definition Only |  | Miscellaneous |  |  |  | Module | TRUE | NFPA 170 PURGE PANEL |  | NFPA 170 PURGE PANEL | 1 | [12 empty] | #FFFF0000 | FA-NFPA 170 PURGE PANEL | 1 | FALSE | FALSE | FALSE
NFPA 170 FAN |  |  | North | Block Definition Only |  | HVAC Unit |  |  |  | Module | TRUE | NFPA 170 FAN |  | NFPA 170 FAN | 1 | [12 empty] | #FFFF0000 | FA-NFPA 170 FAN | 1 | FALSE | FALSE | FALSE | 1950
NFPA 170 HORN |  |  | North | Block Definition Only |  | Horn |  |  |  | Module | TRUE | NFPA 170 HORN |  | NFPA 170 HORN | 1 | [12 empty] | #FF0070C0 | FA-NFPA 170 HORN | 1 | FALSE | FALSE | FALSE | 2010
NFPA 170 HEAT DETECTOR LINE TYPE |  |  | North | Block Definition Only |  | Heat Detector |  |  |  | Module | TRUE | NFPA 170 HEAT DETECTOR LINE TYPE |  | NFPA 170 HEAT DETECTOR LINE TYPE | 1 | [12 empty] | #FFFF0000 | FA-NFPA 170 HEAT DETECTOR LINE TYPE | 1 | FALSE | FALSE | FALSE | 1404
NFPA 170 GAS DETECTOR |  |  | North | Block Definition Only |  | Gas Detection |  |  |  | Module | TRUE | NFPA 170 GAS DETECTOR |  | NFPA 170 GAS DETECTOR | 1 | [12 empty] | #FFFF0000 | FA-NFPA 170 GAS DETECTOR | 1 | FALSE | FALSE | FALSE | 1402
NFPA 170 FANS GENERAL |  |  | North | Block Definition Only |  | HVAC Unit |  |  |  | Module | TRUE | NFPA 170 FANS GENERAL |  | NFPA 170 FANS GENERAL | 1 | [12 empty] | #FFFF0000 | FA-NFPA 170 FANS GENERAL | 1 | FALSE | FALSE | FALSE | 1951
NFPA 170 MAINTENANCE DISCONNECT SWITCH |  |  | North | Block Definition Only |  | Switch |  |  |  | Module | TRUE | NFPA 170 MAINTENANCE DISCONNECT SWITCH |  | NFPA 170 MAINTENANCE DISCONNECT SWITCH | 1 | [12 empty] | #FFFF0000 | FA-NFPA 170 MAINTENANCE DISCONNECT SWITCH | 1 | FALSE | FALSE | FALSE | 910
NFPA 170 SPEAKER STROBE CEILING |  |  | North | Block Definition Only |  | Speaker/Strobe |  |  |  | Module | TRUE | NFPA 170 SPEAKER STROBE CEILING |  | NFPA 170 SPEAKER STROBE CEILING | 1 | [7 empty] | TRUE |  |  |  |  | #FF0070C0 | FA-NFPA 170 SPEAKER STROBE CEILING | 1 | FALSE | FALSE | FALSE | 2020
NFPA 170 DELUGE FIRE SPRINKLER MANUAL PULL |  |  | North | Block Definition Only |  | Manual Station |  |  |  | Module | TRUE | NFPA 170 DELUGE FIRE SPRINKLER MANUAL PULL |  | NFPA 170 DELUGE FIRE SPRINKLER MANUAL PULL | 1 | [12 empty] | #FFFF0000 | FA-NFPA 170 DELUGE FIRE SPRINKLER MANUAL PULL | 1 | FALSE | FALSE | FALSE | 952
NFPA 170 DRY CHECMICAL ABORT SWITCH |  |  | North | Block Definition Only |  | Switch |  |  |  | Module | TRUE | NFPA 170 DRY CHECMICAL ABORT SWITCH |  | NFPA 170 DRY CHECMICAL ABORT SWITCH | 1 | [12 empty] | #FFFF0000 | FA-NFPA 170 DRY CHECMICAL ABORT SWITCH | 1 | FALSE | FALSE | FALSE | 905
NFPA 170 LCD ANNNUNCIATOR DISPLAY | RISER ANNUNCIATOR |  | North | Block Definition Only |  | LCD Annunciator |  |  |  | Module | TRUE | NFPA 170 LCD ANNNUNCIATOR DISPLAY |  | NFPA 170 LCD ANNNUNCIATOR DISPLAY | 1 | [12 empty] | #FFFF0000 | FA-NFPA 170 LCD ANNNUNCIATOR DISPLAY | 1 | FALSE | FALSE | FALSE | 257
NFPA 170 EM SPEAKER STROBE WALL |  |  | North | Block Definition Only |  | Speaker/Strobe |  |  |  | Module | TRUE | NFPA 170 EM SPEAKER STROBE WALL |  | NFPA 170 EM SPEAKER STROBE WALL | 1 | [12 empty] | #FF0070C0 | FA-NFPA 170 EM SPEAKER STROBE WALL | 1 | FALSE | FALSE | FALSE | 2006
NFPA 170 DOOR HOLDER |  |  | North | Block Definition Only |  | Door Holder |  |  |  | Module | TRUE | NFPA 170 DOOR HOLDER |  | NFPA 170 DOOR HOLDER | 1 | [12 empty] | #FFFF0000 | FA-NFPA 170 DOOR HOLDER | 1 | FALSE | FALSE | FALSE | 2500
NFPA 170 ISOLATION MODULE |  |  | North | Block Definition Only |  | Isolator Module |  |  |  | Module | TRUE | NFPA 170 ISOLATION MODULE |  | NFPA 170 ISOLATION MODULE | 1 | [12 empty] | #FFFF0000 | FA-NFPA 170 ISOLATION MODULE | 1 | FALSE | FALSE | FALSE | 1200
NFPA 170 DIGITAL ALARM COMMUNICATOR RECEIVER |  |  | North | Block Definition Only |  | Communicator |  |  |  | Module | TRUE | NFPA 170 DIGITAL ALARM COMMUNICATOR RECEIVER |  | NFPA 170 DIGITAL ALARM COMMUNICATOR RECEIVER | 1 | [12 empty] | #FFFF0000 | FA-NFPA 170 DIGITAL ALARM COMMUNICATOR RECEIVER | 1 | FALSE | FALSE | FALSE | 250
BP MANUAL STATION |  |  | North | BluePoint |  | Manual Station |  |  |  | Assembly | TRUE | BP02-A202PH | ++ | PPS ASSEMBLY RF-BR/H | 1 | [6 empty] | FALSE | [5 empty] | #FFFF0000 | FA-BP MANUAL STATION | 1 | FALSE | FALSE | FALSE | 957 | [13 empty] | FALSE |  |  | P
GenericN SIGN |  |  | North | BluePoint |  | Signage |  |  |  | Module | TRUE | BP05-101M | ++ | Medical P.S. Sign (Extruded) | 1 | 0 | 0 |  |  |  |  | FALSE |  | Surface Mounted |  | 6.0 x 8.0 in. (152 x 203 mm) |  | #FFFF0000 | FA-GenericN SIGN | 1 | FALSE | FALSE | FALSE
BP CONTROL PANEL | BP RISER CONTROL PANEL |  | North | BluePoint |  | Control Panel |  |  |  | Assembly | TRUE | BP-DHE-A201 |  | RF System Head-end | 1 | [6 empty] | FALSE | FALSE |  |  |  |  | #FFFF0000 | FA-BP CONTROL PANEL | 1 | FALSE | FALSE | FALSE | 202 | [8 empty] | 7,12,18 |  |  |  |  | TRUE
NFPA 170 STROBE CEILING |  |  | North | BluePoint |  | Strobe |  |  |  | Assembly | TRUE | BP04-A501P | + | ICS ASSEMBLY | 1 | 0 | 0.111 |  |  |  |  | FALSE | TRUE |  |  |  |  | #FF0070C0 | FA-NFPA 170 STROBE CEILING | 1 | FALSE | FALSE | FALSE | 2022 | [13 empty] | FALSE |  |  | C
BP MANUAL STATION |  |  | North | BluePoint |  | Manual Station |  |  |  | Assembly | TRUE | BP02-A102M | ++ | MPS ASSEMBLY HW/NH (inc. Module) | 1 | [6 empty] | FALSE | [5 empty] | #FFFF0000 | FA-BP MANUAL STATION | 1 | FALSE | FALSE | FALSE | 957 | [13 empty] | FALSE |  |  | M
NFPA 170 ADDRESSABLE INPUT MONITOR MODULE |  |  | North | BluePoint |  | Addressable Module |  |  |  | Module | TRUE | BP-DHE-714-8 |  | HW Octo-Input Module | 1 | 0.0328 | 0.036 |  |  |  |  | FALSE | [5 empty] | #FFFF0000 | FA-NFPA 170 ADDRESSABLE INPUT MONITOR MODULE | 1 | FALSE | FALSE | FALSE | 1000 | [13 empty] | FALSE |  |  | 8
BP WIRELESS REPEATER |  |  | North | BluePoint |  | Wireless Component |  |  |  | Module | TRUE | BP01-302 | ++ | RF Repeater-BR | 1 | 0.027 | 0.027 |  |  | 12 | [7 empty] | #FFFF0000 | FA-BP WIRELESS REPEATER | 1 | FALSE | FALSE | FALSE | [17 empty] | RPT
BP MANUAL STATION |  |  | North | BluePoint |  | Manual Station |  |  |  | Assembly | TRUE | BP02-A202M | ++ | MPS ASSEMBLY RF-BR/NH | 1 | [6 empty] | FALSE | [5 empty] | #FFFF0000 | FA-BP MANUAL STATION | 1 | FALSE | FALSE | FALSE | 957 | [13 empty] | FALSE |  |  | M
GenericN PANIC BUTTON |  |  | North | BluePoint |  | Panic Button |  |  |  | Assembly | TRUE | BP03-A102P | ++ | Police Mobile Pendant ASSEMBLY-BR | 1 |  |  |  |  | 3 | [7 empty] | #FFFF0000 | FA-GenericN PANIC BUTTON | 1 | FALSE | FALSE | FALSE | [17 empty] | RPT
NFPA 170 JUNCTION BOX |  |  | North | BluePoint |  | Junction Box |  |  |  | Module | TRUE | BP04-201L | + | IWS Back Box | 1 | [6 empty] | FALSE | [5 empty] | #FF00B050 | FA-NFPA 170 JUNCTION BOX | 1 | FALSE | FALSE | FALSE | [14 empty] | FALSE
NFPA 170 STROBE CEILING |  |  | North | BluePoint |  | Strobe |  |  |  | Module | TRUE | BP04-501P | + | Interior Ceiling Strobe (ICS) | 1 | 0 | 0.111 |  |  |  |  | FALSE | TRUE |  |  |  |  | #FF0070C0 | FA-NFPA 170 STROBE CEILING | 1 | FALSE | FALSE | FALSE | 2022 | [13 empty] | FALSE |  |  | C
|  |  | North | BluePoint |  | Cards & Components |  |  |  | Card | TRUE | BP-DHE-A201 Main Board |  | Main Board | 1 | 0.174 | 0.217 |  |  |  |  | TRUE | [5 empty] | #FFFFFFFF |  |  | FALSE | FALSE | FALSE | [14 empty] | FALSE
BP MANUAL STATION |  |  | North | BluePoint |  | Manual Station |  |  |  | Assembly | TRUE | BP02-A203P | ++ | PPS ASSEMBLY RF-DMP/NH | 1 | [6 empty] | FALSE | [5 empty] | #FFFF0000 | FA-BP MANUAL STATION | 1 | FALSE | FALSE | FALSE | 957 | [13 empty] | FALSE |  |  | P
BP MANUAL STATION |  |  | North | BluePoint |  | Manual Station |  |  |  | Assembly | TRUE | BP02-A203M | ++ | MPS ASSEMBLY RF-DMP/NH | 1 | [6 empty] | FALSE | [5 empty] | #FFFF0000 | FA-BP MANUAL STATION | 1 | FALSE | FALSE | FALSE | 957 | [13 empty] | FALSE |  |  | M
BP MANUAL STATION |  |  | North | BluePoint |  | Manual Station |  |  |  | Assembly | TRUE | BP02-A101P | ++ | PPS ASSEMBLY HW/NH (no Module) | 1 | [6 empty] | FALSE | [5 empty] | #FFFF0000 | FA-BP MANUAL STATION | 1 | FALSE | FALSE | FALSE | 957 | [13 empty] | FALSE |  |  | P
BP EVAC PANEL |  |  | North | BluePoint |  | Evacuation Panel |  |  |  | Assembly | TRUE | BP-MCQXM-BP (25v) | + | Booster Panel: Outer Red Door, Main Board (acting in slave mode), 1 x 30W Amplifier, Backbox, Back Plate, Transformer | 1 | [6 empty] | FALSE | [5 empty] | #FFFF0000 | FA-BP EVAC PANEL | 1 | FALSE | FALSE | FALSE | 301 | [8 empty] | 7,12,18 |  |  |  |  | TRUE
NFPA 170 HORN STROBE |  |  | North | BluePoint |  | Horn/Strobe |  |  |  | Module | TRUE | BP04-311P | + | Exterior Speaker Strobe (w/ Back Box) | 1 | 0 | 0.181 |  |  |  |  | FALSE | FALSE |  |  |  |  | #FF0070C0 | FA-NFPA 170 HORN STROBE | 1 | FALSE | FALSE | FALSE | 2012 | [13 empty] | FALSE |  |  | WP
BP MANUAL STATION |  |  | North | BluePoint |  | Manual Station |  |  |  | Module | TRUE | BP02-101P | ++ | Police Pull Station (HW) | 1 | [6 empty] | FALSE | [5 empty] | #FFFF0000 | FA-BP MANUAL STATION | 1 | FALSE | FALSE | FALSE | 957 | [13 empty] | FALSE |  |  | P
BP WIRELESS REPEATER |  |  | North | BluePoint |  | Wireless Component |  |  |  | Module | TRUE | BP01-303 | ++ | RF Repeater-DMP | 1 | 0.027 | 0.027 |  |  | 12 | [7 empty] | #FFFF0000 | FA-BP WIRELESS REPEATER | 1 | FALSE | FALSE | FALSE | [17 empty] | RPT
|  |  | North | BluePoint |  | Cards & Components |  |  |  | Card | TRUE | BP-AL802JGBP Main Board | ++ | Main Board | 1 | 0.09 | 0.175 | 8 |  | 24 |  | TRUE | FALSE |  |  |  |  | #FFFFFFFF |  |  | FALSE | FALSE | FALSE | [14 empty] | FALSE
NFPA 170 SPEAKER STROBE CEILING |  |  | North | BluePoint |  | Speaker/Strobe |  |  |  | Assembly | TRUE | BP04-A511P | + | ICSS ASSEMBLY | 1 | 0 | 0.226 |  |  |  |  | FALSE | TRUE |  |  |  |  | #FF0070C0 | FA-NFPA 170 SPEAKER STROBE CEILING | 1 | FALSE | FALSE | FALSE | 2020 | [13 empty] | FALSE |  |  | C
|  |  | North | BluePoint |  | Cards & Components |  |  |  | Card | TRUE | BP-MCQXM-BP MAIN BOARD | + | QX-MINI-BP(-W) Main Board | 1 | 0.21 | 0.21 |  |  |  |  | TRUE | [5 empty] | #FFFFFFFF |  |  | FALSE | FALSE | FALSE | [14 empty] | FALSE
NFPA 170 NOTIFICATION CIRCUIT EXTENDER PANEL | RISER NAC |  | North | BluePoint |  | Notification Circuit Extender Panel |  |  |  | Assembly | TRUE | BP-AL802JGBP | ++ | NAC Panel | 1 | [6 empty] | FALSE | FALSE |  |  | 18” x 14.5” x 4.625” (457.2mm x 368.3mm x 117.5mm) |  | #FFFF0000 | FA-NFPA 170 NOTIFICATION CIRCUIT EXTENDER PANEL | 1 | FALSE | FALSE | FALSE | 212 | [8 empty] | 7,12,18,40 |  | 18 |  |  | TRUE |  |  | B
NFPA 170 JUNCTION BOX |  |  | North | BluePoint |  | Junction Box |  |  |  | Module | TRUE | BP02-301P | ++ | P.S. Back Box (Police or Medical) | 1 | [6 empty] | TRUE | [5 empty] | #FF00B050 | FA-NFPA 170 JUNCTION BOX | 1 | FALSE | FALSE | FALSE | 957
GenericN PANIC BUTTON |  |  | North | BluePoint |  | Panic Button |  |  |  | Assembly | TRUE | BP03-A102M | ++ | Medical Mobile Pendant ASSEMBLY-BR | 1 |  |  |  |  | 3 | [7 empty] | #FFFF0000 | FA-GenericN PANIC BUTTON | 1 | FALSE | FALSE | FALSE | [17 empty] | RPT
NFPA 170 ADDRESSABLE INPUT MONITOR MODULE |  |  | North | BluePoint |  | Addressable Module |  |  |  | Module | TRUE | BP-BHE-B208A | ++ | HW Octo-Input Module | 1 | 0.035 | 0.035 |  |  | 12 | [7 empty] | #FFFF0000 | FA-NFPA 170 ADDRESSABLE INPUT MONITOR MODULE | 1 | FALSE | FALSE | FALSE | [17 empty] | 8
BP MANUAL STATION |  |  | North | BluePoint |  | Manual Station |  |  |  | Assembly | TRUE | BP02-A202P | ++ | PPS ASSEMBLY RF-BR/NH | 1 | [6 empty] | FALSE | [5 empty] | #FFFF0000 | FA-BP MANUAL STATION | 1 | FALSE | FALSE | FALSE | 957 | [13 empty] | FALSE |  |  | P
BP MANUAL STATION |  |  | North | BluePoint |  | Manual Station |  |  |  | Module | TRUE | BP02-202M | ++ | Medical Pull Station (RF-BR) | 1 | [6 empty] | FALSE | [5 empty] | #FFFF0000 | FA-BP MANUAL STATION | 1 | FALSE | FALSE | FALSE | 957 | [13 empty] | FALSE |  |  | M
BP MANUAL STATION |  |  | North | BluePoint |  | Manual Station |  |  |  | Module | TRUE | BP02-203P | ++ | Police Pull Station (RF-DMP) | 1 | [6 empty] | FALSE | [5 empty] | #FFFF0000 | FA-BP MANUAL STATION | 1 | FALSE | FALSE | FALSE | 957 | [13 empty] | FALSE |  |  | P
BP EVAC PANEL |  |  | North | BluePoint |  | Evacuation Panel |  |  |  | Assembly | TRUE | BP-MCQXM (25v) | + | Master Panel: Microphone, Main Display, Main Board, 1 x 30W Amplifier, Deadfront, Red Door, Backbox, Back Plate, Transformer | 1 | [6 empty] | FALSE | [5 empty] | #FFFF0000 | FA-BP EVAC PANEL | 1 | FALSE | FALSE | FALSE | 211 | [8 empty] | 7,12,18 |  |  | 9.5 |  | TRUE
NFPA 170 JUNCTION BOX |  |  | North | BluePoint |  | Junction Box |  |  |  | Module | TRUE | BP04-211L | + | IWSS Back Box | 1 | [6 empty] | FALSE | TRUE |  |  |  |  | #FF00B050 | FA-NFPA 170 JUNCTION BOX | 1 | FALSE | FALSE | FALSE | [14 empty] | FALSE
GenericN STI STOPPER |  |  | North | BluePoint |  | Accessories |  |  |  | Module | TRUE | BP02-402M | ++ | Medical P.S. Hinged Enclosure (No Horn) | 1 | [6 empty] | FALSE | [5 empty] | #FFFF0000 | FA-GenericN STI STOPPER | 1 | FALSE | FALSE | FALSE | [14 empty] | FALSE
GenericN SIGN |  |  | North | BluePoint |  | Signage |  |  |  | Module | TRUE | BP05-201M | ++ | Medical P.S. Sign (Flat) | 1 | 0 | 0 |  |  |  |  | FALSE |  | Surface Mounted |  | 6.0 x 8.0 in. (152 x 203 mm) |  | #FFFF0000 | FA-GenericN SIGN | 1 | FALSE | FALSE | FALSE
NFPA 170 SPEAKER STROBE |  |  | North | BluePoint |  | Speaker/Strobe |  |  |  | Assembly | TRUE | BP04-A111LP | + | IWSS ASSEMBLY | 1 | 0 | 0.017 |  |  |  |  | FALSE | [5 empty] | #FF0070C0 | FA-NFPA 170 SPEAKER STROBE | 1 | FALSE | FALSE | FALSE | 2019 | [13 empty] | FALSE
GenericN PANIC BUTTON |  |  | North | BluePoint |  | Panic Button |  |  |  | Module | TRUE | BP03-302 | ++ | Wireless Discrete Panic-BR | 1 |  |  |  |  | 3 | [7 empty] | #FFFF0000 | FA-GenericN PANIC BUTTON | 1 | FALSE | FALSE | FALSE | [17 empty] | RPT
NFPA 170 JUNCTION BOX |  |  | North | BluePoint |  | Junction Box |  |  |  | Module | TRUE | BP04-611 | + | ICSS Back Box | 1 | [6 empty] | FALSE | TRUE |  |  |  |  | #FF00B050 | FA-NFPA 170 JUNCTION BOX | 1 | FALSE | FALSE | FALSE | [14 empty] | FALSE
NFPA 170 SPEAKER STROBE |  |  | North | BluePoint |  | Speaker/Strobe |  |  |  | Module | TRUE | BP04-111LP | + | Interior Wall Speaker Strobe (IWSS) | 1 | 0 | 0.017 |  |  |  |  | FALSE | [5 empty] | #FF0070C0 | FA-NFPA 170 SPEAKER STROBE | 1 | FALSE | FALSE | FALSE | 2019 | [13 empty] | FALSE
BP MANUAL STATION |  |  | North | BluePoint |  | Manual Station |  |  |  | Assembly | TRUE | BP02-A101M | ++ | MPS ASSEMBLY HW/NH (no Module) | 1 | [6 empty] | FALSE | [5 empty] | #FFFF0000 | FA-BP MANUAL STATION | 1 | FALSE | FALSE | FALSE | 957 | [13 empty] | FALSE |  |  | M
GenericN SIGN |  |  | North | BluePoint |  | Signage |  |  |  | Module | TRUE | BP05-101P | ++ | Police P.S. Sign (Extruded) | 1 | 0 | 0 |  |  |  |  | FALSE |  | Surface Mounted |  | 6.0 x 8.0 in. (152 x 203 mm) |  | #FFFF0000 | FA-GenericN SIGN | 1 | FALSE | FALSE | FALSE
BP MANUAL STATION |  |  | North | BluePoint |  | Manual Station |  |  |  | Module | TRUE | BP02-203M | ++ | Medical Pull Station (RF-DMP) | 1 | [6 empty] | FALSE | [5 empty] | #FFFF0000 | FA-BP MANUAL STATION | 1 | FALSE | FALSE | FALSE | 957 | [13 empty] | FALSE |  |  | M
BP CONTROL PANEL | BP RISER CONTROL PANEL |  | North | BluePoint |  | Control Panel |  |  |  | Assembly | TRUE | BP-BHE-A202 | ++ | RF System Head-end | 1 | [6 empty] | FALSE | [5 empty] | #FFFF0000 | FA-BP CONTROL PANEL | 1 | FALSE | FALSE | FALSE | 105 | [8 empty] | 7,18,38 | 1 | 18 | 1.4 |  | TRUE
EQUIPMENT ENCLOSURE |  |  | North | BluePoint |  | Enclosure |  |  |  | Module | TRUE | BP-BHE-B299 | ++ | HW POPEX Module | 1 | 0.035 | 0.035 |  |  | 12 | [7 empty] | #FFFF0000 | FA-EQUIPMENT ENCLOSURE | 1 | FALSE | FALSE | FALSE
GenericN STI STOPPER |  |  | North | BluePoint |  | Accessories |  |  |  | Module | TRUE | BP02-402P | ++ | Police P.S. Hinged Enclosure (No Horn) | 1 | [6 empty] | FALSE | [5 empty] | #FFFF0000 | FA-GenericN STI STOPPER | 1 | FALSE | FALSE | FALSE | [14 empty] | FALSE
NFPA 170 STROBE WALL |  |  | North | BluePoint |  | Strobe |  |  |  | Assembly | TRUE | BP04-A101LP | + | IWS ASSEMBLY | 1 | 0 | 0.043 |  |  |  |  | FALSE | [5 empty] | #FF0070C0 | FA-NFPA 170 STROBE WALL | 1 | FALSE | FALSE | FALSE | 2023 | [13 empty] | FALSE
BP MANUAL STATION |  |  | North | BluePoint |  | Manual Station |  |  |  | Assembly | TRUE | BP02-A102P | ++ | PPS ASSEMBLY HW/NH (inc. Module) | 1 | [6 empty] | FALSE | [5 empty] | #FFFF0000 | FA-BP MANUAL STATION | 1 | FALSE | FALSE | FALSE | 957 | [13 empty] | FALSE |  |  | P
GenericN SIGN |  |  | North | BluePoint |  | Signage |  |  |  | Module | TRUE | BP05-201P | ++ | Police P.S. Sign (Flat) | 1 | 0 | 0 |  |  |  |  | FALSE |  | Surface Mounted |  | 6.0 x 8.0 in. (152 x 203 mm) |  | #FFFF0000 | FA-GenericN SIGN | 1 | FALSE | FALSE | FALSE
NFPA 170 STROBE WALL |  |  | North | BluePoint |  | Strobe |  |  |  | Module | TRUE | BP04-301P | ++ | Exterior Strobe (w/ Back Box) | 1 | [6 empty] | FALSE | FALSE |  |  |  |  | #FF0070C0 | FA-NFPA 170 STROBE WALL | 1 | FALSE | FALSE | FALSE | 2023 | [13 empty] | FALSE
BP MANUAL STATION |  |  | North | BluePoint |  | Manual Station |  |  |  | Module | TRUE | BP02-202P | ++ | Police Pull Station (RF-BR) | 1 | [6 empty] | FALSE | [5 empty] | #FFFF0000 | FA-BP MANUAL STATION | 1 | FALSE | FALSE | FALSE | 957 | [13 empty] | FALSE |  |  | P
NFPA 170 SPEAKER STROBE CEILING |  |  | North | BluePoint |  | Speaker/Strobe |  |  |  | Module | TRUE | BP04-511P | + | Interior Ceiling Speaker Strobe (ICSS) | 1 | 0 | 0.226 |  |  |  |  | FALSE | TRUE |  |  |  |  | #FF0070C0 | FA-NFPA 170 SPEAKER STROBE CEILING | 1 | FALSE | FALSE | FALSE | 2020 | [13 empty] | FALSE |  |  | C
BP MANUAL STATION |  |  | North | BluePoint |  | Manual Station |  |  |  | Assembly | TRUE | BP02-A203PH | ++ | PPS ASSEMBLY RF-DMP/H | 1 | [6 empty] | FALSE | [5 empty] | #FFFF0000 | FA-BP MANUAL STATION | 1 | FALSE | FALSE | FALSE | 957 | [13 empty] | FALSE |  |  | P
NFPA 170 JUNCTION BOX |  |  | North | BluePoint |  | Junction Box |  |  |  | Module | TRUE | BP04-601 | + | ICS Back Box | 1 | [6 empty] | FALSE | TRUE |  |  |  |  | #FF00B050 | FA-NFPA 170 JUNCTION BOX | 1 | FALSE | FALSE | FALSE | [14 empty] | FALSE
GenericN PANIC BUTTON |  |  | North | BluePoint |  | Panic Button |  |  |  | Assembly | TRUE | BP03-A103M | ++ | Medical Mobile Pendant ASSEMBLY-DMP | 1 |  |  |  |  | 3 | [7 empty] | #FFFF0000 | FA-GenericN PANIC BUTTON | 1 | FALSE | FALSE | FALSE | [17 empty] | RPT
BP CONTROL PANEL | BP RISER CONTROL PANEL |  | North | BluePoint |  | Control Panel |  |  |  | Assembly | TRUE | BP-DHE-A101 |  | HW System Head-end | 1 | [6 empty] | FALSE | FALSE |  |  |  |  | #FFFF0000 | FA-BP CONTROL PANEL | 1 | FALSE | FALSE | FALSE | 202 | [8 empty] | 7,12,18 |  |  |  |  | TRUE
BP MANUAL STATION |  |  | North | BluePoint |  | Manual Station |  |  |  | Module | TRUE | BP02-102M | ++ | Medical Pull Station (HW-POPIT) | 1 | [6 empty] | FALSE | [5 empty] | #FFFF0000 | FA-BP MANUAL STATION | 1 | FALSE | FALSE | FALSE | 957 | [13 empty] | FALSE |  |  | M
|  |  | North | BluePoint |  | Cards & Components |  |  |  | Card | TRUE | BP-MCQXM-AS | + | Amplifier Splitter 2-In/8-Out | 1 | 0.023 | 0.091 |  |  |  |  | TRUE | [5 empty] | #FFFFFFFF |  |  | FALSE | FALSE | FALSE | [14 empty] | FALSE
GenericN PANIC BUTTON |  |  | North | BluePoint |  | Panic Button |  |  |  | Assembly | TRUE | BP03-A103P | ++ | Police Mobile Pendant ASSEMBLY-DMP | 1 |  |  |  |  | 3 | [7 empty] | #FFFF0000 | FA-GenericN PANIC BUTTON | 1 | FALSE | FALSE | FALSE | [17 empty] | RPT
GenericN STI STOPPER |  |  | North | BluePoint |  | Accessories |  |  |  | Module | TRUE | BP02-402PH | ++ | Police P.S. Hinged Enclosure (Horn) | 1 | [6 empty] | FALSE | [5 empty] | #FFFF0000 | FA-GenericN STI STOPPER | 1 | FALSE | FALSE | FALSE | [14 empty] | FALSE
BP MANUAL STATION |  |  | North | BluePoint |  | Manual Station |  |  |  | Module | TRUE | BP02-101M | ++ | Medical Pull Station (HW) | 1 | [6 empty] | FALSE | [5 empty] | #FFFF0000 | FA-BP MANUAL STATION | 1 | FALSE | FALSE | FALSE | 957 | [13 empty] | FALSE |  |  | M
|  |  | North | BluePoint |  | Cards & Components |  |  |  | Card | TRUE | BP-MCQXM-AMP (25v) | + | 30 Watt Amplifier | 1 | 0.031 | 2.025 |  |  |  |  | TRUE | [5 empty] | #FFFFFFFF |  |  | FALSE | FALSE | FALSE | [14 empty] | FALSE
BP MANUAL STATION |  |  | North | BluePoint |  | Manual Station |  |  |  | Assembly | TRUE | BP02-A101PH | ++ | PPS ASSEMBLY HW/H (no Module) | 1 | [6 empty] | FALSE | [5 empty] | #FFFF0000 | FA-BP MANUAL STATION | 1 | FALSE | FALSE | FALSE | 957 | [13 empty] | FALSE |  |  | P
GenericN PANIC BUTTON |  |  | North | BluePoint |  | Panic Button |  |  |  | Module | TRUE | BP03-303 | ++ | Wireless Discrete Panic-DMP | 1 |  |  |  |  | 3 | [7 empty] | #FFFF0000 | FA-GenericN PANIC BUTTON | 1 | FALSE | FALSE | FALSE | [17 empty] | RPT
BP MANUAL STATION |  |  | North | BluePoint |  | Manual Station |  |  |  | Assembly | TRUE | BP02-A102PH | ++ | PPS ASSEMBLY HW/H (inc. Module) | 1 | [6 empty] | FALSE | [5 empty] | #FFFF0000 | FA-BP MANUAL STATION | 1 | FALSE | FALSE | FALSE | 957 | [13 empty] | FALSE |  |  | P
|  |  | North | BluePoint |  | Cards & Components |  |  |  | Card | TRUE | BP-MCQXM MAIN BOARD | + | QX-MINI Main Board | 1 | 0.215 | 0.22 |  |  |  |  | TRUE | [5 empty] | #FFFFFFFF |  |  | FALSE | FALSE | FALSE | [14 empty] | FALSE
|  |  | North | BluePoint |  | Cards & Components |  |  |  | Card | TRUE | BP-MCQXM-AMP (70.7v) | + | 30 Watt Amplifier | 1 | 0.031 | 2.025 |  |  |  |  | TRUE | [5 empty] | #FFFFFFFF |  |  | FALSE | FALSE | FALSE | [14 empty] | FALSE
NFPA 170 STROBE WALL |  |  | North | BluePoint |  | Strobe |  |  |  | Module | TRUE | BP04-101LP | + | Interior Wall Strobe (IWS) | 1 | 0 | 0.043 |  |  |  |  | FALSE | [5 empty] | #FF0070C0 | FA-NFPA 170 STROBE WALL | 1 | FALSE | FALSE | FALSE | 2023 | [13 empty] | FALSE
GenericN STI STOPPER |  |  | North | BluePoint |  | Accessories |  |  |  | Module | TRUE | BP04-401 |  | Wall Strobe Wire Cage | 1 | [6 empty] | FALSE | [5 empty] | #FFFF0000 | FA-GenericN STI STOPPER | 1 | FALSE | FALSE | FALSE | [14 empty] | FALSE
GenericN INTERFACE MODULE |  |  | North | BluePoint |  | Interface Module |  |  |  | Module | TRUE | BP-DHE-736PA | ++ | HW POPEX Module & Interface Module | 1 | 0.025 | 0.025 |  |  | 12 |  | TRUE | [5 empty] | #FFFF0000 | FA-GenericN INTERFACE MODULE | 1 | FALSE | FALSE | FALSE | 1000
BP CONTROL PANEL | BP RISER CONTROL PANEL |  | North | BluePoint |  | Control Panel |  |  |  | Assembly | TRUE | BP-BHE-A101 | ++ | HW System Head-end | 1 | [6 empty] | FALSE | [5 empty] | #FFFF0000 | FA-BP CONTROL PANEL | 1 | FALSE | FALSE | FALSE | 105 | [8 empty] | 7,18,38 | 1 | 18 | 1.4 |  | TRUE
BP MANUAL STATION |  |  | North | BluePoint |  | Manual Station |  |  |  | Module | TRUE | BP02-102P | ++ | Police Pull Station (HW-POPIT) | 1 | [6 empty] | FALSE | [5 empty] | #FFFF0000 | FA-BP MANUAL STATION | 1 | FALSE | FALSE | FALSE | 957 | [13 empty] | FALSE |  |  | P
NFPA 170 SPEAKER WALL |  |  | North | Bogen |  | Speaker |  |  |  | Module | TRUE | MB8TSL |  | Wall Speaker | 1 | [6 empty] | TRUE | [5 empty] | #FF0070C0 | FA-NFPA 170 SPEAKER WALL | 1 | FALSE | FALSE | FALSE | 2021
170 BASIC SHAPE |  |  | North | Bogen |  | Miscellaneous |  |  |  | Module | TRUE | NQ-E7030 |  | Analog Station Bridge | 1 | [6 empty] | TRUE | [5 empty] | #FFFF0000 | FA-170 BASIC SHAPE | 1 | FALSE | FALSE | FALSE | 5000
NFPA 170 SPEAKER WALL |  |  | North | Bogen |  | Speaker |  |  |  | Module | TRUE | MB8TSQ |  | Wall Speaker | 1 | [6 empty] | TRUE | [5 empty] | #FF0070C0 | FA-NFPA 170 SPEAKER WALL | 1 | FALSE | FALSE | FALSE | 2021
NFPA 170 SPEAKER CEILING |  |  | North | Bogen |  | Speaker |  |  |  | Module | TRUE | CSD2X2L |  | Ceiling Speaker | 1 | [6 empty] | TRUE | TRUE |  |  |  |  | #FF0070C0 | FA-NFPA 170 SPEAKER CEILING | 1 | FALSE | FALSE | FALSE | 2019
NFPA 170 SPEAKER WALL |  |  | North | Bogen |  | Speaker |  |  |  | Module | TRUE | MB8TSQVR |  | Wall Speaker | 1 | [6 empty] | TRUE | [5 empty] | #FF0070C0 | FA-NFPA 170 SPEAKER WALL | 1 | FALSE | FALSE | FALSE | 2021
NFPA 170 SPEAKER WALL |  |  | North | Bogen |  | Speaker |  |  |  | Module | TRUE | MB8TSLVR |  | Wall Speaker | 1 | [6 empty] | TRUE | [5 empty] | #FF0070C0 | FA-NFPA 170 SPEAKER WALL | 1 | FALSE | FALSE | FALSE | 2021
170 BASIC SHAPE |  |  | North | Bogen |  | Miscellaneous |  |  |  | Module | TRUE | CA10A |  | Call Switch | 1 | [6 empty] | TRUE | [5 empty] | #FFFF0000 | FA-170 BASIC SHAPE | 1 | FALSE | FALSE | FALSE | 5000
170 BASIC SHAPE |  |  | North | Bogen |  | Miscellaneous |  |  |  | Module | TRUE | NQ-SYSCTRL |  | System Controller | 1 | [6 empty] | TRUE | [5 empty] | #FFFF0000 | FA-170 BASIC SHAPE | 1 | FALSE | FALSE | FALSE | 5000
GenericN PROXIMITY READER |  |  | North | Bosch | Security/Access Control | Prox Reader |  |  |  | Module | TRUE | ARD–SER40–WI | ++ | Card reader, iCLASS, Wiegand | 1 | 0.06 | 0.22 |  |  |  |  | FALSE | [5 empty] | #FFFF0000 | FA-GenericN PROXIMITY READER | 1 | FALSE | FALSE | FALSE | 5000 | [13 empty] | FALSE
|  |  | North | Bosch | [5 empty] | Module | TRUE | D6641 | * | Telephone line card 0000166880 | 1 | [12 empty] | #FFFFFFFF |  |  | FALSE | FALSE | FALSE
|  |  | North | Bosch | [5 empty] | Module | TRUE | ASL-AEC21-SWK | * | ACCESS CONTROL SOFTWARE KIT | 1 | [12 empty] | #FFFFFFFF |  |  | FALSE | FALSE | FALSE
GenericN GLASS BREAK |  |  | North | Bosch |  | Glass Break Detector |  |  |  | Module | TRUE | DS1108i | ++ | Glass Break Detector | 1 | 0.021 | 0.021 |  |  | 12 | [7 empty] | #FFFF0000 | FA-GenericN GLASS BREAK | 1 | FALSE | FALSE | FALSE | [17 empty] | RPT
|  |  | North | Bosch | [5 empty] | Module | TRUE | ISN-SM-80 | * | SENSOR SEISMIC DETECTOR | 1 | [12 empty] | #FFFFFFFF |  |  | FALSE | FALSE | FALSE
NFPA 170 SMOKE DETECTOR |  |  | North | Bosch |  | Smoke Detector |  |  |  | Module | TRUE | FAP-325 w/FAA-325-B4 | + | Analog photoelectric detector head, 24V w/4" Base | 1 | 0.017 | 0.017 |  |  |  |  | FALSE | TRUE |  |  |  |  | #FFFF0000 | FA-NFPA 170 SMOKE DETECTOR | 1 | FALSE | FALSE | FALSE | 1403 | [13 empty] | FALSE
|  |  | North | Bosch | [5 empty] | Module | TRUE | DIP-3042-4HD | * | DIVAR IP 3000 | 1 | [12 empty] | #FFFFFFFF |  |  | FALSE | FALSE | FALSE
|  |  | North | Bosch | [5 empty] | Module | TRUE | NUC-52051-F0-MO | * | Camera ***(Motor Shop Electric Construction Co.)Dome & Day/Night Network Camera, Flexidome 5000 Series, Indoor, Panoramic, 360 Degree Lens, 5 Megapi | 1 | [12 empty] | #FFFFFFFF |  |  | FALSE | FALSE | FALSE
|  |  | North | Bosch | [5 empty] | Module | TRUE | VDA-PLEN-DOME | * | Housing In-Ceiling housing for plenums kits for several of the Bosch dome cameras | 1 | [12 empty] | #FFFFFFFF |  |  | FALSE | FALSE | FALSE
|  |  | North | Bosch | [5 empty] | Module | TRUE | NDA-8000-IC-RO | * | ***(Ross) In-Ceiling Mount Kit | 1 | [12 empty] | #FFFFFFFF |  |  | FALSE | FALSE | FALSE
|  |  | North | Bosch | [5 empty] | Module | TRUE | D117 | * | Outdoor two-tone siren, 30W 120db 0000168789 | 1 | [12 empty] | #FFFFFFFF |  |  | FALSE | FALSE | FALSE
NFPA 170 ADDRESSABLE OUTPUT MODULE |  |  | North | Bosch |  | Addressable Control/Relay |  |  |  | Module | TRUE | D7048 | ++ | Octal Driver Module | 1 | 0.24 | 0.24 |  |  | 12 | [7 empty] | #FFFF0000 | FA-NFPA 170 ADDRESSABLE OUTPUT MODULE | 1 | FALSE | FALSE | FALSE
|  |  | North | Bosch |  | Cards & Components |  |  |  | Card | TRUE | B444 | ++ | Conettix Plug-in 4G LTE Cellular Communicator | 1 | 0.035 | 0.1 |  |  | 12 |  | TRUE | [5 empty] | #FFFFFFFF |  |  | FALSE | FALSE | FALSE | [14 empty] | FALSE
GenericN REQUEST TO EXIT |  |  | North | Bosch |  | Request To Exit |  |  |  | Module | TRUE | DS151I | ++ | Request-to-exit sensor, black | 1 | 0.026 | 0.026 |  |  | 12 | [7 empty] | #FFFF0000 | FA-GenericN REQUEST TO EXIT | 1 | FALSE | FALSE | FALSE
|  |  | North | Bosch | [5 empty] | Module | TRUE | UHO-POE-10 | * | Poe Outd-Hsg W/Htr + Blr + Ss | 1 | [12 empty] | #FFFFFFFF |  |  | FALSE | FALSE | FALSE
|  |  | North | Bosch | [5 empty] | Module | TRUE | MBV-MPRO-MO | * | ***(Motor Shop Electric Construction Co.)BVMS Software Maintenance SMA license for MBV-BPRO, 1 year | 1 | [12 empty] | #FFFFFFFF |  |  | FALSE | FALSE | FALSE
NFPA 170 ADDRESSABLE OUTPUT MODULE |  |  | North | Bosch |  | Addressable Control/Relay |  |  |  | Module | TRUE | D7035B | ++ | Multiplex octal relay module + enclosure | 1 | 0.215 | 0.215 |  |  | 12 | [7 empty] | #FFFF0000 | FA-NFPA 170 ADDRESSABLE OUTPUT MODULE | 1 | FALSE | FALSE | FALSE
|  |  | North | Bosch | [5 empty] | Module | TRUE | NDA-U-CMT-MO | * | ***(Motor Shop Electric Construction Co.)Corner Mount Adapter | 1 | [12 empty] | #FFFFFFFF |  |  | FALSE | FALSE | FALSE
|  |  | North | Bosch | [5 empty] | Module | TRUE | NDA-U-RMT | * | Pendant parapet mount 0000100203 | 1 | [12 empty] | #FFFFFFFF |  |  | FALSE | FALSE | FALSE
|  |  | North | Bosch | [5 empty] | Module | TRUE | LBB4416/40 | * | PRAESIDEO Network Cable Assembly 40m | 1 | [12 empty] | #FFFFFFFF |  |  | FALSE | FALSE | FALSE
|  |  | North | Bosch | [5 empty] | Module | TRUE | UMM-WMT-32 | * | TILT WALL MOUNT | 1 | [12 empty] | #FFFFFFFF |  |  | FALSE | FALSE | FALSE
|  |  | North | Bosch | [5 empty] | Module | TRUE | D9002-5 | * | MTG SKIRT,SIX 3x5, 5/PKG 0000077138 | 1 | [12 empty] | #FFFFFFFF |  |  | FALSE | FALSE | FALSE
|  |  | North | Bosch | [5 empty] | Module | TRUE | VDA-WMT-DOME-RO | * | Mount ***(Ross) Wall mount bracket for dome camera | 1 | [12 empty] | #FFFFFFFF |  |  | FALSE | FALSE | FALSE
|  |  | North | Bosch | [5 empty] | Module | TRUE | EBK1-M10-3PACK | * | FORG M10 EYEBLT SET-3 ELX200 | 1 | [12 empty] | #FFFFFFFF |  |  | FALSE | FALSE | FALSE
|  |  | North | Bosch | [5 empty] | Module | TRUE | VJD-3000-RO | * | ***(Ross) Video Jet 3000, Single Output Hd/Sd H.264 Decoder; Bi-Directional Audio; Hdmi Or Composite | 1 | [12 empty] | #FFFFFFFF |  |  | FALSE | FALSE | FALSE
|  |  | North | Bosch |  | Cards & Components |  |  |  | Card | TRUE | B8512G Main Board | ++ | B8512G Main Board | 1 | 0.18 | 0.26 |  |  |  |  | TRUE | [5 empty] | #FFFFFFFF |  |  | FALSE | FALSE | FALSE | [14 empty] | FALSE
|  |  | North | Bosch | [5 empty] | Module | TRUE | DVR-XS400-A | * | 24/ 7 Surveillance Hdd Exp 4TB | 1 | [12 empty] | #FFFFFFFF |  |  | FALSE | FALSE | FALSE
|  |  | North | Bosch | [5 empty] | Module | TRUE | ITS-D6686-UL | * | Conettix Ip Ethernet Adaptor For D6600 (Ipv6 And Ipv4) - 120Vac | 1 | [12 empty] | #FFFFFFFF |  |  | FALSE | FALSE | FALSE
|  |  | North | Bosch | [5 empty] | Module | TRUE | R20-7212V2-ROM | * | 7212GV2 FIRMWARE 7.09 CHIP ONLY FOR FIELD REPLACMENT | 1 | [12 empty] | #FFFFFFFF |  |  | FALSE | FALSE | FALSE
NFPA 170 SMOKE DETECTOR |  |  | North | Bosch |  | Smoke Detector |  |  |  | Module | TRUE | FAP-325 w/FAA-325-B6S | + | Analog photoelectric detector head, 24V w/Sounder Base | 1 | 0.017 | 0.017 |  |  |  |  | FALSE | TRUE |  |  |  |  | #FFFF0000 | FA-NFPA 170 SMOKE DETECTOR | 1 | FALSE | FALSE | FALSE | 1403 | [13 empty] | FALSE
|  |  | North | Bosch | [5 empty] | Module | TRUE | NIN-70122-F0A-TU | * | Camera ***(Tuesday Morning) 12MP panoramic camera | 1 | [12 empty] | #FFFFFFFF |  |  | FALSE | FALSE | FALSE
|  |  | North | Bosch | [5 empty] | Module | TRUE | AMS TRAINING | * | Hardware For Ams Training Classes | 1 | [12 empty] | #FFFFFFFF |  |  | FALSE | FALSE | FALSE
|  |  | North | Bosch | [5 empty] | Module | TRUE | 5678 |  |  | 1 | [6 empty] | FALSE | [5 empty] | #FFFFFFFF |  |  | FALSE | FALSE | FALSE | [14 empty] | FALSE
GenericN GLASS BREAK |  |  | North | Bosch |  | Glass Break Detector |  |  |  | Module | TRUE | RFPR-C12-A | ++ | Wireless curtain detector, 40ft (12m) | 1 |  |  |  |  | 3 | [7 empty] | #FFFF0000 | FA-GenericN GLASS BREAK | 1 | FALSE | FALSE | FALSE | [17 empty] | RPT
|  |  | North | Bosch | [5 empty] | Module | TRUE | NBN-80052-BA | * | 5MPDINIONSTARLITEBOX-CAM | 1 | [12 empty] | #FFFFFFFF |  |  | FALSE | FALSE | FALSE
|  |  | North | Bosch | [5 empty] | Module | TRUE | D328 | * | GIMBALL WALL MT BRACKET FOR BOS | 1 | [12 empty] | #FFFFFFFF |  |  | FALSE | FALSE | FALSE
NFPA 170 BATTERY CABINET |  |  | North | Bosch |  | Enclosure |  |  |  | Assembly | TRUE | BATB-40 | ++ | Battery box/enclosure, 22x21x7.25" | 1 | [12 empty] | #FFFF0000 | FA-NFPA 170 BATTERY CABINET | 1 | FALSE | FALSE | FALSE
|  |  | North | Bosch | [5 empty] | Module | TRUE | F.01U.353.291 | * | SPP JOYSTICK | 1 | [12 empty] | #FFFFFFFF |  |  | FALSE | FALSE | FALSE
EQUIPMENT ENCLOSURE |  |  | North | Bosch |  | Enclosure |  |  |  | Assembly | TRUE | D8109 | ++ | Fire Enclosure, Red | 1 | [10 empty] | (16 in. x 16 in. x 3.5 in. |  | #FFFF0000 | FA-EQUIPMENT ENCLOSURE | 1 | FALSE | FALSE | FALSE
|  |  | North | Bosch | [5 empty] | Module | TRUE | MBV-MCHANPLU | * | BVMS Software Maintenance SMA license for MBV-XCHANPLU, 1 year 00001446 | 1 | [12 empty] | #FFFFFFFF |  |  | FALSE | FALSE | FALSE
|  |  | North | Bosch | [5 empty] | Module | TRUE | SE88-LONG-BAND | * | WRIST BAND LONG SE88 10 PACK | 1 | [12 empty] | #FFFFFFFF |  |  | FALSE | FALSE | FALSE
|  |  | North | Bosch | [5 empty] | Module | TRUE | ET70-24MCW-FR | * | SPEAKER STROBE, 15/30/75/110CD, 25/70.7 VOLTS, SM/DSM SYNC, RED | 1 | [12 empty] | #FFFFFFFF |  |  | FALSE | FALSE | FALSE
NFPA 170 LCD ANNNUNCIATOR DISPLAY | RISER ANNUNCIATOR |  | North | Bosch |  | LCD Annunciator |  |  |  | Module | TRUE | FMR-7036 | + | LCD annunciator | 1 | 0.08 | 0.1 |  |  |  |  | FALSE | [5 empty] | #FFFF0000 | FA-NFPA 170 LCD ANNNUNCIATOR DISPLAY | 1 | FALSE | FALSE | FALSE | 255 | [13 empty] | FALSE
|  |  | North | Bosch |  | Hardware |  |  |  | Hardware | TRUE | FRAY5000-CTRBOX | + | Controller back box | 1 | [12 empty] | #FFFFFFFF |  |  | FALSE | FALSE | FALSE
|  |  | North | Bosch | [5 empty] | Module | TRUE | VDA-70112-SMB | * | Surface Mount Box | 1 | [12 empty] | #FFFFFFFF |  |  | FALSE | FALSE | FALSE
|  |  | North | Bosch | [5 empty] | Module | TRUE | F.01U.286.255 | * | FLEXIDOME IP MICRO 5000 | 1 | [12 empty] | #FFFFFFFF |  |  | FALSE | FALSE | FALSE
NFPA 170 HEAT DETECTOR |  |  | North | Bosch |  | Heat Detector |  |  |  | Module | TRUE | FAH-440 w/FAA-440-B6 | + | Analog heat detector head, fixed/ROR w/6" Base | 1 | 0.017 | 0.017 |  |  |  |  | FALSE | TRUE |  |  |  |  | #FFFF0000 | FA-NFPA 170 HEAT DETECTOR | 1 | FALSE | FALSE | FALSE | 1403 | [13 empty] | FALSE
GenericN MOTION DETECTOR WALL |  |  | North | Bosch |  | Motion Detector |  |  |  | Module | TRUE | ISC-BDL2-W12G | ++ | Motion detector, 40ft (12m) | 1 | 0.01 | 0.01 |  |  | 12 |  | FALSE | [5 empty] | #FFFF0000 | FA-GenericN MOTION DETECTOR WALL | 1 | FALSE | FALSE | FALSE | [14 empty] | FALSE
NFPA 170 FIRE ALARM CONTROL UNIT | RISER FACP |  | North | Bosch |  | Fire Alarm Control Unit |  |  |  | Assembly | TRUE | B8512G | ++ | IP control panel, 8 areas, 99 points | 1 | [12 empty] | #FFFF0000 | FA-NFPA 170 FIRE ALARM CONTROL UNIT | 1 | FALSE | FALSE | FALSE | [9 empty] | 7,18,38 | 1 | 18 | 1.4 |  | TRUE |  |  | B9512G
GenericN MOTION DETECTOR CEILING |  |  | North | Bosch |  | Motion Detector |  |  |  | Module | TRUE | DS936 | ++ | Motion detector 360° ceiling 24ft (7.5m) | 1 | 0.02 | 0.02 | [5 empty] | TRUE |  |  |  |  | #FFFF0000 | FA-GenericN MOTION DETECTOR CEILING | 1 | FALSE | FALSE | FALSE
|  |  | North | Bosch | [5 empty] | Module | TRUE | MIC-7504-Z12GR-RO | * | ***(Ross)MIC IP ultra 7100i PTZ 8MP GRAY | 1 | [12 empty] | #FFFFFFFF |  |  | FALSE | FALSE | FALSE
|  |  | North | Bosch | [5 empty] | Module | TRUE | ISN-CSD70-W | * | 3/4" CONTACT WHITE PK OF 10 | 1 | [12 empty] | #FFFFFFFF |  |  | FALSE | FALSE | FALSE
NFPA 170 NON ADDRESSABLE RELAY |  |  | North | Bosch |  | Non-Addressable Relay |  |  |  | Module | TRUE | D133 | ++ | Single relay module for 2A at 30VDC | 1 |  | 0.04 | [10 empty] | #FFFF0000 | FA-NFPA 170 NON ADDRESSABLE RELAY | 1 | FALSE | FALSE | FALSE | [17 empty] | R
|  |  | North | Bosch | [5 empty] | Module | TRUE | B4512-CP | * | KIT B4512, B10, CX4010, B430 0000068488 | 1 | [12 empty] | #FFFFFFFF |  |  | FALSE | FALSE | FALSE
|  |  | North | Bosch | [5 empty] | Module | TRUE | NIN-70122-F0A-TM | * | ***(Tuesday Morning) Flexidome Ip 12Mp , 360 Lens, Edge & Client Dewarping, Intelligent Analytics | 1 | [12 empty] | #FFFFFFFF |  |  | FALSE | FALSE | FALSE
|  |  | North | Bosch |  | Hardware |  |  |  | Hardware | TRUE | FRAY5000-CMOUNT | + | Ceiling mount | 1 | [12 empty] | #FFFFFFFF |  |  | FALSE | FALSE | FALSE
|  |  | North | Bosch | [5 empty] | Module | TRUE | FMM-100DATK | * | MAN DBL ACT TERM KEY RED 0000066486 | 1 | [12 empty] | #FFFFFFFF |  |  | FALSE | FALSE | FALSE
|  |  | North | Bosch | [5 empty] | Module | TRUE | DIP-5244IG-4HD | * | DIVAR IP AIO 5000 VIDEO MANAGEMENT APPLIANCE, DESKTOP CUBE, RAID-1 16TB (4x4TB) | 1 | [12 empty] | #FFFFFFFF |  |  | FALSE | FALSE | FALSE
|  |  | North | Bosch | [5 empty] | Module | TRUE | MIC-7504-Z12BR-RO | * | ***(Ross)MIC IP ultra 7100i PTZ 8MP BLACK | 1 | [12 empty] | #FFFFFFFF |  |  | FALSE | FALSE | FALSE
|  |  | North | Bosch | [5 empty] | Module | TRUE | LVF-8008C-P0413 | * | Varifocal lens 4-13mm 12MP CS mount | 1 | [12 empty] | #FFFFFFFF |  |  | FALSE | FALSE | FALSE
|  |  | North | Bosch | [5 empty] | Module | TRUE | NDA-U-PSMB | * | Pendant wall/ceiling mount SMB 0000184482 | 1 | [12 empty] | #FFFFFFFF |  |  | FALSE | FALSE | FALSE
|  |  | North | Bosch | [5 empty] | Module | TRUE | VG4-A-TSKIRT | * | Trim skirt for AUTODOME power supply box | 1 | [12 empty] | #FFFFFFFF |  |  | FALSE | FALSE | FALSE
|  |  | North | Bosch | [5 empty] | Module | TRUE | NDS-6004-F360E | * | Camera 360 Degree Camera | 1 | [12 empty] | #FFFFFFFF |  |  | FALSE | FALSE | FALSE
GenericN MOTION DETECTOR WALL |  |  | North | Bosch |  | Motion Detector |  |  |  | Module | TRUE | RFPR-C12 | ++ | Wireless curtain detector, 40ft (12m) | 1 |  |  |  |  | 3 | [7 empty] | #FFFF0000 | FA-GenericN MOTION DETECTOR WALL | 1 | FALSE | FALSE | FALSE | [17 empty] | RPT
GenericN REQUEST TO EXIT |  |  | North | Bosch |  | Request To Exit |  |  |  | Module | TRUE | DS150I | ++ | Request-to-exit sensor | 1 | 0.026 | 0.026 |  |  | 12 | [7 empty] | #FFFF0000 | FA-GenericN REQUEST TO EXIT | 1 | FALSE | FALSE | FALSE
|  |  | North | Bosch | [5 empty] | Module | TRUE | NIN-63023-A3 | * | Flexidome IP Starlight 6000 Dome 2MP HDR 3-9mm | 1 | [12 empty] | #FFFFFFFF |  |  | FALSE | FALSE | FALSE
|  |  | North | Bosch | [5 empty] | Module | TRUE | TRAINING COMM | * | Bosch Onsite Programming, Commissioning, Training | 1 | [12 empty] | #FFFFFFFF |  |  | FALSE | FALSE | FALSE
NFPA 170 REMOTE ANNUNCIATOR |  |  | North | Bosch |  | Remote Annunciator |  |  |  | Module | TRUE | B926F | ++ | Fire Keypad/Annunciator For B8512G And B9512G | 1 | 0.03 | 0.07 | [10 empty] | #FFFF0000 | FA-NFPA 170 REMOTE ANNUNCIATOR | 1 | FALSE | FALSE | FALSE | [17 empty] | B926F
NFPA 170 HEAT DETECTOR |  |  | North | Bosch |  | Heat Detector |  |  |  | Module | TRUE | D5601/D7044M | ++ | Addressable Heat Detector | 1 | 0.00055 | 0.00055 |  |  | 12 |  | FALSE | [5 empty] | #FFFF0000 | FA-NFPA 170 HEAT DETECTOR | 1 | FALSE | FALSE | FALSE | 1403 | [13 empty] | FALSE
|  |  | North | Bosch | [5 empty] | Module | TRUE | NDA-U-PMAS-RO | * | ***(ROSS) Pole Mount Adapter - Small | 1 | [12 empty] | #FFFFFFFF |  |  | FALSE | FALSE | FALSE
|  |  | North | Bosch | [5 empty] | Module | TRUE | NDE-4502-AL | * | Fixed dome 2MP 3-10mm auto IP66 0000096947 | 1 | [12 empty] | #FFFFFFFF |  |  | FALSE | FALSE | FALSE
|  |  | North | Bosch | [5 empty] | Module | TRUE | NDA-U-RMT-RO | * | ***(Ross)Pendant parapet mount | 1 | [12 empty] | #FFFFFFFF |  |  | FALSE | FALSE | FALSE
NFPA 170 BATTERY CABINET |  |  | North | Bosch |  | Enclosure |  |  |  | Assembly | TRUE | BATB-80 | ++ | Battery box/enclosure, 22x21x7.25" | 1 | [12 empty] | #FFFF0000 | FA-NFPA 170 BATTERY CABINET | 1 | FALSE | FALSE | FALSE
|  |  | North | Bosch | [5 empty] | Module | TRUE | D101 | * | Lock & Key Set, Standard | 1 | [12 empty] | #FFFFFFFF |  |  | FALSE | FALSE | FALSE
GenericN KEYPAD |  |  | North | Bosch |  | Keypad Interface |  |  |  | Module | TRUE | B921C | ++ | Two-line Keypad w/Touch keys, Inputs, SDI2 | 1 | 0.045 | 0.085 |  |  | 12 | [7 empty] | #FFFF0000 | FA-GenericN KEYPAD | 1 | FALSE | FALSE | FALSE
|  |  | North | Bosch | [5 empty] | Module | TRUE | TP-160 | * | Trim Plate, Request-to-Exit, Beige | 1 | [12 empty] | #FFFFFFFF |  |  | FALSE | FALSE | FALSE
NFPA 170 HEAT DETECTOR |  |  | North | Bosch |  | Heat Detector |  |  |  | Module | TRUE | F220-135 w/F220-B6 | + | Electronic heat detector 135°F (57°C), fixed temperature and rate-of-rise w/12/24 VDC Two-wire Base | 1 | 0.00012 | 0.02 |  |  |  |  | FALSE | [5 empty] | #FFFF0000 | FA-NFPA 170 HEAT DETECTOR | 1 | FALSE | FALSE | FALSE | 1403 | [13 empty] | FALSE |  |  | 135° FT,R
|  |  | North | Bosch | [5 empty] | Module | TRUE | AE3 | * | LARGE GREY UNIVERSAL ENCL 0000065799 | 1 | [12 empty] | #FFFFFFFF |  |  | FALSE | FALSE | FALSE
|  |  | North | Bosch |  | Hardware |  |  |  | Hardware | TRUE | D1640 | ++ | Transformer | 1 | [12 empty] | #FFFFFFFF |  |  | FALSE | FALSE | FALSE
|  |  | North | Bosch | [5 empty] | Module | TRUE | MBV-BLIT-DIP | * | License Lite base for DIVAR IP AIO 5000 0000204033 | 1 | [12 empty] | #FFFFFFFF |  |  | FALSE | FALSE | FALSE
NFPA 170 FIRE ALARM CONTROL UNIT | RISER FACP |  | North | Bosch |  | Fire Alarm Control Unit |  |  |  | Assembly | TRUE | D9412GV4 | + | INTRUSION/FIRE/ACCESS CONTROL PANEL 246 POINTS | 1 | [6 empty] | FALSE | [5 empty] | #FFFF0000 | FA-NFPA 170 FIRE ALARM CONTROL UNIT | 1 | FALSE | FALSE | FALSE | 202 | [8 empty] | 7,12,18 |  |  |  |  | TRUE
|  |  | North | Bosch | [5 empty] | Module | TRUE | NDA-5030-PIP | * | Pendant Interface Plate, Nde-4/5000 | 1 | [12 empty] | #FFFFFFFF |  |  | FALSE | FALSE | FALSE
|  |  | North | Bosch | [5 empty] | Module | TRUE | ET70-W | * | SPEAKER, 25/70.7 VOLTS, 1/8 TO 8WATTS, WHITE | 1 | [12 empty] | #FFFFFFFF |  |  | FALSE | FALSE | FALSE
|  |  | North | Bosch | [5 empty] | Module | TRUE | NIN-70122-F0AS | * | Flexidome IP Panoramic 12 MP Sensor 360 degree Lens | 1 | [12 empty] | #FFFFFFFF |  |  | FALSE | FALSE | FALSE
NFPA 170 DUCT SMOKE DETECTOR |  |  | North | Bosch |  | Duct Smoke Detector |  |  |  | Module | TRUE | D341/D7044M | ++ | Addressable Duct Detector with housing | 1 | 0.00055 | 0.00055 |  |  | 12 |  | FALSE | FALSE |  |  |  |  | #FFFF0000 | FA-NFPA 170 DUCT SMOKE DETECTOR | 1 | FALSE | FALSE | FALSE | 1400 | [13 empty] | FALSE
GenericN INTERFACE MODULE |  |  | North | Bosch |  | Interface Module |  |  |  | Module | TRUE | ISW-D8125CW-V2 |  | Module, Interface to Inovonics Echostream wireless receiver | 1 | [12 empty] | #FFFF0000 | FA-GenericN INTERFACE MODULE | 1 | FALSE | FALSE | FALSE
|  |  | North | Bosch | [5 empty] | Module | TRUE | RSSPA-24MCC-NW | * | NO ACT-STRB 24V 15-95C AMBER | 1 | [12 empty] | #FFFFFFFF |  |  | FALSE | FALSE | FALSE
|  |  | North | Bosch | [5 empty] | Module | TRUE | B465-MR-120WI | * | BOSCH DIALER KIT | 1 | [12 empty] | #FFFFFFFF |  |  | FALSE | FALSE | FALSE
|  |  | North | Bosch | [5 empty] | Module | TRUE | DS455Q | * | QUAD IN/OUTDR PE 500FT 0000080285 | 1 | [12 empty] | #FFFFFFFF |  |  | FALSE | FALSE | FALSE
NFPA 170 ADDRESSABLE INPUT MONITOR MODULE |  |  | North | Bosch |  | Addressable Module |  |  |  | Module | TRUE | D7044M | ++ | Multiplex single-input module, 12V | 1 | 0.00055 | 0.00055 |  |  | 12 | [7 empty] | #FFFF0000 | FA-NFPA 170 ADDRESSABLE INPUT MONITOR MODULE | 1 | FALSE | FALSE | FALSE | [17 empty] | MM
|  |  | North | Bosch | [5 empty] | Module | TRUE | MIC-ILW-400 | * | Illum Ir-Wt Combo, Mic7100I (White); Combination Of Ir (850/940 Nm) And White Light (6700K); Require | 1 | [12 empty] | #FFFFFFFF |  |  | FALSE | FALSE | FALSE
|  |  | North | Bosch |  | Cards & Components |  |  |  | Card | TRUE | B450-CHI | ++ | Plug-in Communicator Interface, SDI, SDI2 | 1 | 0.06 | 0.18 |  |  | 12 |  | TRUE | [5 empty] | #FFFFFFFF |  |  | FALSE | FALSE | FALSE
|  |  | North | Bosch | [5 empty] | Module | TRUE | NIN-73013-A3A | * | Flex Dome IP Starlight 7000 1 MP HDR 3-9mm | 1 | [12 empty] | #FFFFFFFF |  |  | FALSE | FALSE | FALSE
|  |  | North | Bosch | [5 empty] | Module | TRUE | 563872 | * | PLUG IN COMMUNICATOR | 1 | [12 empty] | #FFFFFFFF |  |  | FALSE | FALSE | FALSE
NFPA 170 FIRE ALARM CONTROL UNIT | RISER FACP |  | North | Bosch |  | Fire Alarm Control Unit |  |  |  | Assembly | TRUE | FPD-7024 | ++ | Fire Alarm Control Panel | 1 |  |  |  |  | 24 |  | TRUE | [5 empty] | #FFFF0000 | FA-NFPA 170 FIRE ALARM CONTROL UNIT | 1 | FALSE | FALSE | FALSE |  |  |  | 7165-1615:0227 | [5 empty] | 7,18 |  | 18 | 4 |  | TRUE
|  |  | North | Bosch | [5 empty] | Module | TRUE | D122L | * | DUAL BTRY HARNESS LNG LDS 0000075268 | 1 | [12 empty] | #FFFFFFFF |  |  | FALSE | FALSE | FALSE
|  |  | North | Bosch | [5 empty] | Module | TRUE | NDA-U-PMTE | * | Pendant Pipe Extension, 20 Inch (50Cm) | 1 | [12 empty] | #FFFFFFFF |  |  | FALSE | FALSE | FALSE
|  |  | North | Bosch |  | Hardware |  |  |  | Hardware | TRUE | D55 | ++ | Keypad desk stand | 1 | [12 empty] | #FFFFFFFF |  |  | FALSE | FALSE | FALSE
GenericN MOTION DETECTOR WALL |  |  | North | Bosch |  | Motion Detector |  |  |  | Module | TRUE | ISC-BDL2-W12HE | ++ | Motion detector, 12m, FR | 1 | 0.01 | 0.01 |  |  | 12 |  | FALSE | [5 empty] | #FFFF0000 | FA-GenericN MOTION DETECTOR WALL | 1 | FALSE | FALSE | FALSE | [14 empty] | FALSE
GenericN MOTION DETECTOR WALL |  |  | North | Bosch |  | Motion Detector |  |  |  | Module | TRUE | ISC-BPR2-W12-CHI | ++ | Motion detector, 40ft (12m) | 1 | 0.01 | 0.01 |  |  | 12 |  | FALSE | [5 empty] | #FFFF0000 | FA-GenericN MOTION DETECTOR WALL | 1 | FALSE | FALSE | FALSE | [14 empty] | FALSE
NFPA 170 HORN STROBE CEILING |  |  | North | Bosch |  | Horn/Strobe |  |  |  | Module | TRUE | W-HSWC | ++ | Ceiling-mount Multi-candela Horn Strobe (two-wire, 12/24 V, white) | 1 | [6 empty] | TRUE | TRUE |  |  |  |  | #FF0070C0 | FA-NFPA 170 HORN STROBE CEILING | 1 | FALSE | FALSE | FALSE | 2020 | [16 empty] | LF
|  |  | North | Bosch | [5 empty] | Module | TRUE | NDA-U-PA1 | * | Surveillance Cabinet 120Vac | 1 | [12 empty] | #FFFFFFFF |  |  | FALSE | FALSE | FALSE
|  |  | North | Bosch | [5 empty] | Module | TRUE | DIP-71F8-16HD | * | NVR 32CH IP 7000 3U 128TB | 1 | [12 empty] | #FFFFFFFF |  |  | FALSE | FALSE | FALSE
|  |  | North | Bosch | [5 empty] | Module | TRUE | NUC-51022-F4-RO | * | ***(Ross) FLEXIDOME IP micro 5000 Fixed dome 2MP 97 IP66 | 1 | [12 empty] | #FFFFFFFF |  |  | FALSE | FALSE | FALSE
|  |  | North | Bosch | [5 empty] | Module | TRUE | PRS-CSRM | * | PRAESIDEO Remote Call Station Module | 1 | [12 empty] | #FFFFFFFF |  |  | FALSE | FALSE | FALSE
|  |  | North | Bosch | [5 empty] | Module | TRUE | NDE-4502-AL-RO | * | ***(Ross) FLEXIDOME IP 4000i IR Fixed dome 2MP 3-10mm auto IP66 outdoor (quote 7000077509/4) | 1 | [12 empty] | #FFFFFFFF |  |  | FALSE | FALSE | FALSE
GenericN DOOR CONTACT |  |  | North | Bosch |  | Door Contact |  |  |  | Module | TRUE | RFDW-SM-A | ++ | Wireless surface mount contact | 1 |  |  |  |  | 1.5 | [7 empty] | #FFFF0000 | FA-GenericN DOOR CONTACT | 1 | FALSE | FALSE | FALSE | [17 empty] | REX
NFPA 170 DUCT SMOKE DETECTOR |  |  | North | Bosch |  | Duct Smoke Detector |  |  |  | Assembly | TRUE | FAD-325-V2F | + | Kit, analog duct housing w/ smoke head | 1 | 0.008 | 0.035 |  |  |  |  | FALSE | TRUE |  |  |  |  | #FFFF0000 | FA-NFPA 170 DUCT SMOKE DETECTOR | 1 | FALSE | FALSE | FALSE | 1400 | [13 empty] | FALSE
NFPA 170 REMOTE ANNUNCIATOR |  |  | North | Bosch |  | Remote Annunciator |  |  |  | Module | TRUE | D1257RB | ++ | Remote fire annunciator, red/grey | 1 | 0.104 | 0.225 |  |  | 12 | [7 empty] | #FFFF0000 | FA-NFPA 170 REMOTE ANNUNCIATOR | 1 | FALSE | FALSE | FALSE | [17 empty] | B926F
|  |  | North | Bosch | [5 empty] | Module | TRUE | NDA-U-PMTE-RO | * | ***(ROSS) Pendant Pipe Extension, 20 Inch (50Cm) | 1 | [12 empty] | #FFFFFFFF |  |  | FALSE | FALSE | FALSE
|  |  | North | Bosch | [5 empty] | Module | TRUE | DIP-6184-8HD | * | Storage expansion for 7188, provides 25TB of additional storage. If unavailable, setup a 7184 for ad | 1 | [12 empty] | #FFFFFFFF |  |  | FALSE | FALSE | FALSE
NFPA 170 WIRELESS CONTROL UNIT |  |  | North | Bosch |  | Wireless Control Unit |  |  |  | Module | TRUE | EN4200 w/B820 | ++ | EN4200 Serial Receiver w/B820 | 1 | 0.22 | 0.22 | [10 empty] | #FFFF0000 | FA-NFPA 170 WIRELESS CONTROL UNIT | 1 | FALSE | FALSE | FALSE
|  |  | North | Bosch |  | Cards & Components |  |  |  | Card | TRUE | B450-M | ++ | Plug-in communicator interface, mobile, SDI, SDI2 | 1 | 0.06 | 0.18 |  |  | 12 |  | TRUE | [5 empty] | #FFFFFFFF |  |  | FALSE | FALSE | FALSE
|  |  | North | Bosch | [5 empty] | Module | TRUE | ISN-AP1 | * | 25Ft PIR WTEMP COMP | 1 | [12 empty] | #FFFFFFFF |  |  | FALSE | FALSE | FALSE
|  |  | North | Bosch | [5 empty] | Module | TRUE | EVI-15-BLK | * | 15in 2WAY SPEAKER SYSTEM BLK | 1 | [12 empty] | #FFFFFFFF |  |  | FALSE | FALSE | FALSE
GenericN KEYPAD |  |  | North | Bosch |  | Keypad Interface |  |  |  | Module | TRUE | B942W | ++ | Touch Screen Keypad, White, SDI2 | 1 | 0.2 | 0.3 |  |  | 12 | [7 empty] | #FFFF0000 | FA-GenericN KEYPAD | 1 | FALSE | FALSE | FALSE | [17 empty] | B942W
|  |  | North | Bosch | [5 empty] | Module | TRUE | WGEC24-75WR | * | Outdoor Wall MT Horn Strobe 24VDC 75cd | 1 | [12 empty] | #FFFFFFFF |  |  | FALSE | FALSE | FALSE
GenericN MOTION DETECTOR WALL |  |  | North | Bosch |  | Motion Detector |  |  |  | Module | TRUE | RFDL-11-A | ++ | Wireless motion detector, 35ft (11m) | 1 |  |  |  |  | 3 | [7 empty] | #FFFF0000 | FA-GenericN MOTION DETECTOR WALL | 1 | FALSE | FALSE | FALSE | [17 empty] | RPT
|  |  | North | Bosch | [5 empty] | Module | TRUE | NDA-U-WMT-RO | * | ***(Ross)Pendant wall mount (quote 7000077509/4) | 1 | [12 empty] | #FFFFFFFF |  |  | FALSE | FALSE | FALSE
|  |  | North | Bosch |  | Cards & Components |  |  |  | Card | TRUE | D113 | ++ | Supervision module, battery lead | 1 | 0.045 | 0.045 |  |  | 12 | [7 empty] | #FFFFFFFF |  |  | FALSE | FALSE | FALSE
|  |  | North | Bosch | [5 empty] | Module | TRUE | ET-1080-R | * | SPEAKER VANDAL RES, 25/70.7, SEMI-FLUSH, RED, INDOOR | 1 | [12 empty] | #FFFFFFFF |  |  | FALSE | FALSE | FALSE
GenericN PANIC BUTTON |  |  | North | Bosch |  | Panic Button |  |  |  | Module | TRUE | RFPB-SB-A | ++ | Wireless, single-button panic. | 1 |  |  |  |  | 3 | [7 empty] | #FFFF0000 | FA-GenericN PANIC BUTTON | 1 | FALSE | FALSE | FALSE | [17 empty] | RPT
|  |  | North | Bosch | [5 empty] | Module | TRUE | VDA-455CBL-RO | * | ***(Ross)CLEAR DOME FOR FLEXIDOME SERIES | 1 | [12 empty] | #FFFFFFFF |  |  | FALSE | FALSE | FALSE
|  |  | North | Bosch | [5 empty] | Module | TRUE | VDA-CMT-PTZDOME-RO | * | ***(Ross)corner mount adapter PTZ | 1 | [12 empty] | #FFFFFFFF |  |  | FALSE | FALSE | FALSE
|  |  | North | Bosch | [5 empty] | Module | TRUE | EA500B | * | Transponder 0000095141 | 1 | [12 empty] | #FFFFFFFF |  |  | FALSE | FALSE | FALSE
|  |  | North | Bosch | [5 empty] | Module | TRUE | BUB-CLR-FDI-RO | * | ***(Ross)FLEXIDOME IP 4000,5000 Bubble, clear, indoor | 1 | [12 empty] | #FFFFFFFF |  |  | FALSE | FALSE | FALSE
|  |  | North | Bosch |  | Cards & Components |  |  |  | Card | TRUE | FPC-7034 | ++ | Four-Point Expander | 1 | 0.06 | 0.16 | [10 empty] | #FFFFFFFF |  |  | FALSE | FALSE | FALSE
|  |  | North | Bosch | [5 empty] | Module | TRUE | RF3405E | * | RADION WIRELESS SHOCK SENSOR | 1 | [12 empty] | #FFFFFFFF |  |  | FALSE | FALSE | FALSE
|  |  | North | Bosch | [5 empty] | Module | TRUE | D9131A | * | PRINTER INTERFACE MODULE | 1 | [12 empty] | #FFFFFFFF |  |  | FALSE | FALSE | FALSE
NFPA 170 BATTERY CABINET |  |  | North | Bosch |  | Hardware |  |  |  | Hardware | TRUE | BATB-SHELF | ++ | Battery shelf, optional for BATB-40 | 1 | [12 empty] | #FFFF0000 | FA-NFPA 170 BATTERY CABINET | 1 | FALSE | FALSE | FALSE
NFPA 170 DOOR HOLDER |  |  | North | Bosch |  | Door Holder |  |  |  | Module | TRUE | D370 |  | Wall-Mount Door Holder, 24VDC | 1 | 0.02 | [5 empty] | FALSE | [5 empty] | #FFFF0000 | FA-NFPA 170 DOOR HOLDER | 1 | FALSE | FALSE | FALSE | 2500 | [13 empty] | FALSE
|  |  | North | Bosch | [5 empty] | Module | TRUE | CX4010 | * | Panel Transformer | 1 | [12 empty] | #FFFFFFFF |  |  | FALSE | FALSE | FALSE
GenericN MOTION DETECTOR WALL |  |  | North | Bosch |  | Motion Detector |  |  |  | Module | TRUE | RFDL-11 | ++ | Wireless motion detector, 35ft (11m) | 1 |  |  |  |  | 3 | [7 empty] | #FFFF0000 | FA-GenericN MOTION DETECTOR WALL | 1 | FALSE | FALSE | FALSE | [17 empty] | RPT
|  |  | North | Bosch |  | Cards & Components |  |  |  | Card | TRUE | D9412GV4 Main Board | + | Fire Alarm Control Panel Main Board | 1 | 0.2 | 0.3 |  |  |  |  | TRUE | [5 empty] | #FFFFFFFF |  |  | FALSE | FALSE | FALSE | [14 empty] | FALSE
|  |  | North | Bosch | [5 empty] | Module | TRUE | DDN-2516-212N08 | * | DIVAR network 2000 16IP 8PoE, 2TB | 1 | [12 empty] | #FFFFFFFF |  |  | FALSE | FALSE | FALSE
NFPA 170 REMOTE ANNUNCIATOR |  |  | North | Bosch |  | Remote Annunciator |  |  |  | Module | TRUE | D1256RB | ++ | Keypad, fluorescent, red/grey, SDI | 1 | 0.104 | 0.225 |  |  | 12 | [7 empty] | #FFFF0000 | FA-NFPA 170 REMOTE ANNUNCIATOR | 1 | FALSE | FALSE | FALSE | [17 empty] | B926F
|  |  | North | Bosch | [5 empty] | Module | TRUE | MIC-9502-Z30BVS | * | PIC 9000I Series IP PTZ, Thermal VGA, 50mm, 2MP 30X. Black 95W POE | 1 | [12 empty] | #FFFFFFFF |  |  | FALSE | FALSE | FALSE
|  |  | North | Bosch | [5 empty] | Module | TRUE | D116 | * | SIREN 12V 15 WATT | 1 | [12 empty] | #FFFFFFFF |  |  | FALSE | FALSE | FALSE
NFPA 170 HEAT DETECTOR |  |  | North | Bosch |  | Heat Detector |  |  |  | Module | TRUE | FAH-325 w/FAA-325-B4 | + | Analog heat detector head, fixed/ROR w/4" Base | 1 | 0.017 | 0.017 |  |  |  |  | FALSE | TRUE |  |  |  |  | #FFFF0000 | FA-NFPA 170 HEAT DETECTOR | 1 | FALSE | FALSE | FALSE | 1403 | [13 empty] | FALSE
|  |  | North | Bosch | [5 empty] | Module | TRUE | NPD-9501A | * | PIC Series 95W POE Injector | 1 | [12 empty] | #FFFFFFFF |  |  | FALSE | FALSE | FALSE
|  |  | North | Bosch | [5 empty] | Module | TRUE | RM-S | * | SINGLE RACK MOUNT KIT | 1 | [12 empty] | #FFFFFFFF |  |  | FALSE | FALSE | FALSE
|  |  | North | Bosch | [5 empty] | Module | TRUE | NCA-CMT-GF | * | Camera Vandal-Resistant, Corner-Mount Featuring A No-Grip, Anchor-Free Design. 960H Image. | 1 | [12 empty] | #FFFFFFFF |  |  | FALSE | FALSE | FALSE
|  |  | North | Bosch | [5 empty] | Module | TRUE | PVA-4CR12 | * | Controller | 1 | [12 empty] | #FFFFFFFF |  |  | FALSE | FALSE | FALSE
GenericN MOTION DETECTOR CEILING |  |  | North | Bosch |  | Motion Detector |  |  |  | Module | TRUE | DS936B | ++ | Motion detector 360° ceiling 24ft black | 1 | 0.02 | 0.02 | [5 empty] | TRUE |  |  |  |  | #FFFF0000 | FA-GenericN MOTION DETECTOR CEILING | 1 | FALSE | FALSE | FALSE
NFPA 170 SMOKE DETECTOR |  |  | North | Bosch |  | Smoke Detector |  |  |  | Module | TRUE | FAP-325 w/FAA-325-6 | + | Analog photoelectric detector head, 24V w/6" Base | 1 | 0.017 | 0.017 |  |  |  |  | FALSE | TRUE |  |  |  |  | #FFFF0000 | FA-NFPA 170 SMOKE DETECTOR | 1 | FALSE | FALSE | FALSE | 1403 | [13 empty] | FALSE
NFPA 170 ADDRESSABLE INPUT MONITOR MODULE |  |  | North | Bosch |  | Addressable Module |  |  |  | Module | TRUE | D7042B | ++ | Multiplex module, metal, 8-input | 1 | 0.018 | 0.018 |  |  | 12 | [7 empty] | #FFFF0000 | FA-NFPA 170 ADDRESSABLE INPUT MONITOR MODULE | 1 | FALSE | FALSE | FALSE | [17 empty] | 8
NFPA 170 HEAT DETECTOR |  |  | North | Bosch |  | Heat Detector |  |  |  | Module | TRUE | FAH-325 w/FAA-325-6 | + | Analog heat detector head, fixed/ROR w/6" Base | 1 | 0.017 | 0.017 |  |  |  |  | FALSE | TRUE |  |  |  |  | #FFFF0000 | FA-NFPA 170 HEAT DETECTOR | 1 | FALSE | FALSE | FALSE | 1403 | [13 empty] | FALSE
|  |  | North | Bosch | Security/Access Control |  |  |  |  | Module | TRUE | DS161 |  | BLACK REX MOTION W SOUNDER | 1 | [12 empty] | #FFFFFFFF |  |  | FALSE | FALSE | FALSE
GenericN MOTION DETECTOR WALL |  |  | North | Bosch |  | Motion Detector |  |  |  | Module | TRUE | ISC-CDL1-W15GE | ++ | Motion detector, 50ft (15m) | 1 | 0.015 | 0.035 |  |  | 12 |  | FALSE | [5 empty] | #FFFF0000 | FA-GenericN MOTION DETECTOR WALL | 1 | FALSE | FALSE | FALSE | [14 empty] | FALSE
|  |  | North | Bosch | [5 empty] | Module | TRUE | NDA-FMT-DOME-RO | * | ***(Ross)Inceiling flush mount adapter | 1 | [12 empty] | #FFFFFFFF |  |  | FALSE | FALSE | FALSE
|  |  | North | Bosch | [5 empty] | Module | TRUE | D464 | * | BACKBOX MAN STATION DEEP 0000072631 | 1 | [12 empty] | #FFFFFFFF |  |  | FALSE | FALSE | FALSE
|  |  | North | Bosch | [5 empty] | Module | TRUE | NDN-50051-A3 | * | IP DOME 5MP HD AVF 3-10MM F1 | 1 | [12 empty] | #FFFFFFFF |  |  | FALSE | FALSE | FALSE
NFPA 170 SMOKE BEAM DETECTOR CONTROLLER |  |  | North | Bosch |  | Beam Detector |  |  |  | Module | TRUE | FIRERAY5000 (Controller) | + | Fireray 5000 Beam Detector Controller | 1 | 0.05 | 0.05 |  |  |  |  | FALSE | TRUE |  |  |  |  | #FFFF0000 | FA-NFPA 170 SMOKE BEAM DETECTOR CONTROLLER | 1 | FALSE | FALSE | FALSE | 1406 | [13 empty] | FALSE
NFPA 170 HORN STROBE CEILING |  |  | North | Bosch |  | Horn/Strobe |  |  |  | Module | TRUE | W-HSRC | ++ | Ceiling-mount Multi-candela Horn Strobe (two-wire, 12/24 V, red) | 1 | [6 empty] | TRUE | TRUE |  |  |  |  | #FF0070C0 | FA-NFPA 170 HORN STROBE CEILING | 1 | FALSE | FALSE | FALSE | 2020 | [16 empty] | LF
|  |  | North | Bosch | [5 empty] | Module | TRUE | NDI-4502-AL | * | Fixed dome 2MP 3-10mm auto 0000096945 | 1 | [12 empty] | #FFFFFFFF |  |  | FALSE | FALSE | FALSE
|  |  | North | Bosch | [5 empty] | Module | TRUE | EVI-15MB-BLK | * | MOUNTING BRKT FOR EVI-15 BLK | 1 | [12 empty] | #FFFFFFFF |  |  | FALSE | FALSE | FALSE
|  |  | North | Bosch | [5 empty] | Module | TRUE | B99 | * | USB direct connect cable | 1 | [12 empty] | #FFFFFFFF |  |  | FALSE | FALSE | FALSE
NFPA 170 REMOTE ANNUNCIATOR | RISER ANNUNCIATOR |  | North | Bosch |  | Remote Annunciator |  |  |  | Module | TRUE | D7030X | ++ | Eight-point LED annunciator (eight red) | 1 | 0.045 | 0.19 | [10 empty] | #FFFF0000 | FA-NFPA 170 REMOTE ANNUNCIATOR | 1 | FALSE | FALSE | FALSE
NFPA 170 SMOKE HEAT DETECTOR |  |  | North | Bosch |  | Smoke/Heat Detector |  |  |  | Module | TRUE | FAP-440-T w/FAA-440-B6 | + | Analog photoelectric detector head, 24V w/6" Base | 1 | 0.017 | 0.017 |  |  |  |  | FALSE | TRUE |  |  |  |  | #FFFF0000 | FA-NFPA 170 SMOKE HEAT DETECTOR | 1 | FALSE | FALSE | FALSE | 1403 | [13 empty] | FALSE
GenericN KEYPAD |  |  | North | Bosch |  | Keypad Interface |  |  |  | Module | TRUE | D1260 | ++ | LCD Keypad, SDI | 1 | 0.2 | 0.25 |  |  | 12 | [7 empty] | #FFFF0000 | FA-GenericN KEYPAD | 1 | FALSE | FALSE | FALSE
|  |  | North | Bosch | [5 empty] | Module | TRUE | ISN-CMET-200AR | * | CONTACT CLOSED LOOP WIDE GAP M ETAL | 1 | [12 empty] | #FFFFFFFF |  |  | FALSE | FALSE | FALSE
|  |  | North | Bosch | [5 empty] | Module | TRUE | FCP-500 | * | PHOTO ELECTRIC 4 WIRE FLUSH MN T SMOKE DETECTOR WH | 1 | [12 empty] | #FFFFFFFF |  |  | FALSE | FALSE | FALSE
|  |  | North | Bosch | [5 empty] | Module | TRUE | B3512K-D-915 | * | KIT WB3512CX4010B915 | 1 | [12 empty] | #FFFFFFFF |  |  | FALSE | FALSE | FALSE
|  |  | North | Bosch | [5 empty] | Module | TRUE | MIC-WMB-BD | * | PIC Series Wall Mount Adaptor | 1 | [12 empty] | #FFFFFFFF |  |  | FALSE | FALSE | FALSE
NFPA 170 REMOTE TEST SWITCH |  |  | North | Bosch |  | REMOTE TEST SWITCH |  |  |  | Module | TRUE | D304 | ++ | Remote Annunciator Plate | 1 | 0.015 | 0.015 |  |  | 12 |  | FALSE | FALSE | FLUSH |  | 4" SQ. DEEP | 1 GANG | #FFFF0000 | FA-NFPA 170 REMOTE TEST SWITCH | 1 | FALSE | FALSE | FALSE | 914 |  |  | 7260-0028:0228 | [10 empty] | FALSE
|  |  | North | Bosch | [5 empty] | Module | TRUE | EVID 6.2TW | * | DUAL 6in 2-WAY SPKR WH PR 70V | 1 | [12 empty] | #FFFFFFFF |  |  | FALSE | FALSE | FALSE
EQUIPMENT ENCLOSURE |  |  | North | Bosch |  | Enclosure |  |  |  | Module | TRUE | AE2 | 100525380 | ENCLOSURE, UNIVERSAL RED, 14"X12.5"X3" | 1 | [6 empty] | TRUE | [5 empty] | #FFFF0000 | FA-EQUIPMENT ENCLOSURE | 1 | FALSE | FALSE | FALSE
|  |  | North | Bosch | [5 empty] | Module | TRUE | D160 | * | TELEPHONE CORD 0000075391 | 1 | [12 empty] | #FFFFFFFF |  |  | FALSE | FALSE | FALSE
|  |  | North | Bosch | [5 empty] | Module | TRUE | LTC8557/60 | * | REMOTE 5000FT HOOKUP KEYBOARD KIT,120VAC 0000075586 | 1 | [12 empty] | #FFFFFFFF |  |  | FALSE | FALSE | FALSE
|  |  | North | Bosch | [5 empty] | Module | TRUE | VGA-ROOF-MOUNT | * | AutoDome Roof Parapet Mount without Pipe 0000075528 | 1 | [12 empty] | #FFFFFFFF |  |  | FALSE | FALSE | FALSE
|  |  | North | Bosch | [5 empty] | Module | TRUE | MBV-XCHAN-DIP | * | LICENSE 8-CHANNEL CAMERA EXPANSION | 1 | [12 empty] | #FFFFFFFF |  |  | FALSE | FALSE | FALSE
|  |  | North | Bosch | [5 empty] | Module | TRUE | PA430T | * | OUTDOOR LOUDSPEAKER | 1 | [12 empty] | #FFFFFFFF |  |  | FALSE | FALSE | FALSE
GenericN GLASS BREAK |  |  | North | Bosch |  | Glass Break Detector |  |  |  | Module | TRUE | RFGB-A | ++ | Glass Break Detector | 1 |  |  |  |  | 3 | [7 empty] | #FFFF0000 | FA-GenericN GLASS BREAK | 1 | FALSE | FALSE | FALSE | [17 empty] | RPT
NFPA 170 REMOTE ANNUNCIATOR |  |  | North | Bosch |  | Remote Annunciator |  |  |  | Module | TRUE | B925F | ++ | Fire and intrusion keypad, SDI2 | 1 | 0.035 | 0.07 | [10 empty] | #FFFF0000 | FA-NFPA 170 REMOTE ANNUNCIATOR | 1 | FALSE | FALSE | FALSE | [17 empty] | Value
GenericN INTERFACE MODULE |  |  | North | Bosch |  | Interface Module |  |  |  | Module | TRUE | B820 | ++ | Inovonics SDI2 bus interface | 1 | 0.12 | 0.12 |  |  | 12 |  | TRUE | [5 empty] | #FFFF0000 | FA-GenericN INTERFACE MODULE | 1 | FALSE | FALSE | FALSE
NFPA 170 SMOKE HEAT CO DETECTOR |  |  | North | Bosch |  | Smoke/Heat/CO Detector |  |  |  | Module | TRUE | FAP-440-TC w/FAA-440-B4 | + | Analog detector head, photo/heat/CO, 24V w/4" Base | 1 | 0.017 | 0.017 |  |  |  |  | FALSE | TRUE |  |  |  |  | #FFFF0000 | FA-NFPA 170 SMOKE HEAT CO DETECTOR | 1 | FALSE | FALSE | FALSE | 1403 | [13 empty] | FALSE
|  |  | North | Bosch | [5 empty] | Module | TRUE | ZX835 | * | Motion detector, pet friendly 35ft (11m) 0000166923 | 1 | [12 empty] | #FFFFFFFF |  |  | FALSE | FALSE | FALSE
NFPA 170 SMOKE DETECTOR |  |  | North | Bosch |  | Smoke Detector |  |  |  | Module | TRUE | RFSM | ++ | Wireless smoke detector | 1 |  |  |  |  | 1.5 | [7 empty] | #FFFF0000 | FA-NFPA 170 SMOKE DETECTOR | 1 | FALSE | FALSE | FALSE | [17 empty] | REX
|  |  | North | Bosch | [5 empty] | Module | TRUE | PET-PACKAGE A | * | Pet-package A | 1 | [12 empty] | #FFFFFFFF |  |  | FALSE | FALSE | FALSE
|  |  | North | Bosch | [5 empty] | Module | TRUE | 741330 | * | 96 POINT CONTROL COMMUNICATOR | 1 | [12 empty] | #FFFFFFFF |  |  | FALSE | FALSE | FALSE
|  |  | North | Bosch | [5 empty] | Module | TRUE | PRS-CSI | * | PRAESIDEO Call Station Interface | 1 | [12 empty] | #FFFFFFFF |  |  | FALSE | FALSE | FALSE
|  |  | North | Bosch | [5 empty] | Module | TRUE | D382 | * | COMBUSTIBLE GAS DETECTOR 0000044120 | 1 | [12 empty] | #FFFFFFFF |  |  | FALSE | FALSE | FALSE
|  |  | North | Bosch | [5 empty] | Module | TRUE | NDA-4020-PIP-RO | * | ***(Ross) Pendant interface plate AUTODOME 4000 | 1 | [12 empty] | #FFFFFFFF |  |  | FALSE | FALSE | FALSE
NFPA 170 MANUAL PULL |  |  | North | Bosch |  | Manual Station |  |  |  | Module | TRUE | FMM-325A | ++ | Analog manual station, single, red | 1 | 0.00035 | 0.028 |  |  |  |  | FALSE | FALSE |  |  |  |  | #FFFF0000 | FA-NFPA 170 MANUAL PULL | 1 | FALSE | FALSE | FALSE | 957 | [13 empty] | FALSE
|  |  | North | Bosch | [5 empty] | Module | TRUE | MBV-BXPAN-DIP | * | DIVARIP128-CHANNEL-SOFTWARE EXPANSION | 1 | [12 empty] | #FFFFFFFF |  |  | FALSE | FALSE | FALSE
|  |  | North | Bosch | [5 empty] | Module | TRUE | MBV-BPLU-DIP-TE | * | ***(Tenneco)Divar Ip License Plus Base For Dip Aio 6000-7000 | 1 | [12 empty] | #FFFFFFFF |  |  | FALSE | FALSE | FALSE
GenericN MOTION DETECTOR WALL |  |  | North | Bosch |  | Motion Detector |  |  |  | Module | TRUE | ISC-BDL2-WP12GE | ++ | Motion detector, pet friendly 40ft (12m) | 1 | 0.01 | 0.01 |  |  | 12 |  | FALSE | [5 empty] | #FFFF0000 | FA-GenericN MOTION DETECTOR WALL | 1 | FALSE | FALSE | FALSE | [14 empty] | FALSE
NFPA 170 HEAT DETECTOR |  |  | North | Bosch |  | Heat Detector |  |  |  | Module | TRUE | FAH-325 w/FAA-325-B6S | + | Analog heat detector head, fixed/ROR w/Sounder Base | 1 | 0.017 | 0.017 |  |  |  |  | FALSE | TRUE |  |  |  |  | #FFFF0000 | FA-NFPA 170 HEAT DETECTOR | 1 | FALSE | FALSE | FALSE | 1403 | [13 empty] | FALSE
|  |  | North | Bosch | [5 empty] | Module | TRUE | ET70-24MCWH-FW | * | SPEAKER STROBE, 135/185CD, 25/70.7 VOLTS, SM/DSM SYNC, WHITE | 1 | [12 empty] | #FFFFFFFF |  |  | FALSE | FALSE | FALSE
|  |  | North | Bosch | [5 empty] | Module | TRUE | NIN-63023-A3S | * | analitics 2mp 1080p dome camera | 1 | [12 empty] | #FFFFFFFF |  |  | FALSE | FALSE | FALSE
|  |  | North | Bosch | [5 empty] | Module | TRUE | NBN-50022-V3 | * | IP FIXED CAM 1080P BOX | 1 | [12 empty] | #FFFFFFFF |  |  | FALSE | FALSE | FALSE
|  |  | North | Bosch | [5 empty] | Module | TRUE | NIN-73023-A3AS-RO | * | ***(Ross) FLEXIDOME IP starlight 7000 Dome 2MP HDR 3-9mm auto IP66 surface | 1 | [12 empty] | #FFFFFFFF |  |  | FALSE | FALSE | FALSE
|  |  | North | Bosch | [5 empty] | Module | TRUE | MBV-MPRO | * | BVMS Software Maintenance SMA license for MBV-BPRO, 1 year | 1 | [12 empty] | #FFFFFFFF |  |  | FALSE | FALSE | FALSE
|  |  | North | Bosch | [5 empty] | Module | TRUE | D1218 | * | Battery, 12V 18Ah 0000166886 | 1 | [12 empty] | #FFFFFFFF |  |  | FALSE | FALSE | FALSE
|  |  | North | Bosch | [5 empty] | Module | TRUE | FMM-100WPBB-R | * | MAN STA WETHRPRF BACK RED 0000065800 | 1 | [12 empty] | #FFFFFFFF |  |  | FALSE | FALSE | FALSE
NFPA 170 STROBE WALL |  |  | North | Bosch |  | Strobe |  |  |  | Module | TRUE | SS-SRL |  | Strobe, Red | 1 | 0 | 0.043 |  |  |  |  | FALSE | [5 empty] | #FF0070C0 | FA-NFPA 170 STROBE WALL | 1 | FALSE | FALSE | FALSE | 2023 | [13 empty] | FALSE
|  |  | North | Bosch | [5 empty] | Module | TRUE | APM-AEC21M-CPU1 | * | CPU1 MOTHER | 1 | [12 empty] | #FFFFFFFF |  |  | FALSE | FALSE | FALSE
|  |  | North | Bosch | [5 empty] | Module | TRUE | NDA-U-PMAL | * | Pole mount adapter large 0000096961 | 1 | [12 empty] | #FFFFFFFF |  |  | FALSE | FALSE | FALSE
|  |  | North | Bosch | [5 empty] | Module | TRUE | DIP-7288-8HD-TE | * | ***(Tenneco)Divar Ip All-In-One 7000 2U | 1 | [12 empty] | #FFFFFFFF |  |  | FALSE | FALSE | FALSE
|  |  | North | Bosch |  | Hardware |  |  |  | Hardware | TRUE | D126 | ++ | Standby Battery (12 V, 7 Ah) | 1 | [12 empty] | #FFFFFFFF |  |  | FALSE | FALSE | FALSE
|  |  | North | Bosch |  | Cards & Components |  |  |  | Card | TRUE | FPE-7039 | ++ | Multiplex expansion module for FPD-7024 | 1 | 0.19 | 0.19 |  |  | 24 |  | TRUE | [5 empty] | #FFFFFFFF |  |  | FALSE | FALSE | FALSE |  |  |  | 7165-1615:0227 | [10 empty] | FALSE
|  |  | North | Bosch | [5 empty] | Module | TRUE | VJM-4016-US-RO | * | ***(ROSS) Encoder, 16ch, H.264 | 1 | [12 empty] | #FFFFFFFF |  |  | FALSE | FALSE | FALSE
GenericN PROXIMITY READER |  |  | North | Bosch | Security/Access Control | Prox Reader |  |  |  | Module | TRUE | ARD–SERK40–WI | ++ | Card reader, iCLASS, Wiegand | 1 | 0.06 | 0.22 |  |  |  |  | FALSE | [5 empty] | #FFFF0000 | FA-GenericN PROXIMITY READER | 1 | FALSE | FALSE | FALSE | 5000 | [13 empty] | FALSE
GenericN MOTION DETECTOR CEILING |  |  | North | Bosch |  | Motion Detector |  |  |  | Module | TRUE | DS939 | ++ | Motion detector 360° ceiling mount | 1 | 0.012 | 0.02 | [5 empty] | TRUE |  |  |  |  | #FFFF0000 | FA-GenericN MOTION DETECTOR CEILING | 1 | FALSE | FALSE | FALSE
NFPA 170 SMOKE DETECTOR |  |  | North | Bosch |  | Smoke Detector |  |  |  | Module | TRUE | F220-P w/F220-B6PS | + | Photoelectric smoke detector w/Addressable POPIT Master Base | 1 | 0.0025 | 0.035 |  |  |  |  | FALSE | TRUE |  |  |  |  | #FFFF0000 | FA-NFPA 170 SMOKE DETECTOR | 1 | FALSE | FALSE | FALSE | 1408 | [13 empty] | FALSE
|  |  | North | Bosch | [5 empty] | Module | TRUE | UMM-LIC-10 | * | Rps-User Management Module License (1-10 Panels) | 1 | [12 empty] | #FFFFFFFF |  |  | FALSE | FALSE | FALSE
|  |  | North | Bosch | [5 empty] | Module | TRUE | ZX776Z | * | motion with popit | 1 | [12 empty] | #FFFFFFFF |  |  | FALSE | FALSE | FALSE
|  |  | North | Bosch | [5 empty] | Module | TRUE | RFUN-A | * | RADION UNIVERSAL WIRELESS TRAN SMITTER | 1 | [12 empty] | #FFFFFFFF |  |  | FALSE | FALSE | FALSE
|  |  | North | Bosch | [5 empty] | Module | TRUE | PC DESKTOP-12 | * | Freestanding Gooseneck Multi-Pattern Condenser Mic. Mic On/Off Switch, Mic Status Led. 12-Inch Goose | 1 | [12 empty] | #FFFFFFFF |  |  | FALSE | FALSE | FALSE
|  |  | North | Bosch | [5 empty] | Module | TRUE | B5512K-C-920 | * | KIT B5512 B10 CX4010 B920 | 1 | [12 empty] | #FFFFFFFF |  |  | FALSE | FALSE | FALSE
|  |  | North | Bosch | [5 empty] | Module | TRUE | NUC-52051-F0E | * | Flexidome IP Panoramic 5 Mp Sensor, 360 Lens, Outdoor | 1 | [12 empty] | #FFFFFFFF |  |  | FALSE | FALSE | FALSE
|  |  | North | Bosch | [5 empty] | Module | TRUE | PVA-4R24 | * | Router | 1 | [12 empty] | #FFFFFFFF |  |  | FALSE | FALSE | FALSE
|  |  | North | Bosch |  | Hardware |  |  |  | Hardware | TRUE | B56 | ++ | Keypad surface mount box | 1 | [12 empty] | #FFFFFFFF |  |  | FALSE | FALSE | FALSE
GenericN GLASS BREAK |  |  | North | Bosch |  | Glass Break Detector |  |  |  | Module | TRUE | DS1103i | ++ | Glass Break Detector | 1 | 0.023 | 0.023 |  |  | 12 | [7 empty] | #FFFF0000 | FA-GenericN GLASS BREAK | 1 | FALSE | FALSE | FALSE | [17 empty] | RPT
|  |  | North | Bosch | [5 empty] | Module | TRUE | NDA-U-WMT | * | Pendant Wall Mount | 1 | [12 empty] | #FFFFFFFF |  |  | FALSE | FALSE | FALSE
NFPA 170 ADDRESSABLE INPUT MONITOR MODULE |  |  | North | Bosch |  | Addressable Module |  |  |  | Module | TRUE | D7042 | ++ | Remote module, 8-input class B | 1 | 0.018 | 0.018 |  |  | 12 | [7 empty] | #FFFF0000 | FA-NFPA 170 ADDRESSABLE INPUT MONITOR MODULE | 1 | FALSE | FALSE | FALSE | [17 empty] | 8
|  |  | North | Bosch | [5 empty] | Module | TRUE | D341P | * | Duct detector kit, 4-wire 24/120V 0000166944 | 1 | [12 empty] | #FFFFFFFF |  |  | FALSE | FALSE | FALSE
|  |  | North | Bosch | [5 empty] | Module | TRUE | NDA-8000-PLEN-RO | * | ***(Ross) Plenum-Rated In-Ceiling Mount Kit | 1 | [12 empty] | #FFFFFFFF |  |  | FALSE | FALSE | FALSE
|  |  | North | Bosch | [5 empty] | Module | TRUE | FMM-100DBB-R | * | INDOOR DEEP BACKBOX RED | 1 | [12 empty] | #FFFFFFFF |  |  | FALSE | FALSE | FALSE
GenericN MOTION DETECTOR CEILING |  |  | North | Bosch |  | Motion Detector |  |  |  | Module | TRUE | DS939-CHI | ++ | Motion detector 360° ceiling mount, CN | 1 | 0.012 | 0.02 | [5 empty] | TRUE |  |  |  |  | #FFFF0000 | FA-GenericN MOTION DETECTOR CEILING | 1 | FALSE | FALSE | FALSE
|  |  | North | Bosch | [5 empty] | Module | TRUE | NIN-70122-F0S | * | FLEXIDOME IP panoramic 7000 MP | 1 | [12 empty] | #FFFFFFFF |  |  | FALSE | FALSE | FALSE
|  |  | North | Bosch | [5 empty] | Module | TRUE | VDA-CMT-DOME-RO | * | ***(Ross)corner mount adapter DOME | 1 | [12 empty] | #FFFFFFFF |  |  | FALSE | FALSE | FALSE
|  |  | North | Bosch | [5 empty] | Module | TRUE | NDE-5503-AL | * | Fixed Dome 5Mp Hdr | 1 | [12 empty] | #FFFFFFFF |  |  | FALSE | FALSE | FALSE
|  |  | North | Bosch | [5 empty] | Module | TRUE | NDA-5030-PIP-RO | * | ***(Ross)Pendant interface plate NDE-4/5000 (QUOTE 7000077509/4) | 1 | [12 empty] | #FFFFFFFF |  |  | FALSE | FALSE | FALSE
|  |  | North | Bosch | [5 empty] | Module | TRUE | NDA-WMT4S-MICDOME | * | 4S Eclectrial Box Mount | 1 | [12 empty] | #FFFFFFFF |  |  | FALSE | FALSE | FALSE
NFPA 170 ADDRESSABLE INPUT MONITOR MODULE |  |  | North | Bosch |  | Addressable Module |  |  |  | Module | TRUE | DS7461I | ++ | Input module, single-zone, Multiplex | 1 | 0.0005 | 0.0005 | [10 empty] | #FFFF0000 | FA-NFPA 170 ADDRESSABLE INPUT MONITOR MODULE | 1 | FALSE | FALSE | FALSE
NFPA 170 WIRELESS CONTROL UNIT |  |  | North | Bosch |  | Wireless Control Unit |  |  |  | Module | TRUE | RFRP2 | ++ | Wireless Repeater | 1 | 0.027 | 0.027 |  |  | 12 | [7 empty] | #FFFF0000 | FA-NFPA 170 WIRELESS CONTROL UNIT | 1 | FALSE | FALSE | FALSE | [17 empty] | RPT
|  |  | North | Bosch | [5 empty] | Module | TRUE | NDE-3503-AL | * | Camera 5Mp Dome | 1 | [12 empty] | #FFFFFFFF |  |  | FALSE | FALSE | FALSE
|  |  | North | Bosch | [5 empty] | Module | TRUE | DS860 | * | DUAL MW/PIR 60X60FT 0000081357 | 1 | [12 empty] | #FFFFFFFF |  |  | FALSE | FALSE | FALSE
|  |  | North | Bosch | [5 empty] | Module | TRUE | PB-NDV352F02 | * | FXD MICRO DME 2MP HDR 130 | 1 | [12 empty] | #FFFFFFFF |  |  | FALSE | FALSE | FALSE
|  |  | North | Bosch | [5 empty] | Module | TRUE | SE88A-90S-304 | * | Transmitter, 90 Second Supervised Asset Tracker | 1 | [12 empty] | #FFFFFFFF |  |  | FALSE | FALSE | FALSE
|  |  | North | Bosch | [5 empty] | Module | TRUE | DS-B465MRC | * | Bosch IP Dialer | 1 | [12 empty] | #FFFFFFFF |  |  | FALSE | FALSE | FALSE
|  |  | North | Bosch | [5 empty] | Module | TRUE | NDA-U-PSMB-RO | * | ***(Ross)Pendant wall/ceiling mount SMB (quote 7000077509/4) | 1 | [12 empty] | #FFFFFFFF |  |  | FALSE | FALSE | FALSE
NFPA 170 SMOKE DETECTOR |  |  | North | Bosch |  | Smoke Detector |  |  |  | Module | TRUE | FCP-350-P w/FAA-350 | ++ | Smoke detector head, photoelectric w/popit base | 1 | 5.9e-05 | 0.005 |  |  | 24 | [7 empty] | #FFFF0000 | FA-NFPA 170 SMOKE DETECTOR | 1 | FALSE | FALSE | FALSE
|  |  | North | Bosch | [5 empty] | Module | TRUE | SE88-30S-304-EA | * | Transmitter watch type 304MHz (30sec) 0000095123 | 1 | [12 empty] | #FFFFFFFF |  |  | FALSE | FALSE | FALSE
|  |  | North | Bosch | [5 empty] | Module | TRUE | VDA-70112-SMB-RO | * | ***(ROSS) FLEXIDOME IP panoramic 7000 MP Surface mount box | 1 | [12 empty] | #FFFFFFFF |  |  | FALSE | FALSE | FALSE
|  |  | North | Bosch | [5 empty] | Module | TRUE | DIP-7188-8HD | * | Divar Ip7000 Video Mgt, 2U Raid-5, 8 X 8Tb Storage Up To 128 Channels | 1 | [12 empty] | #FFFFFFFF |  |  | FALSE | FALSE | FALSE
|  |  | North | Bosch | [5 empty] | Module | TRUE | GES3-12WR | * | Wall strobe, 15-75cd 12V, red 0000166961 | 1 | [12 empty] | #FFFFFFFF |  |  | FALSE | FALSE | FALSE
GenericN MOTION DETECTOR WALL |  |  | North | Bosch |  | Motion Detector |  |  |  | Module | TRUE | ISC-BDL2-WP6G | ++ | Motion detector, pet friendly, 20ft (6m) | 1 | 0.01 | 0.01 |  |  | 12 |  | FALSE | [5 empty] | #FFFF0000 | FA-GenericN MOTION DETECTOR WALL | 1 | FALSE | FALSE | FALSE | [14 empty] | FALSE
|  |  | North | Bosch | [5 empty] | Module | TRUE | D5370-UB | * | RPS SECURITY DONGLE USB | 1 | [12 empty] | #FFFFFFFF |  |  | FALSE | FALSE | FALSE
GenericN GLASS BREAK |  |  | North | Bosch |  | Glass Break Detector |  |  |  | Module | TRUE | RFGB | ++ | Glass Break Detector | 1 |  |  |  |  | 3 | [7 empty] | #FFFF0000 | FA-GenericN GLASS BREAK | 1 | FALSE | FALSE | FALSE | [17 empty] | RPT
GenericN MOTION DETECTOR WALL |  |  | North | Bosch |  | Motion Detector |  |  |  | Module | TRUE | ISC-PDL1-WA18G | ++ | Motion detector, anti-mask, 60ft (18m) | 1 | 0.018 | 0.026 |  |  | 12 |  | FALSE | [5 empty] | #FFFF0000 | FA-GenericN MOTION DETECTOR WALL | 1 | FALSE | FALSE | FALSE | [14 empty] | FALSE
|  |  | North | Bosch | [5 empty] | Module | TRUE | PB-NIN013A3S | * | CAMERA | 1 | [12 empty] | #FFFFFFFF |  |  | FALSE | FALSE | FALSE
|  |  | North | Bosch | [5 empty] | Module | TRUE | ISN-CSM20-WGW | * | CNTCT SM CMMRCL- WHT | 1 | [12 empty] | #FFFFFFFF |  |  | FALSE | FALSE | FALSE
|  |  | North | Bosch |  | Cards & Components |  |  |  | Card | TRUE | B901 | ++ | Door Controller, SDI, SDI2 | 1 |  |  |  |  | 12 | [7 empty] | #FFFFFFFF |  |  | FALSE | FALSE | FALSE
|  |  | North | Bosch | [5 empty] | Module | TRUE | D341 | * | DUCT SMK. 120V | 1 | [12 empty] | #FFFFFFFF |  |  | FALSE | FALSE | FALSE
|  |  | North | Bosch | [5 empty] | Module | TRUE | VDA-455SMB-IP | * | Box Surface Mount Box for Dome Cameras | 1 | [12 empty] | #FFFFFFFF |  |  | FALSE | FALSE | FALSE
|  |  | North | Bosch | [5 empty] | Module | TRUE | F.01U.009.291 | * | POLE MOUNT ADAPTER | 1 | [12 empty] | #FFFFFFFF |  |  | FALSE | FALSE | FALSE
|  |  | North | Bosch | [5 empty] | Module | TRUE | MBV-XCHAN-55 | * | LICENSE CAMERA | 1 | [12 empty] | #FFFFFFFF |  |  | FALSE | FALSE | FALSE
|  |  | North | Bosch | [5 empty] | Module | TRUE | HS-24-R | * | HORN 24VDC RED | 1 | [12 empty] | #FFFFFFFF |  |  | FALSE | FALSE | FALSE
GenericN DOOR CONTACT |  |  | North | Bosch | Security/Access Control | Door Contact |  |  |  | Module | TRUE | ISN-C66-AM | + | ***(Amazon) OVERHEAD DOOR CONTACT TRACK MO UNTED | 1 | [12 empty] | #FFFF0000 | FA-GenericN DOOR CONTACT | 1 | FALSE | FALSE | FALSE
GenericN MOTION DETECTOR WALL |  |  | North | Bosch |  | Motion Detector |  |  |  | Module | TRUE | ISC-BPR2-WP12 | ++ | Motion detector, pet friendly 40ft (12m) | 1 | 0.01 | 0.01 |  |  | 12 |  | FALSE | [5 empty] | #FFFF0000 | FA-GenericN MOTION DETECTOR WALL | 1 | FALSE | FALSE | FALSE | [14 empty] | FALSE
|  |  | North | Bosch |  | Hardware |  |  |  | Hardware | TRUE | B8103 | ++ | Universal enclosure, white | 1 | [10 empty] | (16 in. x 16 in. x 3.5 in. |  | #FFFFFFFF |  |  | FALSE | FALSE | FALSE
GenericN DOOR CONTACT |  |  | North | Bosch |  | Door Contact |  |  |  | Module | TRUE | RFDW-RM | ++ | Wireless recessed mount contact | 1 |  |  |  |  | 1.5 | [7 empty] | #FFFF0000 | FA-GenericN DOOR CONTACT | 1 | FALSE | FALSE | FALSE | [17 empty] | REX
GenericN INTRUSION CONTACT |  |  | North | Bosch |  | Intrusion Contact |  |  |  | Module | TRUE | RFUN-A | ++ | Wireless loop input and contact | 1 |  |  |  |  | 1.5 | [7 empty] | #FFFF0000 | FA-GenericN INTRUSION CONTACT | 1 | FALSE | FALSE | FALSE | [17 empty] | REX
NFPA 170 SMOKE DETECTOR |  |  | North | Bosch |  | Smoke Detector |  |  |  | Module | TRUE | FRAY5000-LR-KIT | + | Extension kit, long-range | 1 | [6 empty] | FALSE | TRUE |  |  |  |  | #FFFF0000 | FA-NFPA 170 SMOKE DETECTOR | 1 | FALSE | FALSE | FALSE | 1408 | [13 empty] | FALSE |  |  | SBP
NFPA 170 SMOKE DETECTOR |  |  | North | Bosch |  | Smoke Detector |  |  |  | Module | TRUE | D7050 w/D7050-B6 BASE | + | Addressable Photoelectric Smoke Detector Head w/Standard Base, Multiplex | 1 | 0.00055 | 0.00056 |  |  |  |  | FALSE | TRUE | 4 SQ. DEEP BOX w/SINGLE GANG RING |  |  |  | #FFFF0000 | FA-NFPA 170 SMOKE DETECTOR | 1 | FALSE | FALSE | FALSE | 1408 |  |  | 7272-1615:0175/7300-1615:0176 | [10 empty] | FALSE
NFPA 170 HORN STROBE |  |  | North | Bosch |  | Horn/Strobe |  |  |  | Module | TRUE | SS-P2RK | + | 2-Wire Horn Strobe, Standard cd, Outdoor | 1 | 0 | 0.116 |  |  |  |  | FALSE | FALSE | FLUSH |  | 4' SQ. DEEP | 2-GANG | #FF0070C0 | FA-NFPA 170 HORN STROBE | 1 | FALSE | FALSE | FALSE | 2012 |  |  | 7125-1653:0188 | [10 empty] | FALSE |  |  | WP
|  |  | North | Bosch | [5 empty] | Module | TRUE | DIP-7288-8HD | * | Divar Ip All-In-One 7000 2U | 1 | [12 empty] | #FFFFFFFF |  |  | FALSE | FALSE | FALSE
|  |  | North | Bosch | [5 empty] | Module | TRUE | B465-MW-1640 | * | KIT (B465 COMMUNICATOR, B10 MEDIUM WHITE ENCLOSURE, D101 LOCK & KEY, D1640 TRANSFORMER) | 1 | [12 empty] | #FFFFFFFF |  |  | FALSE | FALSE | FALSE
|  |  | North | Bosch | [5 empty] | Module | TRUE | SR-G1VMA | * | IP SECURITY MICROSD CARD 128GB 0000156079 | 1 | [12 empty] | #FFFFFFFF |  |  | FALSE | FALSE | FALSE
GenericN DOOR CONTACT |  |  | North | Bosch |  | Door Contact |  |  |  | Module | TRUE | RFDW-RM-A | ++ | Wireless recessed mount contact | 1 |  |  |  |  | 1.5 | [7 empty] | #FFFF0000 | FA-GenericN DOOR CONTACT | 1 | FALSE | FALSE | FALSE | [17 empty] | REX
NFPA 170 ADDRESSABLE INPUT MONITOR MODULE |  |  | North | Bosch |  | Addressable Module |  |  |  | Module | TRUE | DS7457i | ++ | Single-zone Input Module, Multiplex | 1 | 0.0005 | 0.0005 |  |  | 12 | [7 empty] | #FFFF0000 | FA-NFPA 170 ADDRESSABLE INPUT MONITOR MODULE | 1 | FALSE | FALSE | FALSE | [17 empty] | M
|  |  | North | Bosch | [5 empty] | Module | TRUE | C900V2 | * | DIALER CAPTURE TO IP MO | 1 | [12 empty] | #FFFFFFFF |  |  | FALSE | FALSE | FALSE
|  |  | North | Bosch |  | Cards & Components |  |  |  | Card | TRUE | B442 | ++ | Plug-in cellular module, GPRS | 1 | 0.035 | 0.15 |  |  | 12 |  | TRUE | [5 empty] | #FFFFFFFF |  |  | FALSE | FALSE | FALSE
|  |  | North | Bosch | [5 empty] | Module | TRUE | NDA-4020-PLEN-RO | * | Box ***(Ross) Plenum Box PTZ | 1 | [12 empty] | #FFFFFFFF |  |  | FALSE | FALSE | FALSE
NFPA 170 REMOTE ANNUNCIATOR | RISER ANNUNCIATOR |  | North | Bosch |  | Remote Annunciator |  |  |  | Module | TRUE | D7030X-S8 | ++ | Eight-point LED annunciator (eight red) | 1 | 0.045 | 0.19 | [10 empty] | #FFFF0000 | FA-NFPA 170 REMOTE ANNUNCIATOR | 1 | FALSE | FALSE | FALSE
|  |  | North | Bosch | [5 empty] | Module | TRUE | VJD-7513-RO | * | ***(Ross)VIDEOJET DECODER 7000 HIGH PERFORMANCE H.265 | 1 | [12 empty] | #FFFFFFFF |  |  | FALSE | FALSE | FALSE
|  |  | North | Bosch | [5 empty] | Module | TRUE | ICP-1K22AWG-10 | * | 1Kohm 22awg EOL-10 0000065827 | 1 | [12 empty] | #FFFFFFFF |  |  | FALSE | FALSE | FALSE
|  |  | North | Bosch | [5 empty] | Module | TRUE | B5512-CP-920 | * | KIT 5512, B10, CX4010, B430, 920 | 1 | [12 empty] | #FFFFFFFF |  |  | FALSE | FALSE | FALSE
NFPA 170 BELL |  |  | North | Bosch |  | Bell |  |  |  | Module | TRUE | MB-G6-24-R | + | MOTORIZED BELL, 6 INCH, 24 V | 1 | 0 | 0.04 | [10 empty] | #FFFF0000 | FA-NFPA 170 BELL | 1 | FALSE | FALSE | FALSE
NFPA 170 ADDRESSABLE INPUT MONITOR MODULE |  |  | North | Bosch |  | Addressable Module |  |  |  | Module | TRUE | DS7457iF | ++ | Single-zone Input Module, Fire, Multiplex | 1 | 0.0005 | 0.0005 |  |  | 12 | [7 empty] | #FFFF0000 | FA-NFPA 170 ADDRESSABLE INPUT MONITOR MODULE | 1 | FALSE | FALSE | FALSE | [17 empty] | M
NFPA 170 SMOKE DETECTOR |  |  | North | Bosch |  | Smoke Detector |  |  |  | Module | TRUE | 23901 | 500-050269+ | Replacement prism for Model F5000 | 1 | [6 empty] | FALSE | TRUE |  |  |  |  | #FFFF0000 | FA-NFPA 170 SMOKE DETECTOR | 1 | FALSE | FALSE | FALSE | 1408 | [13 empty] | FALSE |  |  | SBP
NFPA 170 ADDRESSABLE OUTPUT MODULE |  |  | North | Bosch |  | Addressable Control/Relay |  |  |  | Module | TRUE | B308 | ++ | SDI2 8-Output Expansion Module, SDI2 | 1 | 0.022 | 0.15 |  |  | 12 | [7 empty] | #FFFF0000 | FA-NFPA 170 ADDRESSABLE OUTPUT MODULE | 1 | FALSE | FALSE | FALSE | [17 empty] | 8
|  |  | North | Bosch | [5 empty] | Module | TRUE | D9068 | * | FIRE DIALER | 1 | [12 empty] | #FFFFFFFF |  |  | FALSE | FALSE | FALSE
|  |  | North | Bosch | [5 empty] | Module | TRUE | 1234 |  |  | 1 | [6 empty] | FALSE | [5 empty] | #FFFFFFFF |  |  | FALSE | FALSE | FALSE | [14 empty] | FALSE
GenericN MOTION DETECTOR WALL |  |  | North | Bosch |  | Motion Detector |  |  |  | Module | TRUE | ISC-CDL1-WA12G-CHI | ++ | Motion detector anti-mask, 40ft (12m) | 1 | 0.015 | 0.035 |  |  | 12 |  | FALSE | [5 empty] | #FFFF0000 | FA-GenericN MOTION DETECTOR WALL | 1 | FALSE | FALSE | FALSE | [14 empty] | FALSE
|  |  | North | Bosch |  | Cards & Components |  |  |  | Card | TRUE | B5512 Main Board | ++ | Main Board | 1 | 0.125 | 0.155 | 1.3 |  | 12 |  | TRUE | [5 empty] | #FFFFFFFF |  |  | FALSE | FALSE | FALSE | [14 empty] | FALSE
|  |  | North | Bosch | [5 empty] | Module | TRUE | DIP-7GRSN-P6-TE | * | ***(Tenneco)Graphic / Sound For Dipaio7000 | 1 | [12 empty] | #FFFFFFFF |  |  | FALSE | FALSE | FALSE
|  |  | North | Bosch | [5 empty] | Module | TRUE | VG4-A-PA0 | * | AutoDome Pendant Arm and 24VAC PS Box 0000075530 | 1 | [12 empty] | #FFFFFFFF |  |  | FALSE | FALSE | FALSE
|  |  | North | Bosch |  | Hardware |  |  |  | Hardware | TRUE | FRAY5000-DETBOX | + | Detector backbox | 1 | [12 empty] | #FFFFFFFF |  |  | FALSE | FALSE | FALSE
|  |  | North | Bosch | [5 empty] | Module | TRUE | D344-RT | * | REMOTE TEST STATION DUCT 0000072675 | 1 | [12 empty] | #FFFFFFFF |  |  | FALSE | FALSE | FALSE
|  |  | North | Bosch | [5 empty] | Module | TRUE | PB-NDA5031PI | * | BOSCH PENDANT CAP | 1 | [12 empty] | #FFFFFFFF |  |  | FALSE | FALSE | FALSE
EQUIPMENT ENCLOSURE |  |  | North | Bosch |  | Enclosure |  |  |  | Module | TRUE | B299 | ++ | Popex Module For B9512G, SDI2 | 1 | 0.035 | 0.035 |  |  | 12 | [7 empty] | #FFFF0000 | FA-EQUIPMENT ENCLOSURE | 1 | FALSE | FALSE | FALSE | [17 empty] | B920
|  |  | North | Bosch | [5 empty] | Module | TRUE | NDA-PMT-MICDOME | * | MICRODOME PIPE MOUNT FOR NUC-510xx, NUC-210xx, AND ANALOG VUC-1065 | 1 | [12 empty] | #FFFFFFFF |  |  | FALSE | FALSE | FALSE
|  |  | North | Bosch |  | Hardware |  |  |  | Hardware | TRUE | FRAY5000-TRIM | + | Trim plate for controller back box | 1 | [12 empty] | #FFFFFFFF |  |  | FALSE | FALSE | FALSE
|  |  | North | Bosch | [5 empty] | Module | TRUE | MIC-SA-BD | * | PIC Series Pedestial Bracket | 1 | [12 empty] | #FFFFFFFF |  |  | FALSE | FALSE | FALSE
|  |  | North | Bosch |  | Cards & Components |  |  |  | Card | TRUE | B444-C | ++ | Plug-in cell module, VZW LTE, cold | 1 | 0.035 | 0.1 |  |  | 12 |  | TRUE | [5 empty] | #FFFFFFFF |  |  | FALSE | FALSE | FALSE | [14 empty] | FALSE
NFPA 170 ADDRESSABLE INPUT MONITOR MODULE |  |  | North | Bosch |  | Addressable Module |  |  |  | Module | TRUE | FLM-325-CZM4 | ++ | Conventional Zone Module | 1 | 0.0004 | 0.06 |  |  | 24 |  | FALSE | FALSE |  |  |  |  | #FFFF0000 | FA-NFPA 170 ADDRESSABLE INPUT MONITOR MODULE | 1 | FALSE | FALSE | FALSE | 1000 | [13 empty] | FALSE
|  |  | North | Bosch | [5 empty] | Module | TRUE | B465-MRC-1640 | * | Dual Path Communicator Kit | 1 | [12 empty] | #FFFFFFFF |  |  | FALSE | FALSE | FALSE
|  |  | North | Bosch | [5 empty] | Module | TRUE | ITS-SIM-TMO | * | TMOBILE SIM CARD FOR BOSCH CELL C OMMUNICATOR B443 | 1 | [12 empty] | #FFFFFFFF |  |  | FALSE | FALSE | FALSE
GenericN PROXIMITY READER |  |  | North | Bosch | Security/Access Control | Prox Reader |  |  |  | Module | TRUE | ARD–AYK12 | ++ | RFID Proximity Reader | 1 | 0.035 | 0.05 |  |  |  |  | FALSE | [5 empty] | #FFFF0000 | FA-GenericN PROXIMITY READER | 1 | FALSE | FALSE | FALSE | 5000 | [13 empty] | FALSE
NFPA 170 REMOTE TEST SWITCH |  |  | North | Bosch |  | REMOTE TEST SWITCH |  |  |  | Module | TRUE | D305 | ++ | Remote Test/Reset Annunciator Plate | 1 | 0.015 | 0.015 |  |  | 12 |  | FALSE | FALSE | FLUSH |  | 4" SQ. DEEP | 1 GANG | #FFFF0000 | FA-NFPA 170 REMOTE TEST SWITCH | 1 | FALSE | FALSE | FALSE | 914 |  |  | 7260-0028:0228 | [10 empty] | FALSE
|  |  | North | Bosch | [5 empty] | Module | TRUE | PRA-PSM24 | * | Power supply mod 24v | 1 | [12 empty] | #FFFFFFFF |  |  | FALSE | FALSE | FALSE
GenericN GLASS BREAK |  |  | North | Bosch |  | Glass Break Detector |  |  |  | Module | TRUE | DS1101i | ++ | Glass Break Detector | 1 | 0.023 | 0.023 |  |  | 12 | [7 empty] | #FFFF0000 | FA-GenericN GLASS BREAK | 1 | FALSE | FALSE | FALSE | [17 empty] | RPT
|  |  | North | Bosch | [5 empty] | Module | TRUE | LTC 9213/01 | * | POLE MOUNT ADAPTER WITH STAINLESS STEEL STRAPS, FOR LTC 9210, LTC 9212, LTC 9215 & LTC 1348/0 | 1 | [12 empty] | #FFFFFFFF |  |  | FALSE | FALSE | FALSE
|  |  | North | Bosch | [5 empty] | Module | TRUE | B465-MR-1640 | * | KIT B465B10RD1640B46D8004 | 1 | [12 empty] | #FFFFFFFF |  |  | FALSE | FALSE | FALSE
GenericN MOTION DETECTOR CEILING |  |  | North | Bosch |  | Motion Detector |  |  |  | Module | TRUE | DS9370 | ++ | Motion detector 360° ceiling 70ft (15m) | 1 | 0.017 | 0.017 | [5 empty] | TRUE |  |  |  |  | #FFFF0000 | FA-GenericN MOTION DETECTOR CEILING | 1 | FALSE | FALSE | FALSE
|  |  | North | Bosch |  | Cards & Components |  |  |  | Card | TRUE | B444-V | ++ | Plug-in 4G LTE Cellular Communicator with Verizon SIM | 1 | 0.035 | 0.1 |  |  | 12 | [7 empty] | #FFFFFFFF |  |  | FALSE | FALSE | FALSE
|  |  | North | Bosch | [5 empty] | Module | TRUE | NDA-8000-PIPW-RO | * | ***(Ross) Pendant Interface Plate, Outdoor | 1 | [12 empty] | #FFFFFFFF |  |  | FALSE | FALSE | FALSE
|  |  | North | Bosch | [5 empty] | Module | TRUE | D101-SO | * | ***(SOFTWARE HOUSE INTERNATIONAL)Lock & Key Set, Standard | 1 | [12 empty] | #FFFFFFFF |  |  | FALSE | FALSE | FALSE
GenericN MOTION DETECTOR WALL |  |  | North | Bosch |  | Motion Detector |  |  |  | Module | TRUE | ISC-CDL1-WA15G-CHI | ++ | Motion detector, anti-mask, 50ft (15m) | 1 | 0.015 | 0.035 |  |  | 12 |  | FALSE | [5 empty] | #FFFF0000 | FA-GenericN MOTION DETECTOR WALL | 1 | FALSE | FALSE | FALSE | [14 empty] | FALSE
|  |  | North | Bosch | [5 empty] | Module | TRUE | PRS-CSR | * | PRAESIDEO Remote Call Station (Desktop Mic) | 1 | [12 empty] | #FFFFFFFF |  |  | FALSE | FALSE | FALSE
|  |  | North | Bosch | [5 empty] | Module | TRUE | ZX938Z | * | Motion detector, 360 ceiling 60ft (18m) | 1 | [12 empty] | #FFFFFFFF |  |  | FALSE | FALSE | FALSE
NFPA 170 ADDRESSABLE INPUT MONITOR MODULE |  |  | North | Bosch |  | Addressable Module |  |  |  | Module | TRUE | D8128D | ++ | Octopopit, 63 Or 119 Pt Bus W/Indep. Pt Disabler, Zonex | 1 | 0.025 | 0.05 |  |  | 12 | [7 empty] | #FFFF0000 | FA-NFPA 170 ADDRESSABLE INPUT MONITOR MODULE | 1 | FALSE | FALSE | FALSE | [17 empty] | 8
NFPA 170 MANUAL PULL |  |  | North | Bosch |  | Manual Station |  |  |  | Module | TRUE | FMM-325A-D | ++ | Analog manual station, double, red | 1 | 0.00035 | 0.028 |  |  | 24 |  | FALSE | FALSE |  |  |  |  | #FFFF0000 | FA-NFPA 170 MANUAL PULL | 1 | FALSE | FALSE | FALSE | 1000 | [13 empty] | FALSE |  |  | DM
|  |  | North | Bosch | [5 empty] | Module | TRUE | NDP-5512-Z30C-P | * | AUTODOME IP starlight 5000i | 1 | [12 empty] | #FFFFFFFF |  |  | FALSE | FALSE | FALSE
|  |  | North | Bosch | [5 empty] | Module | TRUE | MBV-XKBD-55 | * | LICENSE CAMERA | 1 | [12 empty] | #FFFFFFFF |  |  | FALSE | FALSE | FALSE
|  |  | North | Bosch | [5 empty] | Module | TRUE | OLM10 | * | LAVALIER CONDENSER MICROPHONE | 1 | [12 empty] | #FFFFFFFF |  |  | FALSE | FALSE | FALSE
|  |  | North | Bosch | [5 empty] | Module | TRUE | F.01U.299.796 | * | SURFACE MOUNT BOX | 1 | [12 empty] | #FFFFFFFF |  |  | FALSE | FALSE | FALSE
GenericN MOTION DETECTOR WALL |  |  | North | Bosch |  | Motion Detector |  |  |  | Module | TRUE | ISC-BDL2-WP6G-CHI | ++ | Motion detector, pet friendly, 20ft (6m) | 1 | 0.01 | 0.01 |  |  | 12 |  | FALSE | [5 empty] | #FFFF0000 | FA-GenericN MOTION DETECTOR WALL | 1 | FALSE | FALSE | FALSE | [14 empty] | FALSE
|  |  | North | Bosch | [5 empty] | Module | TRUE | B5512-CP | * | KIT B5512, B10, CX4010, B430 0000068498 | 1 | [12 empty] | #FFFFFFFF |  |  | FALSE | FALSE | FALSE
|  |  | North | Bosch | [5 empty] | Module | TRUE | D122 | * | HARNESS DUAL BATTERY | 1 | [12 empty] | #FFFFFFFF |  |  | FALSE | FALSE | FALSE
|  |  | North | Bosch | [5 empty] | Module | TRUE | MBV-MCHAN-MO | * | ***(Motor Shop Electric Construction Co.)BVMS Software Maintenance License for MBV-XCHAN-, 1yr | 1 | [12 empty] | #FFFFFFFF |  |  | FALSE | FALSE | FALSE
|  |  | North | Bosch | [5 empty] | Module | TRUE | LC2-PC30G6-4 | * | Premium Sound 30W, 4 inch Ceiling Speakers (Pair) | 1 | [12 empty] | #FFFFFFFF |  |  | FALSE | FALSE | FALSE
|  |  | North | Bosch | [5 empty] | Module | TRUE | D279A | * | KEYPAD SUBZONE-IDEPENDANT ZONE CONTROL-OFF WHITE | 1 | [12 empty] | #FFFFFFFF |  |  | FALSE | FALSE | FALSE
|  |  | North | Bosch | [5 empty] | Module | TRUE | NDA-3050-PIP | * | Pendant Interface Plate, For Panoramic 5000, Outdoor, Ip66 | 1 | [12 empty] | #FFFFFFFF |  |  | FALSE | FALSE | FALSE
GenericN MOTION DETECTOR WALL |  |  | North | Bosch |  | Motion Detector |  |  |  | Module | TRUE | RFDL-11-CHI | ++ | Wireless motion detector, 35ft (11m) | 1 |  |  |  |  | 3 | [7 empty] | #FFFF0000 | FA-GenericN MOTION DETECTOR WALL | 1 | FALSE | FALSE | FALSE | [17 empty] | RPT
|  |  | North | Bosch | [5 empty] | Module | TRUE | EVF-1181S-BLK | * | SUB WOOFER | 1 | [12 empty] | #FFFFFFFF |  |  | FALSE | FALSE | FALSE
GenericN MOTION DETECTOR WALL |  |  | North | Bosch |  | Motion Detector |  |  |  | Module | TRUE | ISC-CDL1-W15HE | ++ | Motion detector, 15m, FR | 1 | 0.015 | 0.035 |  |  | 12 |  | FALSE | [5 empty] | #FFFF0000 | FA-GenericN MOTION DETECTOR WALL | 1 | FALSE | FALSE | FALSE | [14 empty] | FALSE
|  |  | North | Bosch | [5 empty] | Module | TRUE | NDP-4502-Z12-RO | * | ***(Ross) Auto Dome 4000iPTZ 12x surface mount | 1 | [12 empty] | #FFFFFFFF |  |  | FALSE | FALSE | FALSE
EQUIPMENT ENCLOSURE |  |  | North | Bosch |  | Enclosure |  |  |  | Assembly | TRUE | D8108A | ++ | Attack resistant enclosure, large, grey | 1 | [10 empty] | (16 in. x 16 in. x 3.5 in. |  | #FFFF0000 | FA-EQUIPMENT ENCLOSURE | 1 | FALSE | FALSE | FALSE
|  |  | North | Bosch | [5 empty] | Module | TRUE | LBC3491/12-US | * | horn/loudspeaker 10 W RMS-Light Gray | 1 | [12 empty] | #FFFFFFFF |  |  | FALSE | FALSE | FALSE
|  |  | North | Bosch | [5 empty] | Module | TRUE | NUC-51051-F2 | * | 5 MP IP MICRODOME EDN 25MM | 1 | [12 empty] | #FFFFFFFF |  |  | FALSE | FALSE | FALSE
NFPA 170 ADDRESSABLE OUTPUT MODULE |  |  | North | Bosch |  | Addressable Control/Relay |  |  |  | Module | TRUE | FLM-325-2R4-8A | ++ | Dual relay module, 8A | 1 | 0.00072 | 0.01 |  |  | 24 |  | FALSE | FALSE |  |  |  |  | #FFFF0000 | FA-NFPA 170 ADDRESSABLE OUTPUT MODULE | 1 | FALSE | FALSE | FALSE | 1100 | [13 empty] | FALSE |  |  | RM
|  |  | North | Bosch | [5 empty] | Module | TRUE | DS778 | * | DETECTOR MOTION PIR COVERAGE AREA 200X15 | 1 | [12 empty] | #FFFFFFFF |  |  | FALSE | FALSE | FALSE
|  |  | North | Bosch | [5 empty] | Module | TRUE | NDA-U-CMT-RO | * | ***(Ross)corner mount adapter | 1 | [12 empty] | #FFFFFFFF |  |  | FALSE | FALSE | FALSE
|  |  | North | Bosch | [5 empty] | Module | TRUE | D167 | * | Earth Ground Clamp | 1 | [12 empty] | #FFFFFFFF |  |  | FALSE | FALSE | FALSE
NFPA 170 ADDRESSABLE INPUT MONITOR MODULE |  |  | North | Bosch |  | Addressable Module |  |  |  | Module | TRUE | DS7460I | ++ | Input module, dual-zone, Multiplex | 1 | 0.001 | 0.001 | [10 empty] | #FFFF0000 | FA-NFPA 170 ADDRESSABLE INPUT MONITOR MODULE | 1 | FALSE | FALSE | FALSE | [17 empty] | 2
NFPA 170 ADDRESSABLE INPUT MONITOR MODULE |  |  | North | Bosch |  | Addressable Module |  |  |  | Module | TRUE | FLM-325-I4-AI | ++ | Contact monitor with isolator class A 4" | 1 | 0.00063 | 0.0063 |  |  | 24 | [7 empty] | #FFFF0000 | FA-NFPA 170 ADDRESSABLE INPUT MONITOR MODULE | 1 | FALSE | FALSE | FALSE
|  |  | North | Bosch | [5 empty] | Module | TRUE | VDA-AD-JNB | * | Junction boxes | 1 | [12 empty] | #FFFFFFFF |  |  | FALSE | FALSE | FALSE
|  |  | North | Bosch | [5 empty] | Module | TRUE | NDI-4502-A | * | Camera Dome & True Day/Night Network Camera, Flexidome Ip 4000I, Indoor, 2 Megapixel, 3-10Mm Varifocal Lens | 1 | [12 empty] | #FFFFFFFF |  |  | FALSE | FALSE | FALSE
NFPA 170 HORN |  |  | North | Bosch |  | Horn |  |  |  | Module | TRUE | W-HNR | ++ | Wall-mount Horn (two-wire, 12/24 V, red) | 1 | [6 empty] | TRUE | [5 empty] | #FF0070C0 | FA-NFPA 170 HORN | 1 | FALSE | FALSE | FALSE | 2020 | [16 empty] | LF
NFPA 170 ISOLATION MODULE |  |  | North | Bosch |  | Isolator Module |  |  |  | Module | TRUE | FLM-7024-ISO | ++ | MUX bus isolator module | 1 | 0.0001 | 0.005 |  |  | 12 | [7 empty] | #FFFF0000 | FA-NFPA 170 ISOLATION MODULE | 1 | FALSE | FALSE | FALSE
|  |  | North | Bosch | [5 empty] | Module | TRUE | CBS-INSA-COMBO-TU | * | ***(Tuesday Morning) Cloud Merchandising analytics | 1 | [12 empty] | #FFFFFFFF |  |  | FALSE | FALSE | FALSE
|  |  | North | Bosch | [5 empty] | Module | TRUE | NDA-U-CMT | * | Corner Mount Adapter | 1 | [12 empty] | #FFFFFFFF |  |  | FALSE | FALSE | FALSE
|  |  | North | Bosch | [5 empty] | Module | TRUE | MIC-7504-Z12WR | * | Camera Mic 7100I Ptz 4K , Enhanced 8Mp Hdr 30X, Ip68 White; Sd Local Storage, | 1 | [12 empty] | #FFFFFFFF |  |  | FALSE | FALSE | FALSE
|  |  | North | Bosch |  | Cards & Components |  |  |  | Card | TRUE | FPP-RNAC-8A-4C Main Board | ++ | Fire Alarm Power Supply Main Board | 1 | 0.15 | 0.15 |  |  |  |  | TRUE | FALSE |  |  |  |  | #FFFFFFFF |  |  | FALSE | FALSE | FALSE | [14 empty] | FALSE
|  |  | North | Bosch | [5 empty] | Module | TRUE | ZX794Z | * | Motion detector, 80ft (24m) 0000166922 | 1 | [12 empty] | #FFFFFFFF |  |  | FALSE | FALSE | FALSE
NFPA 170 SMOKE HEAT DETECTOR |  |  | North | Bosch |  | Smoke/Heat Detector |  |  |  | Module | TRUE | FAP-440-T w/FAA-440-B4 | + | Analog photoelectric detector head, 24V w/4" Base | 1 | 0.017 | 0.017 |  |  |  |  | FALSE | TRUE |  |  |  |  | #FFFF0000 | FA-NFPA 170 SMOKE HEAT DETECTOR | 1 | FALSE | FALSE | FALSE | 1403 | [13 empty] | FALSE
|  |  | North | Bosch | [5 empty] | Module | TRUE | FCS-8000-VFD-B | * | AVIOTEC IP starlight 8000 video-based fire detection | 1 | [12 empty] | #FFFFFFFF |  |  | FALSE | FALSE | FALSE
|  |  | North | Bosch |  | Hardware |  |  |  | Hardware | TRUE | B328 | ++ | Mounting bracket, gimbal | 1 | [12 empty] | #FFFFFFFF |  |  | FALSE | FALSE | FALSE
NFPA 170 HEAT DETECTOR |  |  | North | Bosch |  | Heat Detector |  |  |  | Module | TRUE | F220-135 w/F220-B6PS | + | Electronic heat detector 135°F (57°C), fixed temperature and rate-of-rise w/Addressable POPIT Master Base | 1 | 0.0025 | 0.035 |  |  |  |  | FALSE | [5 empty] | #FFFF0000 | FA-NFPA 170 HEAT DETECTOR | 1 | FALSE | FALSE | FALSE | 1403 | [13 empty] | FALSE |  |  | 135° FT,R
NFPA 170 ADDRESSABLE OUTPUT MODULE |  |  | North | Bosch |  | Addressable Control/Relay |  |  |  | Module | TRUE | D7048B | ++ | Octal Driver Module with Fire Enclosure | 1 | 0.24 | 0.24 |  |  | 12 | [7 empty] | #FFFF0000 | FA-NFPA 170 ADDRESSABLE OUTPUT MODULE | 1 | FALSE | FALSE | FALSE
NFPA 170 ADDRESSABLE INPUT MONITOR MODULE |  |  | North | Bosch |  | Addressable Module |  |  |  | Module | TRUE | D9127T | ++ | POPIT input module with tamper | 1 | 0.0008 | 0.0008 | [10 empty] | #FFFF0000 | FA-NFPA 170 ADDRESSABLE INPUT MONITOR MODULE | 1 | FALSE | FALSE | FALSE
|  |  | North | Bosch | [5 empty] | Module | TRUE | DIP-61F8-16HD | * | Provides 105 TB of usable TB, should be used with the MHW-S380RA-SC. | 1 | [12 empty] | #FFFFFFFF |  |  | FALSE | FALSE | FALSE
|  |  | North | Bosch | [5 empty] | Module | TRUE | RUR 1334545 - 404755 | * | FO1U303160 AUTODOME 5000 HD 720P | 1 | [12 empty] | #FFFFFFFF |  |  | FALSE | FALSE | FALSE
GenericN AUX POWER SUPPLY |  |  | North | Bosch |  | Auxilliary Power Supply |  |  |  | Assembly | TRUE | B520 | ++ | Auxiliary power supply Assembly, SDI2 | 1 | [6 empty] | FALSE | FALSE |  |  |  |  | #FFFF0000 | FA-GenericN AUX POWER SUPPLY | 1 | FALSE | FALSE | FALSE | [9 empty] | 7,18 | 1 | 18 |  |  | TRUE
|  |  | North | Bosch | [5 empty] | Module | TRUE | VDA-455UTP | * | BNC TO UTP TRANSCEIVER MODULE 0000075400 | 1 | [12 empty] | #FFFFFFFF |  |  | FALSE | FALSE | FALSE
|  |  | North | Bosch | [5 empty] | Module | TRUE | E70-24MCW-FW | * | NO ACT SPK STR 24V VARC WALL WHT | 1 | [12 empty] | #FFFFFFFF |  |  | FALSE | FALSE | FALSE
|  |  | North | Bosch | [5 empty] | Module | TRUE | B96 | * | Trim Plate For B Series Keypads | 1 | [12 empty] | #FFFFFFFF |  |  | FALSE | FALSE | FALSE
|  |  | North | Bosch | [5 empty] | Module | TRUE | DS720I | * | DETECTOR MOTION TRI TECH PIR MW 90X70 LONG 300X15 | 1 | [12 empty] | #FFFFFFFF |  |  | FALSE | FALSE | FALSE
|  |  | North | Bosch | [5 empty] | Module | TRUE | AMS-BASE-LITE30 | * | Access Management System 30 Include 16 Doors Max 144 1000 Cards Max 200000 1 Workstation Max 2 1 Mac | 1 | [12 empty] | #FFFFFFFF |  |  | FALSE | FALSE | FALSE
|  |  | North | Bosch | [5 empty] | Module | TRUE | DRN-5532-400N16 | * | NVR 32 channel, rackmount, 1.5U, 16 Port Poe | 1 | [12 empty] | #FFFFFFFF |  |  | FALSE | FALSE | FALSE
EQUIPMENT ENCLOSURE |  |  | North | Bosch |  | Enclosure |  |  |  | Assembly | TRUE | AE203R | 100508352 | ENCLOSURE, RED 5.25"X7.75"X2.5" | 1 | [6 empty] | TRUE | [5 empty] | #FFFF0000 | FA-EQUIPMENT ENCLOSURE | 1 | FALSE | FALSE | FALSE
|  |  | North | Bosch | [5 empty] | Module | TRUE | NDA-ADT4S-MINDOME-RO | * | Box ***(Ross)Surface mount box for dome camera | 1 | [12 empty] | #FFFFFFFF |  |  | FALSE | FALSE | FALSE
|  |  | North | Bosch | [5 empty] | Module | TRUE | ET90-W | * | SPEAKER, LOW PROFILE, CEILING MOUNT, DUAL VOLTAGE 25/70.7, INDOOR, WHITE | 1 | [12 empty] | #FFFFFFFF |  |  | FALSE | FALSE | FALSE
|  |  | North | Bosch | [5 empty] | Module | TRUE | MPD203 | * | Mounting Plate Accessary | 1 | [12 empty] | #FFFFFFFF |  |  | FALSE | FALSE | FALSE
|  |  | North | Bosch | [5 empty] | Module | TRUE | D1625 | * | XFRMR,WALL,16VAC,25VA 0000075284 | 1 | [12 empty] | #FFFFFFFF |  |  | FALSE | FALSE | FALSE
NFPA 170 SMOKE DETECTOR |  |  | North | Bosch |  | Smoke Detector |  |  |  | Module | TRUE | D273 | + | SMOKE DET PHOTOELEC 4WIRE 0000072607 | 1 | 0.015 | 0.036 | [10 empty] | #FFFF0000 | FA-NFPA 170 SMOKE DETECTOR | 1 | FALSE | FALSE | FALSE
|  |  | North | Bosch | [5 empty] | Module | TRUE | NUC-52051-F0-RO | * | ***(Ross) FLEXIDOME IP panoramic 5000 Fixed dome 5MP 360 | 1 | [12 empty] | #FFFFFFFF |  |  | FALSE | FALSE | FALSE
GenericN DOOR CONTACT |  |  | North | Bosch | Security/Access Control | Door Contact |  |  |  | Module | TRUE | ISN-C66 | + | Track Mounted Overhead Door Contact | 1 | [12 empty] | #FFFF0000 | FA-GenericN DOOR CONTACT | 1 | FALSE | FALSE | FALSE
|  |  | North | Bosch | [5 empty] | Module | TRUE | D161 | * | 7ft phone cord | 1 | [12 empty] | #FFFFFFFF |  |  | FALSE | FALSE | FALSE
|  |  | North | Bosch | [5 empty] | Module | TRUE | D263TH | * | Smoke detector, fixed heat 135 F 2-wire | 1 | [12 empty] | #FFFFFFFF |  |  | FALSE | FALSE | FALSE
|  |  | North | Bosch | [5 empty] | Module | TRUE | D8237-50 | * | Card with photo, HIDprox, 37bit, 50pcs 0000095139 | 1 | [12 empty] | #FFFFFFFF |  |  | FALSE | FALSE | FALSE
GenericN KEYPAD |  |  | North | Bosch |  | Keypad Interface |  |  |  | Module | TRUE | B940W | ++ | Slim Touch Keypad, SDI2 | 1 | 0.25 | 0.365 |  |  | 12 | [7 empty] | #FFFF0000 | FA-GenericN KEYPAD | 1 | FALSE | FALSE | FALSE
|  |  | North | Bosch | [5 empty] | Module | TRUE | TC9210U | * | CAMERA MT 6 IN. INDOOR 0000075493 | 1 | [12 empty] | #FFFFFFFF |  |  | FALSE | FALSE | FALSE
|  |  | North | Bosch | [5 empty] | Module | TRUE | NIN-51022-V3 | * | Camera IP INDOOR CAMERA | 1 | [12 empty] | #FFFFFFFF |  |  | FALSE | FALSE | FALSE
|  |  | North | Bosch | [5 empty] | Module | TRUE | NDA-SMB-MICSMB | * | Box Surface mount box for dome camera | 1 | [12 empty] | #FFFFFFFF |  |  | FALSE | FALSE | FALSE
|  |  | North | Bosch | [5 empty] | Module | TRUE | NBN-MCSMB-30M | * | Accessory, Analog Monitor Cable, SMB Female To BNC Female, 3.0 Meters | 1 | [12 empty] | #FFFFFFFF |  |  | FALSE | FALSE | FALSE
NFPA 170 ADDRESSABLE OUTPUT MODULE |  |  | North | Bosch |  | Addressable Control/Relay |  |  |  | Module | TRUE | FLM-325-2R4-2AI | ++ | Dual relay module with isolator, 2A | 1 | 0.00072 | 0.01 |  |  | 24 |  | FALSE | FALSE |  |  |  |  | #FFFF0000 | FA-NFPA 170 ADDRESSABLE OUTPUT MODULE | 1 | FALSE | FALSE | FALSE | 1100 | [13 empty] | FALSE |  |  | RM
|  |  | North | Bosch | [5 empty] | Module | TRUE | NDN 50022 A3 | * | IP DOME 1080PHD HD AVF - PN NDN-50022-A3 | 1 | [12 empty] | #FFFFFFFF |  |  | FALSE | FALSE | FALSE
|  |  | North | Bosch | [5 empty] | Module | TRUE | F.01U.296.220 | * | FLEXIDOME IP 5000 IR | 1 | [12 empty] | #FFFFFFFF |  |  | FALSE | FALSE | FALSE
|  |  | North | Bosch | [5 empty] | Module | TRUE | LVF-5005N-S1250 | * | 5 Mp, Cs Lens, 1/1.8-Inch, 12 | 1 | [12 empty] | #FFFFFFFF |  |  | FALSE | FALSE | FALSE
|  |  | North | Bosch | [5 empty] | Module | TRUE | GSB | * | Surface Back Box for Commander 1&2 | 1 | [12 empty] | #FFFFFFFF |  |  | FALSE | FALSE | FALSE
|  |  | North | Bosch | [5 empty] | Module | TRUE | B338 | * | Universal Ceiling Mount Bracket | 1 | [12 empty] | #FFFFFFFF |  |  | FALSE | FALSE | FALSE
|  |  | North | Bosch | [5 empty] | Module | TRUE | PB-NC52051F0 | * | CAMERA | 1 | [12 empty] | #FFFFFFFF |  |  | FALSE | FALSE | FALSE
|  |  | North | Bosch | [5 empty] | Module | TRUE | VG4-A-9543 | * | Pipe mount for AUTODOME , white 0000113726 | 1 | [12 empty] | #FFFFFFFF |  |  | FALSE | FALSE | FALSE
|  |  | North | Bosch | [5 empty] | Module | TRUE | NDA-ADTVEZ-DOME-RO | * | ***(Ross)Dome adapter bracket (quote 7000077509/4) | 1 | [12 empty] | #FFFFFFFF |  |  | FALSE | FALSE | FALSE
NFPA 170 ADDRESSABLE INPUT MONITOR MODULE |  |  | North | Bosch |  | Addressable Module |  |  |  | Module | TRUE | DS7432 | ++ | Multiplex module, 8-input | 1 | 0.01 | 0.01 |  |  | 12 | [7 empty] | #FFFF0000 | FA-NFPA 170 ADDRESSABLE INPUT MONITOR MODULE | 1 | FALSE | FALSE | FALSE | [17 empty] | 8
NFPA 170 SMOKE HEAT DETECTOR |  |  | North | Bosch |  | Smoke/Heat Detector |  |  |  | Module | TRUE | FCP-350-PTH w/FCA-350-B6 | ++ | Smoke detector head, photo/heat w/2-wire base | 1 | 5.9e-05 | 0.005 |  |  | 24 | [7 empty] | #FFFF0000 | FA-NFPA 170 SMOKE HEAT DETECTOR | 1 | FALSE | FALSE | FALSE
|  |  | North | Bosch |  | Cards & Components |  |  |  | Card | TRUE | D9142F Main Board | + | Fire Alarm Power Supply Main Board | 1 | 0.135 | 0.135 |  |  |  |  | TRUE | FALSE |  |  |  |  | #FFFFFFFF |  |  | FALSE | FALSE | FALSE | [14 empty] | FALSE
|  |  | North | Bosch | [5 empty] | Module | TRUE | NDA-SMB-CMT | * | Corner mount surface mount box. Aluminum; white | 1 | [12 empty] | #FFFFFFFF |  |  | FALSE | FALSE | FALSE
|  |  | North | Bosch | [5 empty] | Module | TRUE | NDE-5503-A | * | Camera Dome & True Day/Night Camera, Flexidome Ip 5000I, Vandal Resistant, Ip66, 5 Megapixel, 3-10Mm Varifo | 1 | [12 empty] | #FFFFFFFF |  |  | FALSE | FALSE | FALSE
|  |  | North | Bosch | [5 empty] | Module | TRUE | NCN-90022-F1 | * | CAMERA FLEXIDOME CORNER MOUNT VANDAL RESISTANT 1.5mp | 1 | [12 empty] | #FFFFFFFF |  |  | FALSE | FALSE | FALSE
|  |  | North | Bosch | [5 empty] | Module | TRUE | NIN-70122-F0A | * | Fixed dome 12MP 360º IVA | 1 | [12 empty] | #FFFFFFFF |  |  | FALSE | FALSE | FALSE
|  |  | North | Bosch | [5 empty] | Module | TRUE | NDE-8502-R | * | FIXED DOME 2MP HDR 3-9MM PTRZ IP66 | 1 | [12 empty] | #FFFFFFFF |  |  | FALSE | FALSE | FALSE
|  |  | North | Bosch | [5 empty] | Module | TRUE | SE2U-SN-304 | * | Man Down Transmitter User w/SNAGG | 1 | [12 empty] | #FFFFFFFF |  |  | FALSE | FALSE | FALSE
|  |  | North | Bosch | [5 empty] | Module | TRUE | NDE-8503-R | * | Fixed Dome 6MP 3-9MM PTRZ | 1 | [12 empty] | #FFFFFFFF |  |  | FALSE | FALSE | FALSE
|  |  | North | Bosch | [5 empty] | Module | TRUE | TX3-200-8U-A | * | TELEPHONE ENTRY - ELECTRONIC DIRECTORY | 1 | [12 empty] | #FFFFFFFF |  |  | FALSE | FALSE | FALSE
|  |  | North | Bosch | [5 empty] | Module | TRUE | SE88WALLMNT | * | SECURITY ESCORT WALL MOUNT | 1 | [12 empty] | #FFFFFFFF |  |  | FALSE | FALSE | FALSE
|  |  | North | Bosch | [5 empty] | Module | TRUE | B465-MRV-1640 | * | Kit w/B465/B10R/D1640/B46/D8004/B444-V | 1 | [12 empty] | #FFFFFFFF |  |  | FALSE | FALSE | FALSE
|  |  | North | Bosch |  | Hardware |  |  |  | Hardware | TRUE | D137 | ++ | Accessory mounting bracket for enclosure | 1 | [12 empty] | #FFFFFFFF |  |  | FALSE | FALSE | FALSE
|  |  | North | Bosch | [5 empty] | Module | TRUE | NDA-U-WMTG-RO | * | ***(Ross)PENDANT WALL MOUNT GANG BOX | 1 | [12 empty] | #FFFFFFFF |  |  | FALSE | FALSE | FALSE
|  |  | North | Bosch | [5 empty] | Module | TRUE | NDI-4502-AL-RO | * | Camera ***(Ross) Flexidome 4000I 2Mp Network Dome Camera With Night Vision | 1 | [12 empty] | #FFFFFFFF |  |  | FALSE | FALSE | FALSE
GenericN MOTION DETECTOR CEILING |  |  | North | Bosch |  | Motion Detector |  |  |  | Module | TRUE | DS937 | ++ | Motion detector 360° ceiling 50ft (15m) | 1 | 0.017 | 0.017 | [5 empty] | TRUE |  |  |  |  | #FFFF0000 | FA-GenericN MOTION DETECTOR CEILING | 1 | FALSE | FALSE | FALSE
NFPA 170 MANUAL PULL |  |  | North | Bosch |  | Manual Station |  |  |  | Module | TRUE | FMM-7045 | ++ | Multiplex manual station, single, red | 1 | 0.00055 | 0.00055 | [6 empty] | 4 SQ. DEEP BOX w/SINGLE GANG RING |  |  |  | #FFFF0000 | FA-NFPA 170 MANUAL PULL | 1 | FALSE | FALSE | FALSE |  |  |  | 7150-1615:0122
|  |  | North | Bosch |  | Cards & Components |  |  |  | Card | TRUE | D7412G Main Board | + | Fire Alarm Control Panel Main Board | 1 | 0.2 | 0.3 |  |  |  |  | TRUE | [5 empty] | #FFFFFFFF |  |  | FALSE | FALSE | FALSE | [14 empty] | FALSE
GenericN DOOR CONTACT |  |  | North | Bosch |  | Door Contact |  |  |  | Module | TRUE | RFDW-SM | ++ | Wireless surface mount contact | 1 |  |  |  |  | 1.5 | [7 empty] | #FFFF0000 | FA-GenericN DOOR CONTACT | 1 | FALSE | FALSE | FALSE | [17 empty] | REX
|  |  | North | Bosch | [5 empty] | Module | TRUE | AMT-12/24-R | * | MULTITONE HORN, 8 TONES, 12/24 VDC, FLUSH, RED | 1 | [12 empty] | #FFFFFFFF |  |  | FALSE | FALSE | FALSE
NFPA 170 ADDRESSABLE INPUT MONITOR MODULE |  |  | North | Bosch |  | Addressable Module |  |  |  | Module | TRUE | FLM-325-IM | ++ | Contact monitor, class A, 4" | 1 | 0.000339 | 0.000358 |  |  | 24 | [7 empty] | #FFFF0000 | FA-NFPA 170 ADDRESSABLE INPUT MONITOR MODULE | 1 | FALSE | FALSE | FALSE
GenericN MOTION DETECTOR WALL |  |  | North | Bosch |  | Motion Detector |  |  |  | Module | TRUE | ISC-CDL1-WA15GE | ++ | Motion detector anti-mask 15m, FR | 1 | 0.015 | 0.035 |  |  | 12 |  | FALSE | [5 empty] | #FFFF0000 | FA-GenericN MOTION DETECTOR WALL | 1 | FALSE | FALSE | FALSE | [14 empty] | FALSE
|  |  | North | Bosch | [5 empty] | Module | TRUE | PB-NDI4502A | * | BOSCH 2MP INDOOR DOME | 1 | [12 empty] | #FFFFFFFF |  |  | FALSE | FALSE | FALSE
ALSD1 |  |  | North | Bosch |  | Notification Appliance |  |  |  | Module | TRUE | ALSD1 | 100088055 | SIREN DRIVER | 1 |  | 0.92 |  |  |  |  | TRUE | [5 empty] | #FFFF0000 | FA-ALSD1 | 1 | FALSE | FALSE | FALSE
|  |  | North | Bosch | [5 empty] | Module | TRUE | B4512K-C | * | B4512 WTRANSFORMR AND MED ENC | 1 | [12 empty] | #FFFFFFFF |  |  | FALSE | FALSE | FALSE
NFPA 170 SMOKE DETECTOR |  |  | North | Bosch |  | Smoke Detector |  |  |  | Module | TRUE | D7050 | + | Addressable Photoelectric Smoke Detector Head, Multiplex | 1 | 0.00055 | 0.00056 | [6 empty] | 4 SQ. DEEP BOX w/SINGLE GANG RING |  |  |  | #FFFF0000 | FA-NFPA 170 SMOKE DETECTOR | 1 | FALSE | FALSE | FALSE |  |  |  | 7272-1615:0175
|  |  | North | Bosch |  | Hardware |  |  |  | Hardware | TRUE | D138 | ++ | Mounting bracket, 90° | 1 | [12 empty] | #FFFFFFFF |  |  | FALSE | FALSE | FALSE
|  |  | North | Bosch | [5 empty] | Module | TRUE | SE88-60M-304-EA | * | 304 WATCH TYPE TX 0000065782 | 1 | [12 empty] | #FFFFFFFF |  |  | FALSE | FALSE | FALSE
GenericN PANIC BUTTON |  |  | North | Bosch |  | Panic Button |  |  |  | Module | TRUE | RFPB-FP-A | ++ | Wireless, fixed position panic button. | 1 |  |  |  |  | 3 | [7 empty] | #FFFF0000 | FA-GenericN PANIC BUTTON | 1 | FALSE | FALSE | FALSE | [17 empty] | RPT
|  |  | North | Bosch | [5 empty] | Module | TRUE | DVR-XS600-A | * | Hdd/ Expansion/ 6TB | 1 | [12 empty] | #FFFFFFFF |  |  | FALSE | FALSE | FALSE
NFPA 170 SMOKE DETECTOR |  |  | North | Bosch |  | Smoke Detector |  |  |  | Module | TRUE | FCP-350-P w/FCA-350-B6 | ++ | Smoke detector head, photoelectric w/2-wire base | 1 | 5.9e-05 | 0.005 |  |  | 24 | [7 empty] | #FFFF0000 | FA-NFPA 170 SMOKE DETECTOR | 1 | FALSE | FALSE | FALSE
|  |  | North | Bosch | [5 empty] | Module | TRUE | TC8235GIT | * | Ground loop isolation transformer 0000166953 | 1 | [12 empty] | #FFFFFFFF |  |  | FALSE | FALSE | FALSE
|  |  | North | Bosch | [5 empty] | Module | TRUE | D263 | * | Smoke detector, 2-wire 0000166895 | 1 | [12 empty] | #FFFFFFFF |  |  | FALSE | FALSE | FALSE
|  |  | North | Bosch | [5 empty] | Module | TRUE | GB6-24 | * | ALARM BELL 24V 6IN RED 0000072661 | 1 | [12 empty] | #FFFFFFFF |  |  | FALSE | FALSE | FALSE
|  |  | North | Bosch | [5 empty] | Module | TRUE | MHW-WZ4G4-HEN4 | * | Z4G4 Workstation, P4000 GPU 0000156074 | 1 | [12 empty] | #FFFFFFFF |  |  | FALSE | FALSE | FALSE
|  |  | North | Bosch | [5 empty] | Module | TRUE | MBV-XCHAN-90 | * | LICENSE When using 61F8, requires one license for EACH camera/decoder | 1 | [12 empty] | #FFFFFFFF |  |  | FALSE | FALSE | FALSE
|  |  | North | Bosch | [5 empty] | Module | TRUE | LTC 9230/01-RO | * | ***(Ross)Parapet roof mount adapter | 1 | [12 empty] | #FFFFFFFF |  |  | FALSE | FALSE | FALSE
GenericN MOTION DETECTOR WALL |  |  | North | Bosch |  | Motion Detector |  |  |  | Module | TRUE | ISC-CDL1-WA12G | ++ | Motion detector anti-mask, 40ft (12m) | 1 | 0.015 | 0.035 |  |  | 12 |  | FALSE | [5 empty] | #FFFF0000 | FA-GenericN MOTION DETECTOR WALL | 1 | FALSE | FALSE | FALSE | [14 empty] | FALSE
|  |  | North | Bosch | [5 empty] | Module | TRUE | B465-MWV-1640 | * | Kit w/B465/B10/D1640/D101/B444-V | 1 | [12 empty] | #FFFFFFFF |  |  | FALSE | FALSE | FALSE
|  |  | North | Bosch | [5 empty] | Module | TRUE | GV4-ROM-KEY | * | ROM CHIP | 1 | [12 empty] | #FFFFFFFF |  |  | FALSE | FALSE | FALSE
|  |  | North | Bosch | [5 empty] | Module | TRUE | NDA-U-PMT-RO | * | ***(ROSS)Pendant pipe mount, 12IN | 1 | [12 empty] | #FFFFFFFF |  |  | FALSE | FALSE | FALSE
GenericN MOTION DETECTOR CEILING |  |  | North | Bosch |  | Motion Detector |  |  |  | Module | TRUE | DS9360 | ++ | Motion detector 360° ceiling 60ft (18m) | 1 | 0.018 | 0.075 | [5 empty] | TRUE |  |  |  |  | #FFFF0000 | FA-GenericN MOTION DETECTOR CEILING | 1 | FALSE | FALSE | FALSE
|  |  | North | Bosch |  | Cards & Components |  |  |  | Card | TRUE | ICP-EZTS | ++ | Dual tamper switch | 1 | [12 empty] | #FFFFFFFF |  |  | FALSE | FALSE | FALSE
|  |  | North | Bosch | [5 empty] | Module | TRUE | NDE-8502-R-RO | * | ***(Ross)Fixed Dome 2Mp Hdr 3-9Mm Ptrz Ip66 | 1 | [12 empty] | #FFFFFFFF |  |  | FALSE | FALSE | FALSE
|  |  | North | Bosch | [5 empty] | Module | TRUE | DS915 | * | Motion detector, recessed, 30ft (9m) 0000166913 | 1 | [12 empty] | #FFFFFFFF |  |  | FALSE | FALSE | FALSE
|  |  | North | Bosch | [5 empty] | Module | TRUE | VG4-163-CTO | * | FIXED COLOR CEILING MOUNT 5-50MM | 1 | [12 empty] | #FFFFFFFF |  |  | FALSE | FALSE | FALSE
GenericN MOTION DETECTOR WALL |  |  | North | Bosch |  | Motion Detector |  |  |  | Module | TRUE | ISC-BDL2-WP12G | ++ | Motion detector, pet friendly 40ft (12m) | 1 | 0.01 | 0.01 |  |  | 12 |  | FALSE | [5 empty] | #FFFF0000 | FA-GenericN MOTION DETECTOR WALL | 1 | FALSE | FALSE | FALSE | [14 empty] | FALSE
|  |  | North | Bosch | [5 empty] | Module | TRUE | NDA-7010-PIP-RO | * | ***(ROSS)Pendent Interface Plate Panoramic 7000 | 1 | [12 empty] | #FFFFFFFF |  |  | FALSE | FALSE | FALSE
|  |  | North | Bosch | [5 empty] | Module | TRUE | NIN-70122-F0A-RO | * | ***(Ross) FLEXIDOME IP panoramic 7000 Fixed dome 12MP 360 degree IVA | 1 | [12 empty] | #FFFFFFFF |  |  | FALSE | FALSE | FALSE
|  |  | North | Bosch | [5 empty] | Module | TRUE | NACIM | * | NOTIFICATION APPLIANCE INTERFACE MODULE | 1 | [12 empty] | #FFFFFFFF |  |  | FALSE | FALSE | FALSE
|  |  | North | Bosch | [5 empty] | Module | TRUE | D5370-USB | * | RPS SECURITY BLOCK -USB | 1 | [12 empty] | #FFFFFFFF |  |  | FALSE | FALSE | FALSE
NFPA 170 FIRE ALARM COMMUNICATOR |  |  | North | Bosch |  | Communicator |  |  |  | Module | TRUE | B465 | + | Universal Dual Path Communicator | 1 | 0.12 | 0.16 | [10 empty] | #FFFF0000 | FA-NFPA 170 FIRE ALARM COMMUNICATOR | 1 | FALSE | FALSE | FALSE
|  |  | North | Bosch | [5 empty] | Module | TRUE | FMM--325A | * | ANALOG MANUAL PULL STATION REPL | 1 | [12 empty] | #FFFFFFFF |  |  | FALSE | FALSE | FALSE
|  |  | North | Bosch | [5 empty] | Module | TRUE | DDN-2516-112D00 | * | Divar Network 2000 Recorder 16 Ch, 1X2Tb Hdd, Dvd | 1 | [12 empty] | #FFFFFFFF |  |  | FALSE | FALSE | FALSE
|  |  | North | Bosch | [5 empty] | Module | TRUE | ET70-R | * | SPEAKER, 25/70.7 VOLTS, 1/8 TO 8WATTS, RED | 1 | [12 empty] | #FFFFFFFF |  |  | FALSE | FALSE | FALSE
|  |  | North | Bosch |  | Cards & Components |  |  |  | Card | TRUE | B440 | ++ | Conettix Plug-in Cellular Communicator | 1 | 0.035 | 0.15 |  |  | 12 |  | TRUE | [5 empty] | #FFFFFFFF |  |  | FALSE | FALSE | FALSE | [14 empty] | FALSE
NFPA 170 FIRE ALARM CONTROL UNIT | RISER FACP |  | North | Bosch |  | Fire Alarm Control Unit |  |  |  | Assembly | TRUE | FPA-1000 | ++ | Fire Alarm Control Panel | 1 | [6 empty] | FALSE | [5 empty] | #FFFF0000 | FA-NFPA 170 FIRE ALARM CONTROL UNIT | 1 | FALSE | FALSE | FALSE | 251 | [8 empty] | 7,18,24,38 |  | 18 |  |  | TRUE
|  |  | North | Bosch | [5 empty] | Module | TRUE | D6100IPV6-01 | * | Communications Receiver, P6602 Cable, D6200CD | 1 | [12 empty] | #FFFFFFFF |  |  | FALSE | FALSE | FALSE
|  |  | North | Bosch | [5 empty] | Module | TRUE | TR1850 | * | Transformer plug-in, 18V 50VA 0000166920 | 1 | [12 empty] | #FFFFFFFF |  |  | FALSE | FALSE | FALSE
|  |  | North | Bosch | [5 empty] | Module | TRUE | NDA-U-WMT-TE | * | ***(Tenneco)Nda-U-Wmt Pendant Wall Mount | 1 | [12 empty] | #FFFFFFFF |  |  | FALSE | FALSE | FALSE
NFPA 170 SMOKE HEAT DETECTOR |  |  | North | Bosch |  | Smoke/Heat Detector |  |  |  | Module | TRUE | D273THE | + | SMOKE DETECTOR, PHOTO W/EOL RELAY | 1 | 0.015 | 0.036 |  |  |  |  | TRUE | TRUE |  |  |  |  | #FFFF0000 | FA-NFPA 170 SMOKE HEAT DETECTOR | 1 | FALSE | FALSE | FALSE | [17 empty] | EOL
|  |  | North | Bosch | [5 empty] | Module | TRUE | NDA-WMT-MICDOME-RO | * | ***(Ross)WALL MOUNT MICRODOEM | 1 | [12 empty] | #FFFFFFFF |  |  | FALSE | FALSE | FALSE
|  |  | North | Bosch | [5 empty] | Module | TRUE | MBV-1CHAN-DIP | * | License DIVAR IP Expansion Camera/decoder expansion | 1 | [12 empty] | #FFFFFFFF |  |  | FALSE | FALSE | FALSE
NFPA 170 SMOKE HEAT DETECTOR |  |  | North | Bosch |  | Smoke/Heat Detector |  |  |  | Module | TRUE | D273TH | + | Smoke/heat (135 F) detector, 4-wire 0000095619 | 1 | 0.015 | 0.036 | [10 empty] | #FFFF0000 | FA-NFPA 170 SMOKE HEAT DETECTOR | 1 | FALSE | FALSE | FALSE
NFPA 170 REMOTE ANNUNCIATOR | RISER ANNUNCIATOR |  | North | Bosch |  | Remote Annunciator |  |  |  | Module | TRUE | D7032 | ++ | Annunciator expander, 8 LED | 1 | 0.08 | 0.145 |  |  | 12 |  | FALSE | [5 empty] | #FFFF0000 | FA-NFPA 170 REMOTE ANNUNCIATOR | 1 | FALSE | FALSE | FALSE | 255 | [13 empty] | FALSE
|  |  | North | Bosch | [5 empty] | Module | TRUE | D5371-USB | * | Rps Lite Security Block, Usb | 1 | [12 empty] | #FFFFFFFF |  |  | FALSE | FALSE | FALSE
|  |  | North | Bosch | [5 empty] | Module | TRUE | 274271 | * | CEILING MOUNT PIR | 1 | [12 empty] | #FFFFFFFF |  |  | FALSE | FALSE | FALSE
GenericN MOTION DETECTOR WALL |  |  | North | Bosch |  | Motion Detector |  |  |  | Module | TRUE | ISC-PDL1-WA18H | ++ | Motion detector, anti-mask, 60ft (18m), GB, FR | 1 | 0.018 | 0.026 |  |  | 12 |  | FALSE | [5 empty] | #FFFF0000 | FA-GenericN MOTION DETECTOR WALL | 1 | FALSE | FALSE | FALSE | [14 empty] | FALSE
NFPA 170 REMOTE ANNUNCIATOR |  |  | North | Bosch |  | Remote Annunciator |  |  |  | Module | TRUE | D1255RB | ++ | Keypad, fluorescent, red/grey, SDI | 1 | 0.104 | 0.225 | [10 empty] | #FFFF0000 | FA-NFPA 170 REMOTE ANNUNCIATOR | 1 | FALSE | FALSE | FALSE | [17 empty] | B926F
|  |  | North | Bosch | [5 empty] | Module | TRUE | 941417 | * | PENDANT INTERFACE PLATE | 1 | [12 empty] | #FFFFFFFF |  |  | FALSE | FALSE | FALSE
GenericN KEYPAD |  |  | North | Bosch |  | Keypad Interface |  |  |  | Module | TRUE | D1260B | ++ | LCD Keypad, SDI | 1 | 0.2 | 0.25 |  |  | 12 | [7 empty] | #FFFF0000 | FA-GenericN KEYPAD | 1 | FALSE | FALSE | FALSE
|  |  | North | Bosch | [5 empty] | Module | TRUE | B800 | * | Ceiling mount Bracket Surface mounts detectors to the ceiling. The vertical pivot range is +7° to -1 | 1 | [12 empty] | #FFFFFFFF |  |  | FALSE | FALSE | FALSE
|  |  | North | Bosch | [5 empty] | Module | TRUE | LBB4416/20 | * | PRAESIDEO Network Cable Assembly 20m | 1 | [12 empty] | #FFFFFFFF |  |  | FALSE | FALSE | FALSE
|  |  | North | Bosch | [5 empty] | Module | TRUE | D344-5 | * | DUCT SAMPLE TUBE, 5 FOOT | 1 | [12 empty] | #FFFFFFFF |  |  | FALSE | FALSE | FALSE
NFPA 170 SMOKE DETECTOR |  |  | North | Bosch |  | Smoke Detector |  |  |  | Module | TRUE | FAP-440 w/FAA-440-B4 | + | Analog photoelectric detector head, 24V w/4" Base | 1 | 0.017 | 0.017 |  |  |  |  | FALSE | TRUE |  |  |  |  | #FFFF0000 | FA-NFPA 170 SMOKE DETECTOR | 1 | FALSE | FALSE | FALSE | 1403 | [13 empty] | FALSE
|  |  | North | Bosch | [5 empty] | Module | TRUE | NIN-63013-A3S | * | Camera Flex dome camera and mount | 1 | [12 empty] | #FFFFFFFF |  |  | FALSE | FALSE | FALSE
NFPA 170 MANUAL PULL |  |  | North | Bosch |  | Manual Station |  |  |  | Module | TRUE | FMM-462 | ++ | Manual station, single-action, red, POPIT | 1 | 0.0005 | 0.0008 |  |  | 12 | 7 | [6 empty] | #FFFF0000 | FA-NFPA 170 MANUAL PULL | 1 | FALSE | FALSE | FALSE
|  |  | North | Bosch | [5 empty] | Module | TRUE | C2800FDI-US | * | Dsp Power Amplifier 2X1400W, Install. With Fir Drive, Phoenix Connectors. | 1 | [12 empty] | #FFFFFFFF |  |  | FALSE | FALSE | FALSE
NFPA 170 MANUAL PULL |  |  | North | Bosch |  | Manual Station |  |  |  | Module | TRUE | FMM-325A-D | ++ | Analog manual station, double, red | 1 | 0.00035 | 0.028 |  |  |  |  | FALSE | FALSE |  |  |  |  | #FFFF0000 | FA-NFPA 170 MANUAL PULL | 1 | FALSE | FALSE | FALSE | 957 | [13 empty] | FALSE
|  |  | North | Bosch | [5 empty] | Module | TRUE | NDE-3503-AL-TE | * | Camera ***(Tenneco)Flexidome Ip 3000I Ir 5.3Mp Camera With 3.2 Mm To 10 Mm Lens | 1 | [12 empty] | #FFFFFFFF |  |  | FALSE | FALSE | FALSE
|  |  | North | Bosch | [5 empty] | Module | TRUE | NDA-U-PMT-TM | * | ***(Tuesday Morning) Pendant Pipe Mount, 12In | 1 | [12 empty] | #FFFFFFFF |  |  | FALSE | FALSE | FALSE
NFPA 170 ADDRESSABLE INPUT MONITOR MODULE |  |  | North | Bosch |  | Addressable Module |  |  |  | Module | TRUE | D7052 | ++ | Multiplex dual-input module, 12V | 1 | 0.00055 | 0.00055 |  |  | 12 | [7 empty] | #FFFF0000 | FA-NFPA 170 ADDRESSABLE INPUT MONITOR MODULE | 1 | FALSE | FALSE | FALSE | [17 empty] | DM
|  |  | North | Bosch | [5 empty] | Module | TRUE | B465-SO | * | ***(SOFTWARE HOUSE INTERNATIONAL)Universal Dual Path Communicator | 1 | [12 empty] | #FFFFFFFF |  |  | FALSE | FALSE | FALSE
GenericN MOTION DETECTOR WALL |  |  | North | Bosch |  | Motion Detector |  |  |  | Module | TRUE | ISC-BDL2-WP12HE | ++ | Motion detector, pet friendly, 12m, FR | 1 | 0.01 | 0.01 |  |  | 12 |  | FALSE | [5 empty] | #FFFF0000 | FA-GenericN MOTION DETECTOR WALL | 1 | FALSE | FALSE | FALSE | [14 empty] | FALSE
GenericN PANIC BUTTON |  |  | North | Bosch |  | Panic Button |  |  |  | Module | TRUE | RFPB-SB-CHI | ++ | Wireless, single-button panic. | 1 |  |  |  |  | 3 | [7 empty] | #FFFF0000 | FA-GenericN PANIC BUTTON | 1 | FALSE | FALSE | FALSE | [17 empty] | RPT
|  |  | North | Bosch | [5 empty] | Module | TRUE | DDH-3532-200N00 | * | DIVAR HYBRID 3000 16AN16IP | 1 | [12 empty] | #FFFFFFFF |  |  | FALSE | FALSE | FALSE
|  |  | North | Bosch | [5 empty] | Module | TRUE | VEZ-A2-JC | * | Wall Mount Adapter | 1 | [12 empty] | #FFFFFFFF |  |  | FALSE | FALSE | FALSE
|  |  | North | Bosch | [5 empty] | Module | TRUE | NDA-ADTVEZ-DOME | * | ADAPTOR TO MATE WITH SPECIFIED | 1 | [12 empty] | #FFFFFFFF |  |  | FALSE | FALSE | FALSE
GenericN MOTION DETECTOR CEILING |  |  | North | Bosch |  | Motion Detector |  |  |  | Module | TRUE | DS9371 | ++ | Motion detector 360° ceiling 70ft (15m) | 1 | 0.017 | 0.017 | [5 empty] | TRUE |  |  |  |  | #FFFF0000 | FA-GenericN MOTION DETECTOR CEILING | 1 | FALSE | FALSE | FALSE
|  |  | North | Bosch | [5 empty] | Module | TRUE | PRS-2P250-US | * | PRAESIDEO Power Amplifier 2x250W | 1 | [12 empty] | #FFFFFFFF |  |  | FALSE | FALSE | FALSE
|  |  | North | Bosch | [5 empty] | Module | TRUE | UPA-2450-60 | * | Power Supp,120VAC 60Hz, 24VAC 50VA Out 0000075434 | 1 | [12 empty] | #FFFFFFFF |  |  | FALSE | FALSE | FALSE
NFPA 170 SMOKE DETECTOR |  |  | North | Bosch |  | Smoke Detector |  |  |  | Module | TRUE | RFSM-A | ++ | Wireless smoke detector | 1 |  |  |  |  | 1.5 | [7 empty] | #FFFF0000 | FA-NFPA 170 SMOKE DETECTOR | 1 | FALSE | FALSE | FALSE | [17 empty] | REX
|  |  | North | Bosch | [5 empty] | Module | TRUE | 511275 | * | PLENUM RTD IN-CEILING MNT KIT | 1 | [12 empty] | #FFFFFFFF |  |  | FALSE | FALSE | FALSE
NFPA 170 MANUAL PULL |  |  | North | Bosch |  | Manual Station |  |  |  | Module | TRUE | FLM-325A | ++ | Analog manual station, single, red | 1 | 0.00035 | 0.028 |  |  | 24 |  | FALSE | FALSE |  |  |  |  | #FFFF0000 | FA-NFPA 170 MANUAL PULL | 1 | FALSE | FALSE | FALSE | 1000 | [13 empty] | FALSE |  |  | DM
|  |  | North | Bosch | [5 empty] | Module | TRUE | B10 | * | Panel enclosure | 1 | [12 empty] | #FFFFFFFF |  |  | FALSE | FALSE | FALSE
|  |  | North | Bosch |  | Cards & Components |  |  |  | Card | TRUE | B444 | ++ | Plug-in cellular module, VZW LTE, hot | 1 | 0.06 | 0.18 |  |  | 12 |  | TRUE | [5 empty] | #FFFFFFFF |  |  | FALSE | FALSE | FALSE
|  |  | North | Bosch | [5 empty] | Module | TRUE | B46 | * | External Annunciator | 1 | [12 empty] | #FFFFFFFF |  |  | FALSE | FALSE | FALSE
NFPA 170 LCD ANNNUNCIATOR DISPLAY | RISER ANNUNCIATOR |  | North | Bosch |  | LCD Annunciator |  |  |  | Module | TRUE | FMR-1000-RA | ++ | LCD annunciator FPA-1000 no control | 1 | 0.025 | 0.15 |  |  | 12 |  | TRUE | FALSE |  |  |  |  | #FFFF0000 | FA-NFPA 170 LCD ANNNUNCIATOR DISPLAY | 1 | FALSE | FALSE | FALSE | 255 | [13 empty] | FALSE
|  |  | North | Bosch | [5 empty] | Module | TRUE | B6512K-C | * | KIT (B6512, B10, CX4010) | 1 | [12 empty] | #FFFFFFFF |  |  | FALSE | FALSE | FALSE
NFPA 170 ADDRESSABLE OUTPUT MODULE |  |  | North | Bosch |  | Addressable Control/Relay |  |  |  | Module | TRUE | FLM-325-2R4-8AI | ++ | Dual relay module with isolator, 8A | 1 | 0.00072 | 0.01 |  |  | 24 |  | FALSE | FALSE |  |  |  |  | #FFFF0000 | FA-NFPA 170 ADDRESSABLE OUTPUT MODULE | 1 | FALSE | FALSE | FALSE | 1100 | [13 empty] | FALSE |  |  | RM
GenericN KEYPAD |  |  | North | Bosch |  | Keypad Interface |  |  |  | Module | TRUE | B942 | ++ | Touch Screen Keypad, Black, SDI2 | 1 | 0.2 | 0.3 |  |  | 12 | [7 empty] | #FFFF0000 | FA-GenericN KEYPAD | 1 | FALSE | FALSE | FALSE | [17 empty] | B942W
NFPA 170 SMOKE DETECTOR |  |  | North | Bosch |  | Smoke Detector |  |  |  | Module | TRUE | FAP-440 w/FAA-440-B6 | + | Analog photoelectric detector head, 24V w/6" Base | 1 | 0.017 | 0.017 |  |  |  |  | FALSE | TRUE |  |  |  |  | #FFFF0000 | FA-NFPA 170 SMOKE DETECTOR | 1 | FALSE | FALSE | FALSE | 1403 | [13 empty] | FALSE
NFPA 170 NON ADDRESSABLE RELAY |  |  | North | Bosch |  | Non-Addressable Relay |  |  |  | Module | TRUE | D130 | ++ | Auxiliary relay module, 12/24VDC | 1 |  | 0.06 | [10 empty] | #FFFF0000 | FA-NFPA 170 NON ADDRESSABLE RELAY | 1 | FALSE | FALSE | FALSE | [17 empty] | R
NFPA 170 ADDRESSABLE INPUT OUTPUT |  |  | North | Bosch |  | Addressable Module |  |  |  | Module | TRUE | D7053 | ++ | Multiplex input/output module, 12V | 1 | 0.0007 | 0.0007 |  |  | 12 | [7 empty] | #FFFF0000 | FA-NFPA 170 ADDRESSABLE INPUT OUTPUT | 1 | FALSE | FALSE | FALSE |  |  |  | 7165-1615:0227
|  |  | North | Bosch | [5 empty] | Module | TRUE | UMM-LIC-500 | * | Rps-User Management Module License (101-500 Panels) | 1 | [12 empty] | #FFFFFFFF |  |  | FALSE | FALSE | FALSE
|  |  | North | Bosch | [5 empty] | Module | TRUE | LB2-UC15-L1 | * | Premium Sound Cabinet Loudspeaker, 15W, White | 1 | [12 empty] | #FFFFFFFF |  |  | FALSE | FALSE | FALSE
|  |  | North | Bosch | [5 empty] | Module | TRUE | NUC-52051-F0-TU | * | Camera ***(Tuesday Morning) 5MP panoramic cameras | 1 | [12 empty] | #FFFFFFFF |  |  | FALSE | FALSE | FALSE
|  |  | North | Bosch |  | Cards & Components |  |  |  | Card | TRUE | DS7430 | ++ | Multiplex Expansion Module | 1 | 0.065 | 0.065 |  |  | 12 | [7 empty] | #FFFFFFFF |  |  | FALSE | FALSE | FALSE
NFPA 170 ADDRESSABLE INPUT MONITOR MODULE |  |  | North | Bosch |  | Addressable Module |  |  |  | Module | TRUE | B208 | ++ | 8-Input Expansion Module, SDI2 | 1 | 0.035 | 0.035 |  |  | 12 | [7 empty] | #FFFF0000 | FA-NFPA 170 ADDRESSABLE INPUT MONITOR MODULE | 1 | FALSE | FALSE | FALSE | [17 empty] | 8
|  |  | North | Bosch | [5 empty] | Module | TRUE | B5512 | * | B SERIES 48PT HYBRID PANEL | 1 | [12 empty] | #FFFFFFFF |  |  | FALSE | FALSE | FALSE
|  |  | North | Bosch | [5 empty] | Module | TRUE | DRN-5532-414N16 | * | Network RECORDER 32CH 1.5U 1X4TB 16POE | 1 | [12 empty] | #FFFFFFFF |  |  | FALSE | FALSE | FALSE
NFPA 170 REMOTE ANNUNCIATOR | RISER ANNUNCIATOR |  | North | Bosch |  | Remote Annunciator |  |  |  | Module | TRUE | D7030X-S8 | ++ | Eight-point LED annunciator (eight yellow) | 1 | 0.045 | 0.19 | [10 empty] | #FFFF0000 | FA-NFPA 170 REMOTE ANNUNCIATOR | 1 | FALSE | FALSE | FALSE
|  |  | North | Bosch |  | Cards & Components |  |  |  | Card | TRUE | B443 | ++ | Plug-in Cellular, HSPA+ (3G+) | 1 | 0.06 | 0.18 |  |  | 12 |  | TRUE | [5 empty] | #FFFFFFFF |  |  | FALSE | FALSE | FALSE
|  |  | North | Bosch |  | Hardware |  |  |  | Hardware | TRUE | B501-10 | ++ | SDI-2 INTERCONNECT CABLE 10PK | 1 | [12 empty] | #FFFFFFFF |  |  | FALSE | FALSE | FALSE
NFPA 170 ADDRESSABLE OUTPUT MODULE |  |  | North | Bosch |  | Addressable Control/Relay |  |  |  | Module | TRUE | D192G | ++ | Notification appliance module | 1 | 0.005 | 0.1 | [10 empty] | #FFFF0000 | FA-NFPA 170 ADDRESSABLE OUTPUT MODULE | 1 | FALSE | FALSE | FALSE
|  |  | North | Bosch | [5 empty] | Module | TRUE | R-DVR-5000-16A2 | * | R-DVR-5000-16A201 | 1 | [12 empty] | #FFFFFFFF |  |  | FALSE | FALSE | FALSE
|  |  | North | Bosch | [5 empty] | Module | TRUE | NDA-U-PSMB-MO | * | ***(Motor Shop Electric Construction Co.)Surface mount parts for 4502 (Interior Dome) | 1 | [12 empty] | #FFFFFFFF |  |  | FALSE | FALSE | FALSE
|  |  | North | Bosch |  | Cards & Components |  |  |  | Card | TRUE | B444-A | ++ | Plug-in 4G LTE Cellular Communicator with AT&T SIM | 1 | 0.035 | 0.1 |  |  | 12 | [7 empty] | #FFFFFFFF |  |  | FALSE | FALSE | FALSE
EQUIPMENT ENCLOSURE |  |  | North | Bosch |  | Enclosure |  |  |  | Assembly | TRUE | D8109-1358 | 100088265 | ENCLOSURE RED W/ LOCK AND KEY | 1 | [6 empty] | TRUE | [5 empty] | #FFFF0000 | FA-EQUIPMENT ENCLOSURE | 1 | FALSE | FALSE | FALSE
GenericN MOTION DETECTOR WALL |  |  | North | Bosch |  | Motion Detector |  |  |  | Module | TRUE | RFPR-12-A | ++ | Wireless curtain detector, 40ft (12m) | 1 |  |  |  |  | 3 | [7 empty] | #FFFF0000 | FA-GenericN MOTION DETECTOR WALL | 1 | FALSE | FALSE | FALSE | [17 empty] | RPT
|  |  | North | Bosch | [5 empty] | Module | TRUE | VGA-FIBER-AN | * | Analog Fiber Optic Kit | 1 | [12 empty] | #FFFFFFFF |  |  | FALSE | FALSE | FALSE
|  |  | North | Bosch | [5 empty] | Module | TRUE | VDA-WMT-AODOME | * | Mount OUTDOOR DOME CAMERA WALL MOUNT | 1 | [12 empty] | #FFFFFFFF |  |  | FALSE | FALSE | FALSE
|  |  | North | Bosch | [5 empty] | Module | TRUE | NDA-5030-PIP-MO | * | ***(Motor Shop Electric Construction Co.)Pendant Interface Plate, Nde-4/5000 | 1 | [12 empty] | #FFFFFFFF |  |  | FALSE | FALSE | FALSE
NFPA 170 DOOR HOLDER |  |  | North | Bosch |  | Door Holder |  |  |  | Module | TRUE | D370C | * | WALL MNT DOOR HOLDER 24 110V | 1 | [12 empty] | #FFFF0000 | FA-NFPA 170 DOOR HOLDER | 1 | FALSE | FALSE | FALSE
|  |  | North | Bosch |  | Cards & Components |  |  |  | Card | TRUE | D185 | ++ | REV POLARITY INTRFC MOD | 1 | 0.245 | 0.3 |  |  | 12 | [7 empty] | #FFFFFFFF |  |  | FALSE | FALSE | FALSE
NFPA 170 JUNCTION BOX |  |  | North | Bosch |  | Junction Box |  |  |  | Module | TRUE | FMM-100BB-R | ++ | Surface backbox, 4.75x3.25x2.25", red | 1 | [12 empty] | #FF00B050 | FA-NFPA 170 JUNCTION BOX | 1 | FALSE | FALSE | FALSE
|  |  | North | Bosch | [5 empty] | Module | TRUE | NDE-4502-A | * | Fixed dome 2MP 3-10mm auto IP66 0000096946 | 1 | [12 empty] | #FFFFFFFF |  |  | FALSE | FALSE | FALSE
|  |  | North | Bosch | [5 empty] | Module | TRUE | DT8360CM-CO | * | ***(Costco) DUAL-TEC CEILING MOUNT 360deg 70ft MAX | 1 | [12 empty] | #FFFFFFFF |  |  | FALSE | FALSE | FALSE
|  |  | North | Bosch | [5 empty] | Module | TRUE | NDI-4502-A-MO | * | Camera ***(Motor Shop Electric Construction Co.)Dome & True Day/Night Network Camera, Flexidome Ip 4000I, Indoor, 2 Megapixel, 3-10Mm Varifocal Lens | 1 | [12 empty] | #FFFFFFFF |  |  | FALSE | FALSE | FALSE
|  |  | North | Bosch | [5 empty] | Module | TRUE | NDA-3080-PIP-TE | * | ***(Tenneco)Pendant Interface Plate Nde-3000 | 1 | [12 empty] | #FFFFFFFF |  |  | FALSE | FALSE | FALSE
|  |  | North | Bosch | [5 empty] | Module | TRUE | BUB-TIN-FDI-RO | * | ***(Ross)FLEXIDOME IP 4000,5000 Bubble, tint , indoor | 1 | [12 empty] | #FFFFFFFF |  |  | FALSE | FALSE | FALSE
|  |  | North | Bosch | [5 empty] | Module | TRUE | B10R | * | Red steel Intrusion panel enclosure, medium size | 1 | [12 empty] | #FFFFFFFF |  |  | FALSE | FALSE | FALSE
|  |  | North | Bosch | [5 empty] | Module | TRUE | C1800FDI-US | * | DSP PWR AMP 2X950W INST US | 1 | [12 empty] | #FFFFFFFF |  |  | FALSE | FALSE | FALSE
GenericN GLASS BREAK |  |  | North | Bosch |  | Glass Break Detector |  |  |  | Module | TRUE | DS1102i | ++ | Glass Break Detector | 1 | 0.023 | 0.023 |  |  | 12 | [7 empty] | #FFFF0000 | FA-GenericN GLASS BREAK | 1 | FALSE | FALSE | FALSE | [17 empty] | RPT
GenericN INTRUSION CONTACT |  |  | North | Bosch |  | Intrusion Contact |  |  |  | Module | TRUE | RFBT-A | ++ | Wireless, bill trap. | 1 |  |  |  |  | 3 | [7 empty] | #FFFF0000 | FA-GenericN INTRUSION CONTACT | 1 | FALSE | FALSE | FALSE | [17 empty] | RPT
|  |  | North | Bosch | [5 empty] | Module | TRUE | VJD-7513-MO | * | ***(Motor Shop Electric Construction Co.)VIDEOJET decoder - 7000 High-performance - H.265 UHD decoder | 1 | [12 empty] | #FFFFFFFF |  |  | FALSE | FALSE | FALSE
|  |  | North | Bosch | [5 empty] | Module | TRUE | S1460 | * | 2.5 mm jack to BNC video connector cable. 1 m 0000 | 1 | [12 empty] | #FFFFFFFF |  |  | FALSE | FALSE | FALSE
GenericN KEYPAD |  |  | North | Bosch |  | Keypad Interface |  |  |  | Module | TRUE | D1260R | ++ | LCD Keypad, SDI | 1 | 0.2 | 0.25 |  |  | 12 | [7 empty] | #FFFF0000 | FA-GenericN KEYPAD | 1 | FALSE | FALSE | FALSE
|  |  | North | Bosch | [5 empty] | Module | TRUE | D296 | * | SMOKE-PROJECTD BEAM 24V 0000065743 | 1 | [12 empty] | #FFFFFFFF |  |  | FALSE | FALSE | FALSE
|  |  | North | Bosch | [5 empty] | Module | TRUE | DRN-5532-400N00 | * | Nvr, Divar Network 5000 Recorder, 32-Channel Ip *No Hdd, No Dvd* | 1 | [12 empty] | #FFFFFFFF |  |  | FALSE | FALSE | FALSE
GenericN INTERFACE MODULE |  |  | North | Bosch |  | Interface Module |  |  |  | Module | TRUE | D8125MUX | ++ | Expansion module, Multiplex, Zonex | 1 | 0.128 | 0.128 |  |  | 12 | [7 empty] | #FFFF0000 | FA-GenericN INTERFACE MODULE | 1 | FALSE | FALSE | FALSE
|  |  | North | Bosch | [5 empty] | Module | TRUE | EA102A-304 | * | ESCORT RECIEVER 304.00MHz 0000066478 | 1 | [12 empty] | #FFFFFFFF |  |  | FALSE | FALSE | FALSE
|  |  | North | Bosch | [5 empty] | Module | TRUE | NDA-4020-PTBL-RO | * | ***(Ross)Tinted bubble for PTZ dome | 1 | [12 empty] | #FFFFFFFF |  |  | FALSE | FALSE | FALSE
|  |  | North | Bosch | [5 empty] | Module | TRUE | F.01U.295.077 | * | R-VJD-3000 | 1 | [12 empty] | #FFFFFFFF |  |  | FALSE | FALSE | FALSE
|  |  | North | Bosch | [5 empty] | Module | TRUE | RSS-24MCCH-FW | * | STROBE, 24VDC, 115/177CD, CEILING, WHITE, SQUARE, NON-SYNC/SYNC W/SM/DSM | 1 | [12 empty] | #FFFFFFFF |  |  | FALSE | FALSE | FALSE
|  |  | North | Bosch | [5 empty] | Module | TRUE | LTC922301 | * | Column Mount 24-In 61 Cm 11 Lb 5 Kg Max Load Lt Gray For Indoor Use | 1 | [12 empty] | #FFFFFFFF |  |  | FALSE | FALSE | FALSE
GenericN MOTION DETECTOR WALL |  |  | North | Bosch |  | Motion Detector |  |  |  | Module | TRUE | ISC-BDL2-WP12G-CHI | ++ | Motion detector, pet friendly 40ft (12m) | 1 | 0.01 | 0.01 |  |  | 12 |  | FALSE | [5 empty] | #FFFF0000 | FA-GenericN MOTION DETECTOR WALL | 1 | FALSE | FALSE | FALSE | [14 empty] | FALSE
|  |  | North | Bosch | [5 empty] | Module | TRUE | MT-121575W-FR | * | MULTITONE STROBE, 8 TONES, 12VDC, 1575CD , WALL, SYNC/NON-SYNC, RED, FIRE | 1 | [12 empty] | #FFFFFFFF |  |  | FALSE | FALSE | FALSE
|  |  | North | Bosch | [5 empty] | Module | TRUE | NDA-5031-PIP-RO | * | ***(Ross) Pendant interface plate NDI-4/5000 indoor/wall mount | 1 | [12 empty] | #FFFFFFFF |  |  | FALSE | FALSE | FALSE
|  |  | North | Bosch | [5 empty] | Module | TRUE | B11R | * | Red Enclosure, Control Panel, Small | 1 | [12 empty] | #FFFFFFFF |  |  | FALSE | FALSE | FALSE
|  |  | North | Bosch | [5 empty] | Module | TRUE | ISN-GMX-P0 | * | Mounting plate for ISN-SM-50 | 1 | [12 empty] | #FFFFFFFF |  |  | FALSE | FALSE | FALSE
|  |  | North | Bosch | [5 empty] | Module | TRUE | PET-PACKAGE D | * | Pet-package D | 1 | [12 empty] | #FFFFFFFF |  |  | FALSE | FALSE | FALSE
|  |  | North | Bosch |  | Cards & Components |  |  |  | Card | TRUE | B600 | ++ | ZONEX retrofit module | 1 | 0.012 | 0.012 |  |  | 12 | [7 empty] | #FFFFFFFF |  |  | FALSE | FALSE | FALSE
|  |  | North | Bosch | [5 empty] | Module | TRUE | NDE-8504-R-RO | * | ***(Ross) Fixed Dome 8Mp Hdr 3.9-10Mm Ptrz Ip66 | 1 | [12 empty] | #FFFFFFFF |  |  | FALSE | FALSE | FALSE
|  |  | North | Bosch | [5 empty] | Module | TRUE | G-SSPK24WLPR | * | WALL SPEAKERSTROBE-RED | 1 | [12 empty] | #FFFFFFFF |  |  | FALSE | FALSE | FALSE
|  |  | North | Bosch | [5 empty] | Module | TRUE | D8236KF-10 | * | HID PROX KEY FOB-26 BIT(10PCK) | 1 | [12 empty] | #FFFFFFFF |  |  | FALSE | FALSE | FALSE
GenericN KEYPAD |  |  | North | Bosch |  | Keypad Interface |  |  |  | Module | TRUE | B920 | ++ | 2 Line Alpha Numeric Keypad, SDI2 | 1 | 0.035 | 0.07 |  |  | 12 | [7 empty] | #FFFF0000 | FA-GenericN KEYPAD | 1 | FALSE | FALSE | FALSE
NFPA 170 SMOKE DETECTOR |  |  | North | Bosch |  | Smoke Detector |  |  |  | Module | TRUE | FRAY5000-1PRISM | + | Prism plate, 1 prism | 1 | [6 empty] | FALSE | TRUE |  |  |  |  | #FFFF0000 | FA-NFPA 170 SMOKE DETECTOR | 1 | FALSE | FALSE | FALSE | 1408 | [13 empty] | FALSE |  |  | SBP
|  |  | North | Bosch | [5 empty] | Module | TRUE | VDA-WMT-DOME | * | Wall mount bracket for FlexiDomes 0000075504 | 1 | [12 empty] | #FFFFFFFF |  |  | FALSE | FALSE | FALSE
|  |  | North | Bosch | [5 empty] | Module | TRUE | NDS-6004-F180E | * | Camera 180 Degree Camera | 1 | [12 empty] | #FFFFFFFF |  |  | FALSE | FALSE | FALSE
|  |  | North | Bosch | [5 empty] | Module | TRUE | NIN-63013-A3 | * | FLEXIDOME HD 720p60 starlight VR 3-9MM SR-LENS SDXC CARD SLOT IVA INSTALLED | 1 | [12 empty] | #FFFFFFFF |  |  | FALSE | FALSE | FALSE
|  |  | North | Bosch | [5 empty] | Module | TRUE | NDA-3080-PIP | * | Pendant Interface Plate Nde-3000 | 1 | [12 empty] | #FFFFFFFF |  |  | FALSE | FALSE | FALSE
NFPA 170 SMOKE DETECTOR |  |  | North | Bosch |  | Smoke Detector |  |  |  | Module | TRUE | RFSM2-A | ++ | Wireless smoke detector | 1 |  |  |  |  | 1.5 | [7 empty] | #FFFF0000 | FA-NFPA 170 SMOKE DETECTOR | 1 | FALSE | FALSE | FALSE | [17 empty] | REX
|  |  | North | Bosch | [5 empty] | Module | TRUE | B5512-D-920 | * | KIT B5512, B11, CX4010, B920 0000068500 | 1 | [12 empty] | #FFFFFFFF |  |  | FALSE | FALSE | FALSE
NFPA 170 HORN |  |  | North | Bosch |  | Horn |  |  |  | Module | TRUE | W-HNW | ++ | Wall-mount Horn (two-wire, 12/24 V, white) | 1 | [6 empty] | TRUE | [5 empty] | #FF0070C0 | FA-NFPA 170 HORN | 1 | FALSE | FALSE | FALSE | 2020 | [16 empty] | LF
GenericN MOTION DETECTOR WALL |  |  | North | Bosch |  | Motion Detector |  |  |  | Module | TRUE | ISC-BPR2-W12 | ++ | Motion detector, 40ft (12m) | 1 | 0.01 | 0.01 |  |  | 12 |  | FALSE | [5 empty] | #FFFF0000 | FA-GenericN MOTION DETECTOR WALL | 1 | FALSE | FALSE | FALSE | [14 empty] | FALSE
|  |  | North | Bosch |  | Hardware |  |  |  | Hardware | TRUE | D1224 | ++ | Standby Battery (12 V, 26 Ah) | 1 | [12 empty] | #FFFFFFFF |  |  | FALSE | FALSE | FALSE
|  |  | North | Bosch | [5 empty] | Module | TRUE | D8132 | * | Battery charger, 12V 0000102669 | 1 | [12 empty] | #FFFFFFFF |  |  | FALSE | FALSE | FALSE
NFPA 170 WIRELESS CONTROL UNIT |  |  | North | Bosch |  | Wireless Control Unit |  |  |  | Module | TRUE | EN4200 | ++ | EN4200 Serial Receiver | 1 | 0.1 | 0.1 | [10 empty] | #FFFF0000 | FA-NFPA 170 WIRELESS CONTROL UNIT | 1 | FALSE | FALSE | FALSE
GenericN KEYPAD |  |  | North | Bosch |  | Keypad Interface |  |  |  | Module | TRUE | D1255 | ++ | Keypad, fluorescent, off-white, SDI | 1 | 0.2 | 0.25 |  |  | 12 | [7 empty] | #FFFF0000 | FA-GenericN KEYPAD | 1 | FALSE | FALSE | FALSE
|  |  | North | Bosch |  | Cards & Components |  |  |  | Card | TRUE | FPD-7024 MAIN BOARD | ++ | Main Board | 1 | 0.2 | 0.38 |  |  | 24 |  | TRUE | [5 empty] | #FFFFFFFF |  |  | FALSE | FALSE | FALSE | [14 empty] | FALSE
NFPA 170 STROBE WALL |  |  | North | Bosch |  | Strobe |  |  |  | Module | TRUE | W-STR | ++ | Wall-mount Multi-candela Strobe (two-wire, 12/24 V, red) | 1 | [6 empty] | TRUE | FALSE |  |  |  |  | #FF0070C0 | FA-NFPA 170 STROBE WALL | 1 | FALSE | FALSE | FALSE | 2020 | [16 empty] | LF
|  |  | North | Bosch | [5 empty] | Module | TRUE | VCN-9095-F121 | * | CNR CAM IR 20MM 96OH NTSC | 1 | [12 empty] | #FFFFFFFF |  |  | FALSE | FALSE | FALSE
|  |  | North | Bosch | [5 empty] | Module | TRUE | NPD-6001B | * | MIDSPAN SINGLE PORT 60W AC IN | 1 | [12 empty] | #FFFFFFFF |  |  | FALSE | FALSE | FALSE
GenericN MOTION DETECTOR WALL |  |  | North | Bosch |  | Motion Detector |  |  |  | Module | TRUE | ISC-CDL1-WA15HE | ++ | Motion detector, anti-mask, 50ft (15m) | 1 | 0.015 | 0.035 |  |  | 12 |  | FALSE | [5 empty] | #FFFF0000 | FA-GenericN MOTION DETECTOR WALL | 1 | FALSE | FALSE | FALSE | [14 empty] | FALSE
NFPA 170 FIRE ALARM CONTROL UNIT | RISER FACP |  | North | Bosch |  | Fire Alarm Control Unit |  |  |  | Assembly | TRUE | B9512G | ++ | IP control panel, 32 areas, 599 points | 1 | [6 empty] | FALSE | [5 empty] | #FFFF0000 | FA-NFPA 170 FIRE ALARM CONTROL UNIT | 1 | FALSE | FALSE | FALSE | 105 | [8 empty] | 7,18,38 | 1 | 18 | 1.4 |  | TRUE |  |  | B9512G
|  |  | North | Bosch | [5 empty] | Module | TRUE | LTC 9213/01-RO | * | ***(Ross)Pole mount adapter for ltc9210 | 1 | [12 empty] | #FFFFFFFF |  |  | FALSE | FALSE | FALSE
|  |  | North | Bosch | [5 empty] | Module | TRUE | NDP-7512-Z30 | * | Camera IP OUTDOOR PTZ DOME CAMERA 2MPHD 30X STARLIGHT IMAGING H265IVA POE | 1 | [12 empty] | #FFFFFFFF |  |  | FALSE | FALSE | FALSE
|  |  | North | Bosch | [5 empty] | Module | TRUE | VDA-455SMB-IP-RO | * | Box ***(Ross)Surface mount box for dome camera | 1 | [12 empty] | #FFFFFFFF |  |  | FALSE | FALSE | FALSE
NFPA 170 MANUAL PULL |  |  | North | Bosch |  | Manual Station |  |  |  | Module | TRUE | FMM-462-D | ++ | Manual station, double-action, red, POPIT | 1 | 0.0005 | 0.0008 |  |  | 12 | 7 | [6 empty] | #FFFF0000 | FA-NFPA 170 MANUAL PULL | 1 | FALSE | FALSE | FALSE
|  |  | North | Bosch | [5 empty] | Module | TRUE | B56 | * | B Series keypad surface mount box | 1 | [12 empty] | #FFFFFFFF |  |  | FALSE | FALSE | FALSE
NFPA 170 STROBE WALL |  |  | North | Bosch |  | Strobe |  |  |  | Module | TRUE | SS-SRK | + | Strobe, Standard cd, Outdoor | 1 | 0 | 0.158 |  |  |  |  | FALSE | FALSE |  |  |  |  | #FF0070C0 | FA-NFPA 170 STROBE WALL | 1 | FALSE | FALSE | FALSE | 2023 | [13 empty] | FALSE |  |  | WP
GenericN PANIC BUTTON |  |  | North | Bosch |  | Panic Button |  |  |  | Module | TRUE | RFPB-TB-CHI | ++ | Wireless, two-button panic fob. | 1 |  |  |  |  | 3 | [7 empty] | #FFFF0000 | FA-GenericN PANIC BUTTON | 1 | FALSE | FALSE | FALSE | [17 empty] | RPT
|  |  | North | Bosch | [5 empty] | Module | TRUE | NDA-LWMT-DOME-RO | * | ***(Ross)Wall mount L-shape | 1 | [12 empty] | #FFFFFFFF |  |  | FALSE | FALSE | FALSE
|  |  | North | Bosch | [5 empty] | Module | TRUE | DIP-7184-8HD | * | Divar Ip 7000 Video Management Appliance, 2U Rackmount (8-Bay), Raid-5 32Tb (8X4Tb), Hot-Swappable H | 1 | [12 empty] | #FFFFFFFF |  |  | FALSE | FALSE | FALSE
GenericN KEYPAD |  |  | North | Bosch |  | Keypad Interface |  |  |  | Module | TRUE | D1255W | ++ | Text keypad, fluorescent, white, SDI | 1 | 0.2 | 0.25 |  |  | 12 | [7 empty] | #FFFF0000 | FA-GenericN KEYPAD | 1 | FALSE | FALSE | FALSE
GenericN MOTION DETECTOR WALL |  |  | North | Bosch |  | Motion Detector |  |  |  | Module | TRUE | ISC-PDL1-WA18GB | ++ | Motion detector, anti-mask, 60ft (18m), No Relay | 1 | 0.018 | 0.026 |  |  | 12 |  | FALSE | [5 empty] | #FFFF0000 | FA-GenericN MOTION DETECTOR WALL | 1 | FALSE | FALSE | FALSE | [14 empty] | FALSE
|  |  | North | Bosch | [5 empty] | Module | TRUE | UML-193-90 | * | 19 HIGH PERFORMANCE HD LED VIDEO MONITOR | 1 | [12 empty] | #FFFFFFFF |  |  | FALSE | FALSE | FALSE
|  |  | North | Bosch | [5 empty] | Module | TRUE | D1640 | * | Transformer plug-in, 16V 40VA 0000166892 | 1 | [12 empty] | #FFFFFFFF |  |  | FALSE | FALSE | FALSE
|  |  | North | Bosch | [5 empty] | Module | TRUE | AEC-AEC21-EXT1 | * | AEC2.1 Extension Enclosure with PSU1 0000066495 | 1 | [12 empty] | #FFFFFFFF |  |  | FALSE | FALSE | FALSE
|  |  | North | Bosch | [5 empty] | Module | TRUE | D285DH | * | DUCT PHOTOELECTRIC SMOKE DETEC TOR | 1 | [12 empty] | #FFFFFFFF |  |  | FALSE | FALSE | FALSE
|  |  | North | Bosch | [5 empty] | Module | TRUE | NPD-5001-POE-RO | * | ***(Ross)Midspan, 15W, single port, | 1 | [12 empty] | #FFFFFFFF |  |  | FALSE | FALSE | FALSE
|  |  | North | Bosch | [5 empty] | Module | TRUE | VDA-PMT-DOME-RO | * | ***(Ross)PIPE MOUNT BRACKET FOR FLEXIDOME | 1 | [12 empty] | #FFFFFFFF |  |  | FALSE | FALSE | FALSE
|  |  | North | Bosch | [5 empty] | Module | TRUE | FMM-100-DATK | * | dual action manual pull station | 1 | [12 empty] | #FFFFFFFF |  |  | FALSE | FALSE | FALSE
|  |  | North | Bosch | [5 empty] | Module | TRUE | WKP-BOX | * | FLUSH MOUNTED WALL BOX | 1 | [12 empty] | #FFFFFFFF |  |  | FALSE | FALSE | FALSE
NFPA 170 SMOKE DETECTOR |  |  | North | Bosch |  | Smoke Detector |  |  |  | Module | TRUE | F220-PTH w/F220-B6 | + | Photoelectric smoke detector head with fixed-temperature (+135°F [+57°C]) heat sensor w/Addressable POPIT Master Base | 1 | 0.00012 | 0.02 |  |  |  |  | FALSE | TRUE |  |  |  |  | #FFFF0000 | FA-NFPA 170 SMOKE DETECTOR | 1 | FALSE | FALSE | FALSE | 1408 | [13 empty] | FALSE |  |  | 135° FT
|  |  | North | Bosch | [5 empty] | Module | TRUE | PET-PACKAGE B | * | Pet-package B | 1 | [12 empty] | #FFFFFFFF |  |  | FALSE | FALSE | FALSE
GenericN PANIC BUTTON |  |  | North | Bosch |  | Panic Button |  |  |  | Module | TRUE | RFPB-TB-A | ++ | Wireless, two-button panic fob. | 1 |  |  |  |  | 3 | [7 empty] | #FFFF0000 | FA-GenericN PANIC BUTTON | 1 | FALSE | FALSE | FALSE | [17 empty] | RPT
|  |  | North | Bosch |  | Cards & Components |  |  |  | Card | TRUE | B430 | ++ | Plug-in Communicator, Telephone | 1 | 0.024 | 0.024 |  |  | 12 | [7 empty] | #FFFFFFFF |  |  | FALSE | FALSE | FALSE
|  |  | North | Bosch | [5 empty] | Module | TRUE | ACD-IC2K26-50 | * | Access Cards Bosch Proxy Cards ACD-IC2K26-50 pc | 1 | [12 empty] | #FFFFFFFF |  |  | FALSE | FALSE | FALSE
GenericN KEYPAD |  |  | North | Bosch |  | Keypad Interface |  |  |  | Module | TRUE | D1260BLK | ++ | LCD Keypad, SDI | 1 | 0.2 | 0.25 |  |  | 12 | [7 empty] | #FFFF0000 | FA-GenericN KEYPAD | 1 | FALSE | FALSE | FALSE
|  |  | North | Bosch | [5 empty] | Module | TRUE | B40-MB25 | * | OUTDR MLTBND ANTENNA,CELL 25FT | 1 | [12 empty] | #FFFFFFFF |  |  | FALSE | FALSE | FALSE
|  |  | North | Bosch | [5 empty] | Module | TRUE | ZX935Z | * | Motion detector, 35ft (11m) 0000166924 | 1 | [12 empty] | #FFFFFFFF |  |  | FALSE | FALSE | FALSE
NFPA 170 LCD ANNNUNCIATOR DISPLAY | RISER ANNUNCIATOR |  | North | Bosch |  | LCD Annunciator |  |  |  | Module | TRUE | FMR-1000-RCMD | ++ | LCD annunciator FPA-1000 with control | 1 | 0.025 | 0.15 |  |  | 12 |  | TRUE | FALSE |  |  |  |  | #FFFF0000 | FA-NFPA 170 LCD ANNNUNCIATOR DISPLAY | 1 | FALSE | FALSE | FALSE | 255 | [13 empty] | FALSE
NFPA 170 SMOKE HEAT DETECTOR |  |  | North | Bosch |  | Smoke/Heat Detector |  |  |  | Module | TRUE | FCP-350-PTH w/FAA-350 | ++ | Smoke detector head, photo/heat w/popit base | 1 | 5.9e-05 | 0.005 |  |  | 24 | [7 empty] | #FFFF0000 | FA-NFPA 170 SMOKE HEAT DETECTOR | 1 | FALSE | FALSE | FALSE
|  |  | North | Bosch | Security/Access Control |  |  |  |  | Module | TRUE | DS160 |  | WHITE REX MOTION W SOUNDER | 1 | [12 empty] | #FFFFFFFF |  |  | FALSE | FALSE | FALSE
|  |  | North | Bosch | [5 empty] | Module | TRUE | MBV-BPLU-DIP | * | Divar Ip License Plus Base For Dip Aio 6000-7000 | 1 | [12 empty] | #FFFFFFFF |  |  | FALSE | FALSE | FALSE
|  |  | North | Bosch | [5 empty] | Module | TRUE | D110@01 | * | TAMPER SWITCH 2 PACK | 1 | [12 empty] | #FFFFFFFF |  |  | FALSE | FALSE | FALSE
NFPA 170 SMOKE HEAT CO DETECTOR |  |  | North | Bosch |  | Smoke/Heat/CO Detector |  |  |  | Module | TRUE | FAP-440-TC w/FAA-440-B6 | + | Analog detector head, photo/heat/CO, 24V w/6" Base | 1 | 0.017 | 0.017 |  |  |  |  | FALSE | TRUE |  |  |  |  | #FFFF0000 | FA-NFPA 170 SMOKE HEAT CO DETECTOR | 1 | FALSE | FALSE | FALSE | 1403 | [13 empty] | FALSE
|  |  | North | Bosch | [5 empty] | Module | TRUE | NDA-U-WMT-MO | * | ***(Motor Shop Electric Construction Co.)Pendant Wall Mount | 1 | [12 empty] | #FFFFFFFF |  |  | FALSE | FALSE | FALSE
|  |  | North | Bosch | [5 empty] | Module | TRUE | D56 | * | Mounting Box For Keypad | 1 | [12 empty] | #FFFFFFFF |  |  | FALSE | FALSE | FALSE
|  |  | North | Bosch | [5 empty] | Module | TRUE | NB-NDAUPMT | * | OSCH PENDANT PIPE 12 IN | 1 | [12 empty] | #FFFFFFFF |  |  | FALSE | FALSE | FALSE
|  |  | North | Bosch | [5 empty] | Module | TRUE | B4512-C-920 | * | B Series IP panel kit w/B10/ CX4010/B920 | 1 | [12 empty] | #FFFFFFFF |  |  | FALSE | FALSE | FALSE
GenericN INTRUSION CONTACT |  |  | North | Bosch |  | Intrusion Contact |  |  |  | Module | TRUE | 24ISN-CSM20-WGW |  | CNTCT SM CMMRCL SIDE GAP NON-ARMORED | 1 | [6 empty] | FALSE | [5 empty] | #FFFF0000 | FA-GenericN INTRUSION CONTACT | 1 | FALSE | FALSE | FALSE | [14 empty] | FALSE
GenericN PANIC BUTTON |  |  | North | Bosch |  | Panic Button |  |  |  | Module | TRUE | RFPB-TB | ++ | Wireless, two-button panic fob. | 1 |  |  |  |  | 3 | [7 empty] | #FFFF0000 | FA-GenericN PANIC BUTTON | 1 | FALSE | FALSE | FALSE | [17 empty] | RPT
NFPA 170 SMOKE DETECTOR |  |  | North | Bosch |  | Smoke Detector |  |  |  | Module | TRUE | FAI-325 w/FAA-325-B6S | + | Analog Ionization Smoke Detector head, 24V w/Sounder Base | 1 | 0.017 | 0.017 |  |  |  |  | FALSE | TRUE |  |  |  |  | #FFFF0000 | FA-NFPA 170 SMOKE DETECTOR | 1 | FALSE | FALSE | FALSE | 1403 | [13 empty] | FALSE
GenericN DOOR CONTACT |  |  | North | Bosch |  | Door Contact |  |  |  | Module | TRUE | RFDW-SM-CHI | ++ | Wireless surface mount contact | 1 |  |  |  |  | 1.5 | [7 empty] | #FFFF0000 | FA-GenericN DOOR CONTACT | 1 | FALSE | FALSE | FALSE | [17 empty] | REX
|  |  | North | Bosch |  | Hardware |  |  |  | Hardware | TRUE | 007290-002 | * | EXP PROOF DET MOUNT | 1 | [12 empty] | #FFFFFFFF |  |  | FALSE | FALSE | FALSE
|  |  | North | Bosch | [5 empty] | Module | TRUE | RSS-24MCW-FW | * | STROBE, 24VDC, 15/30/75/110CD, SQUARE, WHITE, WALL, NON-SYNC/SYNC, W/SM/DSM | 1 | [12 empty] | #FFFFFFFF |  |  | FALSE | FALSE | FALSE
|  |  | North | Bosch | [5 empty] | Module | TRUE | NDA-U-WMP-RO | * | ***(Ross)WALL MOUNT PLATE | 1 | [12 empty] | #FFFFFFFF |  |  | FALSE | FALSE | FALSE
NFPA 170 ADDRESSABLE OUTPUT MODULE |  |  | North | Bosch |  | Addressable Control/Relay |  |  |  | Module | TRUE | D8129 | ++ | Octo-output module, form C relays, Zonex | 1 | 0.13 | 0.13 |  |  | 12 | [7 empty] | #FFFF0000 | FA-NFPA 170 ADDRESSABLE OUTPUT MODULE | 1 | FALSE | FALSE | FALSE
|  |  | North | Bosch | [5 empty] | Module | TRUE | LVF-5005C-S0940 | * | 5 Megapixel CS Lens 1/2.5in 9-40mm Ir | 1 | [12 empty] | #FFFFFFFF |  |  | FALSE | FALSE | FALSE
GenericN PROXIMITY READER |  |  | North | Bosch | Security/Access Control | Prox Reader |  |  |  | Module | TRUE | ARD–SER10–WI | ++ | Card reader, iCLASS, Wiegand | 1 | 0.06 | 0.22 |  |  |  |  | FALSE | [5 empty] | #FFFF0000 | FA-GenericN PROXIMITY READER | 1 | FALSE | FALSE | FALSE | 5000 | [13 empty] | FALSE
|  |  | North | Bosch | [5 empty] | Module | TRUE | SE3U-304 | * | Small Transmitter, Campus User | 1 | [12 empty] | #FFFFFFFF |  |  | FALSE | FALSE | FALSE
|  |  | North | Bosch | [5 empty] | Module | TRUE | B465-MWC-1640 | * | KIT W/B465/B10/D1640/D101/B444 | 1 | [12 empty] | #FFFFFFFF |  |  | FALSE | FALSE | FALSE
|  |  | North | Bosch | [5 empty] | Module | TRUE | PET-PACKAGE C | * | Pet-package C | 1 | [12 empty] | #FFFFFFFF |  |  | FALSE | FALSE | FALSE
|  |  | North | Bosch | [5 empty] | Module | TRUE | B3512K-D | * | Controller kit , Includes B3512, B11, CX4010 | 1 | [12 empty] | #FFFFFFFF |  |  | FALSE | FALSE | FALSE
|  |  | North | Bosch | [5 empty] | Module | TRUE | PVA-2P500 | * | PAV-2P500 Amplifier-1000 W, RMS, 2 Channel | 1 | [12 empty] | #FFFFFFFF |  |  | FALSE | FALSE | FALSE
GenericN MOTION DETECTOR CEILING |  |  | North | Bosch |  | Motion Detector |  |  |  | Module | TRUE | DS936-FRA | ++ | Low Profile Panoramic PIR Detector | 1 | 0.02 | 0.02 | [5 empty] | TRUE |  |  |  |  | #FFFF0000 | FA-GenericN MOTION DETECTOR CEILING | 1 | FALSE | FALSE | FALSE
|  |  | North | Bosch | [5 empty] | Module | TRUE | DIP-7183-4HD | * | DIVAR IP 7000 2U 4X3TB | 1 | [12 empty] | #FFFFFFFF |  |  | FALSE | FALSE | FALSE
|  |  | North | Bosch | [5 empty] | Module | TRUE | D101F | * | Lock with 2 keys, short body 0000102641 | 1 | [12 empty] | #FFFFFFFF |  |  | FALSE | FALSE | FALSE
|  |  | North | Bosch | [5 empty] | Module | TRUE | NIN-70122-F1A | * | FLEXIDOME IP panoramic 7000 Fixed dome 12MP 180 | 1 | [12 empty] | #FFFFFFFF |  |  | FALSE | FALSE | FALSE
GenericN INTERFACE MODULE |  |  | North | Bosch |  | Interface Module |  |  |  | Module | TRUE | D125B | ++ | Smoke Detector Reversing Relay Module | 1 | 0.024 | 0.145 |  |  | 12 | [7 empty] | #FFFF0000 | FA-GenericN INTERFACE MODULE | 1 | FALSE | FALSE | FALSE
NFPA 170 MANUAL PULL |  |  | North | Bosch |  | Manual Station |  |  |  | Module | TRUE | FMM-7045-D | ++ | Multiplex manual station, double, red | 1 | 0.00055 | 0.00055 |  |  |  |  | FALSE | FALSE |  |  |  |  | #FFFF0000 | FA-NFPA 170 MANUAL PULL | 1 | FALSE | FALSE | FALSE | 957 | [13 empty] | FALSE
GenericN MOTION DETECTOR WALL |  |  | North | Bosch |  | Motion Detector |  |  |  | Module | TRUE | ISC-CDL1-WA15G | ++ | Motion detector, anti-mask, 50ft (15m) | 1 | 0.015 | 0.035 |  |  | 12 |  | FALSE | [5 empty] | #FFFF0000 | FA-GenericN MOTION DETECTOR WALL | 1 | FALSE | FALSE | FALSE | [14 empty] | FALSE
|  |  | North | Bosch |  | Hardware |  |  |  | Hardware | TRUE | FRAY5000-PLATE | + | FRAY5000 Cover Plate for Detector Back Box | 1 | [12 empty] | #FFFFFFFF |  |  | FALSE | FALSE | FALSE
GenericN PROXIMITY READER |  |  | North | Bosch | Security/Access Control | Prox Reader |  |  |  | Module | TRUE | ARD–SER90–WI | ++ | Card reader, iCLASS, Wiegand | 1 | 0.06 | 0.22 |  |  |  |  | FALSE | [5 empty] | #FFFF0000 | FA-GenericN PROXIMITY READER | 1 | FALSE | FALSE | FALSE | 5000 | [13 empty] | FALSE
GenericN MOTION DETECTOR WALL |  |  | North | Bosch |  | Motion Detector |  |  |  | Module | TRUE | ISC-BDL2-W12GE | ++ | Motion detector, 40ft (12m) | 1 | 0.01 | 0.01 |  |  | 12 |  | FALSE | [5 empty] | #FFFF0000 | FA-GenericN MOTION DETECTOR WALL | 1 | FALSE | FALSE | FALSE | [14 empty] | FALSE
NFPA 170 GAS DETECTOR |  |  | North | Bosch |  | Gas Detection |  |  |  | Module | TRUE | FCC-380 | + | CO detector (Macurco CM-E1) | 1 | 0.015 | 0.035 |  |  |  |  | FALSE | TRUE |  |  |  |  | #FFFF0000 | FA-NFPA 170 GAS DETECTOR | 1 | FALSE | FALSE | FALSE | 1408 | [13 empty] | FALSE |  |  | SB
|  |  | North | Bosch | [5 empty] | Module | TRUE | B40-MB50 | * | Indoor/outdoor Cell Antenna with 50 ft cable | 1 | [12 empty] | #FFFFFFFF |  |  | FALSE | FALSE | FALSE
|  |  | North | Bosch | [5 empty] | Module | TRUE | GES24-15/75WR | * | General Evacuation Strobe. Wall Mount. Red | 1 | [12 empty] | #FFFFFFFF |  |  | FALSE | FALSE | FALSE
NFPA 170 NON ADDRESSABLE RELAY |  |  | North | Bosch |  | Non-Addressable Relay |  |  |  | Module | TRUE | D134 | ++ | Dual relay module for 2A at 30VDC | 1 |  | 0.04 | [10 empty] | #FFFF0000 | FA-NFPA 170 NON ADDRESSABLE RELAY | 1 | FALSE | FALSE | FALSE | [17 empty] | R
|  |  | North | Bosch | [5 empty] | Module | TRUE | D704M | * | MUX MINI MODULE | 1 | [12 empty] | #FFFFFFFF |  |  | FALSE | FALSE | FALSE
NFPA 170 ADDRESSABLE OUTPUT MODULE |  |  | North | Bosch |  | Addressable Control/Relay |  |  |  | Module | TRUE | D7035 | ++ | Multiplex octal relay module | 1 | 0.215 | 0.215 |  |  | 12 | [7 empty] | #FFFF0000 | FA-NFPA 170 ADDRESSABLE OUTPUT MODULE | 1 | FALSE | FALSE | FALSE
|  |  | North | Bosch | [5 empty] | Module | TRUE | D5060 | * | Need To Program Existing Lka Account That Uses These Bosch Modules/Equipment | 1 | [12 empty] | #FFFFFFFF |  |  | FALSE | FALSE | FALSE
|  |  | North | Bosch | [5 empty] | Module | TRUE | GX93-W-MI | * | ***(Microsoft- Q0056Tnx)Hrn 12/24V Sync/Avs Wht | 1 | [12 empty] | #FFFFFFFF |  |  | FALSE | FALSE | FALSE
|  |  | North | Bosch | [5 empty] | Module | TRUE | NUC-21012-F2 | * | IP Micro Dome 720P Plus | 1 | [12 empty] | #FFFFFFFF |  |  | FALSE | FALSE | FALSE
|  |  | North | Bosch | [5 empty] | Module | TRUE | DRH-5532-214D00 | * | Divar Hybrid 5000 Recorders 16 Ch An / 16 Ch Ip, 1X4Tb Hdd, Dvd, 1.5U | 1 | [12 empty] | #FFFFFFFF |  |  | FALSE | FALSE | FALSE
|  |  | North | Bosch | [5 empty] | Module | TRUE | NDP-4502-Z12C-RO | * | ***(Ross) AUTODOME IP 4000i PTZ dome 2MP 12x clear indoor in-ceiling (quote 7000077509/4) | 1 | [12 empty] | #FFFFFFFF |  |  | FALSE | FALSE | FALSE
|  |  | North | Bosch | [5 empty] | Module | TRUE | NDI-5503-AL-TM | * | ***(Tuesday Morning) Flexidome Ip 5000I 5Mp Hdr 3-10Mm Avf Indoor Ir Essential Analytics | 1 | [12 empty] | #FFFFFFFF |  |  | FALSE | FALSE | FALSE
GenericN DOOR CONTACT |  |  | North | Bosch |  | Door Contact |  |  |  | Module | TRUE | RFDW-RM-CHI | ++ | Wireless recessed mount contact | 1 |  |  |  |  | 1.5 | [7 empty] | #FFFF0000 | FA-GenericN DOOR CONTACT | 1 | FALSE | FALSE | FALSE | [17 empty] | REX
|  |  | North | Bosch | [5 empty] | Module | TRUE | NDA-U-PMT-MO | * | ***(Motor Shop Electric Construction Co.)Pendant pipe mount, 12 (31cm) 0000100202 | 1 | [12 empty] | #FFFFFFFF |  |  | FALSE | FALSE | FALSE
NFPA 170 ADDRESSABLE INPUT MONITOR MODULE |  |  | North | Bosch |  | Addressable Module |  |  |  | Module | TRUE | D9127U | ++ | POPIT input module without tamper | 1 | 0.0008 | 0.0008 | [10 empty] | #FFFF0000 | FA-NFPA 170 ADDRESSABLE INPUT MONITOR MODULE | 1 | FALSE | FALSE | FALSE
NFPA 170 HORN |  |  | North | Bosch |  | Horn |  |  |  | Module | TRUE | SS-HR-LF | + | Low Frequency Sounder, Red | 1 | 0 | 0.047 |  |  |  |  | FALSE | [5 empty] | #FF0070C0 | FA-NFPA 170 HORN | 1 | FALSE | FALSE | FALSE | 2010 | [13 empty] | FALSE |  |  | LF
|  |  | North | Bosch | [5 empty] | Module | TRUE | NDA-U-PMT | * | Pendant pipe mount, 12 (31cm) 0000100202 | 1 | [12 empty] | #FFFFFFFF |  |  | FALSE | FALSE | FALSE
|  |  | North | Bosch | [5 empty] | Module | TRUE | ICP-SDI-9114 | * | SDI Splitter / Isolator 0000075417 | 1 | [12 empty] | #FFFFFFFF |  |  | FALSE | FALSE | FALSE
NFPA 170 SMOKE DETECTOR |  |  | North | Bosch |  | Smoke Detector |  |  |  | Module | TRUE | FRAY5000-4PRISM | + | Prism plate, 4 prisms | 1 | [6 empty] | FALSE | TRUE |  |  |  |  | #FFFF0000 | FA-NFPA 170 SMOKE DETECTOR | 1 | FALSE | FALSE | FALSE | 1408 | [13 empty] | FALSE |  |  | SBP
|  |  | North | Bosch | [5 empty] | Module | TRUE | NDE-8504-R | * | Fixed dome 8MP HDR 3.9-10mm PTRZ IP66 0000184474 | 1 | [12 empty] | #FFFFFFFF |  |  | FALSE | FALSE | FALSE
|  |  | North | Bosch | [5 empty] | Module | TRUE | UW30 | * | Underwater Loudspeaker | 1 | [12 empty] | #FFFFFFFF |  |  | FALSE | FALSE | FALSE
|  |  | North | Bosch | [5 empty] | Module | TRUE | ZX970 | * | Motion detector, 70ft (21m) 0000166926 | 1 | [12 empty] | #FFFFFFFF |  |  | FALSE | FALSE | FALSE
|  |  | North | Bosch |  | Hardware |  |  |  | Hardware | TRUE | D5500C-LITE-USB | + | Software For 7412 And 9412 Control Panels | 1 | [12 empty] | #FFFFFFFF |  |  | FALSE | FALSE | FALSE
GenericN KEYPAD |  |  | North | Bosch |  | Keypad Interface |  |  |  | Module | TRUE | B930 | ++ | ATM Style-Alpha Numeric Keypad, SDI2 | 1 | 0.035 | 0.08 |  |  | 12 | [7 empty] | #FFFF0000 | FA-GenericN KEYPAD | 1 | FALSE | FALSE | FALSE
|  |  | North | Bosch | [5 empty] | Module | TRUE | MODEM-KIT-2400B | * | MODEM-2400 (PARTS ONLY) 0000075321 | 1 | [12 empty] | #FFFFFFFF |  |  | FALSE | FALSE | FALSE
|  |  | North | Bosch | [5 empty] | Module | TRUE | LBB4416/01 | * | PRAESIDEO Network Cable Assembly 0.5m | 1 | [12 empty] | #FFFFFFFF |  |  | FALSE | FALSE | FALSE
GenericN MOTION DETECTOR WALL |  |  | North | Bosch |  | Motion Detector |  |  |  | Module | TRUE | ISC-CDL1-W15G-CHI | ++ | Motion detector, 50ft (15m) | 1 | 0.015 | 0.035 |  |  | 12 |  | FALSE | [5 empty] | #FFFF0000 | FA-GenericN MOTION DETECTOR WALL | 1 | FALSE | FALSE | FALSE | [14 empty] | FALSE
GenericN MOTION DETECTOR WALL |  |  | North | Bosch |  | Motion Detector |  |  |  | Module | TRUE | RFPR-12-CHI | ++ | Wireless motion detector, 40ft (12m) | 1 |  |  |  |  | 3 | [7 empty] | #FFFF0000 | FA-GenericN MOTION DETECTOR WALL | 1 | FALSE | FALSE | FALSE | [17 empty] | RPT
|  |  | North | Bosch | [5 empty] | Module | TRUE | NBE-5503-AL | * | Bullet 5MP HDR 2.7-12mm auto IP67 IK10 0000096968 | 1 | [12 empty] | #FFFFFFFF |  |  | FALSE | FALSE | FALSE
|  |  | North | Bosch | [5 empty] | Module | TRUE | ZX835-1 | * | ZONEX TRITECH PIRMICROWAVE DETECTOR | 1 | [12 empty] | #FFFFFFFF |  |  | FALSE | FALSE | FALSE
|  |  | North | Bosch | [5 empty] | Module | TRUE | UHO-HBGS-11 | * | Outdoor Housing 24Vac Nominal 5060Hz Lens Up To 103-In Heater Blower Sunshield Feed-Thru Cabling | 1 | [12 empty] | #FFFFFFFF |  |  | FALSE | FALSE | FALSE
NFPA 170 SMOKE DETECTOR |  |  | North | Bosch |  | Smoke Detector |  |  |  | Module | TRUE | FRAY5000-HEAD-UL | + | Additional head | 1 | [6 empty] | FALSE | TRUE |  |  |  |  | #FFFF0000 | FA-NFPA 170 SMOKE DETECTOR | 1 | FALSE | FALSE | FALSE | 1408 | [13 empty] | FALSE |  |  | SBD
|  |  | North | Bosch | [5 empty] | Module | TRUE | RFAC-LY-10 | * | Lanyard For Radion Keyfobs And Panic Buttons - 10 Pack | 1 | [12 empty] | #FFFFFFFF |  |  | FALSE | FALSE | FALSE
NFPA 170 ADDRESSABLE OUTPUT MODULE |  |  | North | Bosch |  | Addressable Control/Relay |  |  |  | Module | TRUE | FLM-325-NA4 | ++ | Supervised Output Module (Class A and B) | 1 | 0.00022 | 0.006 |  |  | 24 | [7 empty] | #FFFF0000 | FA-NFPA 170 ADDRESSABLE OUTPUT MODULE | 1 | FALSE | FALSE | FALSE
|  |  | North | Bosch | [5 empty] | Module | TRUE | NDA-U-PMAS | * | Nda-U-Pmas Pole Mount Adapter Small | 1 | [12 empty] | #FFFFFFFF |  |  | FALSE | FALSE | FALSE
|  |  | North | Bosch | [5 empty] | Module | TRUE | NDA-LWMT-DOME | * | L-SHAPED WALL BRACKET COMPATIB | 1 | [12 empty] | #FFFFFFFF |  |  | FALSE | FALSE | FALSE
|  |  | North | Bosch | [5 empty] | Module | TRUE | B11 | * | Enclosure, Control Panel, Small | 1 | [12 empty] | #FFFFFFFF |  |  | FALSE | FALSE | FALSE
|  |  | North | Bosch | [5 empty] | Module | TRUE | D344-1.5 | * | DUCT SAMPLE TUBE 1.5 FEET | 1 | [12 empty] | #FFFFFFFF |  |  | FALSE | FALSE | FALSE
|  |  | North | Bosch | [5 empty] | Module | TRUE | PRS-4P125-US | * | PRAESIDEO Power Amplifier 4x125W | 1 | [12 empty] | #FFFFFFFF |  |  | FALSE | FALSE | FALSE
|  |  | North | Bosch | [5 empty] | Module | TRUE | PVA-15CST | * | Call station | 1 | [12 empty] | #FFFFFFFF |  |  | FALSE | FALSE | FALSE
GenericN EQUIPMENT ENCLOSURE |  |  | North | Bosch |  | Enclosure |  |  |  | Module | TRUE | B426 | ++ | Ethernet Communication Module, SDI, SDI2 | 1 | 0.08 | 0.1 |  |  | 12 |  | TRUE | [5 empty] | #FFFF0000 | FA-GenericN EQUIPMENT ENCLOSURE | 1 | FALSE | FALSE | FALSE
|  |  | North | Bosch |  | Cards & Components |  |  |  | Card | TRUE | IPP-AL400-ULKT3 Main Board |  | Main Board for IPP-AL400-ULKT3 | 1 | 0 | 0 |  |  |  |  | TRUE | FALSE |  |  |  |  | #FFFFFFFF |  |  | FALSE | FALSE | FALSE | [14 empty] | FALSE
NFPA 170 ADDRESSABLE INPUT MONITOR MODULE |  |  | North | Bosch |  | Addressable Module |  |  |  | Module | TRUE | FLM-325-I4-A | ++ | Contact monitor, class A, 4" | 1 | 0.00063 | 0.0063 |  |  | 24 | [7 empty] | #FFFF0000 | FA-NFPA 170 ADDRESSABLE INPUT MONITOR MODULE | 1 | FALSE | FALSE | FALSE
|  |  | North | Bosch | [5 empty] | Module | TRUE | FAP-440 | * | ANALOG PHTO DETECT | 1 | [12 empty] | #FFFFFFFF |  |  | FALSE | FALSE | FALSE
NFPA 170 ISOLATION MODULE |  |  | North | Bosch |  | Isolator Module |  |  |  | Module | TRUE | FLM-325-ISO | ++ | Short Circuit Isolator | 1 | 0.00027 | 0.001 |  |  | 24 | [7 empty] | #FFFF0000 | FA-NFPA 170 ISOLATION MODULE | 1 | FALSE | FALSE | FALSE
|  |  | North | Bosch | [5 empty] | Module | TRUE | MIC-7522-Z30BR-RO | * | ***(Ross)MIC IP starlight 7100i PTZ 2MP BLACK | 1 | [12 empty] | #FFFFFFFF |  |  | FALSE | FALSE | FALSE
|  |  | North | Bosch | [5 empty] | Module | TRUE | LBB9081/00 | * | Dynamic Microphone (Handheld) | 1 | [12 empty] | #FFFFFFFF |  |  | FALSE | FALSE | FALSE
|  |  | North | Bosch |  | Cards & Components |  |  |  | Card | TRUE | D132A | ++ | Smoke Detector Reversing Relay Module | 1 | 0.01 | 0.07 |  |  | 12 | [7 empty] | #FFFFFFFF |  |  | FALSE | FALSE | FALSE
|  |  | North | Bosch | [5 empty] | Module | TRUE | NDA-5031-PIP-MO | * | ***(Motor Shop Electric Construction Co.)Pendant Interface Plate, Ndi-4/5000 | 1 | [12 empty] | #FFFFFFFF |  |  | FALSE | FALSE | FALSE
NFPA 170 SMOKE DETECTOR |  |  | North | Bosch |  | Smoke Detector |  |  |  | Module | TRUE | FAI-325 w/FAA-325-B4 | + | Analog Ionization Smoke Detector head, 24V w/4" Base | 1 | 0.017 | 0.017 |  |  |  |  | FALSE | TRUE |  |  |  |  | #FFFF0000 | FA-NFPA 170 SMOKE DETECTOR | 1 | FALSE | FALSE | FALSE | 1403 | [13 empty] | FALSE
|  |  | North | Bosch | [5 empty] | Module | TRUE | D928 | * | SWITCHER DUAL PHONE LINE | 1 |  | 0.11 |  |  |  |  | TRUE | [5 empty] | #FFFFFFFF |  |  | FALSE | FALSE | FALSE
|  |  | North | Bosch | [5 empty] | Module | TRUE | MT-121575W-NW | * | MULTITONE STROBE, 8 TONES, 12VDC, 1575CD , WALL, SYNC/NON-SYNC, WHITE, BLANK | 1 | [12 empty] | #FFFFFFFF |  |  | FALSE | FALSE | FALSE
NFPA 170 CELL COMM | RISER CELL COMM |  | North | Bosch |  | Cellular Communicator |  |  |  | Module | TRUE | F01U293701 | * | CONETTIX CELLULAR COMMUNICATOR | 1 | [12 empty] | #FFFF0000 | FA-NFPA 170 CELL COMM | 1 | FALSE | FALSE | FALSE
GenericN INTRUSION CONTACT |  |  | North | Bosch |  | Intrusion Contact |  |  |  | Module | TRUE | RFUN | ++ | Wireless loop input and contact | 1 |  |  |  |  | 1.5 | [7 empty] | #FFFF0000 | FA-GenericN INTRUSION CONTACT | 1 | FALSE | FALSE | FALSE | [17 empty] | REX
|  |  | North | Bosch | [5 empty] | Module | TRUE | EKX-15 | * | EKX-15 PASSIVE 15in 2-WAY SPKR | 1 | [12 empty] | #FFFFFFFF |  |  | FALSE | FALSE | FALSE
NFPA 170 NOTIFICATION CIRCUIT EXTENDER PANEL | RISER NAC |  | North | Bosch |  | Notification Circuit Extender Panel |  |  |  | Assembly | TRUE | FPP-RNAC-8A-4C | ++ | Remote NAC Power Supply | 1 | [12 empty] | #FFFF0000 | FA-NFPA 170 NOTIFICATION CIRCUIT EXTENDER PANEL | 1 | FALSE | FALSE | FALSE | [9 empty] | 7,18 |  |  | 8 |  | TRUE
GenericN INTRUSION CONTACT |  |  | North | Bosch |  | Intrusion Contact |  |  |  | Module | TRUE | RFUN-CHI | ++ | Wireless loop input and contact | 1 |  |  |  |  | 1.5 | [7 empty] | #FFFF0000 | FA-GenericN INTRUSION CONTACT | 1 | FALSE | FALSE | FALSE | [17 empty] | REX
NFPA 170 ADDRESSABLE INPUT OUTPUT |  |  | North | Bosch |  | Addressable Module |  |  |  | Module | TRUE | DS7465I | ++ | Single input/output module, Multiplex | 1 | 0.001 | 0.001 |  |  | 12 | [7 empty] | #FFFF0000 | FA-NFPA 170 ADDRESSABLE INPUT OUTPUT | 1 | FALSE | FALSE | FALSE
GenericN GLASS BREAK |  |  | North | Bosch |  | Glass Break Detector |  |  |  | Module | TRUE | RFGB-CHI | ++ | Glass Break Detector | 1 |  |  |  |  | 3 | [7 empty] | #FFFF0000 | FA-GenericN GLASS BREAK | 1 | FALSE | FALSE | FALSE | [17 empty] | RPT
|  |  | North | Bosch | [5 empty] | Module | TRUE | ALP-450 | * | DIRECTLOG-PERIODIC-ANTENNACVR | 1 | [12 empty] | #FFFFFFFF |  |  | FALSE | FALSE | FALSE
NFPA 170 JUNCTION BOX |  |  | North | Bosch |  | Hardware |  |  |  | Hardware | TRUE | D8004 | ++ | Transformer enclosure kit, grey | 1 | [12 empty] | #FF00B050 | FA-NFPA 170 JUNCTION BOX | 1 | FALSE | FALSE | FALSE
GenericN KEYPAD |  |  | North | Bosch |  | Keypad Interface |  |  |  | Module | TRUE | B915 | ++ | Basic Keypad, SDI2 | 1 | 0.035 | 0.07 |  |  | 12 | [7 empty] | #FFFF0000 | FA-GenericN KEYPAD | 1 | FALSE | FALSE | FALSE
|  |  | North | Bosch | [5 empty] | Module | TRUE | NDA-8000-PIP-RO | * | ***(Ross) Pendant Interface Plate, Indoor | 1 | [12 empty] | #FFFFFFFF |  |  | FALSE | FALSE | FALSE
|  |  | North | Bosch | [5 empty] | Module | TRUE | NDA-5031-PIP | * | Pendant Interface Plate, Ndi-4/5000 | 1 | [12 empty] | #FFFFFFFF |  |  | FALSE | FALSE | FALSE
|  |  | North | Bosch | [5 empty] | Module | TRUE | VDA-PMT-DOME | * | Pendant Mount bracket for FlexiDomes 0000075556 | 1 | [12 empty] | #FFFFFFFF |  |  | FALSE | FALSE | FALSE
|  |  | North | Bosch | [5 empty] | Module | TRUE | NDA-U-WMTG | * | Pendant wall mount, gang box | 1 | [12 empty] | #FFFFFFFF |  |  | FALSE | FALSE | FALSE
|  |  | North | Bosch | [5 empty] | Module | TRUE | NUC-52051-F0 | * | Camera Dome & Day/Night Network Camera, Flexidome 5000 Series, Indoor, Panoramic, 360 Degree Lens, 5 Megapi | 1 | [12 empty] | #FFFFFFFF |  |  | FALSE | FALSE | FALSE
|  |  | North | Bosch | [5 empty] | Module | TRUE | NDA-U-PMTG-RO | * | ***(Ross)PIPE MOUNT GANG BOX | 1 | [12 empty] | #FFFFFFFF |  |  | FALSE | FALSE | FALSE
|  |  | North | Bosch | [5 empty] | Module | TRUE | FMM-100SAT2CK-B | * | MAN SGL ACT TERM KEY BLU 0000066477 | 1 | [12 empty] | #FFFFFFFF |  |  | FALSE | FALSE | FALSE
EQUIPMENT ENCLOSURE |  |  | North | Bosch |  | Enclosure |  |  |  | Assembly | TRUE | D8103 | ++ | Steel enclosure, large, grey | 1 | [10 empty] | (16 in. x 16 in. x 3.5 in. |  | #FFFF0000 | FA-EQUIPMENT ENCLOSURE | 1 | FALSE | FALSE | FALSE
|  |  | North | Bosch | [5 empty] | Module | TRUE | GEC3-24WR | * | HN/ST 24V 15-110C WALL RD 0000066462 | 1 | [12 empty] | #FFFFFFFF |  |  | FALSE | FALSE | FALSE
GenericN PANIC BUTTON |  |  | North | Bosch |  | Panic Button |  |  |  | Module | TRUE | RFPB-SB | ++ | Wireless, single-button panic. | 1 |  |  |  |  | 3 | [7 empty] | #FFFF0000 | FA-GenericN PANIC BUTTON | 1 | FALSE | FALSE | FALSE | [17 empty] | RPT
|  |  | North | Bosch | [5 empty] | Module | TRUE | VGA-IC-SP-RO | * | ***(Ross) Suspended Ceiling Support Kit | 1 | [12 empty] | #FFFFFFFF |  |  | FALSE | FALSE | FALSE
GenericN MOTION DETECTOR WALL |  |  | North | Bosch |  | Motion Detector |  |  |  | Module | TRUE | ISC-CDL1-W15G | ++ | Motion detector, 50ft (15m) | 1 | 0.015 | 0.035 |  |  | 12 |  | FALSE | [5 empty] | #FFFF0000 | FA-GenericN MOTION DETECTOR WALL | 1 | FALSE | FALSE | FALSE | [14 empty] | FALSE
|  |  | North | Bosch | [5 empty] | Module | TRUE | D5500C-USB | * | RPS KIT ON CD-USB DONGLE | 1 | [12 empty] | #FFFFFFFF |  |  | FALSE | FALSE | FALSE
|  |  | North | Bosch | [5 empty] | Module | TRUE | NDA-8000-SP-RO | * | ***(Ross) In-Ceiling Mount Support Kit | 1 | [12 empty] | #FFFFFFFF |  |  | FALSE | FALSE | FALSE
|  |  | North | Bosch | [5 empty] | Module | TRUE | B4512 | * | B Series 28 Pt Hybrid Panel | 1 | [12 empty] | #FFFFFFFF |  |  | FALSE | FALSE | FALSE
|  |  | North | Bosch | [5 empty] | Module | TRUE | NDI-4502-A-TU | * | Camera ***(Tuesday Morning) 2MP vari-focal lens camera | 1 | [12 empty] | #FFFFFFFF |  |  | FALSE | FALSE | FALSE
|  |  | North | Bosch | [5 empty] | Module | TRUE | DS9630 | * | CLASSIC LINE TRITECH CM | 1 | [12 empty] | #FFFFFFFF |  |  | FALSE | FALSE | FALSE
|  |  | North | Bosch | [5 empty] | Module | TRUE | SEC-3402-304 | * | Point Tracking Transmitter | 1 | [12 empty] | #FFFFFFFF |  |  | FALSE | FALSE | FALSE
|  |  | North | Bosch | [5 empty] | Module | TRUE | VJM-4016-US-MO | * | ***(Motor Shop Electric Construction Co.)Encoder, 16-Channel, 2 Audio In, 1 Audio Out; 4 Alarm Input, 1 Relay Out, Dual Streaming @ 30IPS, A | 1 | [12 empty] | #FFFFFFFF |  |  | FALSE | FALSE | FALSE
|  |  | North | Bosch | [5 empty] | Module | TRUE | PLM-8M8-US | * | 8-Zone Digital Matrix Mixer; Pc Or Ios Control | 1 | [12 empty] | #FFFFFFFF |  |  | FALSE | FALSE | FALSE
NFPA 170 ADDRESSABLE OUTPUT MODULE |  |  | North | Bosch |  | Addressable Control/Relay |  |  |  | Module | TRUE | FLM-325-NAI4 | ++ | Supervised Output Module (Class A and B, with isolator) | 1 | 0.00042 | 0.006 |  |  | 24 | [7 empty] | #FFFF0000 | FA-NFPA 170 ADDRESSABLE OUTPUT MODULE | 1 | FALSE | FALSE | FALSE
|  |  | North | Bosch | [5 empty] | Module | TRUE | NDA-8000-PIPW | * | Outdoor Pendant Interface Plate 0000184485 | 1 | [12 empty] | #FFFFFFFF |  |  | FALSE | FALSE | FALSE
|  |  | North | Bosch |  | Hardware |  |  |  | Hardware | TRUE | D166 | ++ | Telephone Jack | 1 | [12 empty] | #FFFFFFFF |  |  | FALSE | FALSE | FALSE
|  |  | North | Bosch | [5 empty] | Module | TRUE | B5512-C | * | WITH TRANSFORMER | 1 | [12 empty] | #FFFFFFFF |  |  | FALSE | FALSE | FALSE
NFPA 170 SMOKE DETECTOR |  |  | North | Bosch |  | Smoke Detector |  |  |  | Module | TRUE | D7050TH w/D7050-B6 BASE | + | Addressable Photoelectric Smoke and Heat Detector Head w/Standard Base, Multiplex | 1 | 0.00055 | 0.00056 |  |  |  |  | FALSE | TRUE |  |  |  |  | #FFFF0000 | FA-NFPA 170 SMOKE DETECTOR | 1 | FALSE | FALSE | FALSE | 1408 |  |  | 7272-0028:0206 | [10 empty] | FALSE |  |  | 135 FT
|  |  | North | Bosch | [5 empty] | Module | TRUE | NDA-U-PA0 | * | Surveillance cabinet 24VAC 0000100705 | 1 | [12 empty] | #FFFFFFFF |  |  | FALSE | FALSE | FALSE
|  |  | North | Bosch |  | Cards & Components |  |  |  | Card | TRUE | D7039 | ++ | Multiplex expansion module | 1 | 0.15 | 0.15 |  |  | 24 |  | TRUE | [5 empty] | #FFFFFFFF |  |  | FALSE | FALSE | FALSE | [14 empty] | FALSE
|  |  | North | Bosch | [5 empty] | Module | TRUE | TR1815 | * | TRANSFORMER 50VA 18 VAC | 1 | [12 empty] | #FFFFFFFF |  |  | FALSE | FALSE | FALSE
|  |  | North | Bosch | [5 empty] | Module | TRUE | NDA-U-WMP | * | WALL MOUNT PLT | 1 | [12 empty] | #FFFFFFFF |  |  | FALSE | FALSE | FALSE
GenericN INTERFACE MODULE |  |  | North | Bosch |  | Interface Module |  |  |  | Module | TRUE | D8125 | ++ | Expansion module, Zonex | 1 | 0.05 | 0.05 |  |  | 12 | [7 empty] | #FFFF0000 | FA-GenericN INTERFACE MODULE | 1 | FALSE | FALSE | FALSE
GenericN KEYPAD |  |  | North | Bosch |  | Keypad Interface |  |  |  | Module | TRUE | D1260W | ++ | LCD Keypad, SDI | 1 | 0.2 | 0.25 |  |  | 12 | [7 empty] | #FFFF0000 | FA-GenericN KEYPAD | 1 | FALSE | FALSE | FALSE
|  |  | North | Bosch | [5 empty] | Module | TRUE | NDA-FMT-DOME | * | FLUSH MOUNT DOME KIT | 1 | [12 empty] | #FFFFFFFF |  |  | FALSE | FALSE | FALSE
NFPA 170 MANUAL PULL |  |  | North | Bosch |  | Manual Station |  |  |  | Module | TRUE | FMM-100SATK | 100088380 | PULL STATION SINGLE ACTION | 1 | [6 empty] | TRUE | [5 empty] | #FFFF0000 | FA-NFPA 170 MANUAL PULL | 1 | FALSE | FALSE | FALSE | 950
|  |  | North | Bosch | [5 empty] | Module | TRUE | NDA-ADT4S-MINDOME | * | 4S ELECTRICAL BOX MNT-FLEXDOME | 1 | [12 empty] | #FFFFFFFF |  |  | FALSE | FALSE | FALSE
GenericN EQUIPMENT ENCLOSURE |  |  | North | Bosch |  | Enclosure |  |  |  | Module | TRUE | B450 | ++ | Plug-in Communicator Interface, SDI, SDI2 | 1 | 0.06 | 0.18 |  |  | 12 |  | TRUE | [5 empty] | #FFFF0000 | FA-GenericN EQUIPMENT ENCLOSURE | 1 | FALSE | FALSE | FALSE
NFPA 170 CELL COMM | RISER CELL COMM |  | North | Bosch |  | Cellular Communicator |  |  |  | Module | TRUE | F.01U.295.183 | * | CELLULAR SERVICES MONTHLY | 1 | [12 empty] | #FFFF0000 | FA-NFPA 170 CELL COMM | 1 | FALSE | FALSE | FALSE
|  |  | North | Bosch | [5 empty] | Module | TRUE | G450 | * | Z-WAVE HOME CONTROL GATEWAY | 1 | [12 empty] | #FFFFFFFF |  |  | FALSE | FALSE | FALSE
|  |  | North | Bosch | [5 empty] | Module | TRUE | NDA-SMB-MICSMB-RO | * | Box ***(Ross)Surface mount box for dome camera | 1 | [12 empty] | #FFFFFFFF |  |  | FALSE | FALSE | FALSE
|  |  | North | Bosch | [5 empty] | Module | TRUE | SFP-2 | * | SFP FIBER MODULE, MM, 1310NM, 2KM, 2LC 0000065954 | 1 | [12 empty] | #FFFFFFFF |  |  | FALSE | FALSE | FALSE
NFPA 170 LCD ANNNUNCIATOR DISPLAY | RISER ANNUNCIATOR |  | North | Bosch |  | LCD Annunciator |  |  |  | Module | TRUE | FMR-7033 | ++ | LCD annunciator and control keypad | 1 | 0.08 | 0.1 |  |  | 12 |  | FALSE | [5 empty] | #FFFF0000 | FA-NFPA 170 LCD ANNNUNCIATOR DISPLAY | 1 | FALSE | FALSE | FALSE | 255 |  |  | 7165-1615:0227 | [10 empty] | FALSE
NFPA 170 REMOTE ANNUNCIATOR | RISER ANNUNCIATOR |  | North | Bosch |  | Remote Annunciator |  |  |  | Module | TRUE | D7030X-S2 | ++ | Eight-point LED annunciator (two yellow, six red) | 1 | 0.045 | 0.19 | [10 empty] | #FFFF0000 | FA-NFPA 170 REMOTE ANNUNCIATOR | 1 | FALSE | FALSE | FALSE
|  |  | North | Bosch | [5 empty] | Module | TRUE | NBN-73023-BA | * | Dinion Ip 7000 1080P Iva | 1 | [12 empty] | #FFFFFFFF |  |  | FALSE | FALSE | FALSE
|  |  | North | Bosch |  | Cards & Components |  |  |  | Card | TRUE | B9512G Main Board | ++ | Fire Alarm Control Panel Main Board | 1 | 0.18 | 0.26 |  |  |  |  | TRUE | [5 empty] | #FFFFFFFF |  |  | FALSE | FALSE | FALSE | [14 empty] | FALSE
|  |  | North | Bosch | [5 empty] | Module | TRUE | DIP-7GRSN-P6 | * | Graphic / Sound For Dipaio7000 | 1 | [12 empty] | #FFFFFFFF |  |  | FALSE | FALSE | FALSE
|  |  | North | Bosch | [5 empty] | Module | TRUE | B4512-C | * | B4512 Alarm Panel W/ Transformer & Medium Enclosure | 1 | [12 empty] | #FFFFFFFF |  |  | FALSE | FALSE | FALSE
|  |  | North | Bosch | [5 empty] | Module | TRUE | RSS-24MCWH-FW | * | STROBE, 24VDC, 135/185CD, SQUARE, WHITE, WALL, NON-SYNC/SYNC W/SM/DSM | 1 | [12 empty] | #FFFFFFFF |  |  | FALSE | FALSE | FALSE
NFPA 170 SMOKE DETECTOR |  |  | North | Bosch |  | Smoke Detector |  |  |  | Module | TRUE | F220-PTH w/F220-B6PS | + | Photoelectric smoke detector head with fixed-temperature (+135°F [+57°C]) heat sensor w/12/24 VDC Two-wire Base | 1 | 0.0025 | 0.035 |  |  |  |  | FALSE | TRUE |  |  |  |  | #FFFF0000 | FA-NFPA 170 SMOKE DETECTOR | 1 | FALSE | FALSE | FALSE | 1408 | [13 empty] | FALSE |  |  | 135° FT
|  |  | North | Bosch | [5 empty] | Module | TRUE | F.01U.268.900 | * | WALL MOUNT OUTDOOR | 1 | [12 empty] | #FFFFFFFF |  |  | FALSE | FALSE | FALSE
|  |  | North | Bosch | [5 empty] | Module | TRUE | LTC 9215/00 | * | MOUNT. FEED-THROUGH. 12-INCH. FOR LTC 9480 SERIES HOUSINGS. | 1 | [12 empty] | #FFFFFFFF |  |  | FALSE | FALSE | FALSE
|  |  | North | Bosch | [5 empty] | Module | TRUE | MBV-MCHAN | * | BVMS Software Maintenance License for MBV-XCHAN-, 1yr | 1 | [12 empty] | #FFFFFFFF |  |  | FALSE | FALSE | FALSE
NFPA 170 SMOKE DETECTOR |  |  | North | Bosch |  | Smoke Detector |  |  |  | Module | TRUE | FAI-325 w/FAA-325-6 | + | Analog Ionization Smoke Detector head, 24V w/6" Base | 1 | 0.017 | 0.017 |  |  |  |  | FALSE | TRUE |  |  |  |  | #FFFF0000 | FA-NFPA 170 SMOKE DETECTOR | 1 | FALSE | FALSE | FALSE | 1403 | [13 empty] | FALSE
|  |  | North | Bosch | [5 empty] | Module | TRUE | D8236-10 | * | Clamshell card, HIDprox, 26 bit, 10pcs 0000095138 | 1 | [12 empty] | #FFFFFFFF |  |  | FALSE | FALSE | FALSE
NFPA 170 WIRELESS CONTROL UNIT |  |  | North | Bosch |  | Wireless Control Unit |  |  |  | Module | TRUE | B810 | ++ | Wireless SDI2 bus interface | 1 | 0.07 | 0.07 |  |  | 12 | [7 empty] | #FFFF0000 | FA-NFPA 170 WIRELESS CONTROL UNIT | 1 | FALSE | FALSE | FALSE
EQUIPMENT ENCLOSURE |  |  | North | Bosch |  | Enclosure |  |  |  | Assembly | TRUE | D8109L | ++ | Fire Enclosure, Red, Louvered | 1 | [10 empty] | (16 in. x 16 in. x 3.5 in. |  | #FFFF0000 | FA-EQUIPMENT ENCLOSURE | 1 | FALSE | FALSE | FALSE
GenericN KEYPAD |  |  | North | Bosch |  | Keypad Interface |  |  |  | Module | TRUE | B915I | ++ | Basic Keypad, icon keys, SDI2 | 1 | 0.035 | 0.07 |  |  | 12 | [7 empty] | #FFFF0000 | FA-GenericN KEYPAD | 1 | FALSE | FALSE | FALSE
|  |  | North | Bosch | [5 empty] | Module | TRUE | CBS-INSA-SETUPL-TU | * | ***(Tuesday Morning) Cloud Merchandising setup | 1 | [12 empty] | #FFFFFFFF |  |  | FALSE | FALSE | FALSE
|  |  | North | Bosch | [5 empty] | Module | TRUE | ENKIT-SD12 | * | WIRELESS INTERFACE KIT FOR GV4 | 1 | [12 empty] | #FFFFFFFF |  |  | FALSE | FALSE | FALSE
NFPA 170 FIRE ALARM CONTROL UNIT | RISER FACP |  | North | Bosch |  | Fire Alarm Control Unit |  |  |  | Assembly | TRUE | D7412G | + | INTRUSION/FIRE/ACCESS CONTROL PANEL 99 POINTS | 1 | [6 empty] | FALSE | [5 empty] | #FFFF0000 | FA-NFPA 170 FIRE ALARM CONTROL UNIT | 1 | FALSE | FALSE | FALSE | 202 | [8 empty] | 7,12,18 |  |  |  |  | TRUE
|  |  | North | Bosch | [5 empty] | Module | TRUE | NII-50022-A3 | * | IP DOME 1080P INDOOR AVF 3-10M | 1 | [12 empty] | #FFFFFFFF |  |  | FALSE | FALSE | FALSE
|  |  | North | Bosch | [5 empty] | Module | TRUE | VG4-A-PA1 | * | AutoDome Pendant Arm and 120VAC PS Box 0000075531 | 1 | [12 empty] | #FFFFFFFF |  |  | FALSE | FALSE | FALSE
|  |  | North | Bosch | [5 empty] | Module | TRUE | E70-R | * | SPEAKER, LOW PROFILE, WALL, 25/70VOLT, SQUARE, RED | 1 | [12 empty] | #FFFFFFFF |  |  | FALSE | FALSE | FALSE
|  |  | North | Bosch | [5 empty] | Module | TRUE | VG4-A-9541 | * | Gen4 Mast (Pole) Mount 0000075455 | 1 | [12 empty] | #FFFFFFFF |  |  | FALSE | FALSE | FALSE
|  |  | North | Bosch | [5 empty] | Module | TRUE | 1051830 | * | FIXED DOME 6MP HDR 39-10MM | 1 | [12 empty] | #FFFFFFFF |  |  | FALSE | FALSE | FALSE
NFPA 170 SMOKE DETECTOR |  |  | North | Bosch |  | Smoke Detector |  |  |  | Module | TRUE | FIRERAY5000-UL | + | Beam smoke, reflective w/Prism | 1 | [6 empty] | FALSE | TRUE |  |  |  |  | #FFFF0000 | FA-NFPA 170 SMOKE DETECTOR | 1 | FALSE | FALSE | FALSE | 1408 | [13 empty] | FALSE |  |  | SBD
|  |  | North | Bosch | [5 empty] | Module | TRUE | LBB4432/00 | * | PRAESIDEO Call Station KP | 1 | [12 empty] | #FFFFFFFF |  |  | FALSE | FALSE | FALSE
|  |  | North | Bosch | [5 empty] | Module | TRUE | MIC-7522-Z30WR-RO | * | ***(Ross)MIC IP starlight 7100i PTZ 2MP WHITE | 1 | [12 empty] | #FFFFFFFF |  |  | FALSE | FALSE | FALSE
|  |  | North | Bosch | [5 empty] | Module | TRUE | PRS-1AIP1 | * | IP Audio interface | 1 | [12 empty] | #FFFFFFFF |  |  | FALSE | FALSE | FALSE
|  |  | North | Bosch | [5 empty] | Module | TRUE | MIC-7522-Z30GR-RO | * | ***(Ross)MIC IP starlight 7100i PTZ 2MP WHITE | 1 | [12 empty] | #FFFFFFFF |  |  | FALSE | FALSE | FALSE
|  |  | North | Bosch | [5 empty] | Module | TRUE | RMA 2689854 | * | AUTODOME IP 5000 IR 720P | 1 | [12 empty] | #FFFFFFFF |  |  | FALSE | FALSE | FALSE
GenericN MOTION DETECTOR WALL |  |  | North | Bosch |  | Motion Detector |  |  |  | Module | TRUE | RFPR-C12-CHI | ++ | Wireless curtain detector, 40ft (12m) | 1 |  |  |  |  | 3 | [7 empty] | #FFFF0000 | FA-GenericN MOTION DETECTOR WALL | 1 | FALSE | FALSE | FALSE | [17 empty] | RPT
|  |  | North | Bosch | [5 empty] | Module | TRUE | F.01U.293.701 | * | ADD-ON KIT | 1 | [12 empty] | #FFFFFFFF |  |  | FALSE | FALSE | FALSE
GenericN KEYPAD |  |  | North | Bosch |  | Keypad Interface |  |  |  | Module | TRUE | D1255W | ++ | Keypad, fluorescent, white/grey, SDI | 1 | 0.2 | 0.25 |  |  | 12 | [7 empty] | #FFFF0000 | FA-GenericN KEYPAD | 1 | FALSE | FALSE | FALSE
|  |  | North | Bosch |  | Cards & Components |  |  |  | Card | TRUE | B520 Main Board | ++ | Auxiliary power supply module, 2A 12V, SDI2 | 1 | 0.15 | 0.15 | 2 |  | 12 | [7 empty] | #FFFFFFFF |  |  | FALSE | FALSE | FALSE
|  |  | North | Bosch | [5 empty] | Module | TRUE | D203 | * | Enclosure 3x5 module | 1 | [12 empty] | #FFFFFFFF |  |  | FALSE | FALSE | FALSE
|  |  | North | Bosch | [5 empty] | Module | TRUE | D8130 | ++ | Door Release Module | 1 | 0.007 | 0.06 |  |  | 12 | [7 empty] | #FFFFFFFF |  |  | FALSE | FALSE | FALSE
|  |  | North | Bosch | [5 empty] | Module | TRUE | OD850-F1 | * | DETECTOR OUTDOOR | 1 | [12 empty] | #FFFFFFFF |  |  | FALSE | FALSE | FALSE
GenericN MOTION DETECTOR CEILING |  |  | North | Bosch |  | Motion Detector |  |  |  | Module | TRUE | DS936-CHI | ++ | Motion detector 360° ceiling 24ft (7.5m) | 1 | 0.02 | 0.02 | [5 empty] | TRUE |  |  |  |  | #FFFF0000 | FA-GenericN MOTION DETECTOR CEILING | 1 | FALSE | FALSE | FALSE
NFPA 170 STROBE WALL |  |  | North | Bosch |  | Strobe |  |  |  | Module | TRUE | W-STW | ++ | W-STW Wall-mount Multi-candela Strobe (two-wire, 12/24 V, white) | 1 | [6 empty] | TRUE | FALSE |  |  |  |  | #FF0070C0 | FA-NFPA 170 STROBE WALL | 1 | FALSE | FALSE | FALSE | 2020 | [16 empty] | LF
|  |  | North | Bosch | [5 empty] | Module | TRUE | D278S | * | 12V4W ZNX SMK SINGLE BASE 0000075317 | 1 | [12 empty] | #FFFFFFFF |  |  | FALSE | FALSE | FALSE
|  |  | North | Bosch | [5 empty] | Module | TRUE | NEZ-A4-BUB-CTIP-RO | * | ***(Ross)AUTODOME 4000 HD Bubble, tinted, for in-ceiling model | 1 | [12 empty] | #FFFFFFFF |  |  | FALSE | FALSE | FALSE
|  |  | North | Bosch |  | Hardware |  |  |  | Hardware | TRUE | B335-3 | ++ | Mounting bracket, swivel, low profile | 1 | [12 empty] | #FFFFFFFF |  |  | FALSE | FALSE | FALSE
|  |  | North | Bosch | [5 empty] | Module | TRUE | VDC-455V04-20S | * | FLEXIDOME-XT+ NTSC 3.7-12MM SURFACE MNT 0000076782 | 1 | [12 empty] | #FFFFFFFF |  |  | FALSE | FALSE | FALSE
|  |  | North | Bosch | [5 empty] | Module | TRUE | DDH-3532-212N00 | * | Bosch DIVAR HYB3000 16AN/16IP 2TB | 1 | [12 empty] | #FFFFFFFF |  |  | FALSE | FALSE | FALSE
|  |  | North | Bosch | [5 empty] | Module | TRUE | NDA-U-PSMB-TE | * | ***(Tenneco)Nda-U-Psmb Pendant Wall/Ceiling Mount Smb | 1 | [12 empty] | #FFFFFFFF |  |  | FALSE | FALSE | FALSE
NFPA 170 ADDRESSABLE INPUT MONITOR MODULE |  |  | North | Bosch |  | Addressable Module |  |  |  | Module | TRUE | FLM-325-2I4 | ++ | Dual Input Monitor | 1 | 0.0006 | 0.03 |  |  | 24 |  | FALSE | FALSE |  |  |  |  | #FFFF0000 | FA-NFPA 170 ADDRESSABLE INPUT MONITOR MODULE | 1 | FALSE | FALSE | FALSE | 1000 | [13 empty] | FALSE |  |  | DM
|  |  | North | Bosch | [5 empty] | Module | TRUE | CH90-24-W | * | CHIME 24VDC ROUND WHITE | 1 | [12 empty] | #FFFFFFFF |  |  | FALSE | FALSE | FALSE
|  |  | North | Bosch | [5 empty] | Module | TRUE | D8004 | * | TRANSFORMER KIT UL APPROV | 1 | [12 empty] | #FFFFFFFF |  |  | FALSE | FALSE | FALSE
NFPA 170 ADDRESSABLE INPUT MONITOR MODULE |  |  | North | Bosch |  | Addressable Module |  |  |  | Module | TRUE | D129 | ++ | Initiating circuit module, dual class A | 1 | 0.023 | 0.025 |  |  | 12 |  | FALSE | [5 empty] | #FFFF0000 | FA-NFPA 170 ADDRESSABLE INPUT MONITOR MODULE | 1 | FALSE | FALSE | FALSE
GenericN AUX POWER SUPPLY |  |  | North | Bosch |  | Auxilliary Power Supply |  |  |  | Assembly | TRUE | IPP-AL400-ULKT3 | 100578886 | POWER SUPPLY AL400 ENCLOSURE PD4UL ASSEMBLED | 1 | [6 empty] | FALSE | FALSE |  |  |  |  | #FFFF0000 | FA-GenericN AUX POWER SUPPLY | 1 | FALSE | FALSE | FALSE | [9 empty] | 18 |  |  | 3 |  | TRUE
|  |  | North | Bosch | [5 empty] | Module | TRUE | IC0-EZTS | * | TAMPER SWITCH | 1 | [12 empty] | #FFFFFFFF |  |  | FALSE | FALSE | FALSE
|  |  | North | Bosch | [5 empty] | Module | TRUE | NIN-73023-A3AS | * | DOME 2MP HDR 3-9MM AUTO IP66 SURFACE | 1 | [12 empty] | #FFFFFFFF |  |  | FALSE | FALSE | FALSE
|  |  | North | Bosch | [5 empty] | Module | TRUE | D8229 | * | Access Kypd (Wiegand Output) | 1 | [12 empty] | #FFFFFFFF |  |  | FALSE | FALSE | FALSE
NFPA 170 FIRE ALARM CONTROL UNIT | RISER FACP |  | North | Bosch |  | Fire Alarm Control Unit |  |  |  | Assembly | TRUE | B5512 | ++ | Supports up to 48 points, 3 on-board outputs, and 4 areas for intrusion, residential fire. On-board Ethernet. | 1 | [6 empty] | FALSE | [5 empty] | #FFFF0000 | FA-NFPA 170 FIRE ALARM CONTROL UNIT | 1 | FALSE | FALSE | FALSE | 105 | [8 empty] | 7,18 | 1 |  |  |  | TRUE
|  |  | North | Bosch | [5 empty] | Module | TRUE | NDA-3050-PIP-MO | * | ***(Motor Shop Electric Construction Co.)Pendant Interface Plate, For Panoramic 5000, Outdoor, Ip66 | 1 | [12 empty] | #FFFFFFFF |  |  | FALSE | FALSE | FALSE
|  |  | North | Bosch | Security/Access Control |  |  |  |  | Module | TRUE | ISN-CMET-4418 | * | O/H door contact closed loop | 1 | [12 empty] | #FFFFFFFF |  |  | FALSE | FALSE | FALSE
|  |  | North | Bosch | [5 empty] | Module | TRUE | NDA-U-PMAS-TE | * | ***(Tenneco)Nda-U-Pmas Pole Mount Adapter Small | 1 | [12 empty] | #FFFFFFFF |  |  | FALSE | FALSE | FALSE
|  |  | North | Bosch | [5 empty] | Module | TRUE | NUC-51051-F4-RO | * | ***(Ross) FLEXIDOME IP micro 5000 Fixed dome 5MP 74 IP66 | 1 | [12 empty] | #FFFFFFFF |  |  | FALSE | FALSE | FALSE
|  |  | North | Bosch |  | Hardware |  |  |  | Hardware | TRUE | FRAY5000-BR | + | Universal bracket | 1 | [12 empty] | #FFFFFFFF |  |  | FALSE | FALSE | FALSE
|  |  | North | Bosch | [5 empty] | Module | TRUE | B465-SW-1640 | * | KIT B465B11D1640 D101 | 1 | [12 empty] | #FFFFFFFF |  |  | FALSE | FALSE | FALSE
|  |  | North | Bosch | [5 empty] | Module | TRUE | E50-24MCWH-FR | * | SPEAKER/STROBE, SEMI-FLUSH, 135/185 CD, RED, WALL, FIRE | 1 | [12 empty] | #FFFFFFFF |  |  | FALSE | FALSE | FALSE
|  |  | North | Bosch | [5 empty] | Module | TRUE | VDC242V032 | * | CAMERA OUTDOOR ELECTRONIC DAYNIGHT DOME 28-105M | 1 | [12 empty] | #FFFFFFFF |  |  | FALSE | FALSE | FALSE
|  |  | North | Bosch | [5 empty] | Module | TRUE | NDA-U-PMAL-RO | * | ***(Ross)POLE MOUNT ADAPTER LARGE | 1 | [12 empty] | #FFFFFFFF |  |  | FALSE | FALSE | FALSE
|  |  | North | Bosch | [5 empty] | Module | TRUE | WGES24-75WR | * | WEATHERPROOF STROBE 75CAN RED | 1 | [12 empty] | #FFFFFFFF |  |  | FALSE | FALSE | FALSE
|  |  | North | Bosch | [5 empty] | Module | TRUE | PB-DIP71868H | * | DIVAR IP 7000 2U 8X6TB R2 | 1 | [12 empty] | #FFFFFFFF |  |  | FALSE | FALSE | FALSE
|  |  | North | Bosch |  | Hardware |  |  |  | Hardware | TRUE | B338 | ++ | Mounting bracket, ceiling, universal | 1 | [12 empty] | #FFFFFFFF |  |  | FALSE | FALSE | FALSE
|  |  | North | Bosch | [5 empty] | Module | TRUE | B465-SRV-1640 | * | CELL RADIO KIT w/B465/B11R/D1640/D8004/B444-V | 1 | [12 empty] | #FFFFFFFF |  |  | FALSE | FALSE | FALSE
|  |  | North | Bosch | [5 empty] | Module | TRUE | PRS-CSNKP | * | PRAESIDEO Call Station Numeric KP | 1 | [12 empty] | #FFFFFFFF |  |  | FALSE | FALSE | FALSE
|  |  | North | Bosch | [5 empty] | Module | TRUE | NDE-8503-R-RO | * | ***(Ross) Fixed Dome 6Mp Hdr 3.9-10Mm Ptrz Ip66 | 1 | [12 empty] | #FFFFFFFF |  |  | FALSE | FALSE | FALSE
|  |  | North | Bosch | [5 empty] | Module | TRUE | VJD-7513 | * | VIDEOJET decoder - 7000 High-performance - H.265 UHD decoder | 1 | [12 empty] | #FFFFFFFF |  |  | FALSE | FALSE | FALSE
|  |  | North | Bosch | [5 empty] | Module | TRUE | SHBB-R | * | BACKBOX, SURFACE FOR AS/AH, NS/NS4/NH AND RS/RSS 5 IN. SQ X 1 9/16 IN D, RED | 1 | [12 empty] | #FFFFFFFF |  |  | FALSE | FALSE | FALSE
NFPA 170 NOTIFICATION CIRCUIT EXTENDER PANEL | RISER NAC |  | North | Bosch |  | Notification Circuit Extender Panel |  |  |  | Assembly | TRUE | D9142F | + | Remote NAC Power | 1 | [6 empty] | FALSE | [5 empty] | #FFFF0000 | FA-NFPA 170 NOTIFICATION CIRCUIT EXTENDER PANEL | 1 | FALSE | FALSE | FALSE | 212 | [8 empty] | 7,12,18 |  |  | 4 |  | TRUE
NFPA 170 ADDRESSABLE OUTPUT MODULE |  |  | North | Bosch |  | Addressable Control/Relay |  |  |  | Module | TRUE | FLM-325-2R4-2A | ++ | Dual relay module, 2A | 1 | 0.00072 | 0.01 |  |  | 24 |  | FALSE | FALSE |  |  |  |  | #FFFF0000 | FA-NFPA 170 ADDRESSABLE OUTPUT MODULE | 1 | FALSE | FALSE | FALSE | 1100 | [13 empty] | FALSE |  |  | RM
|  |  | North | Bosch | [5 empty] | Module | TRUE | B465-MRC-120WI | * | KIT (B465 COMMUNICATOR, B10R-1640-120WI MEDIUM RED ENCLOSURE W/16.5 VAC 40VA, B46 EXTERNAL ANNUNCIAT | 1 | [12 empty] | #FFFFFFFF |  |  | FALSE | FALSE | FALSE
|  |  | North | Bosch | [5 empty] | Module | TRUE | D110 | * | Tamper Switch,D2803 Encl | 1 | [12 empty] | #FFFFFFFF |  |  | FALSE | FALSE | FALSE
|  |  | North | Bosch | [5 empty] | Module | TRUE | RM-D | * | DUAL RACK MOUNT FOR 12 RACK | 1 | [12 empty] | #FFFFFFFF |  |  | FALSE | FALSE | FALSE
|  |  | North | Bosch |  | Cards & Components |  |  |  | Card | TRUE | FPA-1000-SLC | ++ | Signaling Line Circuit Plug‑in Module | 1 | 0.06 | 0.06 |  |  |  |  | TRUE | [5 empty] | #FFFFFFFF |  |  | FALSE | FALSE | FALSE | [14 empty] | FALSE
|  |  | North | Bosch | [5 empty] | Module | TRUE | ISN-CSD80-W | * | CNTCT 1 STUBBY- 10PK WHT | 1 | [12 empty] | #FFFFFFFF |  |  | FALSE | FALSE | FALSE
|  |  | North | Bosch | [5 empty] | Module | TRUE | UHI-OG-0 | * | Housing Indoor camera housing | 1 | [12 empty] | #FFFFFFFF |  |  | FALSE | FALSE | FALSE
NFPA 170 ADDRESSABLE INPUT MONITOR MODULE |  |  | North | Bosch |  | Addressable Module |  |  |  | Module | TRUE | D7044 | ++ | Multiplex single-input module | 1 | 0.00055 | 0.00055 | [6 empty] | 4 SQ. DEEP BOX |  |  |  | #FFFF0000 | FA-NFPA 170 ADDRESSABLE INPUT MONITOR MODULE | 1 | FALSE | FALSE | FALSE |  |  |  | 7165-1615:0227
|  |  | North | Bosch | [5 empty] | Module | TRUE | VDA-455TBL | * | Tinted bubble for flexidome series 0000075450 | 1 | [12 empty] | #FFFFFFFF |  |  | FALSE | FALSE | FALSE
|  |  | North | Bosch | [5 empty] | Module | TRUE | KBD-DIGITAL | * | Security keyboard with joystick 0000166954 | 1 | [12 empty] | #FFFFFFFF |  |  | FALSE | FALSE | FALSE
GenericN MOTION DETECTOR WALL |  |  | North | Bosch |  | Motion Detector |  |  |  | Module | TRUE | RFPR-12 | ++ | Wireless motion detector, 40ft (12m) | 1 |  |  |  |  | 3 | [7 empty] | #FFFF0000 | FA-GenericN MOTION DETECTOR WALL | 1 | FALSE | FALSE | FALSE | [17 empty] | RPT
|  |  | North | Bosch |  | Hardware |  |  |  | Hardware | TRUE | D1218 | ++ | Standby Battery (12 V, 18 Ah) | 1 | [12 empty] | #FFFFFFFF |  |  | FALSE | FALSE | FALSE
|  |  | North | Bosch |  | Hardware |  |  |  | Hardware | TRUE | D56 | ++ | Conduit box, surface-mount, white | 1 | [12 empty] | #FFFFFFFF |  |  | FALSE | FALSE | FALSE
NFPA 170 JUNCTION BOX |  |  | North | Bosch |  | Junction Box |  |  |  | Module | TRUE | D56R | ++ | Conduit box, surface-mount, red | 1 | [12 empty] | #FF00B050 | FA-NFPA 170 JUNCTION BOX | 1 | FALSE | FALSE | FALSE
NFPA 170 SMOKE DETECTOR |  |  | North | Bosch |  | Smoke Detector |  |  |  | Module | TRUE | F220-P w/F220-B6 | + | Photoelectric smoke detector head w/12/24 VDC Two-wire Base | 1 | 0.00012 | 0.02 |  |  |  |  | FALSE | [5 empty] | #FFFF0000 | FA-NFPA 170 SMOKE DETECTOR | 1 | FALSE | FALSE | FALSE | 1403 | [13 empty] | FALSE
|  |  | North | Bosch | [5 empty] | Module | TRUE | NDA-7010-PIP | * | Pendant Interface Plate | 1 | [12 empty] | #FFFFFFFF |  |  | FALSE | FALSE | FALSE
|  |  | North | Bosch | [5 empty] | Module | TRUE | 1620 | * | TRANSFORMER | 1 | [12 empty] | #FFFFFFFF |  |  | FALSE | FALSE | FALSE
|  |  | North | Bosch | [5 empty] | Module | TRUE | VJM-4016-US | * | Encoder, 16-Channel, 2 Audio In, 1 Audio Out; 4 Alarm Input, 1 Relay Out, Dual Streaming @ 30IPS, A | 1 | [12 empty] | #FFFFFFFF |  |  | FALSE | FALSE | FALSE
|  |  | North | Bosch | [5 empty] | Module | TRUE | NEZ-A4-SMB-RO | * | ***(Ross)AUTODOME IP 4000 HD SURFACE MOUNT BOX | 1 | [12 empty] | #FFFFFFFF |  |  | FALSE | FALSE | FALSE
|  |  | North | Bosch | [5 empty] | Module | TRUE | DS835I | * | 35FT PIR/MW 0000042089 | 1 | [12 empty] | #FFFFFFFF |  |  | FALSE | FALSE | FALSE
|  |  | North | Bosch | [5 empty] | Module | TRUE | PRS-NCO3-US | * | PRAESIDEO Network Controller | 1 | [12 empty] | #FFFFFFFF |  |  | FALSE | FALSE | FALSE
|  |  | North | Bosch |  | Cards & Components |  |  |  | Card | TRUE | FPA-1000 Main Board | ++ | Fire Alarm Control Panel Main Board | 1 | 0.11 | 0.25 | 5 |  |  |  | TRUE | [5 empty] | #FFFFFFFF |  |  | FALSE | FALSE | FALSE | [14 empty] | FALSE
|  |  | North | Bosch | [5 empty] | Module | TRUE | VJT-XTCXF | * | H264 4 CHANNEL VIDEO TRANSCODER | 1 | [12 empty] | #FFFFFFFF |  |  | FALSE | FALSE | FALSE
|  |  | North | Bosch | [5 empty] | Module | TRUE | DX4010V2 | * | USB/serial interface module | 1 | [12 empty] | #FFFFFFFF |  |  | FALSE | FALSE | FALSE
|  |  | North | Bosch | [5 empty] | Module | TRUE | ISN-SM-50 | * | Seismic detector | 1 | [12 empty] | #FFFFFFFF |  |  | FALSE | FALSE | FALSE
|  |  | North | Bosch | [5 empty] | Module | TRUE | NDI-4502-A-RO | * | ***(Ross) FLEXIDOME IP 4000i Fixed dome 2MP 3-10mm auto (quote 7000077509/4) | 1 | [12 empty] | #FFFFFFFF |  |  | FALSE | FALSE | FALSE
|  |  | North | Brivo | Security/Access Control |  |  |  |  | Module | TRUE | IPDC |  |  | 1 | [12 empty] | #FFFFFFFF |  |  | FALSE | FALSE | FALSE
|  |  | North | Brivo | Security/Access Control |  |  |  |  | Module | TRUE | ACS100 |  |  | 1 | [12 empty] | #FFFFFFFF |  |  | FALSE | FALSE | FALSE
|  |  | North | Brivo | Security/Access Control | Cards & Components |  |  |  | Card | TRUE | B-ACS6100-DB |  | Two-reader Door Expansion Board | 1 | [6 empty] | TRUE | [5 empty] | #FFFFFFFF |  |  | FALSE | FALSE | FALSE
170 BASIC SHAPE |  |  | North | Brivo | Security/Access Control | Cards & Components |  |  |  | Card | TRUE | B-ACS6100L-E Large Panel Main Board |  |  | 1 | [6 empty] | TRUE | [5 empty] | #FFFF0000 | FA-170 BASIC SHAPE | 1 | FALSE | FALSE | FALSE
|  |  | North | Brivo | Security/Access Control |  |  |  |  | Module | TRUE | ACS5000 |  |  | 1 | [12 empty] | #FFFFFFFF |  |  | FALSE | FALSE | FALSE
|  |  | North | Brivo | Security/Access Control |  |  |  |  | Module | TRUE | ACS300 |  |  | 1 | [12 empty] | #FFFFFFFF |  |  | FALSE | FALSE | FALSE
|  |  | North | Brivo | [5 empty] | Module | TRUE | New Part CLONED CLONED CLONED CLONED CLONED CLONED | [9 empty] | TRUE | [5 empty] | #FFFFFFFF |  |  | FALSE | FALSE
|  |  | North | Brivo | [5 empty] | Module | TRUE | New Part CLONED CLONED CLONED CLONED CLONED CLONED CLONED CLONED | [9 empty] | TRUE | [5 empty] | #FFFFFFFF |  |  | FALSE | FALSE
170 BASIC SHAPE |  |  | North | Brivo | Security/Access Control | Cards & Components |  |  |  | Card | TRUE | B-ACS6100-IO |  | Input/Output Expansion Board | 1 | [6 empty] | TRUE | [5 empty] | #FFFF0000 | FA-170 BASIC SHAPE | 1 | FALSE | FALSE | FALSE
|  |  | North | Brivo | Security/Access Control |  |  |  |  | Module | TRUE | ACS6000 |  |  | 1 | [12 empty] | #FFFFFFFF |  |  | FALSE | FALSE | FALSE
|  |  | North | Brivo | [5 empty] | Module | TRUE | New Part CLONED CLONED CLONED CLONED CLONED CLONED CLONED CLONED CLONED | [9 empty] | TRUE | [5 empty] | #FFFFFFFF |  |  | FALSE | FALSE
|  |  | North | Brivo | Security/Access Control | Cards & Components |  |  |  | Card | TRUE | B-ACS6100R-E Regular Panel Main Board |  |  | 1 | [6 empty] | TRUE | [5 empty] | #FFFFFFFF |  |  | FALSE | FALSE | FALSE
|  |  | North | Brivo | [5 empty] | Module | TRUE | New Part CLONED CLONED CLONED CLONED CLONED CLONED CLONED | [9 empty] | TRUE | [5 empty] | #FFFFFFFF |  |  | FALSE | FALSE
|  |  | North | Brivo | [5 empty] | Module | TRUE | New Part CLONED CLONED CLONED CLONED CLONED CLONED CLONED CLONED CLONED CLONED | [9 empty] | TRUE | [5 empty] | #FFFFFFFF |  |  | FALSE | FALSE
GenericN CARD ACCESS CONTROL PANEL |  |  | North | Brivo | Security/Access Control | Card Access Control Panel |  |  |  | Assembly | TRUE | B-ACS6100L-E Large Panel |  | Includes large chassis, main board, two power supply boards, two batteries, and two transformers. This chassis will accommodate six additional accessory boards. | 1 | [6 empty] | TRUE | [5 empty] | #FFFF0000 | FA-GenericN CARD ACCESS CONTROL PANEL | 1 | FALSE | FALSE | FALSE
GenericN CARD ACCESS CONTROL PANEL |  |  | North | Brivo | Security/Access Control | Card Access Control Panel |  |  |  | Assembly | TRUE | B-ACS6100R-E Regular Panel |  | Includes regular chassis, main board, power supply board, battery, and transformer. This chassis will accommodate two additional accessory boards | 1 | [6 empty] | TRUE | [5 empty] | #FFFF0000 | FA-GenericN CARD ACCESS CONTROL PANEL | 1 | FALSE | FALSE | FALSE
NFPA 170 STROBE CEILING |  |  | North | BRK |  | Strobe |  |  |  | Module | FALSE | SLED177 |  | 120V AC, 60Hz Wire-in with 9V Battery Backup | 1 | [6 empty] | FALSE | TRUE |  |  |  |  | #FF0070C0 | FA-NFPA 170 STROBE CEILING | 1 | FALSE | FALSE | FALSE | 2022 | [13 empty] | FALSE |  |  | 120V
NFPA 170 HEAT DETECTOR |  |  | North | BRK |  | Heat Detector |  |  |  | Module | TRUE | CO5120BN |  | 120V AC, 60Hz Wire-in with 9V Battery Backup | 1 | [6 empty] | FALSE | [5 empty] | #FFFF0000 | FA-NFPA 170 HEAT DETECTOR | 1 | FALSE | FALSE | FALSE | 1403 | [16 empty] | 120V, CO
NFPA 170 SMOKE DETECTOR |  |  | North | BRK |  | Smoke Detector |  |  |  | Module | FALSE | 9120 | ++ | 120V AC, 60Hz Wire-in AC Alarm with silence | 1 | [6 empty] | FALSE | TRUE |  |  |  |  | #FFFF0000 | FA-NFPA 170 SMOKE DETECTOR | 1 | FALSE | FALSE | FALSE | 1408 | [13 empty] | FALSE |  |  | 120V
NFPA 170 SMOKE DETECTOR |  |  | North | BRK |  | Smoke Detector |  |  |  | Module | TRUE | SC7010BV |  | 120V AC, 60Hz Wire-in with 3V (two 1.5V AA) Battery Backup | 1 | [6 empty] | FALSE | TRUE |  |  |  |  | #FFFF0000 | FA-NFPA 170 SMOKE DETECTOR | 1 | FALSE | FALSE | FALSE | 1408 | [16 empty] | 120V, CO
NFPA 170 HEAT DETECTOR |  |  | North | BRK |  | Heat Detector |  |  |  | Module | FALSE | HD6135FB |  | 120V AC, 60Hz Wire-in with 9V Battery Backup | 1 | [6 empty] | FALSE | FALSE |  |  |  |  | #FFFF0000 | FA-NFPA 170 HEAT DETECTOR | 1 | FALSE | FALSE | FALSE | 1403 | [13 empty] | FALSE |  |  | 120V
NFPA 170 SMOKE DETECTOR SOUNDER |  |  | North | BRK |  | Smoke Detector |  |  |  | Module | FALSE | 7030BSL |  | 120V AC, 60Hz Wire-in Smoke with Alarm/Strobe, 10 Year Sealed Lithium Battery Backup | 1 | [6 empty] | FALSE | TRUE |  |  |  |  | #FFFF0000 | FA-NFPA 170 SMOKE DETECTOR SOUNDER | 1 | FALSE | FALSE | FALSE | 1408 | [13 empty] | FALSE |  |  | 120V
NFPA 170 SMOKE DETECTOR |  |  | North | BRK |  | Smoke Detector |  |  |  | Module | FALSE | 9120B | ++ | 120V AC, 60Hz Wire-in AC Alarm with silence and battery backup | 1 | [6 empty] | FALSE | TRUE |  |  |  |  | #FFFF0000 | FA-NFPA 170 SMOKE DETECTOR | 1 | FALSE | FALSE | FALSE | 1408 | [13 empty] | FALSE |  |  | 120V
NFPA 170 SMOKE DETECTOR |  |  | North | BRK |  | Smoke Detector |  |  |  | Module | FALSE | 7020BSL |  | 120V AC, 60Hz Wire-in Smoke with Strobe, 10 Year Sealed Lithium Battery Backup | 1 | [6 empty] | FALSE | TRUE |  |  |  |  | #FFFF0000 | FA-NFPA 170 SMOKE DETECTOR | 1 | FALSE | FALSE | FALSE | 1408 | [13 empty] | FALSE |  |  | 120V
NFPA 170 SMOKE DETECTOR |  |  | North | BRK |  | Smoke Detector |  |  |  | Module | FALSE | 7010B |  | 120V AC, 60Hz Wire-in with 9V Battery Backup | 1 | [6 empty] | FALSE | TRUE |  |  |  |  | #FFFF0000 | FA-NFPA 170 SMOKE DETECTOR | 1 | FALSE | FALSE | FALSE | 1408 | [13 empty] | FALSE |  |  | 120V
NFPA 170 HORN STROBE |  |  | North | Calibration Technologies Inc. |  | Horn/Strobe |  |  |  | Module | TRUE | SHA-24-Amber |  | Horn/Strobe Amber Lens | 1 | 0 | 0 |  |  |  |  | FALSE | FALSE |  |  |  |  | #FF0070C0 | FA-NFPA 170 HORN STROBE | 1 | FALSE | FALSE | FALSE | 2012 | [13 empty] | FALSE |  |  | WP
NFPA 170 HORN STROBE |  |  | North | Calibration Technologies Inc. |  | Horn/Strobe |  |  |  | Module | TRUE | SHA-24-Green |  | Horn/Strobe Green Lens | 1 | 0 | 0 |  |  |  |  | FALSE | FALSE |  |  |  |  | #FF0070C0 | FA-NFPA 170 HORN STROBE | 1 | FALSE | FALSE | FALSE | 2012 | [13 empty] | FALSE |  |  | WP
NFPA 170 HORN STROBE |  |  | North | Calibration Technologies Inc. |  | Horn/Strobe |  |  |  | Module | TRUE | SHA-24-Red |  | Horn/Strobe Red Lens | 1 | 0 | 0 |  |  |  |  | FALSE | FALSE |  |  |  |  | #FF0070C0 | FA-NFPA 170 HORN STROBE | 1 | FALSE | FALSE | FALSE | 2012 | [13 empty] | FALSE |  |  | WP
NFPA 170 HORN STROBE |  |  | North | Calibration Technologies Inc. |  | Horn/Strobe |  |  |  | Module | TRUE | SHA-24-Blue |  | Horn/Strobe Blue Lens | 1 | 0 | 0 |  |  |  |  | FALSE | FALSE |  |  |  |  | #FF0070C0 | FA-NFPA 170 HORN STROBE | 1 | FALSE | FALSE | FALSE | 2012 | [13 empty] | FALSE |  |  | WP
NFPA 170 HORN STROBE |  |  | North | Calibration Technologies Inc. |  | Horn/Strobe |  |  |  | Module | TRUE | SHA-24-Clear |  | Horn/Strobe Clear Lens | 1 | 0 | 0 |  |  |  |  | FALSE | FALSE |  |  |  |  | #FF0070C0 | FA-NFPA 170 HORN STROBE | 1 | FALSE | FALSE | FALSE | 2012 | [13 empty] | FALSE |  |  | WP
NFPA 170 EMERGENCY TEXTUAL VISUAL | NFPA 170 EMERGENCY TEXTUAL VISUAL |  | North | Capsol |  | Emergency Visual |  |  |  | Module | TRUE | CC-LED-01 | ++ | LED Text Display w/CC-LED0lBB-10/1005 Backbox | 1 | 0.3 | 1 |  |  |  |  | TRUE | [5 empty] | #FFFF0000 | FA-NFPA 170 EMERGENCY TEXTUAL VISUAL | 1 | FALSE | FALSE | FALSE | 258
GenericN INPUT OUTPUT PANEL | GenericN INPUT OUTPUT PANEL |  | North | Capsol |  | Input/Output Panel |  |  |  | Module | TRUE | CC-LED | ++ | Controller | 1 | [6 empty] | TRUE | [5 empty] | #FFFF0000 | FA-GenericN INPUT OUTPUT PANEL | 1 | FALSE | FALSE | FALSE | 107 | [8 empty] | 12 |  | 12
NFPA 170 HEAT DETECTOR |  |  | North | Chemtronics |  | Heat Detector |  |  |  | Module | TRUE | AT-200 | ++ | Heat Detector, 200°F (93°C) Fixed | 1 | [6 empty] | FALSE | TRUE |  |  |  |  | #FFFF0000 | FA-NFPA 170 HEAT DETECTOR | 1 | FALSE | FALSE | FALSE | 1403 | [13 empty] | FALSE
|  |  | North | Chemtronics |  | Hardware |  |  |  | Hardware | TRUE | ATA | ++ | Adapter plate for A & AT Series Heat Detectors | 1 | [6 empty] | FALSE | FALSE |  |  |  |  | #FFFFFFFF |  |  | FALSE | FALSE | FALSE | [14 empty] | FALSE
NFPA 170 HEAT DETECTOR |  |  | North | Chemtronics |  | Heat Detector |  |  |  | Module | TRUE | AT-135 | ++ | Heat Detector, 135°F (57°C) Fixed | 1 | [6 empty] | FALSE | TRUE |  |  |  |  | #FFFF0000 | FA-NFPA 170 HEAT DETECTOR | 1 | FALSE | FALSE | FALSE | 1403 | [13 empty] | FALSE
NFPA 170 HORN STROBE CEILING |  |  | North | Concealite |  | Horn/Strobe |  |  |  | Module | TRUE | FAFX-C-ELHSWC | + | CEILING HORN STROBE, WHITE, FIRE | 1 | [6 empty] | TRUE | TRUE |  |  |  |  | #FF0070C0 | FA-NFPA 170 HORN STROBE CEILING | 1 | FALSE | FALSE | FALSE | 2020 | [16 empty] | C
NFPA 170 SPEAKER WALL |  |  | North | Concealite |  | Speaker |  |  |  | Module | TRUE | FA900-W-ELSPKR | + | WALL SPEAKER, RED, FIRE | 1 | [6 empty] | TRUE | [5 empty] | #FF0070C0 | FA-NFPA 170 SPEAKER WALL | 1 | FALSE | FALSE | FALSE | 2020
NFPA 170 HORN STROBE |  |  | North | Concealite |  | Horn/Strobe |  |  |  | Module | TRUE | FA900-W-ELHSR | + | WALL HORN STROBE, RED, FIRE | 1 | [6 empty] | TRUE | [5 empty] | #FF0070C0 | FA-NFPA 170 HORN STROBE | 1 | FALSE | FALSE | FALSE | 2020
NFPA 170 SPEAKER CEILING |  |  | North | Concealite |  | Speaker |  |  |  | Module | TRUE | FAFX-C-ELSPKWC | + | CEILING SPEAKER, WHITE, FIRE | 1 | [6 empty] | TRUE | TRUE |  |  |  |  | #FF0070C0 | FA-NFPA 170 SPEAKER CEILING | 1 | FALSE | FALSE | FALSE | 2020
NFPA 170 SPEAKER STROBE |  |  | North | Concealite |  | Speaker/Strobe |  |  |  | Module | TRUE | FA900-W-ELSPSTW | + | WALL SPEAKER STROBE, WHITE, FIRE | 1 | [6 empty] | TRUE | [5 empty] | #FF0070C0 | FA-NFPA 170 SPEAKER STROBE | 1 | FALSE | FALSE | FALSE | 2020
NFPA 170 SPEAKER STROBE |  |  | North | Concealite |  | Speaker/Strobe |  |  |  | Module | TRUE | FA900-W-ELSPSTR | + | WALL SPEAKER STROBE, RED, FIRE | 1 | [6 empty] | TRUE | [5 empty] | #FF0070C0 | FA-NFPA 170 SPEAKER STROBE | 1 | FALSE | FALSE | FALSE | 2020
NFPA 170 SPEAKER STROBE CEILING |  |  | North | Concealite |  | Speaker/Strobe |  |  |  | Module | TRUE | FAFX-C-ELSPSTWC | + | CEILING SPEAKER STROBE, WHITE, FIRE | 1 | [6 empty] | TRUE | TRUE |  |  |  |  | #FF0070C0 | FA-NFPA 170 SPEAKER STROBE CEILING | 1 | FALSE | FALSE | FALSE | 2020
NFPA 170 STROBE WALL |  |  | North | Concealite |  | Strobe |  |  |  | Module | TRUE | FA900-W-ELSTW | + | WALL STROBE, WHITE, FIRE | 1 | [6 empty] | TRUE | [5 empty] | #FF0070C0 | FA-NFPA 170 STROBE WALL | 1 | FALSE | FALSE | FALSE | 2020
NFPA 170 HORN CEILING |  |  | North | Concealite |  | Horn |  |  |  | Module | TRUE | FAFX-C-ELHNWC | + | CEILING HORN, WHITE, NONE | 1 | [6 empty] | TRUE | TRUE |  |  |  |  | #FF0070C0 | FA-NFPA 170 HORN CEILING | 1 | FALSE | FALSE | FALSE | 2020
NFPA 170 HORN STROBE CEILING |  |  | North | Concealite |  | Horn/Strobe |  |  |  | Module | TRUE | FAFX-C-ELHSRC | + | CEILING HORN STROBE, RED, FIRE | 1 | [6 empty] | TRUE | TRUE |  |  |  |  | #FF0070C0 | FA-NFPA 170 HORN STROBE CEILING | 1 | FALSE | FALSE | FALSE | 2020 | [16 empty] | C
NFPA 170 STROBE CEILING |  |  | North | Concealite |  | Strobe |  |  |  | Module | TRUE | FAFX-C-ELSTRC | + | CEILING STROBE, RED, FIRE | 1 | [6 empty] | TRUE | TRUE |  |  |  |  | #FF0070C0 | FA-NFPA 170 STROBE CEILING | 1 | FALSE | FALSE | FALSE | 2020 | [16 empty] | C
NFPA 170 HORN STROBE |  |  | North | Concealite |  | Horn/Strobe |  |  |  | Module | TRUE | FA900-W-ELHSW | + | WALL HORN STROBE, WHITE, FIRE | 1 | [6 empty] | TRUE | [5 empty] | #FF0070C0 | FA-NFPA 170 HORN STROBE | 1 | FALSE | FALSE | FALSE | 2020
NFPA 170 SPEAKER WALL |  |  | North | Concealite |  | Speaker |  |  |  | Module | TRUE | FA900-W-ELSPKW | + | WALL SPEAKER, WHITE, FIRE | 1 | [6 empty] | TRUE | [5 empty] | #FF0070C0 | FA-NFPA 170 SPEAKER WALL | 1 | FALSE | FALSE | FALSE | 2020
NFPA 170 SPEAKER STROBE CEILING |  |  | North | Concealite |  | Speaker/Strobe |  |  |  | Module | TRUE | FAFX-C-ELSPSTRC | + | CEILING SPEAKER STROBE, RED, FIRE | 1 | [6 empty] | TRUE | TRUE |  |  |  |  | #FF0070C0 | FA-NFPA 170 SPEAKER STROBE CEILING | 1 | FALSE | FALSE | FALSE | 2020
NFPA 170 STROBE CEILING |  |  | North | Concealite |  | Strobe |  |  |  | Module | TRUE | FAFX-C-ELSTWC | + | CEILING STROBE, WHITE, FIRE | 1 | [6 empty] | TRUE | TRUE |  |  |  |  | #FF0070C0 | FA-NFPA 170 STROBE CEILING | 1 | FALSE | FALSE | FALSE | 2020 | [16 empty] | C
NFPA 170 HORN |  |  | North | Concealite |  | Horn |  |  |  | Module | TRUE | FA900-W-ELHNR | + | WALL HORN, RED, NONE | 1 | [6 empty] | TRUE | [5 empty] | #FF0070C0 | FA-NFPA 170 HORN | 1 | FALSE | FALSE | FALSE | 2020
NFPA 170 STROBE WALL |  |  | North | Concealite |  | Strobe |  |  |  | Module | TRUE | FA900-W-ELSTR | + | WALL STROBE, RED, FIRE | 1 | [6 empty] | TRUE | [5 empty] | #FF0070C0 | FA-NFPA 170 STROBE WALL | 1 | FALSE | FALSE | FALSE | 2020
|  |  | North | Consilium |  | Cards & Components |  |  |  | Card | TRUE | 5100056-01A | ++ | BusCon M 10 H | 1 | 0.003 | 0.003 |  |  | 28 |  | TRUE | [5 empty] | #FFFFFFFF |  |  | FALSE | FALSE | FALSE
D88 |  |  | North | Consilium |  | Miscellaneous |  |  |  | Module | TRUE | 040030 + 5200313-00A + 5100626-00B | ++ | EV-PH Optical smoke/heat detector Analogue Addressable, for dry space IP22 incl. SCI + Buzzer CD-S | 1 | 0.00027 | 0.0218 |  |  | 24 |  | TRUE | [5 empty] | #FFFF0000 | FA-D88 | 1 | FALSE | FALSE | FALSE
|  |  | North | Consilium |  | Cards & Components |  |  |  | Card | TRUE | 5100087-01A | ++ | PSU M AC/DC 5A | 1 |  |  | 5 |  | 28 |  | TRUE | [5 empty] | #FFFFFFFF |  |  | FALSE | FALSE | FALSE
FIRE ALARM PANEL |  |  | North | Consilium |  | Fire Alarm Panel |  |  |  | Assembly | TRUE | 5102002-01A | ++ | Salwico Workboat AI | 1 | [6 empty] | TRUE | [5 empty] | #FFFF0000 | FA-FIRE ALARM PANEL | 1 | FALSE | FALSE | FALSE | [9 empty] | 1.2 |  | 1.2 |  |  | TRUE
|  |  | North | Consilium |  | Cards & Components |  |  |  | Card | TRUE | 5100081-01A | ++ | Relay M 8 H | 1 | 0.011 | 0.086 |  |  | 24 |  | TRUE | [5 empty] | #FFFFFFFF |  |  | FALSE | FALSE | FALSE
D117 |  |  | North | Consilium |  | Miscellaneous |  |  |  | Module | TRUE | 040030 + 5100776-00A + 5100774-00A | ++ | EV-PH Optical smoke/heat detector Analogue Addressable, for wet space IP55 incl. SCI | 1 | 0.00026 | 0.018 |  |  | 24 |  | TRUE | [5 empty] | #FFFF0000 | FA-D117 | 1 | FALSE | FALSE | FALSE
NFPA 170 ADDRESSABLE INPUT OUTPUT |  |  | North | Consilium |  | Addressable Module |  |  |  | Module | TRUE | 5200268-00A | ++ | Indication Control Unit IC44 WP | 1 | 0.0003 | 0.0003 |  |  | 35 |  | TRUE | [5 empty] | #FFFF0000 | FA-NFPA 170 ADDRESSABLE INPUT OUTPUT | 1 | FALSE | FALSE | FALSE | [17 empty] | 4/4
|  |  | North | Consilium |  | Cards & Components |  |  |  | Card | TRUE | 5100071-01A | ++ | Bus Isolator M H | 1 | 0.03 | 0.03 |  |  | 24 |  | TRUE | [5 empty] | #FFFFFFFF |  |  | FALSE | FALSE | FALSE
D129 |  |  | North | Consilium |  | Miscellaneous |  |  |  | Module | TRUE | 5101060-00A + 5100774-00A | ++ | EV-H/CS Heat detector, Analogue, addressable 84°C Wet space IP67, incl. SCI | 1 | 0.0002 | 0.005 |  |  | 24 |  | TRUE | [5 empty] | #FFFF0000 | FA-D129 | 1 | FALSE | FALSE | FALSE
FIRE ALARM PANEL |  |  | North | Consilium |  | Fire Alarm Panel |  |  |  | Module | TRUE | 5100096-20A | ++ | Repeater M 4.3 | 1 | 0.092 | 0.092 |  |  | 24 |  | FALSE | [5 empty] | #FFFF0000 | FA-FIRE ALARM PANEL | 1 | FALSE | FALSE | FALSE | 257 | [13 empty] | FALSE
|  |  | North | Consilium |  | Cards & Components |  |  |  | Card | TRUE | 5100066-01A | ++ | Change Over M X H | 1 |  |  |  |  | 28 |  | TRUE | [5 empty] | #FFFFFFFF |  |  | FALSE | FALSE | FALSE
E12 |  |  | East | Consilium |  | Notification Appliance |  |  |  | Module | TRUE | 5100830-00A | ++ | Siren, IP21C Shalow Base, MED | 1 | [6 empty] | FALSE | [5 empty] | #FFFF0000 | FA-E12 | 1 | FALSE | FALSE | FALSE | 2010 | [13 empty] | FALSE
FIRE ALARM PANEL |  |  | North | Consilium |  | Fire Alarm Panel |  |  |  | Module | TRUE | 5100195-30A | ++ | Control/Repeater M 4.3 Ro/Pax | 1 | 0.1 | 0.27 |  |  | 24 |  | FALSE | [5 empty] | #FFFF0000 | FA-FIRE ALARM PANEL | 1 | FALSE | FALSE | FALSE | 257 | [13 empty] | FALSE
D128 |  |  | North | Consilium |  | Miscellaneous |  |  |  | Module | TRUE | 040000 + 5100774-00A | ++ | EV-H/A1R Heat detector, Analogue, addressable, 54°C Wet space IP67, incl. SCI | 1 | 0.00026 | 0.018 |  |  | 24 |  | TRUE | [5 empty] | #FFFF0000 | FA-D128 | 1 | FALSE | FALSE | FALSE
NFPA 170 ADDRESSABLE INPUT MONITOR MODULE |  |  | North | Consilium |  | Addressable Module |  |  |  | Module | TRUE | 5200273-00A | ++ | Address Unit IC10 WP | 1 | 0.0002 | 0.0002 |  |  | 35 |  | TRUE | [5 empty] | #FFFF0000 | FA-NFPA 170 ADDRESSABLE INPUT MONITOR MODULE | 1 | FALSE | FALSE | FALSE
FIRE ALARM PANEL |  |  | North | Consilium |  | Fire Alarm Panel |  |  |  | Module | TRUE | 5100195-50A | ++ | Control/Repeater M 4.3 Yacht | 1 | 0.1 | 0.27 |  |  | 24 |  | FALSE | [5 empty] | #FFFF0000 | FA-FIRE ALARM PANEL | 1 | FALSE | FALSE | FALSE | 257 | [13 empty] | FALSE
|  |  | North | Consilium |  | Cards & Components |  |  |  | Card | TRUE | 5100054-01A | ++ | BusCon M 20 H | 1 | 0.003 | 0.003 |  |  | 28 |  | TRUE | [5 empty] | #FFFFFFFF |  |  | FALSE | FALSE | FALSE
EF1 |  |  | East | Consilium |  | Notification Appliance |  |  |  | Module | TRUE | N1546 | ++ | FLASH/NI Sounder/Beacon IP65, 32 Tones | 1 | [6 empty] | FALSE | [5 empty] | #FFFF0000 | FA-EF1 | 1 | FALSE | FALSE | FALSE | 2012 | [13 empty] | FALSE
D44 |  |  | North | Consilium |  | Miscellaneous |  |  |  | Module | TRUE | 040020 + 5100776-00A + 5100774-00A | ++ | EV-P Optical Smoke Detector, Analogue addressable Wet space, IP55, incl. SCI | 1 | 0.00026 | 0.018 |  |  | 24 |  | TRUE | [5 empty] | #FFFF0000 | FA-D44 | 1 | FALSE | FALSE | FALSE
D11 |  |  | North | Consilium |  | Miscellaneous |  |  |  | Module | TRUE | 5200030-02B | ++ | MCP-A SCI Manual call point, Addressable, incl. SCI for dry space IP23 | 1 | 0.00025 | 0.0025 |  |  | 30 |  | TRUE | [5 empty] | #FFFF0000 | FA-D11 | 1 | FALSE | FALSE | FALSE
E12 |  |  | East | Consilium |  | Notification Appliance |  |  |  | Module | TRUE | 5100831-00A | ++ | Siren, IP65 Deep Base, MED | 1 | [6 empty] | FALSE | [5 empty] | #FFFF0000 | FA-E12 | 1 | FALSE | FALSE | FALSE | 2010 | [13 empty] | FALSE
|  |  | North | Consilium |  | Cards & Components |  |  |  | Card | TRUE | 5100075-01A | ++ | I/O M 70 H | 1 | 0.012 | 0.6 |  |  | 24 |  | TRUE | [5 empty] | #FFFFFFFF |  |  | FALSE | FALSE | FALSE
FIRE ALARM PANEL |  |  | North | Consilium |  | Fire Alarm Panel |  |  |  | Module | TRUE | 5100195-20A | ++ | Control/Repeater M 4.3 Cargo | 1 | 0.1 | 0.27 |  |  | 24 |  | FALSE | [5 empty] | #FFFF0000 | FA-FIRE ALARM PANEL | 1 | FALSE | FALSE | FALSE | 257 | [13 empty] | FALSE
D128 |  |  | North | Consilium |  | Miscellaneous |  |  |  | Module | TRUE | 5101061-00A + 5100774-00A | ++ | EV-H/A1R Heat detector, Analogue, addressable, 54°C Wet space IP67, incl. SCI | 1 | 0.00026 | 0.018 |  |  | 24 |  | TRUE | [5 empty] | #FFFF0000 | FA-D128 | 1 | FALSE | FALSE | FALSE
FIRE ALARM PANEL |  |  | North | Consilium |  | Fire Alarm Panel |  |  |  | Module | TRUE | 5100195-40A | ++ | Control/Repeater M 4.3 Workboat | 1 | 0.1 | 0.27 |  |  | 24 |  | FALSE | [5 empty] | #FFFF0000 | FA-FIRE ALARM PANEL | 1 | FALSE | FALSE | FALSE | 257 | [13 empty] | FALSE
FIRE ALARM PANEL |  |  | North | Consilium |  | Fire Alarm Panel |  |  |  | Module | TRUE | 5100195-80A | ++ | Control/Repeater M 4.3 Cruise | 1 | 0.1 | 0.27 |  |  | 24 |  | FALSE | [5 empty] | #FFFF0000 | FA-FIRE ALARM PANEL | 1 | FALSE | FALSE | FALSE | 257 | [13 empty] | FALSE
D12 |  |  | North | Consilium |  | Miscellaneous |  |  |  | Module | TRUE | 5200031-02B | ++ | MCP-A WP SCI Manual call point, Addressable incl. SCI for wet space IP67 | 1 | 0.00025 | 0.0025 |  |  | 30 |  | TRUE | [5 empty] | #FFFF0000 | FA-D12 | 1 | FALSE | FALSE | FALSE
D33 |  |  | North | Consilium |  | Miscellaneous |  |  |  | Module | TRUE | 040020 + 5200313-00A | ++ | EV-P Optical Smoke Detector, Analogue addressable Dry space, IP22, incl. SCI | 1 | 0.00026 | 0.018 |  |  | 24 |  | TRUE | [5 empty] | #FFFF0000 | FA-D33 | 1 | FALSE | FALSE | FALSE
|  |  | North | Consilium |  | Cards & Components |  |  |  | Card | TRUE | 5100002-01A | ++ | Control M X H | 1 | 0.062 | 0.062 | 8 |  | 28 |  | TRUE | [5 empty] | #FFFFFFFF |  |  | FALSE | FALSE | FALSE
D17 |  |  | North | Consilium |  | Miscellaneous |  |  |  | Module | TRUE | 5600965-00 | ++ | CD-CGI Intrinsically safe isolator with enclosure for addressable IS loop units, Max 20 loop units/isol. IP55 | 1 |  |  |  |  | 30 |  | TRUE | [5 empty] | #FFFF0000 | FA-D17 | 1 | FALSE | FALSE | FALSE
D19 |  |  | North | Consilium |  | Miscellaneous |  |  |  | Module | TRUE | N11250 + 5100775-00A + 5100774-00A | ++ | NS-AOHS-IS Optical Smoke/Heat detector Analogue Addressable Intrinsically Safe for wet space IP55 | 1 | 0.0002 | 0.0025 |  |  | 24 |  | TRUE | [5 empty] | #FFFF0000 | FA-D19 | 1 | FALSE | FALSE | FALSE
|  |  | North | Consilium |  | Cards & Components |  |  |  | Card | TRUE | 5100420-22A | ++ | Surge Prot M H | 1 | 0.042 | 0.042 | 8 |  | 28 |  | TRUE | [5 empty] | #FFFFFFFF |  |  | FALSE | FALSE | FALSE
|  |  | North | Consilium |  | Cards & Components |  |  |  | Card | TRUE | 5100026 | ++ | Loop M X | 1 | 0.055 | 0.055 |  |  | 28 |  | TRUE | [5 empty] | #FFFFFFFF |  |  | FALSE | FALSE | FALSE
|  |  | North | Consilium |  | Cards & Components |  |  |  | Card | TRUE | 5100077-01A | ++ | I/O M 700 H | 1 | 0.017 | 4 |  |  | 24 |  | TRUE | [5 empty] | #FFFFFFFF |  |  | FALSE | FALSE | FALSE
|  |  | North | Consilium |  | Cards & Components |  |  |  | Card | TRUE | 5100062-01A | ++ | Charger M H | 1 | 0.043 | 0.043 | 8 |  | 28 |  | TRUE | [5 empty] | #FFFFFFFF |  |  | FALSE | FALSE | FALSE
D35 |  |  | North | Consilium |  | Miscellaneous |  |  |  | Module | TRUE | 5200236-00A + 5200237-00A | ++ | AC-IR-3Fq Flame detector, Trippel IR including Addressable base IP65/67 | 1 | 0.0006 | 0.001 |  |  | 24 |  | TRUE | [5 empty] | #FFFF0000 | FA-D35 | 1 | FALSE | FALSE | FALSE
D129 |  |  | North | Consilium |  | Miscellaneous |  |  |  | Module | TRUE | 040005 + 5100774-00A | ++ | EV-H/CS Heat detector, Analogue, addressable 84°C Wet space IP67, incl. SCI | 1 | 0.0002 | 0.005 |  |  | 24 |  | TRUE | [5 empty] | #FFFF0000 | FA-D129 | 1 | FALSE | FALSE | FALSE
NFPA 170 AREA OF REFUGE REMOTE |  |  | North | Cornell |  | Area of Refuge Component |  |  |  | Module | TRUE | 4201B/V |  | Call Station | 1 | [6 empty] | TRUE | [5 empty] | #FF00B050 | FA-NFPA 170 AREA OF REFUGE REMOTE | 1 | FALSE | FALSE | FALSE | 4002
GenericN AUX POWER SUPPLY |  |  | North | Cornell |  | Auxilliary Power Supply |  |  |  | Assembly | TRUE | B-5243A |  | Power Supply | 1 | [6 empty] | TRUE | [5 empty] | #FFFF0000 | FA-GenericN AUX POWER SUPPLY | 1 | FALSE | FALSE | FALSE
NFPA 170 AREA OF REFUGE MASTER |  |  | North | Cornell |  | Area of Refuge Component |  |  |  | Assembly | TRUE | A-4216 |  | 16 Zone Annunciator Panel | 1 | [6 empty] | TRUE |  |  | BB-43 | 19"H x 13"W x 3.5"D |  | #FF00B050 | FA-NFPA 170 AREA OF REFUGE MASTER | 1 | FALSE | FALSE | FALSE
|  |  | North | Cornell |  | Cards & Components |  |  |  | Card | TRUE | 2009 |  | Amplifier Card | 1 | [6 empty] | TRUE | [5 empty] | #FFFFFFFF |  |  | FALSE | FALSE | FALSE
NFPA 170 AREA OF REFUGE MASTER |  |  | North | Cornell |  | Area of Refuge Component |  |  |  | Assembly | TRUE | A-4212 |  | 12 Zone Annunciator Panel | 1 | [6 empty] | TRUE |  |  | BB-42 | 10"H x 17"W x 3.5"D |  | #FF00B050 | FA-NFPA 170 AREA OF REFUGE MASTER | 1 | FALSE | FALSE | FALSE
|  |  | North | Cornell |  | Cards & Components |  |  |  | Card | TRUE | 8010-300 |  | 4 Zone Annunciator Panel Card | 1 | [6 empty] | TRUE | [5 empty] | #FFFFFFFF |  |  | FALSE | FALSE | FALSE
NFPA 170 AREA OF REFUGE MASTER |  |  | North | Cornell |  | Area of Refuge Component |  |  |  | Assembly | TRUE | A-4220 |  | 20 Zone Annunciator Panel | 1 | [6 empty] | TRUE |  |  | BB-43 | 19"H x 13"W x 3.5"D |  | #FF00B050 | FA-NFPA 170 AREA OF REFUGE MASTER | 1 | FALSE | FALSE | FALSE
NFPA 170 AREA OF REFUGE MASTER |  |  | North | Cornell |  | Area of Refuge Component |  |  |  | Assembly | TRUE | A-4204 |  | 4 Zone Annunciator Panel | 1 | [6 empty] | TRUE |  |  | BB-40 | 10"H x 9"W x 3.5"D |  | #FF00B050 | FA-NFPA 170 AREA OF REFUGE MASTER | 1 | FALSE | FALSE | FALSE
|  |  | North | Cornell |  | Cards & Components |  |  |  | Card | TRUE | Power Supply Card |  | B-5243A Power Supply Card | 1 | [6 empty] | TRUE | [5 empty] | #FFFFFFFF |  |  | FALSE | FALSE | FALSE
NFPA 170 AREA OF REFUGE REMOTE |  |  | North | Cornell |  | Area of Refuge Component |  |  |  | Module | TRUE | 4202 |  | Call Station | 1 | [6 empty] | TRUE | [5 empty] | #FF00B050 | FA-NFPA 170 AREA OF REFUGE REMOTE | 1 | FALSE | FALSE | FALSE | 4002
NFPA 170 AREA OF REFUGE MASTER |  |  | North | Cornell |  | Area of Refuge Component |  |  |  | Assembly | TRUE | A-4208 |  | 8 Zone Annunciator Panel | 1 | 3.5 | 3.5 |  |  |  |  | TRUE |  |  | BB-41 | 11"H x 14"W x 3.5"D |  | #FF00B050 | FA-NFPA 170 AREA OF REFUGE MASTER | 1 | FALSE | FALSE | FALSE | 4000
NFPA 170 AREA OF REFUGE REMOTE |  |  | North | Cornell |  | Area of Refuge Component |  |  |  | Module | TRUE | 4201B/VM |  | Call Station | 1 | [6 empty] | TRUE | [5 empty] | #FF00B050 | FA-NFPA 170 AREA OF REFUGE REMOTE | 1 | FALSE | FALSE | FALSE | 4002
NFPA 170 MANUAL PULL |  |  | North | Crouse-Hinds |  | Manual Station |  |  |  | Module | TRUE | SM87BG |  | Break Glass Call Point—Explosionproof | 1 | [6 empty] | FALSE | FALSE |  |  |  |  | #FFFF0000 | FA-NFPA 170 MANUAL PULL | 1 | FALSE | FALSE | FALSE | 957 | [13 empty] | FALSE |  |  | XP
NFPA 170 MANUAL PULL |  |  | North | Crouse-Hinds |  | Manual Station |  |  |  | Module | TRUE | PB |  | Push Button Fire Alarm Call Point—Hazardous Locations | 1 | [6 empty] | FALSE | FALSE |  |  |  |  | #FFFF0000 | FA-NFPA 170 MANUAL PULL | 1 | FALSE | FALSE | FALSE | 957 | [13 empty] | FALSE |  |  | HZ
NFPA 170 MANUAL PULL |  |  | North | Crouse-Hinds |  | Manual Station |  |  |  | Module | TRUE | SM87PBL |  | Push Button Fire Alarm Call Point—Explosionproof | 1 | [6 empty] | FALSE | FALSE |  |  |  |  | #FFFF0000 | FA-NFPA 170 MANUAL PULL | 1 | FALSE | FALSE | FALSE | 957 | [13 empty] | FALSE |  |  | XP
AEC AR5-REPEATER |  |  | North | CWSI |  | Wireless Component |  |  |  | Assembly | TRUE | AR5 |  | REPEATER | 1 | [6 empty] | TRUE | [5 empty] | #FFFF0000 | FA-AEC AR5-REPEATER | 1 | FALSE | FALSE | FALSE |  |  |  | 7300-2013:0110
|  |  | North | CWSI |  | Cards & Components |  |  |  | Card | TRUE | CP3600 MAIN BOARD |  | CP3600 MAIN BOARD | 1 | [6 empty] | TRUE | [5 empty] | #FFFFFFFF |  |  | TRUE | FALSE | FALSE
|  |  | North | CWSI |  | Cards & Components |  |  |  | Card | TRUE | AR5 MAIN BOARD |  | AR5 MAIN BOARD | 1 | [6 empty] | TRUE | [5 empty] | #FFFFFFFF |  |  | TRUE | FALSE | FALSE
NFPA 170 REMOTE ANNUNCIATOR | RISER ANNUNCIATOR |  | North | CWSI |  | Remote Annunciator |  |  |  | Module | TRUE | WRA-3 |  | FIRE ALARM REMOTE ANNUNCIATOR | 1 | [6 empty] | TRUE | [5 empty] | #FFFF0000 | FA-NFPA 170 REMOTE ANNUNCIATOR | 1 | FALSE | FALSE | FALSE |  |  |  | 7120-2013:0108
NFPA 170 GAS DETECTOR |  |  | North | CWSI |  | Gas Detection |  |  |  | Module | TRUE | 350 |  | CO DETECTOR, WIRELESS | 1 | [6 empty] | TRUE | [5 empty] | #FFFF0000 | FA-NFPA 170 GAS DETECTOR | 1 | FALSE | FALSE | FALSE | 1402 |  |  | 7272-2013:0103
NFPA 170 HEAT DETECTOR |  |  | North | CWSI |  | Heat Detector |  |  |  | Module | TRUE | 320 |  | HEAT DETECTOR, WIRELESS | 1 | [6 empty] | TRUE | [5 empty] | #FFFF0000 | FA-NFPA 170 HEAT DETECTOR | 1 | FALSE | FALSE | FALSE | 1403 |  |  | 7272-2013:0103
AEC SMOKE DETECTOR |  |  | North | CWSI |  | Smoke Detector |  |  |  | Module | TRUE | 302 |  | SMOKE DETECTOR, WIRELESS | 1 | [6 empty] | TRUE | TRUE |  |  |  |  | #FFFF0000 | FA-AEC SMOKE DETECTOR | 1 | FALSE | FALSE | FALSE |  |  |  | 7272-2013:0103
NFPA 170 FIRE ALARM CONTROL UNIT | RISER FACP |  | North | CWSI |  | Fire Alarm Control Unit |  |  |  | Assembly | TRUE | CP3600 |  | FIRE ALARM CONTROL PANEL | 1 | [6 empty] | TRUE | [5 empty] | #FFFF0000 | FA-NFPA 170 FIRE ALARM CONTROL UNIT | 1 | FALSE | FALSE | FALSE |  |  |  | 7165-2013:0101
AEC TRANSMITTER |  |  | North | CWSI |  | Wireless Component |  |  |  | Module | TRUE | 345(TS) |  | TRANSMITTER | 1 | [6 empty] | TRUE | [5 empty] | #FFFF0000 | FA-AEC TRANSMITTER | 1 | FALSE | FALSE | FALSE |  |  |  | 7300-2013:0110
NFPA 170 DIGITAL ALARM COMMNUCATOR TRANSMITTER | RISER DACT |  | North | CWSI |  | Communicator |  |  |  | Module | TRUE | CWSI-KD-1S |  | DACT DIALER | 1 | [6 empty] | TRUE | [5 empty] | #FFFF0000 | FA-NFPA 170 DIGITAL ALARM COMMNUCATOR TRANSMITTER | 1 | FALSE | FALSE | FALSE | 250 |  |  | 7300-0706:0107
AEC HORN LF |  |  | North | CWSI |  | Notification Appliance |  |  |  | Module | TRUE | 520 |  | LOW FREQUENCY SOUNDER, WIRELESS | 1 | [6 empty] | TRUE | [5 empty] | #FF0070C0 | FA-AEC HORN LF | 1 | FALSE | FALSE | FALSE |  |  |  | 7135-2013:0112 | [13 empty] | LF
AEC PULL STATION |  |  | North | CWSI |  | Manual Station |  |  |  | Module | TRUE | 310 |  | MANUAL PULL STATION, WIRELESS | 1 | [6 empty] | TRUE | [5 empty] | #FFFF0000 | FA-AEC PULL STATION | 1 | FALSE | FALSE | FALSE |  |  |  | 7150-2013:0104
|  |  | North | DELL | Security/Access Control |  |  |  |  | Module | TRUE | S2421HS/S2421HSX |  | 24" MONITOR | 1 | [12 empty] | #FFFFFFFF |  |  | FALSE | FALSE | FALSE
|  |  | North | DELL | Security/Access Control |  |  |  |  | Module | TRUE | OptiPlex 3080 Micro |  | Micro Desktop | 1 | [12 empty] | #FFFFFFFF |  |  | FALSE | FALSE | FALSE
|  |  | North | DELL | Security/Access Control |  |  |  |  | Module | TRUE | S2721HS/S2721HSX |  | 27" MONITOR | 1 | [12 empty] | #FFFFFFFF |  |  | FALSE | FALSE | FALSE
NFPA 170 FLAME DETECTOR |  |  | North | Detectors Incorporated |  | Flame Detector |  |  |  | Module | TRUE | D381 | ++ | UV/3-IR Multi -Spectrum Flame Detector in an aluminum enclosure | 1 | 0.06 | 0.09 |  |  |  |  | FALSE | FALSE |  |  |  |  | #FFFF0000 | FA-NFPA 170 FLAME DETECTOR | 1 | FALSE | FALSE | FALSE | 1401 | [13 empty] | FALSE
NFPA 170 FLAME DETECTOR |  |  | North | Detectors Incorporated |  | Flame Detector |  |  |  | Module | TRUE | D383 | ++ | UV/3-IR Multi -Spectrum Ultra-Fast Flame Detector in an aluminum enclosure | 1 | 0.06 | 0.09 |  |  |  |  | FALSE | FALSE |  |  |  |  | #FFFF0000 | FA-NFPA 170 FLAME DETECTOR | 1 | FALSE | FALSE | FALSE | 1401 | [13 empty] | FALSE
NFPA 170 FLAME DETECTOR |  |  | North | Detectors Incorporated |  | Flame Detector |  |  |  | Module | TRUE | D371 | ++ | UV/3-IR Multi -Spectrum Flame Detector in an explosion proof enclosure | 1 | 0.06 | 0.09 |  |  |  |  | FALSE | FALSE |  |  |  |  | #FFFF0000 | FA-NFPA 170 FLAME DETECTOR | 1 | FALSE | FALSE | FALSE | 1401 | [13 empty] | FALSE |  |  | XP
NFPA 170 SMOKE DETECTOR |  |  | North | Det-Tronics |  | Smoke Detector |  |  |  | Module | TRUE | U5015 | + | SmokeWatch™ Explosion Proof Smoke Detector | 1 | 0.1458 | 0.1458 |  |  |  |  | TRUE | TRUE |  |  |  |  | #FFFF0000 | FA-NFPA 170 SMOKE DETECTOR | 1 | FALSE | FALSE | FALSE | 1408 | [16 empty] | XP
NFPA 170 FLAME DETECTOR |  |  | North | Det-Tronics |  | Flame Detector |  |  |  | Module | TRUE | X3302 | + | Multispectrum IR Flame Detector | 1 | 0.116 | 0.116 |  |  |  |  | TRUE | [5 empty] | #FFFF0000 | FA-NFPA 170 FLAME DETECTOR | 1 | FALSE | FALSE | FALSE | 1401 | [16 empty] | XP
NFPA 170 FLAME DETECTOR |  |  | North | Det-Tronics |  | Flame Detector |  |  |  | Module | TRUE | X3301 | + | Protect•IR Multispectrum IR Flame Detector | 1 | 0.116 | 0.116 |  |  |  |  | TRUE | [5 empty] | #FFFF0000 | FA-NFPA 170 FLAME DETECTOR | 1 | FALSE | FALSE | FALSE | 1401 | [16 empty] | XP
NFPA 170 SMOKE DETECTOR |  |  | North | Det-Tronics |  | Smoke Detector |  |  |  | Module | TRUE | 30-3013 | + |  | 1 | [6 empty] | FALSE | FALSE |  |  |  |  | #FFFF0000 | FA-NFPA 170 SMOKE DETECTOR | 1 | FALSE | FALSE | FALSE | 957 | [13 empty] | FALSE
NFPA 170 FLAME DETECTOR |  |  | North | Det-Tronics |  | Flame Detector |  |  |  | Module | TRUE | X5200 | + | UVIR Flame Detector | 1 | 0.116 | 0.116 |  |  |  |  | TRUE | [5 empty] | #FFFF0000 | FA-NFPA 170 FLAME DETECTOR | 1 | FALSE | FALSE | FALSE | 1401 | [16 empty] | XP
Hikvision NVR |  |  | North | Digital Watchdog |  | CCTV Component |  |  |  | Assembly | TRUE | DW-BJCUBE6T |  | NVR | 1 | [6 empty] | FALSE | [5 empty] | #FFFF0000 | FA-Hikvision NVR | 1 | FALSE | FALSE | FALSE | [14 empty] | FALSE
|  |  | North | Digital Watchdog |  | Cards & Components |  |  |  | Card | TRUE | DW-BJCUBE6T CARD |  | NVR Main Card | 1 | [6 empty] | TRUE | [5 empty] | #FFFFFFFF |  |  | FALSE | FALSE | FALSE | [14 empty] | FALSE
NFPA 170 STROBE CEILING |  |  | North | Digital Watchdog |  | Strobe |  |  |  | Module | TRUE | DWC-MF21M4TIR |  | Indoor/outdoor Dome 4 mm 2.1 Mega Pixel | 1 | [6 empty] | FALSE | TRUE |  |  |  |  | #FF0070C0 | FA-NFPA 170 STROBE CEILING | 1 | FALSE | FALSE | FALSE | 2022 | [13 empty] | FALSE
NFPA 170 FIRE ALARM COMMUNICATOR |  |  | North | Digitize Inc. |  | Communicator |  |  |  | Assembly | TRUE | DET-16 |  | TELEGRAPH TRANSMITTER | 1 | [6 empty] | FALSE | [5 empty] | #FFFF0000 | FA-NFPA 170 FIRE ALARM COMMUNICATOR | 1 | FALSE | FALSE | FALSE | 251 | [8 empty] | 7,12,18 |  |  |  |  | TRUE
NFPA 170 SURGE SUPPRESSOR |  |  | North | Ditek |  | Surge Supressor |  |  |  | Module | TRUE | DTK-2MHLP24BWB |  | 2 Pair / 4 Wire Surge Module w/Base for PIV, NAC, IDC etc. | 1 | [6 empty] | TRUE | [5 empty] | #FFFF0000 | FA-NFPA 170 SURGE SUPPRESSOR | 1 | FALSE | FALSE | FALSE | [14 empty] | FALSE |  |  | 2¦24v
NFPA 170 SURGE SUPPRESSOR |  |  | North | Ditek |  | Surge Supressor |  |  |  | Module | TRUE | DTK-120HW | 120V Circuit Protection | Overvoltage Protector Circuit Protection-120V | 1 | 0 | 0 |  |  |  |  | TRUE |  | As Indicated on Prints - Field Verify | 4" Square Box 2-1/8" Deep | 2 7⁄16" W x 1 ⅜" D x 1 1⁄16" H |  | #FFFF0000 | FA-NFPA 170 SURGE SUPPRESSOR | 1 | FALSE | FALSE | FALSE | [17 empty] | 120v
NFPA 170 SURGE SUPPRESSOR |  |  | North | Ditek |  | Surge Supressor |  |  |  | Module | TRUE | DTK-120HW-SS |  | AC HARD WIRED TRANSIENT 120 VO | 1 | [6 empty] | FALSE | [5 empty] | #FFFF0000 | FA-NFPA 170 SURGE SUPPRESSOR | 1 | FALSE | FALSE | FALSE | 6001 | [13 empty] | FALSE |  |  | 120v
NFPA 170 SURGE SUPPRESSOR |  |  | North | Ditek |  | Surge Supressor |  |  |  | Module | TRUE | DTK-2LVLPF |  | Protects up to 2 pairs of SLC loop circuits | 1 | [6 empty] | FALSE | [5 empty] | #FFFF0000 | FA-NFPA 170 SURGE SUPPRESSOR | 1 | FALSE | FALSE | FALSE | 6001 | [13 empty] | FALSE |  |  | 24v
NFPA 170 SURGE SUPPRESSOR |  |  | North | Ditek |  | Surge Supressor |  |  |  | Assembly | TRUE | DTK-2MHLP24B w/DTK-2MB |  | 4 Pair / 4 Wire Surge Module w/Base for PIV, NAC, IDC etc. | 1 | [6 empty] | TRUE | [5 empty] | #FFFF0000 | FA-NFPA 170 SURGE SUPPRESSOR | 1 | FALSE | FALSE | FALSE | [14 empty] | FALSE |  |  | 24v¦4
NFPA 170 SURGE SUPPRESSOR |  |  | North | Ditek |  | Surge Supressor |  |  |  | Module | TRUE | DTK-1FF | 120V Circuit Protection | Single Outlet Surge Protector-120V + RJ11/14 | 1 | 0 | 0 |  |  |  |  | TRUE |  | As Indicated on Prints - Field Verify |  | 2 7⁄16" W x 1 ⅜" D x 1 1⁄16" H |  | #FFFF0000 | FA-NFPA 170 SURGE SUPPRESSOR | 1 | FALSE | FALSE | FALSE | [17 empty] | 120v
NFPA 170 SURGE SUPPRESSOR |  |  | North | Ditek |  | Surge Supressor |  |  |  | Module | TRUE | DTK-DF120S1 |  | 120VAC Surge Protective Device | 1 | [6 empty] | FALSE | [5 empty] | #FFFF0000 | FA-NFPA 170 SURGE SUPPRESSOR | 1 | FALSE | FALSE | FALSE | 6001 | [13 empty] | FALSE |  |  | 120v
NFPA 170 SURGE SUPPRESSOR |  |  | North | Ditek |  | Surge Supressor |  |  |  | Module | TRUE | DTK-1F | 120V Circuit Protection | Single Outlet Surge Protector-120V | 1 | 0 | 0 |  |  |  |  | TRUE |  | As Indicated on Prints - Field Verify |  | 2 7⁄16" W x 1 ⅜" D x 1 1⁄16" H |  | #FFFF0000 | FA-NFPA 170 SURGE SUPPRESSOR | 1 | FALSE | FALSE | FALSE | [17 empty] | 120v
|  |  | North | Ditek | Surge Protection |  |  |  |  | Module | TRUE | DTK-MRJPOE |  | POE SURGE PROTECTOR | 1 | [12 empty] | #FFFFFFFF |  |  | FALSE | FALSE | FALSE
NFPA 170 SURGE SUPPRESSOR |  |  | North | Ditek |  | Surge Supressor |  |  |  | Module | TRUE | DTK-120HW |  | 120VAC 54kA Parallel Connected Surge Protective Device | 1 | [6 empty] | FALSE | [5 empty] | #FFFF0000 | FA-NFPA 170 SURGE SUPPRESSOR | 1 | FALSE | FALSE | FALSE | 6001 | [13 empty] | FALSE |  |  | 120v
NFPA 170 SURGE SUPPRESSOR |  |  | North | Ditek |  | Surge Supressor |  |  |  | Module | TRUE | DTK-120X12 | 120V Circuit Protection | 12VAC & Low Voltage Surge Protective Device | 1 | 0 | 0 |  |  |  |  | TRUE |  | As Indicated on Prints - Field Verify |  | 2 7⁄16" W x 1 ⅜" D x 1 1⁄16" H |  | #FFFF0000 | FA-NFPA 170 SURGE SUPPRESSOR | 1 | FALSE | FALSE | FALSE | [17 empty] | 120v
|  |  | North | Ditek |  | Cards & Components |  |  |  | Card | TRUE | DTK-120SRD |  | 120VAC 54kA Series Connected Surge Protector with Dry Contacts | 1 | [6 empty] | TRUE | [5 empty] | #FFFFFFFF |  |  | FALSE | FALSE | FALSE | [14 empty] | FALSE |  |  | 120v
NFPA 170 SURGE SUPPRESSOR |  |  | North | Ditek |  | Surge Supressor |  |  |  | Assembly | TRUE | DTK-2MHLP24B w/DTK-MB10 |  | 2 Pair / 4 Wire Surge Module w/Base for PIV, NAC, IDC etc. | 1 | [6 empty] | TRUE | [5 empty] | #FFFF0000 | FA-NFPA 170 SURGE SUPPRESSOR | 1 | FALSE | FALSE | FALSE | [14 empty] | FALSE |  |  | 2¦24v
NFPA 170 SURGE SUPPRESSOR |  |  | North | Ditek |  | Surge Supressor |  |  |  | Module | TRUE | DTK-TSS2 |  | FACP Surge Protector | 1 | [6 empty] | FALSE | [5 empty] | #FFFF0000 | FA-NFPA 170 SURGE SUPPRESSOR | 1 | FALSE | FALSE | FALSE | 6001 | [13 empty] | FALSE |  |  | 24v
NFPA 170 SURGE SUPPRESSOR |  |  | North | Ditek |  | Surge Supressor |  |  |  | Module | TRUE | DTK-4LVLPLV | ++ | 4 Pair / 24V low voltage surge protector | 1 | [6 empty] | TRUE | [5 empty] | #FFFF0000 | FA-NFPA 170 SURGE SUPPRESSOR | 1 | FALSE | FALSE | FALSE | [14 empty] | FALSE |  |  | 2¦24v
|  |  | North | Ditek |  | Cards & Components |  |  |  | Card | TRUE | DTK-2MHLP24F |  | 2 Pair / 4 Wire Surge Module for SLC ONLY | 1 | [6 empty] | TRUE | [5 empty] | #FFFFFFFF |  |  | FALSE | FALSE | FALSE | [14 empty] | FALSE
|  |  | North | Ditek |  | Cards & Components |  |  |  | Card | TRUE | DTK-VSPN |  | Surge Protector for GSM Communicators Coax | 1 | [6 empty] | TRUE | [5 empty] | #FFFFFFFF |  |  | FALSE | FALSE | FALSE | [14 empty] | FALSE
|  |  | North | Ditek |  | Cards & Components |  |  |  | Card | TRUE | DTK-2MHTP |  | 2 Pair / 4 Wire Surge Module for Telephone Dialers | 1 | [6 empty] | TRUE | [5 empty] | #FFFFFFFF |  |  | FALSE | FALSE | FALSE | [14 empty] | FALSE
NFPA 170 SURGE SUPPRESSOR |  |  | North | Ditek |  | Surge Supressor |  |  |  | Assembly | TRUE | DTK-2MHLP24B w/DTK-3MB |  | 6 Pair / 4 Wire Surge Module w/Base for PIV, NAC, IDC etc. | 1 | [6 empty] | TRUE | [5 empty] | #FFFF0000 | FA-NFPA 170 SURGE SUPPRESSOR | 1 | FALSE | FALSE | FALSE | [14 empty] | FALSE |  |  | 24v¦6
NFPA 170 SURGE SUPPRESSOR |  |  | North | Ditek |  | Surge Supressor |  |  |  | Assembly | TRUE | DTK-TSS1 |  | Total Surge Protection Panel | 1 | [6 empty] | FALSE | [5 empty] | #FFFF0000 | FA-NFPA 170 SURGE SUPPRESSOR | 1 | FALSE | FALSE | FALSE | 6001 | [8 empty] | 7,12,18 |  |  |  |  | TRUE |  |  | 1¦24v
NFPA 170 SURGE SUPPRESSOR |  |  | North | Ditek |  | Surge Supressor |  |  |  | Module | TRUE | DTK-120HWLOK | 120V Circuit Protection | Parallel Connected Surge Protective Device - 120V | 1 | 0 | 0 |  |  |  |  | TRUE |  | As Indicated on Prints - Field Verify |  | 2 7⁄16" W x 1 ⅜" D x 1 1⁄16" H |  | #FFFF0000 | FA-NFPA 170 SURGE SUPPRESSOR | 1 | FALSE | FALSE | FALSE | [17 empty] | 120v
NFPA 170 SURGE SUPPRESSOR |  |  | North | Ditek |  | Surge Supressor |  |  |  | Assembly | TRUE | DTK-TSS4D |  | Total Surge Protection Panel | 1 | [6 empty] | FALSE | [5 empty] | #FFFF0000 | FA-NFPA 170 SURGE SUPPRESSOR | 1 | FALSE | FALSE | FALSE | 6001 | [8 empty] | 7,12,18 |  |  |  |  | TRUE |  |  | 24v¦4
NFPA 170 SURGE SUPPRESSOR |  |  | North | Ditek |  | Surge Supressor |  |  |  | Assembly | TRUE | DTK-2MHLP24B w/DTK-5MB |  | 10 Pair / 4 Wire Surge Module w/Base for PIV, NAC, IDC etc. | 1 | [6 empty] | TRUE | [5 empty] | #FFFF0000 | FA-NFPA 170 SURGE SUPPRESSOR | 1 | FALSE | FALSE | FALSE | [14 empty] | FALSE |  |  | 10¦24v
NFPA 170 SURGE SUPPRESSOR |  |  | North | Ditek |  | Cards & Components |  |  |  | Card | TRUE | DTK-2MHLP24B |  | 2 Pair / 4 Wire Surge Module for PIV, NAC, IDC etc. | 1 | [6 empty] | TRUE | [5 empty] | #FFFF0000 | FA-NFPA 170 SURGE SUPPRESSOR | 1 | FALSE | FALSE | FALSE | [14 empty] | FALSE |  |  | 24v
NFPA 170 SURGE SUPPRESSOR |  |  | North | Ditek |  | Surge Supressor |  |  |  | Assembly | TRUE | DTK-2MHLP24B w/DTK-4MB |  | 8 Pair / 4 Wire Surge Module w/Base for PIV, NAC, IDC etc. | 1 | [6 empty] | TRUE | [5 empty] | #FFFF0000 | FA-NFPA 170 SURGE SUPPRESSOR | 1 | FALSE | FALSE | FALSE | [14 empty] | FALSE |  |  | 24v¦8
|  |  | North | Ditek |  | Cards & Components |  |  |  | Card | TRUE | DTK-MRJ45C5E |  | 2 Pair / 4 Wire Surge Module for IP DAC | 1 | [6 empty] | TRUE | [5 empty] | #FFFFFFFF |  |  | FALSE | FALSE | FALSE | [14 empty] | FALSE
NFPA 170 REMOTE ANNUNCIATOR | RISER ANNUNCIATOR |  | North | DMP |  | Remote Annunciator |  |  |  | Module | TRUE | 630F |  | Fire Command Keypad | 1 | 0.063 | 0.092 |  |  |  |  | FALSE | [5 empty] | #FFFF0000 | FA-NFPA 170 REMOTE ANNUNCIATOR | 1 | FALSE | FALSE | FALSE | 255 | [13 empty] | FALSE
NFPA 170 SMOKE HEAT DETECTOR |  |  | North | DMP |  | Smoke/Heat Detector |  |  |  | Module | TRUE | 1165H |  | Wireless Smoke/Heat Detector | 1 | [6 empty] | TRUE | TRUE |  |  |  |  | #FFFF0000 | FA-NFPA 170 SMOKE HEAT DETECTOR | 1 | FALSE | FALSE | FALSE | 1411
GenericN INTERFACE MODULE |  |  | North | DMP |  | Interface Module |  |  |  | Module | TRUE | 736P | ++ | 736P POPIT Interface Module | 1 | 0.025 | 0.025 |  |  | 12 |  | TRUE | [5 empty] | #FFFF0000 | FA-GenericN INTERFACE MODULE | 1 | FALSE | FALSE | FALSE | 1000
NFPA 170 SMOKE DETECTOR |  |  | North | DMP |  | Smoke Detector |  |  |  | Module | TRUE | 1164 | ++ | Wireless Residential/Commercial Smoke Detector with Synchronized Sounder | 1 | [6 empty] | TRUE | TRUE |  |  |  |  | #FFFF0000 | FA-NFPA 170 SMOKE DETECTOR | 1 | FALSE | FALSE | FALSE | 1411 | [16 empty] | SB
NFPA 170 ADDRESSABLE INPUT MONITOR MODULE |  |  | North | DMP |  | Addressable Module |  |  |  | Module | TRUE | 715 |  | 4 Zone Smoke Detector Input Module | 1 | 0.0444 | 0.2604 |  |  |  |  | FALSE | [5 empty] | #FFFF0000 | FA-NFPA 170 ADDRESSABLE INPUT MONITOR MODULE | 1 | FALSE | FALSE | FALSE | 1000 | [13 empty] | FALSE
GenericN INPUT OUTPUT PANEL |  |  | North | DMP |  | Input/Output Panel |  |  |  | Module | TRUE | 734N-POE | ++ | Network POE Access Control Module | 1 | 0.346 | 0.348 |  |  | 12 |  | TRUE |  |  |  | 4.5" W × 2.75" H × 1.75" D |  | #FFFF0000 | FA-GenericN INPUT OUTPUT PANEL | 1 | FALSE | FALSE | FALSE | 1000
NFPA 170 ADDRESSABLE INPUT MONITOR MODULE |  |  | North | DMP |  | Addressable Module |  |  |  | Module | TRUE | 711 | ++ | Zone Expansion Input Module | 1 | 0.0126 | 0.013 |  |  | 12 |  | TRUE |  |  |  | 4.5" W × 2.75" H × 1.75" D |  | #FFFF0000 | FA-NFPA 170 ADDRESSABLE INPUT MONITOR MODULE | 1 | FALSE | FALSE | FALSE | 1000
NFPA 170 ADDRESSABLE INPUT MONITOR MODULE |  |  | North | DMP |  | Addressable Module |  |  |  | Module | TRUE | 714-16 |  | 16 Zone Input Module, gray Model 340 enclosure | 1 | 0.0456 | 0.052 |  |  |  |  | FALSE | [5 empty] | #FFFF0000 | FA-NFPA 170 ADDRESSABLE INPUT MONITOR MODULE | 1 | FALSE | FALSE | FALSE | 1000 | [13 empty] | FALSE |  |  | 8
GenericN KEYPAD | GenericN KEYPAD |  | North | DMP | Security/Access Control | Keypad Interface |  |  |  | Module | TRUE | 7063-W | ++ | Thinline LCD Keypad with Prox Reader | 1 | 0.085 | 0.1 |  |  | 12 |  | FALSE | [5 empty] | #FFFF0000 | FA-GenericN KEYPAD | 1 | FALSE | FALSE | FALSE | 255 | [13 empty] | FALSE
NFPA 170 ADDRESSABLE INPUT MONITOR MODULE |  |  | North | DMP |  | Addressable Module |  |  |  | Module | TRUE | 1103 | ++ | Wireless Universal Transmitter | 1 | [6 empty] | TRUE | [5 empty] | #FFFF0000 | FA-NFPA 170 ADDRESSABLE INPUT MONITOR MODULE | 1 | FALSE | FALSE | FALSE | 1000
NFPA 170 ADDRESSABLE OUTPUT MODULE |  |  | North | DMP |  | Addressable Control/Relay |  |  |  | Module | TRUE | 716 |  | 4 Zone Output Module | 1 | 0.044 | 0.044 |  |  |  |  | FALSE | [5 empty] | #FFFF0000 | FA-NFPA 170 ADDRESSABLE OUTPUT MODULE | 1 | FALSE | FALSE | FALSE | 1100 | [13 empty] | FALSE
|  |  | North | DMP |  | Cards & Components |  |  |  | Card | TRUE | XR550DNPCB |  | XR550 PCB Board | 1 | 0.174 | 0.217 |  |  |  |  | TRUE | [5 empty] | #FFFFFFFF |  |  | FALSE | FALSE | FALSE | [14 empty] | FALSE
GenericN INTERFACE MODULE |  |  | North | DMP |  | Interface Module |  |  |  | Module | TRUE | 710 | ++ | Bus Splitter/Repeater Module | 1 | 0.032 | 0.032 |  |  | 12 |  | TRUE | [5 empty] | #FFFF0000 | FA-GenericN INTERFACE MODULE | 1 | FALSE | FALSE | FALSE | 1000
NFPA 170 FIRE ALARM CONTROL UNIT | RISER FACP |  | North | DMP |  | Fire Alarm Control Unit |  |  |  | Assembly | TRUE | XR550 |  | XR550 Fire Control Panel | 1 | [6 empty] | FALSE | FALSE |  |  |  |  | #FFFF0000 | FA-NFPA 170 FIRE ALARM CONTROL UNIT | 1 | FALSE | FALSE | FALSE | 202 | [8 empty] | 7,12,18 |  |  |  |  | TRUE
NFPA 170 ADDRESSABLE INPUT MONITOR MODULE |  |  | North | DMP |  | Addressable Module |  |  |  | Module | TRUE | 714-8 |  | 8 Zone Input Module, gray Model 340 enclosure | 1 | 0.0328 | 0.036 |  |  |  |  | FALSE | [5 empty] | #FFFF0000 | FA-NFPA 170 ADDRESSABLE INPUT MONITOR MODULE | 1 | FALSE | FALSE | FALSE | 1000 | [13 empty] | FALSE |  |  | 8
GenericN INPUT OUTPUT PANEL |  |  | North | DMP |  | Input/Output Panel |  |  |  | Module | TRUE | 734 | ++ | Access Control Module | 1 | 0.24 | 0.26 |  |  | 12 |  | TRUE |  |  |  | 4.5" W × 2.75" H × 1.75" D |  | #FFFF0000 | FA-GenericN INPUT OUTPUT PANEL | 1 | FALSE | FALSE | FALSE | 1000
NFPA 170 FIRE ALARM CONTROL UNIT | RISER FACP |  | North | DMP |  | Fire Alarm Control Unit |  |  |  | Assembly | TRUE | XR100FC |  | XR100 Fire Control Panel | 1 | [6 empty] | FALSE | [5 empty] | #FFFF0000 | FA-NFPA 170 FIRE ALARM CONTROL UNIT | 1 | FALSE | FALSE | FALSE | 202 | [8 empty] | 7,12,18 |  |  |  |  | TRUE
GenericN MOTION DETECTOR CEILING |  |  | North | DMP |  | Motion Detector |  |  |  | Module | TRUE | 1126R |  | Wireless PIR Detector | 1 | [6 empty] | TRUE | [5 empty] | #FFFF0000 | FA-GenericN MOTION DETECTOR CEILING | 1 | FALSE | FALSE | FALSE | 1403 | [16 empty] | R
|  |  | North | DMP |  | Cards & Components |  |  |  | Card | TRUE | XR150DNPCB |  | XR150 PCB Board | 1 | 0.174 | 0.217 |  |  |  |  | TRUE | [5 empty] | #FFFFFFFF |  |  | FALSE | FALSE | FALSE | [14 empty] | FALSE
NFPA 170 ADDRESSABLE INPUT MONITOR MODULE |  |  | North | DMP |  | Addressable Module |  |  |  | Module | TRUE | 715-16 |  | 16 Zone Input Module, red Model 340 enclosure | 1 | 0.084 | 1.428 |  |  |  |  | FALSE | [5 empty] | #FFFF0000 | FA-NFPA 170 ADDRESSABLE INPUT MONITOR MODULE | 1 | FALSE | FALSE | FALSE | 1000 | [13 empty] | FALSE |  |  | 8
GenericN KEYPAD | GenericN KEYPAD |  | North | DMP |  | Keypad Interface |  |  |  | Module | TRUE | 7060N-W | ++ | Thinline LCD Keypad with Numeric Keys | 1 | 0.072 | 0.087 |  |  | 12 |  | FALSE | [5 empty] | #FFFF0000 | FA-GenericN KEYPAD | 1 | FALSE | FALSE | FALSE | 255 | [13 empty] | FALSE
NFPA 170 ADDRESSABLE INPUT MONITOR MODULE |  |  | North | DMP |  | Addressable Module |  |  |  | Module | TRUE | 714-16-R |  | 16 Zone Input Module, red Model 340 enclosure | 1 | 0.0456 | 0.052 |  |  |  |  | FALSE | [5 empty] | #FFFF0000 | FA-NFPA 170 ADDRESSABLE INPUT MONITOR MODULE | 1 | FALSE | FALSE | FALSE | 1000 | [13 empty] | FALSE |  |  | 8
NFPA 170 JUNCTION BOX |  |  | North | DMP |  | Junction Box |  |  |  | Module | TRUE | 850-SB | ++ | Interior surface sheetmetal backbox | 1 | 0 | 0 |  |  |  |  | FALSE | FALSE |  |  |  |  | #FF00B050 | FA-NFPA 170 JUNCTION BOX | 1 | FALSE | FALSE | FALSE | 957 | [13 empty] | FALSE
NFPA 170 CELL COMM | RISER CELL COMM |  | North | DMP |  | Cellular Communicator |  |  |  | Module | TRUE | CellComF-LTE-V | ++ | Fire Alarm Communicator, LTE, Verizon, Red, Power from FACP | 1 | 0.03 | 0.082 |  |  |  |  | FALSE | [5 empty] | #FFFF0000 | FA-NFPA 170 CELL COMM | 1 | FALSE | FALSE | FALSE | 251 | [13 empty] | FALSE
NFPA 170 CELL COMM | RISER CELL COMM |  | North | DMP |  | Cellular Communicator |  |  |  | Module | TRUE | 263LTE-A | ++ | Cellular Communicator for AT&T LTE | 1 | 0.02 | 0.047 |  |  | 12 |  | FALSE | [5 empty] | #FFFF0000 | FA-NFPA 170 CELL COMM | 1 | FALSE | FALSE | FALSE | 251 | [13 empty] | FALSE
NFPA 170 FIRE ALARM CONTROL UNIT | RISER FACP |  | North | DMP |  | Fire Alarm Control Unit |  |  |  | Assembly | TRUE | XR550DNFC-R |  | XR550 Fire Control Panel with Network | 1 | [6 empty] | FALSE | FALSE |  |  |  |  | #FFFF0000 | FA-NFPA 170 FIRE ALARM CONTROL UNIT | 1 | FALSE | FALSE | FALSE | 202 | [8 empty] | 7,12,18 |  |  |  |  | TRUE
NFPA 170 FIRE ALARM CONTROL UNIT | RISER FACP |  | North | DMP |  | Fire Alarm Control Unit |  |  |  | Assembly | TRUE | XR550DFC-R |  | XR550 Fire Control Panel | 1 | [6 empty] | FALSE | FALSE |  |  |  |  | #FFFF0000 | FA-NFPA 170 FIRE ALARM CONTROL UNIT | 1 | FALSE | FALSE | FALSE | 202 | [8 empty] | 7,12,18 |  |  |  |  | TRUE
NFPA 170 ADDRESSABLE INPUT MONITOR MODULE |  |  | North | DMP |  | Addressable Module |  |  |  | Module | TRUE | 714-16L-G |  | 16 Zone Input Module, gray Model 350 enclosure | 1 | 0.0456 | 0.052 |  |  |  |  | FALSE | [5 empty] | #FFFF0000 | FA-NFPA 170 ADDRESSABLE INPUT MONITOR MODULE | 1 | FALSE | FALSE | FALSE | 1000 | [13 empty] | FALSE |  |  | 8
NFPA 170 FIRE ALARM CONTROL UNIT | RISER FACP |  | North | DMP |  | Fire Alarm Control Unit |  |  |  | Assembly | TRUE | XR150DNL-R |  | XR550 Fire Control Panel | 1 | [6 empty] | FALSE | FALSE |  |  |  |  | #FFFF0000 | FA-NFPA 170 FIRE ALARM CONTROL UNIT | 1 | FALSE | FALSE | FALSE | 202 | [8 empty] | 7,12,18 |  |  |  |  | TRUE
NFPA 170 NOTIFICATION CIRCUIT EXTENDER PANEL | RISER NAC |  | North | DMP |  | Notification Circuit Extender Panel |  |  |  | Assembly | TRUE | 505-12LX |  | 12 Volt Power Supply | 1 | [6 empty] | FALSE | [5 empty] | #FFFF0000 | FA-NFPA 170 NOTIFICATION CIRCUIT EXTENDER PANEL | 1 | FALSE | FALSE | FALSE | 212 | [8 empty] | 7,12,18 |  |  |  |  | TRUE
|  |  | North | DMP |  | Cards & Components |  |  |  | Card | TRUE | 277 |  | Trouble Sounder | 1 | 0.005 | 0.005 |  |  |  |  | TRUE | [5 empty] | #FFFFFFFF |  |  | FALSE | FALSE | FALSE
NFPA 170 ADDRESSABLE INPUT MONITOR MODULE |  |  | North | DMP |  | Addressable Module |  |  |  | Module | TRUE | 712-8 |  | 8 Zone Input Module | 1 | 0.0186 | 0.019 |  |  | 12 |  | FALSE | [5 empty] | #FFFF0000 | FA-NFPA 170 ADDRESSABLE INPUT MONITOR MODULE | 1 | FALSE | FALSE | FALSE | 1000 | [13 empty] | FALSE
GenericN CARD ACCESS CONTROL PANEL | GenericN CARD ACCESS CONTROL PANEL |  | North | DMP | Security/Access Control | Card Access Control Panel |  |  |  | Assembly | TRUE | 352M-G | ++ | Extra large enclosure with mounting plate for 16 access control modules | 1 | [6 empty] | FALSE | FALSE |  |  | 32" H X 14.5" W X 4" D |  | #FFFF0000 | FA-GenericN CARD ACCESS CONTROL PANEL | 1 | FALSE | FALSE | FALSE | 212 | [8 empty] | 7,12,18,26,33,55,80 |  |  |  |  | TRUE
NFPA 170 JUNCTION BOX |  |  | North | DMP |  | Junction Box |  |  |  | Module | TRUE | 850-WP | ++ | Weatherproof surface die-cast backbox | 1 | 0 | 0 |  |  |  |  | FALSE | FALSE |  |  |  |  | #FF00B050 | FA-NFPA 170 JUNCTION BOX | 1 | FALSE | FALSE | FALSE | 957 | [13 empty] | FALSE
NFPA 170 MANUAL PULL |  |  | North | DMP |  | Manual Station |  |  |  | Module | TRUE | 850S/711S | ++ | Dual-action pull station, zone expansion modulew/addressable module | 1 | 0.0042 | 0.0047 |  |  |  |  | FALSE | TRUE |  |  |  |  | #FFFF0000 | FA-NFPA 170 MANUAL PULL | 1 | FALSE | FALSE | FALSE | 1408 | [13 empty] | FALSE
NFPA 170 MANUAL PULL |  |  | North | DMP |  | Manual Station |  |  |  | Module | TRUE | 850D/711 | ++ | Dual-action pull station w/ addressable module | 1 | 0.0126 | 0.013 |  |  |  |  | FALSE | TRUE |  |  |  |  | #FFFF0000 | FA-NFPA 170 MANUAL PULL | 1 | FALSE | FALSE | FALSE | 1408 | [13 empty] | FALSE
NFPA 170 WIRELESS CONTROL UNIT |  |  | North | DMP |  | Wireless Control Unit |  |  |  | Module | TRUE | 1100R | + | XTL/XT/XR Repeater | 1 | 0.04 | 0.04 |  |  |  |  | TRUE | [5 empty] | #FFFF0000 | FA-NFPA 170 WIRELESS CONTROL UNIT | 1 | FALSE | FALSE | FALSE
|  |  | North | DMP |  | Cards & Components |  |  |  | Card | TRUE | XR100FC/XR500FC/XR150FC/XR550FC Main Board |  | Main Board | 1 | 0.174 | 0.217 |  |  |  |  | TRUE | [5 empty] | #FFFFFFFF |  |  | FALSE | FALSE | FALSE | [14 empty] | FALSE
NFPA 170 FIRE ALARM CONTROL UNIT | RISER FACP |  | North | DMP |  | Fire Alarm Control Unit |  |  |  | Assembly | TRUE | XR150FC |  | XR150 Fire Control Panel | 1 | [6 empty] | FALSE | FALSE |  |  |  |  | #FFFF0000 | FA-NFPA 170 FIRE ALARM CONTROL UNIT | 1 | FALSE | FALSE | FALSE | 202 | [8 empty] | 7,12,18 |  |  |  |  | TRUE
NFPA 170 MANUAL PULL |  |  | North | DMP |  | Manual Station |  |  |  | Module | TRUE | 850S/711 | ++ | Dual-action pull station w/ addressable module | 1 | 0.0126 | 0.013 |  |  |  |  | FALSE | TRUE |  |  |  |  | #FFFF0000 | FA-NFPA 170 MANUAL PULL | 1 | FALSE | FALSE | FALSE | 1408 | [13 empty] | FALSE
NFPA 170 FIRE ALARM CONTROL UNIT | RISER FACP |  | North | DMP |  | Fire Alarm Control Unit |  |  |  | Assembly | TRUE | XR500FC-R |  | XR500 Fire Control Panel with Network | 1 | [6 empty] | FALSE | [5 empty] | #FFFF0000 | FA-NFPA 170 FIRE ALARM CONTROL UNIT | 1 | FALSE | FALSE | FALSE | 202 | [8 empty] | 7,12,18 |  |  |  |  | TRUE
NFPA 170 ADDRESSABLE INPUT MONITOR MODULE |  |  | North | DMP |  | Addressable Module |  |  |  | Module | TRUE | 714-16L-R |  | 16 Zone Input Module, red Model 350 enclosure | 1 | 0.0456 | 0.052 |  |  |  |  | FALSE | [5 empty] | #FFFF0000 | FA-NFPA 170 ADDRESSABLE INPUT MONITOR MODULE | 1 | FALSE | FALSE | FALSE | 1000 | [13 empty] | FALSE |  |  | 8
GenericN CARD ACCESS CONTROL PANEL | GenericN CARD ACCESS CONTROL PANEL |  | North | DMP | Security/Access Control | Card Access Control Panel |  |  |  | Assembly | TRUE | 352X | ++ | Extra large enclosure, for XR panel, power supply and zone expander. Includes Battery shelf and a 324 100 VA Wire-In Transformer | 1 | [6 empty] | FALSE | FALSE |  |  | 32" H X 14.5" W X 4" D |  | #FFFF0000 | FA-GenericN CARD ACCESS CONTROL PANEL | 1 | FALSE | FALSE | FALSE | 212 | [8 empty] | 7,12,18,26,33,55,80 |  |  |  |  | TRUE
GenericN KEYPAD | GenericN KEYPAD |  | North | DMP | Security/Access Control | Keypad Interface |  |  |  | Module | TRUE | 7073N-W | ++ | Thinline LCD Keypad with 4 Zones, Prox Reader, Numeric Keys and Door Access Relay | 1 | 0.085 | 0.1 |  |  | 12 |  | FALSE | [5 empty] | #FFFF0000 | FA-GenericN KEYPAD | 1 | FALSE | FALSE | FALSE | 255 | [13 empty] | FALSE
NFPA 170 WIRELESS CONTROL UNIT |  |  | North | DMP |  | Wireless Control Unit |  |  |  | Module | TRUE | 1100D | + | XT Standard Receiver | 1 | 0.04 | 0.04 |  |  |  |  | TRUE | [5 empty] | #FFFF0000 | FA-NFPA 170 WIRELESS CONTROL UNIT | 1 | FALSE | FALSE | FALSE
|  |  | North | DMP |  | Cards & Components |  |  |  | Card | TRUE | 263LTE | ++ | Universal Alarm Communicator | 1 | 0.012 | 0.012 |  |  |  |  | TRUE | [5 empty] | #FFFFFFFF |  |  | FALSE | FALSE | FALSE | [14 empty] | FALSE
NFPA 170 INTEGRAL VALVE SUPERVISORY SWITCH |  |  | North | DMP |  | Supervisory Switch |  |  |  | Module | TRUE | 1181-R |  | Wireless PIV Tamper | 1 | [6 empty] | TRUE | [5 empty] | #FFFF0000 | FA-NFPA 170 INTEGRAL VALVE SUPERVISORY SWITCH | 1 | FALSE | FALSE | FALSE | 1000 | [16 empty] | PIV
NFPA 170 WIRELESS CONTROL UNIT |  |  | North | DMP |  | Wireless Control Unit |  |  |  | Module | TRUE | 1100DH | + | XT High Power Receiver | 1 | 0.24 | 0.24 |  |  |  |  | TRUE | [5 empty] | #FFFF0000 | FA-NFPA 170 WIRELESS CONTROL UNIT | 1 | FALSE | FALSE | FALSE
|  |  | North | DMP |  | Cards & Components |  |  |  | Card | TRUE | XF6 Main Board | ++ | Main Board | 1 | 0.09 | 0.102 |  |  |  |  | TRUE | [5 empty] | #FFFFFFFF |  |  | FALSE | FALSE | FALSE | [14 empty] | FALSE
NFPA 170 FIRE ALARM CONTROL UNIT | RISER FACP |  | North | DMP |  | Fire Alarm Control Unit |  |  |  | Assembly | TRUE | XR500FC |  | XR500 Fire Control Panel | 1 | [6 empty] | FALSE | [5 empty] | #FFFF0000 | FA-NFPA 170 FIRE ALARM CONTROL UNIT | 1 | FALSE | FALSE | FALSE | 202 | [8 empty] | 7,12,18 |  |  |  |  | TRUE
NFPA 170 FIRE ALARM CONTROL UNIT | RISER FACP |  | North | DMP |  | Fire Alarm Control Unit |  |  |  | Assembly | TRUE | XR150DFC-R |  | XR150 Fire Control Panel | 1 | [6 empty] | FALSE | FALSE |  |  |  |  | #FFFF0000 | FA-NFPA 170 FIRE ALARM CONTROL UNIT | 1 | FALSE | FALSE | FALSE | 202 | [8 empty] | 7,12,18 |  |  |  |  | TRUE
NFPA 170 FIRE ALARM CONTROL UNIT | RISER FACP |  | North | DMP |  | Fire Alarm Control Unit |  |  |  | Assembly | TRUE | XR550FC |  | XR550 Fire Control Panel | 1 | [6 empty] | FALSE | FALSE |  |  |  |  | #FFFF0000 | FA-NFPA 170 FIRE ALARM CONTROL UNIT | 1 | FALSE | FALSE | FALSE | 202 | [8 empty] | 7,12,18 |  |  |  |  | TRUE
GenericN INTERFACE MODULE |  |  | North | DMP |  | Interface Module |  |  |  | Module | TRUE | 736V | ++ | 736V V-Plex Interface Module | 1 | 0.045 | 0.045 |  |  | 12 |  | TRUE | [5 empty] | #FFFF0000 | FA-GenericN INTERFACE MODULE | 1 | FALSE | FALSE | FALSE | 1000
|  |  | North | DMP |  | Cards & Components |  |  |  | Card | TRUE | Activated Relay Current | ++ |  | 1 | 0.003 | 0.003 |  |  |  |  | TRUE | [5 empty] | #FFFFFFFF |  |  | FALSE | FALSE | FALSE
NFPA 170 FIRE ALARM CONTROL UNIT | RISER FACP |  | North | DMP |  | Fire Alarm Control Unit |  |  |  | Assembly | TRUE | XF6-100 | ++ | Fire Control Panel 6 onboard zones plus 1-LX Bus for 100 zone expansion | 1 | [6 empty] | FALSE | FALSE |  |  |  |  | #FFFF0000 | FA-NFPA 170 FIRE ALARM CONTROL UNIT | 1 | FALSE | FALSE | FALSE | 202 | [8 empty] | 7,12,18 |  |  |  |  | TRUE
NFPA 170 JUNCTION BOX |  |  | North | DMP |  | Hardware |  |  |  | Hardware | TRUE | 850-AR | ++ | Scored acrylic breakrods (one dozen) | 1 | 0 | 0 |  |  |  |  | FALSE | FALSE |  |  |  |  | #FF00B050 | FA-NFPA 170 JUNCTION BOX | 1 | FALSE | FALSE | FALSE | 957 | [13 empty] | FALSE
GenericN KEYPAD | GenericN KEYPAD |  | North | DMP | Security/Access Control | Keypad Interface |  |  |  | Module | TRUE | 7073-W | ++ | Thinline LCD Keypad with 4 Zones, Prox Reader and Door Access Relay | 1 | 0.085 | 0.1 |  |  | 12 |  | FALSE | [5 empty] | #FFFF0000 | FA-GenericN KEYPAD | 1 | FALSE | FALSE | FALSE | 255 | [13 empty] | FALSE
NFPA 170 SMOKE DETECTOR |  |  | North | DMP |  | Smoke Detector |  |  |  | Module | TRUE | 1164NS | ++ | Wireless Residential/Commercial Smoke Detector with No Sounder | 1 | [6 empty] | TRUE | TRUE |  |  |  |  | #FFFF0000 | FA-NFPA 170 SMOKE DETECTOR | 1 | FALSE | FALSE | FALSE | 1411
GenericN KEYPAD | GenericN KEYPAD |  | North | DMP | Security/Access Control | Keypad Interface |  |  |  | Module | TRUE | 7063N-W | ++ | Thinline LCD Keypad with Prox Reader and Numeric Keys | 1 | 0.085 | 0.1 |  |  | 12 |  | FALSE | [5 empty] | #FFFF0000 | FA-GenericN KEYPAD | 1 | FALSE | FALSE | FALSE | 255 | [13 empty] | FALSE
GenericN KEYPAD | GenericN KEYPAD |  | North | DMP |  | Keypad Interface |  |  |  | Module | TRUE | 7060-W | ++ | Thinline LCD Keypad | 1 | 0.072 | 0.087 |  |  | 12 |  | FALSE | [5 empty] | #FFFF0000 | FA-GenericN KEYPAD | 1 | FALSE | FALSE | FALSE | 255 | [13 empty] | FALSE
GenericN DOOR CONTACT |  |  | North | DMP | Security/Access Control | Door Contact |  |  |  | Module | TRUE | GP-23 | + | Door Contact | 1 | [12 empty] | #FFFF0000 | FA-GenericN DOOR CONTACT | 1 | FALSE | FALSE | FALSE
NFPA 170 GAS DETECTOR |  |  | North | DMP |  | Gas Detection |  |  |  | Module | TRUE | 1184-W | ++ | Wireless Residential/Commercial Carbon Monoxide Detector | 1 | [6 empty] | TRUE | TRUE |  |  |  |  | #FFFF0000 | FA-NFPA 170 GAS DETECTOR | 1 | FALSE | FALSE | FALSE | 1411
GenericN KEYPAD | GenericN KEYPAD |  | North | DMP | Security/Access Control | Keypad Interface |  |  |  | Module | TRUE | 7463-W | ++ | Thinline LCD Network Keypad with Prox Reader | 1 | 0.1 | 0.1 |  |  | 12 |  | FALSE | [5 empty] | #FFFF0000 | FA-GenericN KEYPAD | 1 | FALSE | FALSE | FALSE | 255 | [13 empty] | FALSE
NFPA 170 WIRELESS CONTROL UNIT |  |  | North | DMP |  | Wireless Control Unit |  |  |  | Module | TRUE | 1100X | + | XR Standard Receiver | 1 | 0.04 | 0.04 |  |  |  |  | TRUE | [5 empty] | #FFFF0000 | FA-NFPA 170 WIRELESS CONTROL UNIT | 1 | FALSE | FALSE | FALSE
NFPA 170 SMOKE CO DETECTOR |  |  | North | DMP |  | Smoke/CO Detector |  |  |  | Module | TRUE | 1168 | ++ | Wireless CO/Smoke Detector | 1 | [6 empty] | TRUE | TRUE |  |  |  |  | #FFFF0000 | FA-NFPA 170 SMOKE CO DETECTOR | 1 | FALSE | FALSE | FALSE | 1411
GenericN KEYPAD | GenericN KEYPAD |  | North | DMP |  | Keypad Interface |  |  |  | Module | TRUE | 7872 |  | Graphic Touchscreen Keypad | 1 | 0.145 | 0.215 |  |  |  |  | FALSE | [5 empty] | #FFFF0000 | FA-GenericN KEYPAD | 1 | FALSE | FALSE | FALSE | 255 | [13 empty] | FALSE
NFPA 170 FIRE ALARM CONTROL UNIT | RISER FACP |  | North | DMP |  | Fire Alarm Control Unit |  |  |  | Assembly | TRUE | XR550DNL-R |  | XR550 Fire Control Panel | 1 | [6 empty] | FALSE | FALSE |  |  |  |  | #FFFF0000 | FA-NFPA 170 FIRE ALARM CONTROL UNIT | 1 | FALSE | FALSE | FALSE | 202 | [8 empty] | 7,12,18 |  |  |  |  | TRUE
NFPA 170 SMOKE DETECTOR |  |  | North | DMP |  | Smoke Detector |  |  |  | Module | TRUE | 2W-BLX/10 |  | Photoelectric smoke detector | 1 | 0.0126 | 0.013 |  |  |  |  | FALSE | TRUE |  |  |  |  | #FFFF0000 | FA-NFPA 170 SMOKE DETECTOR | 1 | FALSE | FALSE | FALSE | 1408 | [13 empty] | FALSE
NFPA 170 ADDRESSABLE INPUT MONITOR MODULE |  |  | North | DMP |  | Addressable Module |  |  |  | Module | TRUE | 711S | ++ | Zone Expansion Input Module | 1 | 0.0042 | 0.0047 |  |  | 12 |  | TRUE |  |  |  | 1.25" W × 2.75" H |  | #FFFF0000 | FA-NFPA 170 ADDRESSABLE INPUT MONITOR MODULE | 1 | FALSE | FALSE | FALSE | 1000
NFPA 170 ADDRESSABLE INPUT MONITOR MODULE |  |  | North | DMP |  | Addressable Module |  |  |  | Module | TRUE | 715-8 |  | 8 Zone Input Module, red Model 340 enclosure | 1 | 0.052 | 0.724 |  |  |  |  | FALSE | [5 empty] | #FFFF0000 | FA-NFPA 170 ADDRESSABLE INPUT MONITOR MODULE | 1 | FALSE | FALSE | FALSE | 1000 | [13 empty] | FALSE |  |  | 8
NFPA 170 MANUAL PULL |  |  | North | DMP |  | Manual Station |  |  |  | Module | TRUE | 850D | ++ | Dual-action pull station | 1 | 0 | 0 |  |  |  |  | FALSE | FALSE |  |  |  |  | #FFFF0000 | FA-NFPA 170 MANUAL PULL | 1 | FALSE | FALSE | FALSE | 957 | [13 empty] | FALSE
NFPA 170 HEAT DETECTOR |  |  | North | DMP |  | Heat Detector |  |  |  | Module | TRUE | 1183-135F | ++ | Wireless Residential/Commercial Heat Detector | 1 | [6 empty] | TRUE | [5 empty] | #FFFF0000 | FA-NFPA 170 HEAT DETECTOR | 1 | FALSE | FALSE | FALSE | 1403 | [16 empty] | FT
NFPA 170 CELL COMM | RISER CELL COMM |  | North | DMP |  | Cellular Communicator |  |  |  | Module | TRUE | DUALCOMNF-LV (24V) | + | Universal Fire Alarm Communicator with Hardwired Network Primary and LTE Backup (Verizon) | 1 | 0.03 | 0.082 |  |  |  |  | FALSE | [5 empty] | #FFFF0000 | FA-NFPA 170 CELL COMM | 1 | FALSE | FALSE | FALSE | 251 | [13 empty] | FALSE
GenericN SIREN |  |  | North | DMP |  | Notification Appliance |  |  |  | Module | TRUE | 1135 |  | Wireless Siren | 1 | [6 empty] | TRUE | [5 empty] | #FFFF0000 | FA-GenericN SIREN | 1 | FALSE | FALSE | FALSE
NFPA 170 SMOKE DETECTOR |  |  | North | DMP |  | Smoke Detector |  |  |  | Module | TRUE | 2WT-BLX/10 |  | Photoelectric smoke detector with fixed-temperature thermal detector | 1 | 0.0126 | 0.013 |  |  |  |  | FALSE | TRUE |  |  |  |  | #FFFF0000 | FA-NFPA 170 SMOKE DETECTOR | 1 | FALSE | FALSE | FALSE | 1408 | [13 empty] | FALSE
GenericN KEYPAD | GenericN KEYPAD |  | North | DMP |  | Keypad Interface |  |  |  | Module | TRUE | 7830F | ++ | Fire Command Keypad | 1 | 0.084 | 0.108 |  |  |  |  | FALSE | [5 empty] | #FFFF0000 | FA-GenericN KEYPAD | 1 | FALSE | FALSE | FALSE | 255 | [13 empty] | FALSE
GenericN KEYPAD | GenericN KEYPAD |  | North | DMP |  | Keypad Interface |  |  |  | Module | TRUE | 7873 |  | Graphic Touchscreen Keypad w/ Door Strike Relay | 1 | 0.143 | 0.222 |  |  |  |  | FALSE | [5 empty] | #FFFF0000 | FA-GenericN KEYPAD | 1 | FALSE | FALSE | FALSE | 255 | [13 empty] | FALSE
NFPA 170 INTEGRAL VALVE SUPERVISORY SWITCH |  |  | North | DMP |  | Supervisory Switch |  |  |  | Module | TRUE | 1182 |  | Wireless OS&Y Tamper | 1 | [6 empty] | TRUE | [5 empty] | #FFFF0000 | FA-NFPA 170 INTEGRAL VALVE SUPERVISORY SWITCH | 1 | FALSE | FALSE | FALSE | 1000 | [16 empty] | OS&Y
NFPA 170 CELL COMM | RISER CELL COMM |  | North | DMP |  | Cellular Communicator |  |  |  | Module | TRUE | 263LTE-V5 (12V) |  | Cellular Communicator for Verizon LTE | 1 | 0.014 | 0.014 |  |  |  |  | FALSE | [5 empty] | #FFFF0000 | FA-NFPA 170 CELL COMM | 1 | FALSE | FALSE | FALSE | 251 | [13 empty] | FALSE
NFPA 170 FIRE ALARM CONTROL UNIT | RISER FACP |  | North | DMP |  | Fire Alarm Control Unit |  |  |  | Assembly | TRUE | XR150DNFC-R |  | XR150 Fire Control Panel with Network | 1 | [6 empty] | FALSE | FALSE |  |  |  |  | #FFFF0000 | FA-NFPA 170 FIRE ALARM CONTROL UNIT | 1 | FALSE | FALSE | FALSE | 202 | [8 empty] | 7,12,18 |  |  |  |  | TRUE
NFPA 170 ADDRESSABLE INPUT MONITOR MODULE |  |  | North | DMP |  | Addressable Module |  |  |  | Module | TRUE | 714-16PCB |  | 16 Zone Input Module, PCB only | 1 | 0.0456 | 0.052 |  |  |  |  | FALSE | [5 empty] | #FFFF0000 | FA-NFPA 170 ADDRESSABLE INPUT MONITOR MODULE | 1 | FALSE | FALSE | FALSE | 1000 | [13 empty] | FALSE |  |  | 8
NFPA 170 CELL COMM | RISER CELL COMM |  | North | DMP |  | Cellular Communicator |  |  |  | Module | TRUE | CellComSLCZ |  | Universal Alarm Communicator, Z-Wave | 1 | [6 empty] | FALSE | [5 empty] | #FFFF0000 | FA-NFPA 170 CELL COMM | 1 | FALSE | FALSE | FALSE | 251 | [13 empty] | FALSE
NFPA 170 CELL COMM | RISER CELL COMM |  | North | DMP |  | Cellular Communicator |  |  |  | Module | TRUE | CellComSLC |  | Universal Alarm Communicator | 1 | [6 empty] | FALSE | [5 empty] | #FFFF0000 | FA-NFPA 170 CELL COMM | 1 | FALSE | FALSE | FALSE | 251 | [13 empty] | FALSE
GenericN KEYPAD | GenericN KEYPAD |  | North | DMP |  | Keypad Interface |  |  |  | Module | TRUE | 7070N-W | ++ | Thinline LCD Keypad with 4 Zones and Numeric Keys | 1 | 0.072 | 0.087 |  |  | 12 |  | FALSE | [5 empty] | #FFFF0000 | FA-GenericN KEYPAD | 1 | FALSE | FALSE | FALSE | 255 | [13 empty] | FALSE
GenericN CARD ACCESS CONTROL PANEL | GenericN CARD ACCESS CONTROL PANEL |  | North | DMP | Security/Access Control | Card Access Control Panel |  |  |  | Assembly | TRUE | 352PM-G | ++ | Extra large enclosure for 8 access control modules. Includes 505-12 Power Supply pre-installed and 324 100 VAC Wire-In Transformer. | 1 | [6 empty] | FALSE | FALSE |  |  | 32" H X 14.5" W X 4" D |  | #FFFF0000 | FA-GenericN CARD ACCESS CONTROL PANEL | 1 | FALSE | FALSE | FALSE | 212 | [8 empty] | 7,12,18,26,33,55,80 |  |  |  |  | TRUE
GenericN CARD ACCESS CONTROL PANEL | GenericN CARD ACCESS CONTROL PANEL |  | North | DMP | Security/Access Control | Card Access Control Panel |  |  |  | Assembly | TRUE | 352S | ++ | Extra large battery enclosure | 1 | [6 empty] | FALSE | FALSE |  |  | 32" H X 14.5" W X 4" D |  | #FFFF0000 | FA-GenericN CARD ACCESS CONTROL PANEL | 1 | FALSE | FALSE | FALSE | 212 | [8 empty] | 7,12,18,26,33,55,80 |  |  |  |  | TRUE
|  |  | North | DMP |  | Cards & Components |  |  |  | Card | TRUE | Activated Zone Current | ++ |  | 1 | 0.007 | 0.007 |  |  |  |  | TRUE | [5 empty] | #FFFFFFFF |  |  | FALSE | FALSE | FALSE
NFPA 170 WIRELESS CONTROL UNIT |  |  | North | DMP |  | Wireless Control Unit |  |  |  | Module | TRUE | 1100XHE | + | XR High Power Encrypted Receiver | 1 | 0.24 | 0.24 |  |  |  |  | TRUE | [5 empty] | #FFFF0000 | FA-NFPA 170 WIRELESS CONTROL UNIT | 1 | FALSE | FALSE | FALSE
NFPA 170 FIRE ALARM CONTROL UNIT | RISER FACP |  | North | DMP |  | Fire Alarm Control Unit |  |  |  | Assembly | TRUE | XF6-500 | ++ | Fire Control Panel 6 onboard zones plus 5-LX Bus for 100 zone expansion | 1 | [6 empty] | FALSE | FALSE |  |  |  |  | #FFFF0000 | FA-NFPA 170 FIRE ALARM CONTROL UNIT | 1 | FALSE | FALSE | FALSE | 202 | [8 empty] | 7,12,18 |  |  |  |  | TRUE
GenericN KEYPAD | GenericN KEYPAD |  | North | DMP |  | Keypad Interface |  |  |  | Module | TRUE | 7070-W | ++ | Thinline LCD Keypad with 4 Zones | 1 | 0.072 | 0.087 |  |  | 12 |  | FALSE | [5 empty] | #FFFF0000 | FA-GenericN KEYPAD | 1 | FALSE | FALSE | FALSE | 255 | [13 empty] | FALSE
NFPA 170 ADDRESSABLE INPUT MONITOR MODULE |  |  | North | DMP |  | Addressable Module |  |  |  | Module | TRUE | 714-8L-R |  | 8 Zone Input Module, red Model 350 enclosure | 1 | 0.0328 | 0.036 |  |  |  |  | FALSE | [5 empty] | #FFFF0000 | FA-NFPA 170 ADDRESSABLE INPUT MONITOR MODULE | 1 | FALSE | FALSE | FALSE | 1000 | [13 empty] | FALSE |  |  | 8
NFPA 170 HEAT DETECTOR |  |  | North | DMP |  | Heat Detector |  |  |  | Module | TRUE | 1183-135R | ++ | Wireless Residential/Commercial Heat Detector | 1 | [6 empty] | TRUE | [5 empty] | #FFFF0000 | FA-NFPA 170 HEAT DETECTOR | 1 | FALSE | FALSE | FALSE | 1403 | [16 empty] | R
NFPA 170 MANUAL PULL |  |  | North | DMP |  | Manual Station |  |  |  | Module | TRUE | 850D/711S | ++ | Dual-action pull station, zone expansion modulew/addressable module | 1 | 0.0042 | 0.0047 |  |  |  |  | FALSE | TRUE |  |  |  |  | #FFFF0000 | FA-NFPA 170 MANUAL PULL | 1 | FALSE | FALSE | FALSE | 1408 | [13 empty] | FALSE
NFPA 170 FIRE ALARM CONTROL UNIT | RISER FACP |  | North | DMP |  | Fire Alarm Control Unit |  |  |  | Assembly | TRUE | XR100FC-R |  | XR100 Fire Control Panel with Network | 1 | [6 empty] | FALSE | [5 empty] | #FFFF0000 | FA-NFPA 170 FIRE ALARM CONTROL UNIT | 1 | FALSE | FALSE | FALSE | 202 | [8 empty] | 7,12,18 |  |  |  |  | TRUE
NFPA 170 ADDRESSABLE INPUT MONITOR MODULE |  |  | North | DMP |  | Addressable Module |  |  |  | Module | TRUE | 714-8L-G |  | 8 Zone Input Module, gray Model 350 enclosure | 1 | 0.0328 | 0.036 |  |  |  |  | FALSE | [5 empty] | #FFFF0000 | FA-NFPA 170 ADDRESSABLE INPUT MONITOR MODULE | 1 | FALSE | FALSE | FALSE | 1000 | [13 empty] | FALSE |  |  | 8
NFPA 170 ADDRESSABLE INPUT MONITOR MODULE |  |  | North | DMP |  | Addressable Module |  |  |  | Module | TRUE | 866 | + | Notification Module | 1 | 0.045 | 0.075 |  |  |  |  | TRUE | [5 empty] | #FFFF0000 | FA-NFPA 170 ADDRESSABLE INPUT MONITOR MODULE | 1 | FALSE | FALSE | FALSE | 1000
NFPA 170 WIRELESS CONTROL UNIT |  |  | North | DMP |  | Wireless Control Unit |  |  |  | Module | TRUE | 1100DHE | + | XT High Power Encrypted Receiver | 1 | 0.24 | 0.24 |  |  |  |  | TRUE | [5 empty] | #FFFF0000 | FA-NFPA 170 WIRELESS CONTROL UNIT | 1 | FALSE | FALSE | FALSE
NFPA 170 CELL COMM | RISER CELL COMM |  | North | DMP |  | Cellular Communicator |  |  |  | Module | TRUE | DUALCOMNF-LV (12V) | + | Universal Fire Alarm Communicator with Hardwired Network Primary and LTE Backup (Verizon) | 1 | 0.064 | 0.109 |  |  |  |  | FALSE | [5 empty] | #FFFF0000 | FA-NFPA 170 CELL COMM | 1 | FALSE | FALSE | FALSE | 251 | [13 empty] | FALSE
NFPA 170 ADDRESSABLE INPUT MONITOR MODULE |  |  | North | DMP |  | Addressable Module |  |  |  | Module | TRUE | 715-8 COPY |  | 8 Zone Input Module, red Model 340 enclosure | 1 | 0.052 | 0.724 |  |  |  |  | FALSE | [5 empty] | #FFFF0000 | FA-NFPA 170 ADDRESSABLE INPUT MONITOR MODULE | 1 | FALSE | FALSE | FALSE | 1000 | [13 empty] | FALSE |  |  | 8
NFPA 170 WIRELESS CONTROL UNIT |  |  | North | DMP |  | Wireless Control Unit |  |  |  | Module | TRUE | 1100XH | + | XR High Power Receiver | 1 | 0.24 | 0.24 |  |  |  |  | TRUE | [5 empty] | #FFFF0000 | FA-NFPA 170 WIRELESS CONTROL UNIT | 1 | FALSE | FALSE | FALSE
GenericN INPUT OUTPUT PANEL |  |  | North | DMP |  | Input/Output Panel |  |  |  | Module | TRUE | 734N | ++ | Network Access Control Module | 1 | 0.346 | 0.348 |  |  | 12 |  | TRUE |  |  |  | 4.5" W × 2.75" H × 1.75" D |  | #FFFF0000 | FA-GenericN INPUT OUTPUT PANEL | 1 | FALSE | FALSE | FALSE | 1000
NFPA 170 ADDRESSABLE INPUT MONITOR MODULE |  |  | North | DMP |  | Addressable Module |  |  |  | Module | TRUE | 715-16PCB |  | 16 Zone Input Module, PCB only | 1 | 0.084 | 1.428 |  |  |  |  | FALSE | [5 empty] | #FFFF0000 | FA-NFPA 170 ADDRESSABLE INPUT MONITOR MODULE | 1 | FALSE | FALSE | FALSE | 1000 | [13 empty] | FALSE |  |  | 8
NFPA 170 ADDRESSABLE INPUT MONITOR MODULE |  |  | North | DMP |  | Addressable Module |  |  |  | Module | TRUE | 714-8-R |  | 8 Zone Input Module, red Model 340 enclosure | 1 | 0.0328 | 0.036 |  |  |  |  | FALSE | [5 empty] | #FFFF0000 | FA-NFPA 170 ADDRESSABLE INPUT MONITOR MODULE | 1 | FALSE | FALSE | FALSE | 1000 | [13 empty] | FALSE |  |  | 8
GenericN CARD ACCESS CONTROL PANEL | GenericN CARD ACCESS CONTROL PANEL |  | North | DMP | Security/Access Control | Card Access Control Panel |  |  |  | Assembly | TRUE | 352P-G | ++ | Extra large enclosure for XR panel and zone expander. Includes 505-12 Power Supply pre-installed 324 100 VAC Wire-In Transformers. | 1 | [6 empty] | FALSE | FALSE |  |  | 32" H X 14.5" W X 4" D |  | #FFFF0000 | FA-GenericN CARD ACCESS CONTROL PANEL | 1 | FALSE | FALSE | FALSE | 212 | [8 empty] | 7,12,18,26,33,55,80 |  |  |  |  | TRUE
NFPA 170 ADDRESSABLE INPUT MONITOR MODULE |  |  | North | DMP |  | Addressable Module |  |  |  | Module | TRUE | 714-8PCB |  | 8 Zone Input Module, PCB only | 1 | 0.0328 | 0.036 |  |  |  |  | FALSE | [5 empty] | #FFFF0000 | FA-NFPA 170 ADDRESSABLE INPUT MONITOR MODULE | 1 | FALSE | FALSE | FALSE | 1000 | [13 empty] | FALSE |  |  | 8
NFPA 170 ADDRESSABLE INPUT MONITOR MODULE |  |  | North | DMP |  | Addressable Module |  |  |  | Module | TRUE | 715-8PCB |  | 8 Zone Input Module, PCB only | 1 | 0.052 | 0.724 |  |  |  |  | FALSE | [5 empty] | #FFFF0000 | FA-NFPA 170 ADDRESSABLE INPUT MONITOR MODULE | 1 | FALSE | FALSE | FALSE | 1000 | [13 empty] | FALSE |  |  | 8
NFPA 170 ADDRESSABLE OUTPUT MODULE |  |  | North | DMP |  | Addressable Control/Relay |  |  |  | Module | TRUE | 867 | ++ | Addressable Notification Module | 1 | [6 empty] | TRUE | [5 empty] | #FFFF0000 | FA-NFPA 170 ADDRESSABLE OUTPUT MODULE | 1 | FALSE | FALSE | FALSE | 1100
GenericN SIREN |  |  | North | DMP |  | Notification Appliance |  |  |  | Module | TRUE | 335 |  | BURGLAR ALARM SIREN | 1 | [6 empty] | TRUE | [5 empty] | #FFFF0000 | FA-GenericN SIREN | 1 | FALSE | FALSE | FALSE
|  |  | North | DMP |  | Cards & Components |  |  |  | Card | TRUE | 505-12LX Main Board |  | 12 Volt Power Supply Main Board | 1 | 0.2 | 0.2 |  |  |  |  | TRUE | [5 empty] | #FFFFFFFF |  |  | FALSE | FALSE | FALSE | [9 empty] | 7,12,18 |  |  | 5 |  | FALSE
NFPA 170 FIRE ALARM CONTROL UNIT | RISER FACP |  | North | DMP |  | Fire Alarm Control Unit |  |  |  | Assembly | TRUE | XR150 |  | XR150 Fire Control Panel | 1 | [6 empty] | FALSE | FALSE |  |  |  |  | #FFFF0000 | FA-NFPA 170 FIRE ALARM CONTROL UNIT | 1 | FALSE | FALSE | FALSE | 202 | [8 empty] | 7,12,18 |  |  |  |  | TRUE
NFPA 170 MANUAL PULL |  |  | North | DMP |  | Manual Station |  |  |  | Module | TRUE | 850S | ++ | Single-action pull station | 1 | 0 | 0 |  |  |  |  | FALSE | FALSE |  |  |  |  | #FFFF0000 | FA-NFPA 170 MANUAL PULL | 1 | FALSE | FALSE | FALSE | 957 | [13 empty] | FALSE
NFPA 170 CELL COMM | RISER CELL COMM |  | North | DMP |  | Cellular Communicator |  |  |  | Module | TRUE | 263LTE-V | ++ | Cellular Communicator for Verizon LTE | 1 | 0.02 | 0.047 |  |  | 12 |  | FALSE | [5 empty] | #FFFF0000 | FA-NFPA 170 CELL COMM | 1 | FALSE | FALSE | FALSE | 251 | [13 empty] | FALSE
NFPA 170 CELL COMM | RISER CELL COMM |  | North | DMP |  | Cellular Communicator |  |  |  | Module | TRUE | CellComSLCF |  | Universal Fire Alarm Communicator | 1 | [6 empty] | FALSE | [5 empty] | #FFFF0000 | FA-NFPA 170 CELL COMM | 1 | FALSE | FALSE | FALSE | 251 | [13 empty] | FALSE
NFPA 170 ADDRESSABLE INPUT MONITOR MODULE |  |  | North | DMP |  | Addressable Module |  |  |  | Module | TRUE | 714 |  | 4 Zone Input Module | 1 | 0.036 | 0.036 |  |  |  |  | FALSE | [5 empty] | #FFFF0000 | FA-NFPA 170 ADDRESSABLE INPUT MONITOR MODULE | 1 | FALSE | FALSE | FALSE | 1000 | [13 empty] | FALSE
NFPA 170 FLAME DETECTOR |  |  | North | Dräger |  | Flame Detector |  |  |  | Module | TRUE | Flame 3000 | + | Flame Detector | 1 | 0.117 | 0.117 |  |  |  |  | TRUE | [5 empty] | #FFFF0000 | FA-NFPA 170 FLAME DETECTOR | 1 | FALSE | FALSE | FALSE | 1401 | [16 empty] | XP
NFPA 170 CELL COMM | RISER CELL COMM |  | North | DSC |  | Cellular Communicator |  |  |  | Module | TRUE | LE4010 | ++ | LTE Wireless Alarm Communicator | 1 | 0.04 | 0.225 |  |  | 12 | 9 | TRUE | [5 empty] | #FFFF0000 | FA-NFPA 170 CELL COMM | 1 | FALSE | FALSE | FALSE | 250 | [8 empty] | 1.2 | 1 | 1.2 |  |  | TRUE
NFPA 170 DIGITAL ALARM COMMNUCATOR TRANSMITTER |  |  | North | DSC |  | Communicator |  |  |  | Assembly | TRUE | TL300CF |  | Internet Based IP Communicator for Commercial Fire applications | 1 | [6 empty] | TRUE | [5 empty] | #FFFF0000 | FA-NFPA 170 DIGITAL ALARM COMMNUCATOR TRANSMITTER | 1 | FALSE | FALSE | FALSE | 250 | [13 empty] | FALSE
NFPA 170 CELL COMM | RISER CELL COMM |  | North | DSC |  | Cellular Communicator |  |  |  | Module | TRUE | 3G4010 | ++ | 3G (HSPA) Cellular Alarm Communicator | 1 | 0.04 | 0.225 |  |  | 12 | 9 | TRUE | [5 empty] | #FFFF0000 | FA-NFPA 170 CELL COMM | 1 | FALSE | FALSE | FALSE | 250 | [8 empty] | 1.2 | 1 | 1.2 |  |  | TRUE
NFPA 170 DIGITAL ALARM COMMNUCATOR TRANSMITTER |  |  | North | DSC |  | Communicator |  |  |  | Assembly | TRUE | 3G3070-CF HSPA |  | Wireless Commercial Fire Alarm Communicator (3G) | 1 | [6 empty] | FALSE | [5 empty] | #FFFF0000 | FA-NFPA 170 DIGITAL ALARM COMMNUCATOR TRANSMITTER | 1 | FALSE | FALSE | FALSE | 250 | [13 empty] | FALSE
NFPA 170 SPEAKER WALL |  |  | North | e2S |  | Speaker |  |  |  | Module | TRUE | D1xL1F | + | Re-Entrant Speaker, 70V 1, 3, 7.5, 15w | 1 | [6 empty] | FALSE | [5 empty] | #FF0070C0 | FA-NFPA 170 SPEAKER WALL | 1 | FALSE | FALSE | FALSE | 2021 | [13 empty] | FALSE
NFPA 170 HORN STROBE |  |  | North | e2S |  | Horn/Strobe |  |  |  | Module | TRUE | D2xC2LD3 |  | Combination Alarm Horn & LED Beacon / Warning Light | 1 | 0 | 0.405 |  |  |  |  | FALSE | [5 empty] | #FF0070C0 | FA-NFPA 170 HORN STROBE | 1 | FALSE | FALSE | FALSE | 2023 | [13 empty] | FALSE |  |  | HZ
NFPA 170 SPEAKER WALL |  |  | North | e2S |  | Speaker |  |  |  | Module | TRUE | D2xL2F | ++ | Hazardous Location Speaker, 1, 2, 6, 12.5, 25w | 1 | [6 empty] | FALSE | [5 empty] | #FF0070C0 | FA-NFPA 170 SPEAKER WALL | 1 | FALSE | FALSE | FALSE | 2021 | [13 empty] | FALSE |  |  | HZ
NFPA 170 HORN STROBE |  |  | North | e2S |  | Horn/Strobe |  |  |  | Module | TRUE | D2xC2XH2 |  | 63.73cd Auto-synchronizing alarm horn & Xenon warning light / beacon tested to UL464 & UL1971 | 1 | 0 | 0.405 |  |  |  |  | FALSE | [5 empty] | #FF0070C0 | FA-NFPA 170 HORN STROBE | 1 | FALSE | FALSE | FALSE | 2023 | [13 empty] | FALSE
NFPA 170 HORN |  |  | North | e2S |  | Horn |  |  |  | Module | TRUE | D2xS1 | ++ | Haz Loc alarm horn sounder | 1 | 0 | 0.313 |  |  |  |  | FALSE | [5 empty] | #FF0070C0 | FA-NFPA 170 HORN | 1 | FALSE | FALSE | FALSE | 2021 | [13 empty] | FALSE
NFPA 170 STROBE WALL |  |  | North | e2S |  | Strobe |  |  |  | Module | TRUE | D1xB2XH1 |  | Auto Sync Explosion Proof 86cd Strobe, Surface Mount, Red | 1 | 0 | 0.38 |  |  |  |  | FALSE | [5 empty] | #FF0070C0 | FA-NFPA 170 STROBE WALL | 1 | FALSE | FALSE | FALSE | 2023 | [13 empty] | FALSE |  |  | XP
NFPA 170 HORN STROBE |  |  | North | e2S |  | Horn/Strobe |  |  |  | Module | TRUE | IS-mC1 | ++ | IS-minialert compact combined 100dB(A) alarm sounder and L.E.D. beacon | 1 | 0 | 0.405 |  |  |  |  | FALSE | [5 empty] | #FF0070C0 | FA-NFPA 170 HORN STROBE | 1 | FALSE | FALSE | FALSE | 2023 | [13 empty] | FALSE |  |  | HZ
NFPA 170 SPEAKER WALL |  |  | North | e2S |  | Speaker |  |  |  | Module | TRUE | ML15FV070CS1A1R | ++ | 15W PA Loudspeaker, Flare re-entrant horn, 70V Line, ½” NPT & ½” NPT, Stainless steel, 316 (A4) Stainless Steel, UL, cUL, CE, EAC, RMRS, Standard product, Red | 1 | 0 | 0.313 |  |  |  |  | FALSE | [5 empty] | #FF0070C0 | FA-NFPA 170 SPEAKER WALL | 1 | FALSE | FALSE | FALSE | 2021 | [13 empty] | FALSE
NFPA 170 STROBE WALL |  |  | North | e2S |  | Strobe |  |  |  | Module | TRUE | D2xB1LD3 |  | Hazardous Location Synchronized LED Light, Surface Mount, Red | 1 | 0 | 0.38 |  |  |  |  | FALSE | [5 empty] | #FF0070C0 | FA-NFPA 170 STROBE WALL | 1 | FALSE | FALSE | FALSE | 2023 | [13 empty] | FALSE |  |  | HZ
NFPA 170 MANUAL PULL |  |  | North | e2S |  | Manual Station |  |  |  | Module | TRUE | D1xCP1-PS w/FMM-101 |  | Explosion Proof Manual Pull Station w/Mini Module | 1 | 0.00035 | 0.0006 |  |  |  |  | FALSE | [5 empty] | #FFFF0000 | FA-NFPA 170 MANUAL PULL | 1 | FALSE | FALSE | FALSE | 957 | [13 empty] | FALSE |  |  | XP
NFPA 170 HORN STROBE CEILING |  |  | North | e2S |  | Horn/Strobe |  |  |  | Module | TRUE | D1xC1X05R |  | Radial Alarm & 5J Xenon Strobe | 1 | 0 | 0.555 |  |  |  |  | FALSE | [5 empty] | #FF0070C0 | FA-NFPA 170 HORN STROBE CEILING | 1 | FALSE | FALSE | FALSE | 2023 | [13 empty] | FALSE
NFPA 170 HORN |  |  | North | e2S |  | Horn |  |  |  | Module | TRUE | D1xS1R | + | Radial Alarm Horn Sounder | 1 | [6 empty] | FALSE | [5 empty] | #FF0070C0 | FA-NFPA 170 HORN | 1 | FALSE | FALSE | FALSE | 2021 | [13 empty] | FALSE
NFPA 170 STROBE WALL |  |  | North | e2S |  | Strobe |  |  |  | Module | TRUE | D1xB2XH2 |  | Auto Sync Explosion Proof 190cd Strobe, Surface Mount, Red | 1 | 0 | 0.38 |  |  |  |  | FALSE | [5 empty] | #FF0070C0 | FA-NFPA 170 STROBE WALL | 1 | FALSE | FALSE | FALSE | 2023 | [13 empty] | FALSE |  |  | XP
NFPA 170 STROBE WALL |  |  | North | e2S |  | Strobe |  |  |  | Module | TRUE | IS-mB1 | ++ | IS-minialite compact beacon with an array of six high output L.E.D’s. | 1 | 0 | 0.405 |  |  |  |  | FALSE | [5 empty] | #FF0070C0 | FA-NFPA 170 STROBE WALL | 1 | FALSE | FALSE | FALSE | 2023 | [13 empty] | FALSE |  |  | HZ
NFPA 170 STROBE WALL |  |  | North | e2S |  | Strobe |  |  |  | Module | TRUE | D2xB1LD3DC024MN0H1R/C | ++ | Class I Div 2. LED Strobe, 24VDC, Red IP 66 Enclosure, Clear Lens, 2 x ½" NPT & 1 x 3/4"NPT Entries, UL Listed. | 1 | 0 | 0.38 |  |  |  |  | FALSE | [5 empty] | #FF0070C0 | FA-NFPA 170 STROBE WALL | 1 | FALSE | FALSE | FALSE | 2023 | [13 empty] | FALSE |  |  | HZ
NFPA 170 SPEAKER WALL |  |  | North | e2S |  | Speaker |  |  |  | Module | TRUE | D2xL1FV725CN1A1R | ++ | PA Loudspeaker 111dB(A) @ 10', 15W, Dual 25FV / 70V Line Transformer, (2) 3/4" Conduit Entries (Adaptors), Class 1/11 Div 2 Environments, Red IP66 Enclosure. | 1 | [6 empty] | FALSE | [5 empty] | #FF0070C0 | FA-NFPA 170 SPEAKER WALL | 1 | FALSE | FALSE | FALSE | 2021 | [13 empty] | FALSE |  |  | HZ
NFPA 170 HORN STROBE |  |  | North | e2S |  | Horn/Strobe |  |  |  | Module | TRUE | D2xC2LD2 |  | Combination Alarm Horn & LED Beacon / Warning Light | 1 | 0 | 0.405 |  |  |  |  | FALSE | [5 empty] | #FF0070C0 | FA-NFPA 170 HORN STROBE | 1 | FALSE | FALSE | FALSE | 2023 | [13 empty] | FALSE |  |  | HZ
NFPA 170 SPEAKER WALL |  |  | North | e2S |  | Speaker |  |  |  | Module | TRUE | ML15FV025CS1A1R | ++ | 15W PA Loudspeaker, Flare re-entrant horn, 25V Line, ½” NPT & ½” NPT, Stainless steel, 316 (A4) Stainless Steel, UL, cUL, CE, EAC, RMRS, Standard product, Red | 1 | 0 | 0.313 |  |  |  |  | FALSE | [5 empty] | #FF0070C0 | FA-NFPA 170 SPEAKER WALL | 1 | FALSE | FALSE | FALSE | 2021 | [13 empty] | FALSE
NFPA 170 KNOX BOX |  |  | East | EAS |  | Miscellaneous |  |  |  | Module | TRUE | 5000H |  | EAS MODEL 5000H (HINGED DOOR) SURFACE MOUNTED KEY BOX 10 KEY CAPACITY | 1 | [6 empty] | FALSE | FALSE |  |  | 4″ H x 5″ W x 3 ¼” D |  | #FFFF0000 | FA-NFPA 170 KNOX BOX | 1 | FALSE | FALSE | FALSE | [14 empty] | FALSE
NFPA 170 KNOX BOX |  |  | East | EAS |  | Miscellaneous |  |  |  | Module | TRUE | 5000HR |  | EAS MODEL 5000HR (Hinged door) RECESSED MOUNTED KEY BOX 10 KEY CAPACITY | 1 | [6 empty] | FALSE | FALSE |  |  | 4″ H x 5″ W x 3 ¼” D WITH 7″ x 7″ FLANGE |  | #FFFF0000 | FA-NFPA 170 KNOX BOX | 1 | FALSE | FALSE | FALSE | [14 empty] | FALSE
NFPA 170 HORN STROBE CEILING |  |  | North | Eaton Wheelock |  | Horn/Strobe |  |  |  | Module | TRUE | ASWP-2475C-FR |  | NOTIFICATION, HORNSTROBE, RED, CEILING, 15CD, WP | 1 | 0 | 0.168 |  |  |  |  | FALSE | TRUE |  |  |  |  | #FF0070C0 | FA-NFPA 170 HORN STROBE CEILING | 1 | FALSE | FALSE | FALSE | 2013 | [13 empty] | FALSE |  |  | C¦WP
NFPA 170 SPEAKER STROBE |  |  | North | Eaton Wheelock |  | Speaker/Strobe |  |  |  | Module | TRUE | ELSPSTR | + | WALL SPEAKER STROBE, RED, FIRE | 1 | [6 empty] | TRUE | [5 empty] | #FF0070C0 | FA-NFPA 170 SPEAKER STROBE | 1 | FALSE | FALSE | FALSE | 2020
NFPA 170 STROBE WALL |  |  | North | Eaton Wheelock |  | Strobe |  |  |  | Module | TRUE | RSS-2475W-FR | ++ | Strobe, 24 Vdc, Red, 75cd | 1 | 0 | 0.347 |  |  |  |  | FALSE | FALSE |  |  |  |  | #FF0070C0 | FA-NFPA 170 STROBE WALL | 1 | FALSE | FALSE | FALSE | 2022 | [13 empty] | FALSE
NFPA 170 SPEAKER STROBE CEILING |  |  | North | Eaton Wheelock |  | Speaker/Strobe |  |  |  | Module | TRUE | ET70WP-24135C-FW |  | Speaker/Strobe, ceiling, 24 VDC, 135CD, WP, white | 1 | 0 | 0.155 |  |  |  |  | FALSE | TRUE |  |  |  |  | #FF0070C0 | FA-NFPA 170 SPEAKER STROBE CEILING | 1 | FALSE | FALSE | FALSE | 2020 | [13 empty] | FALSE |  |  | WP
NFPA 170 STROBE WALL |  |  | North | Eaton Wheelock |  | Strobe |  |  |  | Module | TRUE | LSTW3 |  | WALL STROBE WHITE | 1 | [6 empty] | TRUE | TRUE |  |  |  |  | #FF0070C0 | FA-NFPA 170 STROBE WALL | 1 | FALSE | FALSE | FALSE | 2023
NFPA 170 HORN STROBE |  |  | North | Eaton Wheelock |  | Horn/Strobe |  |  |  | Module | TRUE | MTWP-2475W-FW |  | NOTIFICATION, MULTI-TONE HORNSTROBE, WHITE, WALL, 15CD, WP | 1 | 0 | 0.168 |  |  |  |  | FALSE | FALSE |  |  |  |  | #FF0070C0 | FA-NFPA 170 HORN STROBE | 1 | FALSE | FALSE | FALSE | 2012 | [13 empty] | FALSE |  |  | WP
NFPA 170 HORN STROBE |  |  | North | Eaton Wheelock |  | Horn/Strobe |  |  |  | Module | TRUE | ELMTSW | ++ | WALL MULTI-TONE HORN STROBE, WHITE, FIRE | 1 | [6 empty] | TRUE | [5 empty] | #FF0070C0 | FA-NFPA 170 HORN STROBE | 1 | FALSE | FALSE | FALSE | 2020
NFPA 170 HORN STROBE |  |  | North | Eaton Wheelock |  | Horn/Strobe |  |  |  | Module | TRUE | NS-24W-FW |  | Horn Strobe, 24 VDC, , white | 1 | 0 | 0.174 |  |  |  |  | FALSE | FALSE |  |  |  |  | #FF0070C0 | FA-NFPA 170 HORN STROBE | 1 | FALSE | FALSE | FALSE | 2012 | [13 empty] | FALSE
NFPA 170 SPEAKER WALL |  |  | North | Eaton Wheelock |  | Speaker |  |  |  | Module | TRUE | DB415ULXN2CR |  | Speaker, 15 Watt, Transformer, Red Finish | 1 | [6 empty] | FALSE | [5 empty] | #FF0070C0 | FA-NFPA 170 SPEAKER WALL | 1 | FALSE | FALSE | FALSE | 2021 | [13 empty] | FALSE |  |  | XP
NFPA 170 HORN |  |  | North | Eaton Wheelock |  | Horn |  |  |  | Module | TRUE | ELMTR | ++ | WALL MULTI-TONE HORN, RED, NONE | 1 | [6 empty] | TRUE | [5 empty] | #FF0070C0 | FA-NFPA 170 HORN | 1 | FALSE | FALSE | FALSE | 2020
NFPA 170 SPEAKER STROBE |  |  | North | Eaton Wheelock |  | Speaker/Strobe |  |  |  | Module | TRUE | E70-24MCW-FW | + | Speaker/Strobe, 24 VDC, Multi-Candela, 25/70 Vrms, white | 1 | 0 | 0.155 |  |  |  |  | FALSE | FALSE |  |  |  |  | #FF0070C0 | FA-NFPA 170 SPEAKER STROBE | 1 | FALSE | FALSE | FALSE | 2019 | [13 empty] | FALSE
NFPA 170 HORN STROBE CEILING |  |  | North | Eaton Wheelock |  | Horn/Strobe |  |  |  | Module | TRUE | EL4XMTSTA-ALW | ++ | CEILING HORN STROBE, AMBER, WHITE, WP | 1 | [6 empty] | TRUE | TRUE |  |  |  |  | #FF0070C0 | FA-NFPA 170 HORN STROBE CEILING | 1 | FALSE | FALSE | FALSE | 2020 | [16 empty] | C, WP
NFPA 170 HORN STROBE |  |  | North | Eaton Wheelock |  | Horn/Strobe |  |  |  | Module | TRUE | CH70-24MCW-FW |  | Chime Strobe, 24 VDC, Multi-Candela, white | 1 | 0 | 0.369 |  |  |  |  | FALSE | FALSE |  |  |  |  | #FF0070C0 | FA-NFPA 170 HORN STROBE | 1 | FALSE | FALSE | FALSE | 2012 | [13 empty] | FALSE
|  |  | North | Eaton Wheelock |  | Cards & Components |  |  |  | Card | TRUE | PS-24-8MC Main Board | + | 8 amp power supply, black enclosure, 120V Main Board | 1 | 0.08 | 0.24 |  |  |  |  | TRUE | FALSE |  |  |  |  | #FFFFFFFF |  |  | FALSE | FALSE | FALSE | [14 empty] | FALSE
NFPA 170 STROBE WALL |  |  | North | Eaton Wheelock |  | Strobe |  |  |  | Module | TRUE | RSSB-24MCC-NW |  | Strobe, 24 Vdc, White, selectable, - Blue Lens | 1 | 0 | 0.11 |  |  |  |  | FALSE | FALSE |  |  |  |  | #FF0070C0 | FA-NFPA 170 STROBE WALL | 1 | FALSE | FALSE | FALSE | 2023 | [13 empty] | FALSE
|  |  | North | Eaton Wheelock |  | Cards & Components |  |  |  | Card | TRUE | SP-SVC | NEW |  | 1 | [6 empty] | TRUE | [5 empty] | #FFFFFFFF |  |  | FALSE | FALSE | FALSE | [14 empty] | FALSE
NFPA 170 SPEAKER WALL |  |  | North | Eaton Wheelock |  | Speaker |  |  |  | Module | TRUE | E60-W |  | Speaker, 25 or 70 Vrms, 1/8 to 2 watts | 1 | [6 empty] | FALSE | FALSE |  |  |  |  | #FF0070C0 | FA-NFPA 170 SPEAKER WALL | 1 | FALSE | FALSE | FALSE | 2021 | [13 empty] | FALSE
NFPA 170 STROBE WALL |  |  | North | Eaton Wheelock |  | Strobe |  |  |  | Module | TRUE | ELSTW-ALB | + | WALL STROBE, WHITE, ALERT, BLUE | 1 | [6 empty] | TRUE | [5 empty] | #FF0070C0 | FA-NFPA 170 STROBE WALL | 1 | FALSE | FALSE | FALSE | 2020
NFPA 170 HORN STROBE CEILING |  |  | North | Eaton Wheelock |  | Horn/Strobe |  |  |  | Module | TRUE | STH-4R24MCCH |  | Series STH Cluster Speakers with MCCH Strobe | 1 | 0 | 0.645 |  |  |  |  | FALSE | TRUE |  |  |  |  | #FF0070C0 | FA-NFPA 170 HORN STROBE CEILING | 1 | FALSE | FALSE | FALSE | 2013 | [13 empty] | FALSE |  |  | C
NFPA 170 SPEAKER STROBE |  |  | North | Eaton Wheelock |  | Speaker/Strobe |  |  |  | Module | TRUE | ET70WP-24185W-FR |  | Speaker/Strobe, wall, 24 VDC, 185CD, WP, red | 1 | 0 | 0.155 |  |  |  |  | FALSE | FALSE |  |  |  |  | #FF0070C0 | FA-NFPA 170 SPEAKER STROBE | 1 | FALSE | FALSE | FALSE | 2019 | [13 empty] | FALSE |  |  | WP
NFPA 170 STROBE WALL |  |  | North | Eaton Wheelock |  | Strobe |  |  |  | Module | TRUE | XB16 | + | Explosionproof Strobe | 1 | 0 | 0 |  |  |  |  | FALSE | [5 empty] | #FF0070C0 | FA-NFPA 170 STROBE WALL | 1 | FALSE | FALSE | FALSE | 2023 | [13 empty] | FALSE |  |  | XP
NFPA 170 SPEAKER STROBE CEILING |  |  | North | Eaton Wheelock |  | Speaker/Strobe |  |  |  | Module | TRUE | E60-24MCC-FW |  | Speaker/Strobe, 24 VDC, Multi-Candela, , 25/70 Vrms, white | 1 | 0 | 0.375 |  |  |  |  | FALSE | TRUE |  |  |  |  | #FF0070C0 | FA-NFPA 170 SPEAKER STROBE CEILING | 1 | FALSE | FALSE | FALSE | 2020 | [13 empty] | FALSE |  |  | C
NFPA 170 HORN STROBE |  |  | North | Eaton Wheelock |  | Horn/Strobe |  |  |  | Module | TRUE | ELMTSW-N | ++ | WALL MULTI-TONE HORN STROBE, WHITE, NONE | 1 | [6 empty] | TRUE | [5 empty] | #FF0070C0 | FA-NFPA 170 HORN STROBE | 1 | FALSE | FALSE | FALSE | 2020
NFPA 170 STROBE WALL |  |  | North | Eaton Wheelock |  | Strobe |  |  |  | Module | TRUE | RSS-24100C-FW | ++ | Strobe, 24 Vdc, White, 100cd | 1 | 0 | 0.347 |  |  |  |  | FALSE | FALSE |  |  |  |  | #FF0070C0 | FA-NFPA 170 STROBE WALL | 1 | FALSE | FALSE | FALSE | 2022 | [13 empty] | FALSE
NFPA 170 HORN STROBE CEILING |  |  | North | Eaton Wheelock |  | Horn/Strobe |  |  |  | Module | TRUE | MTWP-24MCCH-FR |  | NOTIFICATION, MULTI-TONE HORNSTROBE, RED, CEILING, 15CD, WP | 1 | 0 | 0.168 |  |  |  |  | FALSE | TRUE |  |  |  |  | #FF0070C0 | FA-NFPA 170 HORN STROBE CEILING | 1 | FALSE | FALSE | FALSE | 2013 | [13 empty] | FALSE |  |  | C¦WP
NFPA 170 HORN STROBE |  |  | North | Eaton Wheelock |  | Horn/Strobe |  |  |  | Module | TRUE | ELHSR-A | + | WALL HORN STROBE, RED, AGENT | 1 | [6 empty] | TRUE | [5 empty] | #FF0070C0 | FA-NFPA 170 HORN STROBE | 1 | FALSE | FALSE | FALSE | 2020
NFPA 170 HORN STROBE CEILING |  |  | North | Eaton Wheelock |  | Horn/Strobe |  |  |  | Module | TRUE | AS-24MCC-FW |  | Horn Strobe, 24 VDC, Multi-candela, white, | 1 | 0 | 0.135 |  |  |  |  | FALSE | TRUE |  |  |  |  | #FF0070C0 | FA-NFPA 170 HORN STROBE CEILING | 1 | FALSE | FALSE | FALSE | 2013 | [13 empty] | FALSE |  |  | C
NFPA 170 STROBE WALL |  |  | North | Eaton Wheelock |  | Strobe |  |  |  | Module | TRUE | RS-241575W-FR | ++ | Strobe, 24 Vdc, Red, 15/75cd | 1 | 0 | 0.347 |  |  |  |  | FALSE | FALSE |  |  |  |  | #FF0070C0 | FA-NFPA 170 STROBE WALL | 1 | FALSE | FALSE | FALSE | 2022 | [13 empty] | FALSE
NFPA 170 NOTIFICATION CIRCUIT EXTENDER PANEL | RISER NAC |  | North | Eaton Wheelock |  | Notification Circuit Extender Panel |  |  |  | Assembly | TRUE | PS-12/24-8 |  | NAC Power Supply, 8 Amp | 1 | [6 empty] | FALSE | [5 empty] | #FFFF0000 | FA-NFPA 170 NOTIFICATION CIRCUIT EXTENDER PANEL | 1 | FALSE | FALSE | FALSE | 212 | [8 empty] | 7,12,18 |  |  |  |  | TRUE
NFPA 170 SPEAKER STROBE |  |  | North | Eaton Wheelock |  | Speaker/Strobe |  |  |  | Module | TRUE | ELSPSTW-M | + | WALL SPEAKER STROBE, WHITE, EMERGENCY | 1 | [6 empty] | TRUE | [5 empty] | #FF0070C0 | FA-NFPA 170 SPEAKER STROBE | 1 | FALSE | FALSE | FALSE | 2020
NFPA 170 STROBE WALL |  |  | North | Eaton Wheelock |  | Strobe |  |  |  | Module | TRUE | LSTRC3 |  | CEILING STROBE RED | 1 | [6 empty] | TRUE | TRUE |  |  |  |  | #FF0070C0 | FA-NFPA 170 STROBE WALL | 1 | FALSE | FALSE | FALSE | 2023
NFPA 170 HORN STROBE CEILING |  |  | North | Eaton Wheelock |  | Horn/Strobe |  |  |  | Module | TRUE | LHSRC3 |  | HORN/STROBE CEILING | 1 | [6 empty] | TRUE | TRUE |  |  |  |  | #FF0070C0 | FA-NFPA 170 HORN STROBE CEILING | 1 | FALSE | FALSE | FALSE | 2013 | [16 empty] | C
NFPA 170 STROBE CEILING |  |  | North | Eaton Wheelock |  | Strobe |  |  |  | Module | TRUE | RSSR-24MCCH-NW |  | Strobe, 24 Vdc, red, selectable, - Red Lens | 1 | 0 | 0.455 |  |  |  |  | FALSE | TRUE |  |  |  |  | #FF0070C0 | FA-NFPA 170 STROBE CEILING | 1 | FALSE | FALSE | FALSE | 2022 | [13 empty] | FALSE
NFPA 170 HORN |  |  | North | Eaton Wheelock |  | Horn |  |  |  | Module | TRUE | AH-24WP-R |  | Horn, 24 VDC, red | 1 | 0 | 0.09 |  |  |  |  | FALSE | FALSE |  |  |  |  | #FF0070C0 | FA-NFPA 170 HORN | 1 | FALSE | FALSE | FALSE | 2010 | [13 empty] | FALSE
NFPA 170 STROBE CEILING |  |  | North | Eaton Wheelock |  | Strobe |  |  |  | Module | TRUE | ZRS-MCCH-FR |  | Strobe, 24 VDC, red, Ceiling mount with easy snap base | 1 | 0 | 0.3 |  |  |  |  | FALSE | TRUE |  |  |  |  | #FF0070C0 | FA-NFPA 170 STROBE CEILING | 1 | FALSE | FALSE | FALSE | 2022 | [13 empty] | FALSE |  |  | C
NFPA 170 SPEAKER STROBE CEILING |  |  | North | Eaton Wheelock |  | Speaker/Strobe |  |  |  | Module | TRUE | ELSPSTRC-AL | + | CEILING SPEAKER STROBE, RED, ALERT | 1 | [6 empty] | TRUE | TRUE |  |  |  |  | #FF0070C0 | FA-NFPA 170 SPEAKER STROBE CEILING | 1 | FALSE | FALSE | FALSE | 2020
NFPA 170 HORN STROBE |  |  | North | Eaton Wheelock |  | Horn/Strobe |  |  |  | Module | TRUE | ELHSR | + | WALL HORN STROBE, RED, FIRE | 1 | [6 empty] | TRUE | [5 empty] | #FF0070C0 | FA-NFPA 170 HORN STROBE | 1 | FALSE | FALSE | FALSE | 2020
NFPA 170 SPEAKER CEILING |  |  | North | Eaton Wheelock |  | Speaker |  |  |  | Module | TRUE | SA-S90-W | + | Speaker, High Efficiency 1 watt, Ceiling mount white | 1 | [6 empty] | FALSE | TRUE |  |  |  |  | #FF0070C0 | FA-NFPA 170 SPEAKER CEILING | 1 | FALSE | FALSE | FALSE | 2019 | [13 empty] | FALSE |  |  | C
NFPA 170 HORN |  |  | North | Eaton Wheelock |  | Horn |  |  |  | Module | TRUE | ELFHNR-AL | + | WALL SOUNDER, RED, ALERT, LOW FREQ | 1 | [6 empty] | TRUE | [5 empty] | #FF0070C0 | FA-NFPA 170 HORN | 1 | FALSE | FALSE | FALSE | 2020 | [16 empty] | LF
NFPA 170 SPEAKER CEILING |  |  | North | Eaton Wheelock |  | Speaker |  |  |  | Module | TRUE | ELSPKWC-AL | + | CEILING SPEAKER, WHITE, ALERT | 1 | [6 empty] | TRUE | TRUE |  |  |  |  | #FF0070C0 | FA-NFPA 170 SPEAKER CEILING | 1 | FALSE | FALSE | FALSE | 2020
NFPA 170 STROBE WALL |  |  | North | Eaton Wheelock |  | Strobe |  |  |  | Module | TRUE | STW | ++ | Strobe, White | 1 | [6 empty] | TRUE | [5 empty] | #FF0070C0 | FA-NFPA 170 STROBE WALL | 1 | FALSE | FALSE | FALSE | 2020
NFPA 170 SPEAKER WALL |  |  | North | Eaton Wheelock |  | Speaker |  |  |  | Module | TRUE | ET-1010-R w/WBB-R | + | Speaker, 25 or 70.7 Vrms, 1/8 to 8 watts w/Backbox WP | 1 | [6 empty] | FALSE | FALSE |  |  |  |  | #FF0070C0 | FA-NFPA 170 SPEAKER WALL | 1 | FALSE | FALSE | FALSE | 2021 | [13 empty] | FALSE |  |  | WP
NFPA 170 HORN STROBE |  |  | North | Eaton Wheelock |  | Horn/Strobe |  |  |  | Module | TRUE | HS24-60WR |  | Horn Strobe, 24 VDC, | 1 | 0 | 0.301 |  |  |  |  | FALSE | FALSE |  |  |  |  | #FF0070C0 | FA-NFPA 170 HORN STROBE | 1 | FALSE | FALSE | FALSE | 2012 | [13 empty] | FALSE
NFPA 170 SPEAKER WALL |  |  | North | Eaton Wheelock |  | Speaker |  |  |  | Module | TRUE | E60-R |  | Speaker, 25 or 70 Vrms, 1/8 to 2 watts | 1 | [6 empty] | FALSE | FALSE |  |  |  |  | #FF0070C0 | FA-NFPA 170 SPEAKER WALL | 1 | FALSE | FALSE | FALSE | 2021 | [13 empty] | FALSE
NFPA 170 HORN STROBE |  |  | North | Eaton Wheelock |  | Horn/Strobe |  |  |  | Module | TRUE | LFHSKR3-CO | + | Horn/Strobe Exceder Series, Red, CO, LED, LF, 110cd | 1 | [6 empty] | FALSE | FALSE |  |  |  |  | #FF0070C0 | FA-NFPA 170 HORN STROBE | 1 | FALSE | FALSE | FALSE | 2012 | [13 empty] | FALSE
NFPA 170 SPEAKER WALL |  |  | North | Eaton Wheelock |  | Speaker |  |  |  | Module | TRUE | ET-1010-W w/ WFP-W | + | Speaker, 25 or 70.7 Vrms, 1/8 to 8 watts, WP, white weatherproof w/flush plate | 1 | [6 empty] | FALSE | FALSE |  |  |  |  | #FF0070C0 | FA-NFPA 170 SPEAKER WALL | 1 | FALSE | FALSE | FALSE | 2021 | [13 empty] | FALSE |  |  | WP
NFPA 170 HORN |  |  | North | Eaton Wheelock |  | Horn |  |  |  | Module | TRUE | MT-12/24-W |  | Multi-Tone Horn, white | 1 | 0 | 0.092 |  |  |  |  | FALSE | FALSE |  |  |  |  | #FF0070C0 | FA-NFPA 170 HORN | 1 | FALSE | FALSE | FALSE | 2010 | [13 empty] | FALSE
NFPA 170 SPEAKER STROBE |  |  | North | Eaton Wheelock |  | Speaker/Strobe |  |  |  | Module | TRUE | LSPSTR3-NA |  | WALL SPEAKER STROBE, RED, NONE, AMBER | 1 | [6 empty] | TRUE | [5 empty] | #FF0070C0 | FA-NFPA 170 SPEAKER STROBE | 1 | FALSE | FALSE | FALSE | 2020
|  |  | North | Eaton Wheelock |  | Cards & Components |  |  |  | Card | TRUE | SP4-TZC | NEW |  | 1 | [6 empty] | TRUE | [5 empty] | #FFFFFFFF |  |  | FALSE | FALSE | FALSE | [14 empty] | FALSE
NFPA 170 HORN STROBE |  |  | North | Eaton Wheelock |  | Horn/Strobe |  |  |  | Module | TRUE | EL4XMTST-FW | ++ | WALL HORN STROBE, WHITE, WP | 1 | [6 empty] | TRUE | [5 empty] | #FF0070C0 | FA-NFPA 170 HORN STROBE | 1 | FALSE | FALSE | FALSE | 2020 | [16 empty] | WP
NFPA 170 STROBE WALL |  |  | North | Eaton Wheelock |  | Strobe |  |  |  | Module | TRUE | XB1602460RNNW | + | Explosionproof Strobe - Red Lens, White Finish | 1 | 0 | 0 |  |  |  |  | FALSE | [5 empty] | #FF0070C0 | FA-NFPA 170 STROBE WALL | 1 | FALSE | FALSE | FALSE | 2023 | [13 empty] | FALSE |  |  | XP
NFPA 170 SPEAKER STROBE |  |  | North | Eaton Wheelock |  | Speaker/Strobe |  |  |  | Module | TRUE | E70-24MCW-FR | + | Speaker/Strobe, 24 VDC, Multi-Candela, 25/70 Vrms, red | 1 | 0 | 0.155 |  |  |  |  | FALSE | FALSE |  |  |  |  | #FF0070C0 | FA-NFPA 170 SPEAKER STROBE | 1 | FALSE | FALSE | FALSE | 2019 | [13 empty] | FALSE
NFPA 170 SPEAKER STROBE CEILING |  |  | North | Eaton Wheelock |  | Speaker/Strobe |  |  |  | Module | TRUE | S8-24MCC-FW | ++ | Speaker/Strobe, 24 VDC, Multi-Candela, , 25/70 Vrms | 1 | 0 | 0.28 |  |  |  |  | FALSE | TRUE |  |  |  |  | #FF0070C0 | FA-NFPA 170 SPEAKER STROBE CEILING | 1 | FALSE | FALSE | FALSE | 2012 | [13 empty] | FALSE
NFPA 170 HORN |  |  | North | Eaton Wheelock |  | Horn |  |  |  | Module | TRUE | ELFHNW | + | WALL SOUNDER, WHITE, FIRE, LOW FREQ | 1 | [6 empty] | TRUE | [5 empty] | #FF0070C0 | FA-NFPA 170 HORN | 1 | FALSE | FALSE | FALSE | 2020 | [16 empty] | LF
|  |  | North | Eaton Wheelock |  | Cards & Components |  |  |  | Card | TRUE | SP4-APS | NEW |  | 1 | [6 empty] | TRUE | [5 empty] | #FFFFFFFF |  |  | FALSE | FALSE | FALSE | [14 empty] | FALSE
NFPA 170 STROBE CEILING |  |  | North | Eaton Wheelock |  | Strobe |  |  |  | Module | TRUE | RSSG-24MCCH-NW |  | Strobe, 24 Vdc, red, selectable, - Green Lens | 1 | 0 | 0.455 |  |  |  |  | FALSE | TRUE |  |  |  |  | #FF0070C0 | FA-NFPA 170 STROBE CEILING | 1 | FALSE | FALSE | FALSE | 2022 | [13 empty] | FALSE
NFPA 170 STROBE CEILING |  |  | North | Eaton Wheelock |  | Strobe |  |  |  | Module | TRUE | RSSA-24MCCH-NW |  | Strobe, 24 Vdc, red, selectable, - Amber Lens | 1 | 0 | 0.455 |  |  |  |  | FALSE | TRUE |  |  |  |  | #FF0070C0 | FA-NFPA 170 STROBE CEILING | 1 | FALSE | FALSE | FALSE | 2022 | [13 empty] | FALSE
NFPA 170 HORN STROBE |  |  | North | Eaton Wheelock |  | Horn/Strobe |  |  |  | Module | TRUE | HS24-60WW |  | Horn Strobe, 24 VDC, , wall, white | 1 | 0 | 0.301 |  |  |  |  | FALSE | FALSE |  |  |  |  | #FF0070C0 | FA-NFPA 170 HORN STROBE | 1 | FALSE | FALSE | FALSE | 2012 | [13 empty] | FALSE
NFPA 170 SPEAKER STROBE |  |  | North | Eaton Wheelock |  | Speaker/Strobe |  |  |  | Module | TRUE | LSPSTR3-N |  | WALL SPEAKER STROBE, RED, NONE | 1 | [6 empty] | TRUE | [5 empty] | #FF0070C0 | FA-NFPA 170 SPEAKER STROBE | 1 | FALSE | FALSE | FALSE | 2020
NFPA 170 HORN STROBE |  |  | North | Eaton Wheelock |  | Horn/Strobe |  |  |  | Module | TRUE | LFHSKR3-AL | + | Horn/Strobe Exceder Series, Red, ALERT, LED, LF, 110cd | 1 | [6 empty] | FALSE | FALSE |  |  |  |  | #FF0070C0 | FA-NFPA 170 HORN STROBE | 1 | FALSE | FALSE | FALSE | 2012 | [13 empty] | FALSE
NFPA 170 HORN STROBE CEILING |  |  | North | Eaton Wheelock |  | Horn/Strobe |  |  |  | Module | TRUE | ELFHSRC-N | + | CEILING SOUNDER STROBE, RED, NONE, LOW FREQ | 1 | [6 empty] | TRUE | TRUE |  |  |  |  | #FF0070C0 | FA-NFPA 170 HORN STROBE CEILING | 1 | FALSE | FALSE | FALSE | 2020 | [16 empty] | LF
NFPA 170 SPEAKER STROBE CEILING |  |  | North | Eaton Wheelock |  | Speaker/Strobe |  |  |  | Module | TRUE | LSPSTRC3-AL |  | CEILING SPEAKER STROBE "ALERT" MARKING | 1 | [6 empty] | TRUE | TRUE |  |  |  |  | #FF0070C0 | FA-NFPA 170 SPEAKER STROBE CEILING | 1 | FALSE | FALSE | FALSE | 2020 | [16 empty] | C
NFPA 170 STROBE WALL |  |  | North | Eaton Wheelock |  | Strobe |  |  |  | Module | TRUE | RSS-24W-FR |  | Strobe, 24 VDC, , Non-Sync/Sync | 1 | 0 | 0.145 |  |  |  |  | FALSE | FALSE |  |  |  |  | #FF0070C0 | FA-NFPA 170 STROBE WALL | 1 | FALSE | FALSE | FALSE | 2023 | [13 empty] | FALSE
NFPA 170 HORN |  |  | North | Eaton Wheelock |  | Horn |  |  |  | Module | TRUE | LFHNKR3 |  | Horn Exceder Series, Red, LED | 1 | 0.064 | 0.064 |  |  |  |  | FALSE | FALSE |  |  |  |  | #FF0070C0 | FA-NFPA 170 HORN | 1 | FALSE | FALSE | FALSE | 2010 | [13 empty] | FALSE
NFPA 170 HORN |  |  | North | Eaton Wheelock |  | Horn |  |  |  | Module | TRUE | EL4XHN-NR | ++ | WALL HORN, RED, FIRE | 1 | [6 empty] | TRUE | [5 empty] | #FF0070C0 | FA-NFPA 170 HORN | 1 | FALSE | FALSE | FALSE | 2020
NFPA 170 STROBE WALL |  |  | North | Eaton Wheelock |  | Strobe |  |  |  | Module | TRUE | RSS-241575W-FR | ++ | Strobe, 24 Vdc, Red, 15/75cd | 1 | 0 | 0.347 |  |  |  |  | FALSE | FALSE |  |  |  |  | #FF0070C0 | FA-NFPA 170 STROBE WALL | 1 | FALSE | FALSE | FALSE | 2022 | [13 empty] | FALSE
NFPA 170 SPEAKER STROBE CEILING |  |  | North | Eaton Wheelock |  | Speaker/Strobe |  |  |  | Module | TRUE | E70-24MCCH-FR | + | Speaker/Strobe, 24 VDC, Multi-Candela, , 25/70 Vrms, red | 1 | 0 | 0.645 |  |  |  |  | FALSE | TRUE |  |  |  |  | #FF0070C0 | FA-NFPA 170 SPEAKER STROBE CEILING | 1 | FALSE | FALSE | FALSE | 2020 | [13 empty] | FALSE |  |  | C
NFPA 170 HORN STROBE |  |  | North | Eaton Wheelock |  | Horn/Strobe |  |  |  | Module | TRUE | CH70-241575W-FR | ++ | Chime Strobe, 24 VDC, Red, 1575cd | 1 | [6 empty] | FALSE | FALSE |  |  |  |  | #FF0070C0 | FA-NFPA 170 HORN STROBE | 1 | FALSE | FALSE | FALSE | 2012 | [13 empty] | FALSE
NFPA 170 HORN STROBE |  |  | North | Eaton Wheelock |  | Horn/Strobe |  |  |  | Module | TRUE | EL4XSPSTA-ALW | ++ | Outdoor speaker/strobe, amber, white, alert | 1 | [6 empty] | TRUE | [5 empty] | #FF0070C0 | FA-NFPA 170 HORN STROBE | 1 | FALSE | FALSE | FALSE | 2020 | [16 empty] | WP
NFPA 170 SPEAKER STROBE |  |  | North | Eaton Wheelock |  | Speaker/Strobe |  |  |  | Module | TRUE | ELSPSTR-M | + | WALL SPEAKER STROBE, RED, EMERGENGY | 1 | [6 empty] | TRUE | [5 empty] | #FF0070C0 | FA-NFPA 170 SPEAKER STROBE | 1 | FALSE | FALSE | FALSE | 2020
NFPA 170 STROBE WALL |  |  | North | Eaton Wheelock |  | Strobe |  |  |  | Module | TRUE | EL4XST-FW | ++ | WALL STROBE, WHITE, FIRE | 1 | [6 empty] | TRUE | [5 empty] | #FF0070C0 | FA-NFPA 170 STROBE WALL | 1 | FALSE | FALSE | FALSE | 2020
NFPA 170 SPEAKER STROBE |  |  | North | Eaton Wheelock |  | Speaker/Strobe |  |  |  | Module | TRUE | ET70WP-2475W-FW w/WFP-W |  | Speaker/Strobe, wall, 24 VDC, WP, white weatherproof w/flush plate | 1 | 0 | 0.155 |  |  |  |  | FALSE | FALSE |  |  |  |  | #FF0070C0 | FA-NFPA 170 SPEAKER STROBE | 1 | FALSE | FALSE | FALSE | 2019 | [13 empty] | FALSE |  |  | WP
NFPA 170 SPEAKER STROBE |  |  | North | Eaton Wheelock |  | Speaker/Strobe |  |  |  | Module | TRUE | E70-24MCWH-FR | + | Speaker/Strobe, 24 VDC, Multi-Candela, , 25/70 Vrms, red | 1 | 0 | 0.42 |  |  |  |  | FALSE | FALSE |  |  |  |  | #FF0070C0 | FA-NFPA 170 SPEAKER STROBE | 1 | FALSE | FALSE | FALSE | 2019 | [13 empty] | FALSE
NFPA 170 HORN STROBE |  |  | North | Eaton Wheelock |  | Horn/Strobe |  |  |  | Module | TRUE | AS-24MCWH-FR |  | Horn Strobe, 24 VDC, High Intensity Multi-candela, red, | 1 | 0 | 0.665 |  |  |  |  | FALSE | FALSE |  |  |  |  | #FF0070C0 | FA-NFPA 170 HORN STROBE | 1 | FALSE | FALSE | FALSE | 2012 | [13 empty] | FALSE
NFPA 170 HORN STROBE |  |  | North | Eaton Wheelock |  | Horn/Strobe |  |  |  | Module | TRUE | ZNS-24MCW-FR |  | Horn/Strobe, Wall mount 24 VDC, red with easy snap base | 1 | 0 | 0.244 |  |  |  |  | FALSE | FALSE |  |  |  |  | #FF0070C0 | FA-NFPA 170 HORN STROBE | 1 | FALSE | FALSE | FALSE | 2012 | [13 empty] | FALSE
|  |  | North | Eaton Wheelock |  | Cards & Components |  |  |  | Card | TRUE | SP40S Main Board | ++ | Main Board | 1 | 0.13 | 4.7 |  | 40 |  |  | TRUE | [5 empty] | #FFFFFFFF |  |  | FALSE | FALSE | FALSE | [14 empty] | FALSE
NFPA 170 SPEAKER STROBE |  |  | North | Eaton Wheelock |  | Speaker/Strobe |  |  |  | Module | TRUE | ET70WP-2475W-FR w/IOB-R |  | Speaker/Strobe, wall, 24 VDC, WP, red weatherproof w/red backbox | 1 | 0 | 0.155 |  |  |  |  | FALSE | FALSE |  |  |  |  | #FF0070C0 | FA-NFPA 170 SPEAKER STROBE | 1 | FALSE | FALSE | FALSE | 2019 | [13 empty] | FALSE |  |  | WP
NFPA 170 HORN STROBE |  |  | North | Eaton Wheelock |  | Horn/Strobe |  |  |  | Module | TRUE | ELHSW-A | + | WALL HORN STROBE, WHITE, AGENT | 1 | [6 empty] | TRUE | [5 empty] | #FF0070C0 | FA-NFPA 170 HORN STROBE | 1 | FALSE | FALSE | FALSE | 2020
NFPA 170 HORN STROBE |  |  | North | Eaton Wheelock |  | Horn/Strobe |  |  |  | Module | TRUE | CH70-24110W-FR | ++ | Chime Strobe, 24 VDC, Red, 110cd | 1 | [6 empty] | FALSE | FALSE |  |  |  |  | #FF0070C0 | FA-NFPA 170 HORN STROBE | 1 | FALSE | FALSE | FALSE | 2012 | [13 empty] | FALSE
NFPA 170 STROBE WALL |  |  | North | Eaton Wheelock |  | Strobe |  |  |  | Module | TRUE | ELSTR-ALA | + | WALL STROBE, RED, ALERT, AMBER | 1 | [6 empty] | TRUE | [5 empty] | #FF0070C0 | FA-NFPA 170 STROBE WALL | 1 | FALSE | FALSE | FALSE | 2020
|  |  | North | Eaton Wheelock |  | Cards & Components |  |  |  | Card | TRUE | SPB-80/4 Main Board | ++ | Main Board | 1 | 0.12 | 9 |  |  |  |  | TRUE | [5 empty] | #FFFFFFFF |  |  | FALSE | FALSE | FALSE | [14 empty] | FALSE
NFPA 170 SPEAKER WALL |  |  | North | Eaton Wheelock |  | Speaker |  |  |  | Module | TRUE | E70-W |  | Speaker, 25 or 70.7 Vrms, 1/8 to 2 watts | 1 | [6 empty] | FALSE | FALSE |  |  |  |  | #FF0070C0 | FA-NFPA 170 SPEAKER WALL | 1 | FALSE | FALSE | FALSE | 2021 | [13 empty] | FALSE
NFPA 170 SPEAKER STROBE |  |  | North | Eaton Wheelock |  | Speaker/Strobe |  |  |  | Module | TRUE | LSPSTR3-AL |  | WALL SPEAKER STROBE, RED, ALERT | 1 | [6 empty] | TRUE | [5 empty] | #FF0070C0 | FA-NFPA 170 SPEAKER STROBE | 1 | FALSE | FALSE | FALSE | 2020
NFPA 170 STROBE CEILING |  |  | North | Eaton Wheelock |  | Strobe |  |  |  | Module | TRUE | RSSWP-2475C-FW | ++ | NOTIFICATION, STROBE, WHITE, CEILING, WP | 1 | 0 | 0.138 |  |  |  |  | FALSE | TRUE |  |  |  |  | #FF0070C0 | FA-NFPA 170 STROBE CEILING | 1 | FALSE | FALSE | FALSE | 2022 | [13 empty] | FALSE |  |  | C¦WP
NFPA 170 HORN STROBE CEILING |  |  | North | Eaton Wheelock |  | Horn/Strobe |  |  |  | Module | TRUE | EL4XHS-FW | ++ | CEILING HORN STROBE, WHITE | 1 | [6 empty] | TRUE | TRUE |  |  |  |  | #FF0070C0 | FA-NFPA 170 HORN STROBE CEILING | 1 | FALSE | FALSE | FALSE | 2020 | [16 empty] | C
NFPA 170 LOCAL OPERATOR CONSOLE | RISER LOC |  | North | Eaton Wheelock |  | Local Operator Console |  |  |  | Module | TRUE | SP4-LOC | + | Remote Microphone and Local Operating Console | 1 | 0.026 | 0.035 |  |  |  |  | TRUE | FALSE |  |  |  |  | #FFFF0000 | FA-NFPA 170 LOCAL OPERATOR CONSOLE | 1 | FALSE | FALSE | FALSE | 211 | [13 empty] | FALSE |  |  | LOC
NFPA 170 HORN STROBE |  |  | North | Eaton Wheelock |  | Horn/Strobe |  |  |  | Module | TRUE | ELMTSR-A | ++ | WALL MULTI-TONE HORN STROBE, RED, AGENT | 1 | [6 empty] | TRUE | [5 empty] | #FF0070C0 | FA-NFPA 170 HORN STROBE | 1 | FALSE | FALSE | FALSE | 2020
NFPA 170 HORN STROBE |  |  | North | Eaton Wheelock |  | Horn/Strobe |  |  |  | Module | TRUE | ET90-24MCC-FW |  | Speaker/Strobe, 24 VDC, Multi-Candela, , 25/70 Vrms, white | 1 | 0 | 0.17 |  |  |  |  | FALSE | FALSE |  |  |  |  | #FF0070C0 | FA-NFPA 170 HORN STROBE | 1 | FALSE | FALSE | FALSE | 2012 | [13 empty] | FALSE
NFPA 170 HORN CEILING |  |  | North | Eaton Wheelock |  | Horn |  |  |  | Module | TRUE | HNRC | ++ | Horn, Red, Ceiling Mount | 1 | [6 empty] | FALSE | TRUE |  |  |  |  | #FF0070C0 | FA-NFPA 170 HORN CEILING | 1 | FALSE | FALSE | FALSE | 2011 | [13 empty] | FALSE |  |  | C
NFPA 170 BELL |  |  | North | Eaton Wheelock |  | Bell |  |  |  | Module | TRUE | 43T-G6-R | F | Bell, Vib, 115 VAC, 6", Red. | 1 | [6 empty] | FALSE | FALSE |  |  |  |  | #FFFF0000 | FA-NFPA 170 BELL | 1 | FALSE | FALSE | FALSE | 2000 | [13 empty] | FALSE
NFPA 170 SPEAKER STROBE |  |  | North | Eaton Wheelock |  | Speaker/Strobe |  |  |  | Module | TRUE | ET90-24MCC-FR |  | Speaker/Strobe, 24 VDC, Multi-Candela, , 25/70 Vrms, red | 1 | 0 | 0.17 |  |  |  |  | FALSE | FALSE |  |  |  |  | #FF0070C0 | FA-NFPA 170 SPEAKER STROBE | 1 | FALSE | FALSE | FALSE | 2019 | [13 empty] | FALSE
NFPA 170 SPEAKER STROBE |  |  | North | Eaton Wheelock |  | Speaker/Strobe |  |  |  | Module | TRUE | LSPSTR3 |  | WALL SPEAKER STROBE, RED, FIRE | 1 | [6 empty] | TRUE | [5 empty] | #FF0070C0 | FA-NFPA 170 SPEAKER STROBE | 1 | FALSE | FALSE | FALSE | 2020
NFPA 170 HORN STROBE |  |  | North | Eaton Wheelock |  | Horn/Strobe |  |  |  | Module | TRUE | EL3RSPSTA-ALW | ++ | Outdoor speaker/strobe, amber, white, alert | 1 | [6 empty] | TRUE | [5 empty] | #FF0070C0 | FA-NFPA 170 HORN STROBE | 1 | FALSE | FALSE | FALSE | 2020 | [16 empty] | WP
NFPA 170 HORN STROBE CEILING |  |  | North | Eaton Wheelock |  | Horn/Strobe |  |  |  | Module | TRUE | AS-24MCCH-FW |  | Horn Strobe, 24 VDC, High Intensity Multi-candela, white | 1 | 0 | 0.7 |  |  |  |  | FALSE | TRUE |  |  |  |  | #FF0070C0 | FA-NFPA 170 HORN STROBE CEILING | 1 | FALSE | FALSE | FALSE | 2013 | [13 empty] | FALSE |  |  | C
NFPA 170 SPEAKER CEILING |  |  | North | Eaton Wheelock |  | Speaker |  |  |  | Module | TRUE | ELSPKWC-N | + | CEILING SPEAKER, WHITE, NONE | 1 | [6 empty] | TRUE | TRUE |  |  |  |  | #FF0070C0 | FA-NFPA 170 SPEAKER CEILING | 1 | FALSE | FALSE | FALSE | 2020
NFPA 170 HORN STROBE |  |  | North | Eaton Wheelock |  | Horn/Strobe |  |  |  | Module | TRUE | ET90-24MCCH-FW |  | Speaker/Strobe, 24 VDC, Multi-Candela, , 25/70 Vrms, white | 1 | 0 | 0.645 |  |  |  |  | FALSE | FALSE |  |  |  |  | #FF0070C0 | FA-NFPA 170 HORN STROBE | 1 | FALSE | FALSE | FALSE | 2012 | [13 empty] | FALSE
NFPA 170 SPEAKER STROBE CEILING |  |  | North | Eaton Wheelock |  | Speaker/Strobe |  |  |  | Module | TRUE | E70-24MCC-FW | + | Speaker/Strobe, 24 VDC, Multi-Candela, , 25/70 Vrms, white | 1 | 0 | 0.11 |  |  |  |  | FALSE | TRUE |  |  |  |  | #FF0070C0 | FA-NFPA 170 SPEAKER STROBE CEILING | 1 | FALSE | FALSE | FALSE | 2020 | [13 empty] | FALSE |  |  | C
NFPA 170 STROBE CEILING |  |  | North | Eaton Wheelock |  | Strobe |  |  |  | Module | TRUE | RSS-24MCC-FR | ++ | Strobe, 24 Vdc, red, selectable, | 1 | 0 | 0.375 |  |  |  |  | FALSE | TRUE |  |  |  |  | #FF0070C0 | FA-NFPA 170 STROBE CEILING | 1 | FALSE | FALSE | FALSE | 2022 | [13 empty] | FALSE
NFPA 170 HORN STROBE CEILING |  |  | North | Eaton Wheelock |  | Horn/Strobe |  |  |  | Module | TRUE | ELHSRC | + | CEILING HORN STROBE, RED, FIRE | 1 | [6 empty] | TRUE | TRUE |  |  |  |  | #FF0070C0 | FA-NFPA 170 HORN STROBE CEILING | 1 | FALSE | FALSE | FALSE | 2020 | [16 empty] | C
NFPA 170 STROBE CEILING |  |  | North | Eaton Wheelock |  | Strobe |  |  |  | Module | TRUE | ELSTRC | + | CEILING STROBE, RED, FIRE | 1 | [6 empty] | TRUE | TRUE |  |  |  |  | #FF0070C0 | FA-NFPA 170 STROBE CEILING | 1 | FALSE | FALSE | FALSE | 2020 | [16 empty] | C
NFPA 170 SPEAKER STROBE |  |  | North | Eaton Wheelock |  | Speaker/Strobe |  |  |  | Module | TRUE | ELSPSTW | + | WALL SPEAKER STROBE, WHITE, FIRE | 1 | [6 empty] | TRUE | [5 empty] | #FF0070C0 | FA-NFPA 170 SPEAKER STROBE | 1 | FALSE | FALSE | FALSE | 2020
NFPA 170 HORN STROBE |  |  | North | Eaton Wheelock |  | Horn/Strobe |  |  |  | Module | TRUE | LHSR3-N |  | SLHSWR-N HRN/ST,WALL,RED,NO-TXT | 1 | [12 empty] | #FF0070C0 | FA-NFPA 170 HORN STROBE | 1 | FALSE | FALSE | FALSE | 2012
NFPA 170 STROBE CEILING |  |  | North | Eaton Wheelock |  | Strobe |  |  |  | Module | TRUE | ELSTWC-EV | + | CEILING STROBE, WHITE, EVACUATE | 1 | [6 empty] | TRUE | TRUE |  |  |  |  | #FF0070C0 | FA-NFPA 170 STROBE CEILING | 1 | FALSE | FALSE | FALSE | 2020 | [16 empty] | C
NFPA 170 HORN STROBE CEILING |  |  | North | Eaton Wheelock |  | Horn/Strobe |  |  |  | Module | TRUE | CH90-24MCC-FW |  | Chime Strobe, 24 VDC, Multi-Candela, , white | 1 | 0 | 0.397 |  |  |  |  | FALSE | TRUE |  |  |  |  | #FF0070C0 | FA-NFPA 170 HORN STROBE CEILING | 1 | FALSE | FALSE | FALSE | 2012 | [13 empty] | FALSE
NFPA 170 HORN STROBE |  |  | North | Eaton Wheelock |  | Horn/Strobe |  |  |  | Module | TRUE | LFHSKW3-CO | + | Horn/Strobe Exceder Series, White, CO, LED, LF, 110cd | 1 | [6 empty] | FALSE | FALSE |  |  |  |  | #FF0070C0 | FA-NFPA 170 HORN STROBE | 1 | FALSE | FALSE | FALSE | 2012 | [13 empty] | FALSE
NFPA 170 NOTIFICATION CIRCUIT EXTENDER PANEL | RISER NAC |  | North | Eaton Wheelock |  | Notification Circuit Extender Panel |  |  |  | Assembly | TRUE | PS-8-B-LP | + | 8 amp power supply, black enclosure, 120V | 1 | [6 empty] | FALSE | FALSE |  |  |  |  | #FFFF0000 | FA-NFPA 170 NOTIFICATION CIRCUIT EXTENDER PANEL | 1 | FALSE | FALSE | FALSE | 212 | [8 empty] | 7 |  |  | 8 |  | TRUE
NFPA 170 HORN |  |  | North | Eaton Wheelock |  | Horn |  |  |  | Module | TRUE | ELFHNR | + | WALL SOUNDER, RED, FIRE, LOW FREQ | 1 | [6 empty] | TRUE | [5 empty] | #FF0070C0 | FA-NFPA 170 HORN | 1 | FALSE | FALSE | FALSE | 2020 | [16 empty] | LF
NFPA 170 SPEAKER STROBE |  |  | North | Eaton Wheelock |  | Speaker/Strobe |  |  |  | Module | TRUE | SA-S70-24MCW-FW | + | Speaker/Strobe, 24 VDC, Multi-Candela, , white | 1 | 0 | 0.347 |  |  |  |  | FALSE | FALSE |  |  |  |  | #FF0070C0 | FA-NFPA 170 SPEAKER STROBE | 1 | FALSE | FALSE | FALSE | 2019 | [13 empty] | FALSE
NFPA 170 HORN STROBE CEILING |  |  | North | Eaton Wheelock |  | Horn/Strobe |  |  |  | Module | TRUE | ZNS-24MCCH-FR |  | Horn/Strobe, Ceiling mount 24 VDC, , red with easy snap base | 1 | 0 | 0.477 |  |  |  |  | FALSE | TRUE |  |  |  |  | #FF0070C0 | FA-NFPA 170 HORN STROBE CEILING | 1 | FALSE | FALSE | FALSE | 2013 | [13 empty] | FALSE |  |  | C
NFPA 170 HORN STROBE |  |  | North | Eaton Wheelock |  | Horn/Strobe |  |  |  | Module | TRUE | LFHSKW3-N | + | Horn/Strobe Exceder Series, White, No Lettering, LED, LF, 110cd | 1 | [6 empty] | FALSE | FALSE |  |  |  |  | #FF0070C0 | FA-NFPA 170 HORN STROBE | 1 | FALSE | FALSE | FALSE | 2012 | [13 empty] | FALSE
NFPA 170 SPEAKER STROBE |  |  | North | Eaton Wheelock |  | Speaker/Strobe |  |  |  | Module | TRUE | ELSPSTR-AL | + | WALL SPEAKER STROBE, RED, ALERT | 1 | [6 empty] | TRUE | [5 empty] | #FF0070C0 | FA-NFPA 170 SPEAKER STROBE | 1 | FALSE | FALSE | FALSE | 2020
NFPA 170 STROBE WALL |  |  | North | Eaton Wheelock |  | Strobe |  |  |  | Module | TRUE | ELSTR-A | + | WALL STROBE, RED, AGENT | 1 | [6 empty] | TRUE | [5 empty] | #FF0070C0 | FA-NFPA 170 STROBE WALL | 1 | FALSE | FALSE | FALSE | 2020
NFPA 170 SPEAKER STROBE CEILING |  |  | North | Eaton Wheelock |  | Speaker/Strobe |  |  |  | Module | TRUE | ELSPSTWC | + | CEILING SPEAKER STROBE, WHITE, FIRE | 1 | [6 empty] | TRUE | TRUE |  |  |  |  | #FF0070C0 | FA-NFPA 170 SPEAKER STROBE CEILING | 1 | FALSE | FALSE | FALSE | 2020
NFPA 170 HORN STROBE |  |  | North | Eaton Wheelock |  | Horn/Strobe |  |  |  | Module | TRUE | LHSW3-AL |  | HRN/ST,WALL,WHT,ALERT | 1 | [12 empty] | #FF0070C0 | FA-NFPA 170 HORN STROBE | 1 | FALSE | FALSE | FALSE | 2012
NFPA 170 HORN STROBE CEILING |  |  | North | Eaton Wheelock |  | Horn/Strobe |  |  |  | Module | TRUE | EL3RMTST-FR | ++ | CEILING HORN STROBE, RED, WP | 1 | [6 empty] | TRUE | TRUE |  |  |  |  | #FF0070C0 | FA-NFPA 170 HORN STROBE CEILING | 1 | FALSE | FALSE | FALSE | 2020 | [16 empty] | C, WP
NFPA 170 HORN CEILING |  |  | North | Eaton Wheelock |  | Horn |  |  |  | Module | TRUE | EL3RMT-NW | ++ | CEILING HORN, WHITE, WP | 1 | [6 empty] | TRUE | TRUE |  |  |  |  | #FF0070C0 | FA-NFPA 170 HORN CEILING | 1 | FALSE | FALSE | FALSE | 2020 | [16 empty] | C, WP
NFPA 170 STROBE WALL |  |  | North | Eaton Wheelock |  | Strobe |  |  |  | Module | TRUE | ZRS-MCWH-FW |  | Strobe, 24 VDC, white, Wall mount with easy snap base | 1 | 0 | 0.3 |  |  |  |  | FALSE | FALSE |  |  |  |  | #FF0070C0 | FA-NFPA 170 STROBE WALL | 1 | FALSE | FALSE | FALSE | 2023 | [13 empty] | FALSE
NFPA 170 SPEAKER STROBE CEILING |  |  | North | Eaton Wheelock |  | Speaker/Strobe |  |  |  | Module | TRUE | E70-24MCCH-FW | + | Speaker/Strobe, 24 VDC, Multi-Candela, , 25/70 Vrms, white | 1 | 0 | 0.645 |  |  |  |  | FALSE | TRUE |  |  |  |  | #FF0070C0 | FA-NFPA 170 SPEAKER STROBE CEILING | 1 | FALSE | FALSE | FALSE | 2020 | [13 empty] | FALSE |  |  | C
NFPA 170 HORN STROBE |  |  | North | Eaton Wheelock |  | Horn/Strobe |  |  |  | Module | TRUE | ZNS-24MCWH-FR |  | Horn/Strobe, Wall mount 24 VDC, , red with easy snap base | 1 | 0 | 0.477 |  |  |  |  | FALSE | FALSE |  |  |  |  | #FF0070C0 | FA-NFPA 170 HORN STROBE | 1 | FALSE | FALSE | FALSE | 2012 | [13 empty] | FALSE
NFPA 170 HORN STROBE |  |  | North | Eaton Wheelock |  | Horn/Strobe |  |  |  | Module | TRUE | HS4-24MCW-FR | + | Horn Strobe, 24 VDC, red | 1 | 0 | 0.249 |  |  |  |  | FALSE | FALSE |  |  |  |  | #FF0070C0 | FA-NFPA 170 HORN STROBE | 1 | FALSE | FALSE | FALSE | 2012 | [13 empty] | FALSE
NFPA 170 HORN |  |  | North | Eaton Wheelock |  | Horn |  |  |  | Module | TRUE | LFHNKW3 |  | Horn Exceder Series, White, LED | 1 | [6 empty] | FALSE | FALSE |  |  |  |  | #FF0070C0 | FA-NFPA 170 HORN | 1 | FALSE | FALSE | FALSE | 2010 | [13 empty] | FALSE
NFPA 170 HORN STROBE |  |  | North | Eaton Wheelock |  | Horn/Strobe |  |  |  | Module | TRUE | CH70-24MCWH-FW |  | Chime Strobe, 24 VDC, Multi-Candela, , white | 1 | 0 | 0.667 |  |  |  |  | FALSE | FALSE |  |  |  |  | #FF0070C0 | FA-NFPA 170 HORN STROBE | 1 | FALSE | FALSE | FALSE | 2012 | [13 empty] | FALSE
NFPA 170 HORN STROBE CEILING |  |  | North | Eaton Wheelock |  | Horn/Strobe |  |  |  | Module | TRUE | MTWP-24MCCH-FW |  | NOTIFICATION, MULTI-TONE HORNSTROBE, WHITE, CEILING, 15CD, WP | 1 | 0 | 0.168 |  |  |  |  | FALSE | TRUE |  |  |  |  | #FF0070C0 | FA-NFPA 170 HORN STROBE CEILING | 1 | FALSE | FALSE | FALSE | 2013 | [13 empty] | FALSE |  |  | C¦WP
NFPA 170 SPEAKER CEILING |  |  | North | Eaton Wheelock |  | Speaker |  |  |  | Module | TRUE | ELSPKRC | + | CEILING SPEAKER, RED, FIRE | 1 | [6 empty] | TRUE | TRUE |  |  |  |  | #FF0070C0 | FA-NFPA 170 SPEAKER CEILING | 1 | FALSE | FALSE | FALSE | 2020
NFPA 170 HORN STROBE |  |  | North | Eaton Wheelock |  | Horn/Strobe |  |  |  | Module | TRUE | ELMTSR-N | ++ | WALL MULTI-TONE HORN STROBE, RED, NONE | 1 | [6 empty] | TRUE | [5 empty] | #FF0070C0 | FA-NFPA 170 HORN STROBE | 1 | FALSE | FALSE | FALSE | 2020
NFPA 170 SPEAKER STROBE |  |  | North | Eaton Wheelock |  | Speaker/Strobe |  |  |  | Module | TRUE | ET70-24MCW-FW |  | Speaker/Strobe, wall, 24 VDC, white, sel cd | 1 | 0 | 0.155 |  |  |  |  | FALSE | FALSE |  |  |  |  | #FF0070C0 | FA-NFPA 170 SPEAKER STROBE | 1 | FALSE | FALSE | FALSE | 2019 | [13 empty] | FALSE
NFPA 170 HORN STROBE |  |  | North | Eaton Wheelock |  | Horn/Strobe |  |  |  | Module | TRUE | ZNH-R | F | Horn, 24 Vdc, Red with easy snap base | 1 | [6 empty] | FALSE | FALSE |  |  |  |  | #FF0070C0 | FA-NFPA 170 HORN STROBE | 1 | FALSE | FALSE | FALSE | 2012 | [13 empty] | FALSE
NFPA 170 STROBE WALL |  |  | North | Eaton Wheelock |  | Strobe |  |  |  | Module | TRUE | XB4ULB8D2E3E06ANRN1R |  | Strobe, Red Lens, 21 Joules, 24 VDC, Red finish | 1 | 0 | 0 |  |  |  |  | FALSE | [5 empty] | #FF0070C0 | FA-NFPA 170 STROBE WALL | 1 | FALSE | FALSE | FALSE | 2023 | [13 empty] | FALSE |  |  | XP
NFPA 170 AMPLIFIER RACK |  |  | North | Eaton Wheelock |  | Amplifier |  |  |  | Assembly | TRUE | SPB-80/4 | ++ | 80 watt supervised audio power booster with 4 amps of supervised and synchronized strobe power (two 2 amp circuits), red enclosure | 1 | [6 empty] | FALSE |  |  |  | 21” H x 16” W x 6” D (wall mount |  | #FFFF0000 | FA-NFPA 170 AMPLIFIER RACK | 1 | FALSE | FALSE | FALSE | 211 | [8 empty] | 12 |  | 12 |  |  | TRUE
NFPA 170 HORN |  |  | North | Eaton Wheelock |  | Horn |  |  |  | Module | TRUE | ELFHNW-AL | + | WALL SOUNDER, WHITE, ALERT, LOW FREQ | 1 | [6 empty] | TRUE | [5 empty] | #FF0070C0 | FA-NFPA 170 HORN | 1 | FALSE | FALSE | FALSE | 2020 | [16 empty] | LF
NFPA 170 SPEAKER STROBE |  |  | North | Eaton Wheelock |  | Speaker/Strobe |  |  |  | Module | TRUE | E50-24MCW-FW |  | Speaker/Strobe, 24 VDC, Multi-Candela, 25/70 Vrms, white | 1 | 0 | 0.253 |  |  |  |  | FALSE | FALSE |  |  |  |  | #FF0070C0 | FA-NFPA 170 SPEAKER STROBE | 1 | FALSE | FALSE | FALSE | 2019 | [13 empty] | FALSE
NFPA 170 SPEAKER WALL |  |  | North | Eaton Wheelock |  | Speaker |  |  |  | Module | TRUE | ELSPKR-N | + | WALL SPEAKER, RED, NONE | 1 | [6 empty] | TRUE | [5 empty] | #FF0070C0 | FA-NFPA 170 SPEAKER WALL | 1 | FALSE | FALSE | FALSE | 2020
NFPA 170 HORN STROBE |  |  | North | Eaton Wheelock |  | Horn/Strobe |  |  |  | Module | TRUE | ELMTSR | ++ | WALL MULTI-TONE HORN STROBE, RED, FIRE | 1 | [6 empty] | TRUE | [5 empty] | #FF0070C0 | FA-NFPA 170 HORN STROBE | 1 | FALSE | FALSE | FALSE | 2020
NFPA 170 HORN STROBE CEILING |  |  | North | Eaton Wheelock |  | Horn/Strobe |  |  |  | Module | TRUE | ELMTSRC | ++ | CEILING MULTI-TONE HORN STROBE, RED, FIRE | 1 | [6 empty] | TRUE | TRUE |  |  |  |  | #FF0070C0 | FA-NFPA 170 HORN STROBE CEILING | 1 | FALSE | FALSE | FALSE | 2020 | [16 empty] | C
NFPA 170 STROBE WALL |  |  | North | Eaton Wheelock |  | Strobe |  |  |  | Module | TRUE | ELSTW | + | WALL STROBE, WHITE, FIRE | 1 | [6 empty] | TRUE | [5 empty] | #FF0070C0 | FA-NFPA 170 STROBE WALL | 1 | FALSE | FALSE | FALSE | 2020
NFPA 170 HORN STROBE |  |  | North | Eaton Wheelock |  | Horn/Strobe |  |  |  | Module | TRUE | EL3RHS-FR | ++ | WALL HORN STROBE, RED | 1 | [6 empty] | TRUE | [5 empty] | #FF0070C0 | FA-NFPA 170 HORN STROBE | 1 | FALSE | FALSE | FALSE | 2020
NFPA 170 HORN STROBE |  |  | North | Eaton Wheelock |  | Horn/Strobe |  |  |  | Module | TRUE | HS4-24MCWH-FR | + | Horn Strobe, 24 VDC, , red | 1 | 0 | 0.549 |  |  |  |  | FALSE | FALSE |  |  |  |  | #FF0070C0 | FA-NFPA 170 HORN STROBE | 1 | FALSE | FALSE | FALSE | 2012 | [13 empty] | FALSE
NFPA 170 SPEAKER CEILING |  |  | North | Eaton Wheelock |  | Speaker |  |  |  | Module | TRUE | LSPKC |  | CEILING SPEAKER | 1 | [6 empty] | TRUE | TRUE |  |  |  |  | #FF0070C0 | FA-NFPA 170 SPEAKER CEILING | 1 | FALSE | FALSE | FALSE | 2019 | [16 empty] | C
NFPA 170 HORN STROBE |  |  | North | Eaton Wheelock |  | Horn/Strobe |  |  |  | Module | TRUE | ELFHSR-CO | + | WALL SOUNDER STROBE, RED, CO, LOW FREQ | 1 | [6 empty] | TRUE | [5 empty] | #FF0070C0 | FA-NFPA 170 HORN STROBE | 1 | FALSE | FALSE | FALSE | 2020 | [16 empty] | LF
NFPA 170 HORN STROBE |  |  | North | Eaton Wheelock |  | Horn/Strobe |  |  |  | Module | TRUE | EL3RHS-FW | ++ | WALL HORN STROBE, WHITE | 1 | [6 empty] | TRUE | [5 empty] | #FF0070C0 | FA-NFPA 170 HORN STROBE | 1 | FALSE | FALSE | FALSE | 2020
|  |  | North | Eaton Wheelock |  | Cards & Components |  |  |  | Card | TRUE | SPB-160 Main Board | ++ | Main Board | 1 | 0.12 | 9 |  |  |  |  | TRUE | [5 empty] | #FFFFFFFF |  |  | FALSE | FALSE | FALSE | [14 empty] | FALSE
NFPA 170 SPEAKER STROBE |  |  | North | Eaton Wheelock |  | Speaker/Strobe |  |  |  | Module | TRUE | LSPSTR3-ALA |  | WALL SPEAKER STROBE, RED, ALERT, AMBER | 1 | [6 empty] | TRUE | [5 empty] | #FF0070C0 | FA-NFPA 170 SPEAKER STROBE | 1 | FALSE | FALSE | FALSE | 2020
NFPA 170 HORN STROBE CEILING |  |  | North | Eaton Wheelock |  | Horn/Strobe |  |  |  | Module | TRUE | MTWP-2475C-FW |  | NOTIFICATION, MULTI-TONE HORNSTROBE, WHITE, CEILING, 15CD, WP | 1 | 0 | 0.168 |  |  |  |  | FALSE | TRUE |  |  |  |  | #FF0070C0 | FA-NFPA 170 HORN STROBE CEILING | 1 | FALSE | FALSE | FALSE | 2013 | [13 empty] | FALSE |  |  | C¦WP
NFPA 170 STROBE CEILING |  |  | North | Eaton Wheelock |  | Strobe |  |  |  | Module | TRUE | ZRS-MCC-FW |  | Strobe, 24 VDC, white, Ceiling mount with easy snap base | 1 | 0 | 0.105 |  |  |  |  | FALSE | TRUE |  |  |  |  | #FF0070C0 | FA-NFPA 170 STROBE CEILING | 1 | FALSE | FALSE | FALSE | 2022 | [13 empty] | FALSE |  |  | C
NFPA 170 HORN STROBE |  |  | North | Eaton Wheelock |  | Horn/Strobe |  |  |  | Module | TRUE | NS-24W-FR |  | Horn Strobe, 24 VDC, , red | 1 | 0 | 0.174 |  |  |  |  | FALSE | FALSE |  |  |  |  | #FF0070C0 | FA-NFPA 170 HORN STROBE | 1 | FALSE | FALSE | FALSE | 2012 | [13 empty] | FALSE
NFPA 170 SPEAKER STROBE CEILING |  |  | North | Eaton Wheelock |  | Speaker/Strobe |  |  |  | Module | TRUE | E90-24MCCH-FR | + | Speaker/Strobe, 24 VDC, Multi-Candela, , 25/70 Vrms, red | 1 | 0 | 0.645 |  |  |  |  | FALSE | TRUE |  |  |  |  | #FF0070C0 | FA-NFPA 170 SPEAKER STROBE CEILING | 1 | FALSE | FALSE | FALSE | 2020 | [13 empty] | FALSE |  |  | C
NFPA 170 SPEAKER STROBE |  |  | North | Eaton Wheelock |  | Speaker/Strobe |  |  |  | Module | TRUE | LSPSTW3-NA |  | WALL SPEAKER STROBE, WHITE, NONE, AMBER | 1 | [6 empty] | TRUE | [5 empty] | #FF0070C0 | FA-NFPA 170 SPEAKER STROBE | 1 | FALSE | FALSE | FALSE | 2020
NFPA 170 HORN STROBE |  |  | North | Eaton Wheelock |  | Horn/Strobe |  |  |  | Module | TRUE | DB1/SM87HXB |  | Explosionproof Xenon 5J; Sounder up to 110dB(A), LM25 or stainless steel construction, red finish. | 1 | 0 | 0 |  |  |  |  | FALSE | [5 empty] | #FF0070C0 | FA-NFPA 170 HORN STROBE | 1 | FALSE | FALSE | FALSE | 2023 | [13 empty] | FALSE |  |  | XP
NFPA 170 STROBE CEILING |  |  | North | Eaton Wheelock |  | Strobe |  |  |  | Module | TRUE | RSSWP-24MCCH-FR |  | NOTIFICATION, STROBE, RED, CEILING, 115CD/177CD, WP | 1 | 0 | 0.3 |  |  |  |  | FALSE | TRUE |  |  |  |  | #FF0070C0 | FA-NFPA 170 STROBE CEILING | 1 | FALSE | FALSE | FALSE | 2022 | [13 empty] | FALSE |  |  | C¦WP
NFPA 170 HORN STROBE |  |  | North | Eaton Wheelock |  | Horn/Strobe |  |  |  | Module | TRUE | CH70-2415W-FR | ++ | Chime Strobe, 24 VDC, Red, 15cd | 1 | [6 empty] | FALSE | FALSE |  |  |  |  | #FF0070C0 | FA-NFPA 170 HORN STROBE | 1 | FALSE | FALSE | FALSE | 2012 | [13 empty] | FALSE
NFPA 170 HORN STROBE |  |  | North | Eaton Wheelock |  | Horn/Strobe |  |  |  | Module | TRUE | LFHSKW3-AL | + | Horn/Strobe Exceder Series, White, ALERT, LED, LF, 110cd | 1 | [6 empty] | FALSE | FALSE |  |  |  |  | #FF0070C0 | FA-NFPA 170 HORN STROBE | 1 | FALSE | FALSE | FALSE | 2012 | [13 empty] | FALSE
NFPA 170 SPEAKER WALL |  |  | North | Eaton Wheelock |  | Speaker |  |  |  | Module | TRUE | ELSPKW | + | WALL SPEAKER, WHITE, FIRE | 1 | [6 empty] | TRUE | [5 empty] | #FF0070C0 | FA-NFPA 170 SPEAKER WALL | 1 | FALSE | FALSE | FALSE | 2020
NFPA 170 BELL |  |  | North | Eaton Wheelock |  | Bell |  |  |  | Module | TRUE | GB10-120 |  | Bell 10" Housing, 24VDC | 1 | [6 empty] | FALSE | FALSE |  |  |  |  | #FFFF0000 | FA-NFPA 170 BELL | 1 | FALSE | FALSE | FALSE | 2000 | [13 empty] | FALSE
NFPA 170 SPEAKER STROBE |  |  | North | Eaton Wheelock |  | Speaker/Strobe |  |  |  | Module | TRUE | E90-24MCWH-FR | + | Speaker/Strobe, 24 VDC, Multi-Candela, , 25/70 Vrms, red | 1 | 0 | 0.42 |  |  |  |  | FALSE | FALSE |  |  |  |  | #FF0070C0 | FA-NFPA 170 SPEAKER STROBE | 1 | FALSE | FALSE | FALSE | 2019 | [13 empty] | FALSE
NFPA 170 HORN STROBE CEILING |  |  | North | Eaton Wheelock |  | Horn/Strobe |  |  |  | Module | TRUE | ZNS-24MCC-FW |  | Horn/Strobe, Ceiling mount 24 VDC, white with easy snap base | 1 | 0 | 0.082 |  |  |  |  | FALSE | TRUE |  |  |  |  | #FF0070C0 | FA-NFPA 170 HORN STROBE CEILING | 1 | FALSE | FALSE | FALSE | 2013 | [13 empty] | FALSE |  |  | C
NFPA 170 HORN STROBE |  |  | North | Eaton Wheelock |  | Horn/Strobe |  |  |  | Module | TRUE | EL4XSPSTA-NW | ++ | Outdoor speaker/strobe, amber, white, none | 1 | [6 empty] | TRUE | [5 empty] | #FF0070C0 | FA-NFPA 170 HORN STROBE | 1 | FALSE | FALSE | FALSE | 2020 | [16 empty] | WP
NFPA 170 HORN STROBE |  |  | North | Eaton Wheelock |  | Horn/Strobe |  |  |  | Module | TRUE | EL3RMTST-FW | ++ | WALL HORN STROBE, WHITE, WP | 1 | [6 empty] | TRUE | [5 empty] | #FF0070C0 | FA-NFPA 170 HORN STROBE | 1 | FALSE | FALSE | FALSE | 2020 | [16 empty] | WP
NFPA 170 STROBE WALL |  |  | North | Eaton Wheelock |  | Strobe |  |  |  | Module | TRUE | RSSP-2475W-FR | ++ | Strobe, 24 Vdc, Red, 75cd | 1 | 0 | 0.347 |  |  |  |  | FALSE | FALSE |  |  |  |  | #FF0070C0 | FA-NFPA 170 STROBE WALL | 1 | FALSE | FALSE | FALSE | 2022 | [13 empty] | FALSE
NFPA 170 HORN STROBE |  |  | North | Eaton Wheelock |  | Horn/Strobe |  |  |  | Module | TRUE | HS4-24MCW-FW | + | Horn Strobe, 24 VDC, white | 1 | 0 | 0.249 |  |  |  |  | FALSE | FALSE |  |  |  |  | #FF0070C0 | FA-NFPA 170 HORN STROBE | 1 | FALSE | FALSE | FALSE | 2012 | [13 empty] | FALSE
NFPA 170 HORN |  |  | North | Eaton Wheelock |  | Horn |  |  |  | Module | TRUE | EL4XMT-NR | ++ | WALL HORN, RED, WP | 1 | [6 empty] | TRUE | [5 empty] | #FF0070C0 | FA-NFPA 170 HORN | 1 | FALSE | FALSE | FALSE | 2020 | [16 empty] | WP
|  |  | North | Eaton Wheelock |  | Cards & Components |  |  |  | Card | TRUE | PS-EXP | + | 4 class B or 2 class A expansion module | 1 | [6 empty] | TRUE | FALSE |  |  |  |  | #FFFFFFFF |  |  | FALSE | FALSE | FALSE | [14 empty] | FALSE
NFPA 170 HORN |  |  | North | Eaton Wheelock |  | Horn |  |  |  | Module | TRUE | HS-12/24-R |  | Horn, 24 VDC, red | 1 | [6 empty] | FALSE | FALSE |  |  |  |  | #FF0070C0 | FA-NFPA 170 HORN | 1 | FALSE | FALSE | FALSE | 2010 | [13 empty] | FALSE
NFPA 170 STROBE CEILING |  |  | North | Eaton Wheelock |  | Strobe |  |  |  | Module | TRUE | LSTRC3-AL |  | CEILING STROBE "ALERT" MARKING | 1 | [6 empty] | TRUE | TRUE |  |  |  |  | #FF0070C0 | FA-NFPA 170 STROBE CEILING | 1 | FALSE | FALSE | FALSE | 2022
NFPA 170 HORN STROBE CEILING |  |  | North | Eaton Wheelock |  | Horn/Strobe |  |  |  | Module | TRUE | NS-24MCC-FW |  | Horn Strobe ceiling, 24 VDC, , white | 1 | 0 | 0.411 |  |  |  |  | FALSE | TRUE |  |  |  |  | #FF0070C0 | FA-NFPA 170 HORN STROBE CEILING | 1 | FALSE | FALSE | FALSE | 2013 | [13 empty] | FALSE |  |  | C
NFPA 170 HORN STROBE |  |  | North | Eaton Wheelock |  | Horn/Strobe |  |  |  | Module | TRUE | AS-24MCW-FW |  | Horn Strobe, 24 volt, white, Selectable, | 1 | 0 | 0.382 |  |  |  |  | FALSE | FALSE |  |  |  |  | #FF0070C0 | FA-NFPA 170 HORN STROBE | 1 | FALSE | FALSE | FALSE | 2012 | [13 empty] | FALSE
NFPA 170 REMOTE VOICE EVACUATION MICROPHONE |  |  | North | Eaton Wheelock |  | Remote Microphone |  |  |  | Module | TRUE | SPRM | ++ | Remote Microphone for use with the SAFEPATH Family | 1 | 0.023 | 0.03 | [10 empty] | #FFFF0000 | FA-NFPA 170 REMOTE VOICE EVACUATION MICROPHONE | 1 | FALSE | FALSE | FALSE | 265
NFPA 170 STROBE CEILING |  |  | North | Eaton Wheelock |  | Strobe |  |  |  | Module | TRUE | ELSTRC-ALB | + | CEILING STROBE, RED, ALERT, BLUE | 1 | [6 empty] | TRUE | TRUE |  |  |  |  | #FF0070C0 | FA-NFPA 170 STROBE CEILING | 1 | FALSE | FALSE | FALSE | 2020 | [16 empty] | C
NFPA 170 SPEAKER WALL |  |  | North | Eaton Wheelock |  | Speaker |  |  |  | Module | TRUE | SA-S70-W | + | Speaker, High Efficiency 1 watt, Wall mount white | 1 | [6 empty] | FALSE | FALSE |  |  |  |  | #FF0070C0 | FA-NFPA 170 SPEAKER WALL | 1 | FALSE | FALSE | FALSE | 2021 | [13 empty] | FALSE
NFPA 170 HORN STROBE |  |  | North | Eaton Wheelock |  | Horn/Strobe |  |  |  | Module | TRUE | LFHSKR3 | + | Horn/Strobe Exceder Series, Red, FIRE, LED, LF, 110cd | 1 | [6 empty] | FALSE | FALSE |  |  |  |  | #FF0070C0 | FA-NFPA 170 HORN STROBE | 1 | FALSE | FALSE | FALSE | 2012 | [13 empty] | FALSE
NFPA 170 STROBE WALL |  |  | North | Eaton Wheelock |  | Strobe |  |  |  | Module | TRUE | ELSTR | + | WALL STROBE, RED, FIRE | 1 | [6 empty] | TRUE | [5 empty] | #FF0070C0 | FA-NFPA 170 STROBE WALL | 1 | FALSE | FALSE | FALSE | 2020
NFPA 170 STROBE WALL |  |  | North | Eaton Wheelock |  | Strobe |  |  |  | Module | TRUE | EL3RST-FR | ++ | WALL STROBE, RED, FIRE | 1 | [6 empty] | TRUE | [5 empty] | #FF0070C0 | FA-NFPA 170 STROBE WALL | 1 | FALSE | FALSE | FALSE | 2020
NFPA 170 HORN STROBE |  |  | North | Eaton Wheelock |  | Horn/Strobe |  |  |  | Module | TRUE | EL4XSPST-FW | ++ | Outdoor speaker/strobe, clear, white, fire | 1 | [6 empty] | TRUE | [5 empty] | #FF0070C0 | FA-NFPA 170 HORN STROBE | 1 | FALSE | FALSE | FALSE | 2020 | [16 empty] | WP
NFPA 170 SPEAKER STROBE CEILING |  |  | North | Eaton Wheelock |  | Speaker/Strobe |  |  |  | Module | TRUE | ET70WP-24177C-FR |  | Speaker/Strobe, ceiling, 24 VDC, 177CD, WP, red | 1 | 0 | 0.155 |  |  |  |  | FALSE | TRUE |  |  |  |  | #FF0070C0 | FA-NFPA 170 SPEAKER STROBE CEILING | 1 | FALSE | FALSE | FALSE | 2020 | [13 empty] | FALSE |  |  | WP
NFPA 170 HORN STROBE CEILING |  |  | North | Eaton Wheelock |  | Horn/Strobe |  |  |  | Module | TRUE | EL4XMTST-FR | ++ | CEILING HORN STROBE, RED, WP | 1 | [6 empty] | TRUE | TRUE |  |  |  |  | #FF0070C0 | FA-NFPA 170 HORN STROBE CEILING | 1 | FALSE | FALSE | FALSE | 2020 | [16 empty] | C, WP
NFPA 170 SPEAKER STROBE |  |  | North | Eaton Wheelock |  | Speaker/Strobe |  |  |  | Module | TRUE | ET70-24MCWH-FR |  | Speaker/Strobe, 24 VDC, Multi-Candela, , 25/70 Vrms, red | 1 | 0 | 0.645 |  |  |  |  | FALSE | FALSE |  |  |  |  | #FF0070C0 | FA-NFPA 170 SPEAKER STROBE | 1 | FALSE | FALSE | FALSE | 2019 | [13 empty] | FALSE
NFPA 170 HORN CEILING |  |  | North | Eaton Wheelock |  | Horn |  |  |  | Module | TRUE | ELFHNRC-AL | + | CEILING SOUNDER, RED, ALERT, LOW FREQ | 1 | [6 empty] | TRUE | TRUE |  |  |  |  | #FF0070C0 | FA-NFPA 170 HORN CEILING | 1 | FALSE | FALSE | FALSE | 2020 | [16 empty] | LF
NFPA 170 HORN STROBE |  |  | North | Eaton Wheelock |  | Horn/Strobe |  |  |  | Module | TRUE | HSW | ++ | Horn, Strobe, White | 1 | [6 empty] | FALSE | FALSE |  |  |  |  | #FF0070C0 | FA-NFPA 170 HORN STROBE | 1 | FALSE | FALSE | FALSE | 2012 | [13 empty] | FALSE
NFPA 170 HORN CEILING |  |  | North | Eaton Wheelock |  | Horn |  |  |  | Module | TRUE | EL4XMT-NW | ++ | CEILING HORN, WHITE, WP | 1 | [6 empty] | TRUE | TRUE |  |  |  |  | #FF0070C0 | FA-NFPA 170 HORN CEILING | 1 | FALSE | FALSE | FALSE | 2020 | [16 empty] | C, WP
NFPA 170 SPEAKER STROBE CEILING |  |  | North | Eaton Wheelock |  | Speaker/Strobe |  |  |  | Module | TRUE | E60-24MCCH-FR |  | Speaker/Strobe, 24 VDC, Multi-Candela, , 25/70 Vrms, red | 1 | 0 | 0.455 |  |  |  |  | FALSE | TRUE |  |  |  |  | #FF0070C0 | FA-NFPA 170 SPEAKER STROBE CEILING | 1 | FALSE | FALSE | FALSE | 2020 | [13 empty] | FALSE |  |  | C
NFPA 170 HORN STROBE CEILING |  |  | North | Eaton Wheelock |  | Horn/Strobe |  |  |  | Module | TRUE | MTWP-2475C-FR |  | NOTIFICATION, MULTI-TONE HORNSTROBE, RED, CEILING, 15CD, WP | 1 | 0 | 0.168 |  |  |  |  | FALSE | TRUE |  |  |  |  | #FF0070C0 | FA-NFPA 170 HORN STROBE CEILING | 1 | FALSE | FALSE | FALSE | 2013 | [13 empty] | FALSE |  |  | C¦WP
NFPA 170 STROBE WALL |  |  | North | Eaton Wheelock |  | Strobe |  |  |  | Module | TRUE | RSSWP-24MCWH-FR |  | NOTIFICATION, STROBE, RED, WALL, 135CD/185CD, WP | 1 | 0 | 0.42 |  |  |  |  | FALSE | FALSE |  |  |  |  | #FF0070C0 | FA-NFPA 170 STROBE WALL | 1 | FALSE | FALSE | FALSE | 2023 | [13 empty] | FALSE |  |  | WP
NFPA 170 SPEAKER CEILING |  |  | North | Eaton Wheelock |  | Speaker |  |  |  | Module | TRUE | LSPKRC |  | CEILING SPEAKER | 1 | [6 empty] | TRUE | TRUE |  |  |  |  | #FF0070C0 | FA-NFPA 170 SPEAKER CEILING | 1 | FALSE | FALSE | FALSE | 2019 | [16 empty] | C
NFPA 170 HORN |  |  | North | Eaton Wheelock |  | Horn |  |  |  | Module | TRUE | HNR | ++ | Horn, Red | 1 | [6 empty] | FALSE | FALSE |  |  |  |  | #FF0070C0 | FA-NFPA 170 HORN | 1 | FALSE | FALSE | FALSE | 2010 | [13 empty] | FALSE
NFPA 170 STROBE WALL |  |  | North | Eaton Wheelock |  | Strobe |  |  |  | Module | TRUE | ELSTR-NB | + | WALL STROBE, RED, NONE, BLUE | 1 | [6 empty] | TRUE | [5 empty] | #FF0070C0 | FA-NFPA 170 STROBE WALL | 1 | FALSE | FALSE | FALSE | 2020
NFPA 170 SPEAKER WALL |  |  | North | Eaton Wheelock |  | Speaker |  |  |  | Module | TRUE | EL4XSPK-NR | ++ | Outdoor speaker, red | 1 | [6 empty] | TRUE | [5 empty] | #FF0070C0 | FA-NFPA 170 SPEAKER WALL | 1 | FALSE | FALSE | FALSE | 2020 | [16 empty] | WP
NFPA 170 HORN STROBE |  |  | North | Eaton Wheelock |  | Horn/Strobe |  |  |  | Module | TRUE | ELHSW | + | WALL HORN STROBE, WHITE, FIRE | 1 | [6 empty] | TRUE | [5 empty] | #FF0070C0 | FA-NFPA 170 HORN STROBE | 1 | FALSE | FALSE | FALSE | 2020
NFPA 170 NOTIFICATION CIRCUIT EXTENDER PANEL | RISER NAC |  | North | Eaton Wheelock |  | Notification Circuit Extender Panel |  |  |  | Assembly | TRUE | PS-8-LP | + | 8 amp power supply, red enclosure, 120V | 1 | [6 empty] | FALSE | FALSE |  |  |  |  | #FFFF0000 | FA-NFPA 170 NOTIFICATION CIRCUIT EXTENDER PANEL | 1 | FALSE | FALSE | FALSE | 212 | [8 empty] | 7 |  |  | 8 |  | TRUE
NFPA 170 STROBE WALL |  |  | North | Eaton Wheelock |  | Strobe |  |  |  | Module | TRUE | RSSWP-2475W-FR | ++ | NOTIFICATION, STROBE, RED, WALL, WP | 1 | 0 | 0.138 |  |  |  |  | FALSE | FALSE |  |  |  |  | #FF0070C0 | FA-NFPA 170 STROBE WALL | 1 | FALSE | FALSE | FALSE | 2023 | [13 empty] | FALSE |  |  | WP
NFPA 170 STROBE CEILING |  |  | North | Eaton Wheelock |  | Strobe |  |  |  | Module | TRUE | EL3RST-FR | ++ | CEILING STROBE, RED, FIRE | 1 | [6 empty] | TRUE | TRUE |  |  |  |  | #FF0070C0 | FA-NFPA 170 STROBE CEILING | 1 | FALSE | FALSE | FALSE | 2020 | [16 empty] | C
NFPA 170 SPEAKER STROBE |  |  | North | Eaton Wheelock |  | Speaker/Strobe |  |  |  | Module | TRUE | ELSPSTW-N | + | WALL SPEAKER STROBE, WHITE, NONE | 1 | [6 empty] | TRUE | [5 empty] | #FF0070C0 | FA-NFPA 170 SPEAKER STROBE | 1 | FALSE | FALSE | FALSE | 2020
NFPA 170 HORN STROBE |  |  | North | Eaton Wheelock |  | Horn/Strobe |  |  |  | Module | TRUE | CH90-24-R | F | Chime, 24 VDC, Red | 1 | [6 empty] | FALSE | FALSE |  |  |  |  | #FF0070C0 | FA-NFPA 170 HORN STROBE | 1 | FALSE | FALSE | FALSE | 2012 | [13 empty] | FALSE
NFPA 170 HORN STROBE |  |  | North | Eaton Wheelock |  | Horn/Strobe |  |  |  | Module | TRUE | MT-24MCW-FW |  | Horn Strobe Multi-Candela, white | 1 | 0 | 0.253 |  |  |  |  | FALSE | FALSE |  |  |  |  | #FF0070C0 | FA-NFPA 170 HORN STROBE | 1 | FALSE | FALSE | FALSE | 2012 | [13 empty] | FALSE
NFPA 170 AMPLIFIER RACK |  |  | North | Eaton Wheelock |  | Amplifier |  |  |  | Assembly | TRUE | SPB-160 | ++ | 160 watt supervised audio power booster (two 80 watt circuits), red enclosure | 1 | [6 empty] | FALSE |  |  |  | 21” H x 16” W x 6” D (wall mount |  | #FFFF0000 | FA-NFPA 170 AMPLIFIER RACK | 1 | FALSE | FALSE | FALSE | 211 | [8 empty] | 12 |  | 12 |  |  | TRUE
NFPA 170 HORN STROBE CEILING |  |  | North | Eaton Wheelock |  | Horn/Strobe |  |  |  | Module | TRUE | ELHSWC | + | CEILING HORN STROBE, WHITE, FIRE | 1 | [6 empty] | TRUE | TRUE |  |  |  |  | #FF0070C0 | FA-NFPA 170 HORN STROBE CEILING | 1 | FALSE | FALSE | FALSE | 2020 | [16 empty] | C
NFPA 170 HORN STROBE |  |  | North | Eaton Wheelock |  | Horn/Strobe |  |  |  | Module | TRUE | LFHSHW3-CO | + | Horn/Strobe Exceder Series, White, CO, LED, LF, 177cd | 1 | [6 empty] | FALSE | [5 empty] | #FF0070C0 | FA-NFPA 170 HORN STROBE | 1 | FALSE | FALSE | FALSE | 2012 | [13 empty] | FALSE
NFPA 170 HORN STROBE CEILING |  |  | North | Eaton Wheelock |  | Horn/Strobe |  |  |  | Module | TRUE | HSRC | ++ | Horn, Strobe, Red, Ceiling Mount | 1 | [6 empty] | FALSE | TRUE |  |  |  |  | #FF0070C0 | FA-NFPA 170 HORN STROBE CEILING | 1 | FALSE | FALSE | FALSE | 2013 | [13 empty] | FALSE |  |  | C
NFPA 170 HORN STROBE CEILING |  |  | North | Eaton Wheelock |  | Horn/Strobe |  |  |  | Module | TRUE | EL3RHS-FR | ++ | CEILING HORN STROBE, RED | 1 | [6 empty] | TRUE | TRUE |  |  |  |  | #FF0070C0 | FA-NFPA 170 HORN STROBE CEILING | 1 | FALSE | FALSE | FALSE | 2020 | [16 empty] | C
NFPA 170 STROBE WALL |  |  | North | Eaton Wheelock |  | Strobe |  |  |  | Module | TRUE | EL3RST-FW | ++ | WALL STROBE, WHITE, FIRE | 1 | [6 empty] | TRUE | [5 empty] | #FF0070C0 | FA-NFPA 170 STROBE WALL | 1 | FALSE | FALSE | FALSE | 2020
NFPA 170 HORN STROBE |  |  | North | Eaton Wheelock |  | Horn/Strobe |  |  |  | Module | TRUE | EL4XSPST-FR | ++ | Outdoor speaker/strobe, clear, red, fire | 1 | [6 empty] | TRUE | [5 empty] | #FF0070C0 | FA-NFPA 170 HORN STROBE | 1 | FALSE | FALSE | FALSE | 2020 | [16 empty] | WP
NFPA 170 SPEAKER WALL |  |  | North | Eaton Wheelock |  | Speaker |  |  |  | Module | TRUE | ET-1010-W w/WBB-W | + | Speaker, 25 or 70.7 Vrms, 1/8 to 8 watts w/Backbox WP | 1 | [6 empty] | FALSE | FALSE |  |  |  |  | #FF0070C0 | FA-NFPA 170 SPEAKER WALL | 1 | FALSE | FALSE | FALSE | 2021 | [13 empty] | FALSE |  |  | WP
NFPA 170 STROBE CEILING |  |  | North | Eaton Wheelock |  | Strobe |  |  |  | Module | TRUE | ELSTWC-NA | + | CEILING STROBE, WHITE, NONE, AMBER | 1 | [6 empty] | TRUE | TRUE |  |  |  |  | #FF0070C0 | FA-NFPA 170 STROBE CEILING | 1 | FALSE | FALSE | FALSE | 2020 | [16 empty] | C
NFPA 170 SPEAKER STROBE CEILING |  |  | North | Eaton Wheelock |  | Speaker/Strobe |  |  |  | Module | TRUE | ET70WP-2475C-FW |  | Speaker/Strobe, ceiling, 24 VDC, WP, white | 1 | 0 | 0.155 |  |  |  |  | FALSE | TRUE |  |  |  |  | #FF0070C0 | FA-NFPA 170 SPEAKER STROBE CEILING | 1 | FALSE | FALSE | FALSE | 2020 | [13 empty] | FALSE |  |  | WP
NFPA 170 HORN STROBE |  |  | North | Eaton Wheelock |  | Horn/Strobe |  |  |  | Module | TRUE | ELFHSW | + | WALL SOUNDER STROBE, WHITE, FIRE, LOW FREQ | 1 | [6 empty] | TRUE | [5 empty] | #FF0070C0 | FA-NFPA 170 HORN STROBE | 1 | FALSE | FALSE | FALSE | 2020 | [16 empty] | LF
NFPA 170 HORN STROBE CEILING |  |  | North | Eaton Wheelock |  | Horn/Strobe |  |  |  | Module | TRUE | ASWP-2475C-FW |  | NOTIFICATION, HORNSTROBE, WHITE, CEILING, 15CD, WP | 1 | 0 | 0.168 |  |  |  |  | FALSE | TRUE |  |  |  |  | #FF0070C0 | FA-NFPA 170 HORN STROBE CEILING | 1 | FALSE | FALSE | FALSE | 2013 | [13 empty] | FALSE |  |  | C¦WP
NFPA 170 SPEAKER STROBE |  |  | North | Eaton Wheelock |  | Speaker/Strobe |  |  |  | Module | TRUE | E50-24W-FW |  | Speaker/Strobe, 24 VDC, , 25/70 Vrms, white | 1 | 0 | 0.145 |  |  |  |  | FALSE | FALSE |  |  |  |  | #FF0070C0 | FA-NFPA 170 SPEAKER STROBE | 1 | FALSE | FALSE | FALSE | 2019 | [13 empty] | FALSE
NFPA 170 HORN STROBE |  |  | North | Eaton Wheelock |  | Horn/Strobe |  |  |  | Module | TRUE | LLFHSR | F | NOTIFICATION, HORNSTROBE, WALL, RED, 520HZ | 1 | 0 | 0.292 |  |  |  |  | FALSE | FALSE |  |  |  |  | #FF0070C0 | FA-NFPA 170 HORN STROBE | 1 | FALSE | FALSE | FALSE | 2012 | [13 empty] | FALSE
NFPA 170 HORN STROBE |  |  | North | Eaton Wheelock |  | Horn/Strobe |  |  |  | Module | TRUE | EL3RSPSTA-NW | ++ | Outdoor speaker/strobe, amber, white, none | 1 | [6 empty] | TRUE | [5 empty] | #FF0070C0 | FA-NFPA 170 HORN STROBE | 1 | FALSE | FALSE | FALSE | 2020 | [16 empty] | WP
NFPA 170 HORN |  |  | North | Eaton Wheelock |  | Horn |  |  |  | Module | TRUE | HS-24-W |  | Horn, 24 VDC, white | 1 | 0 | 0.094 |  |  |  |  | FALSE | FALSE |  |  |  |  | #FF0070C0 | FA-NFPA 170 HORN | 1 | FALSE | FALSE | FALSE | 2010 | [13 empty] | FALSE
|  |  | North | Eaton Wheelock |  | Hardware |  |  |  | Hardware | TRUE | IOB-W |  | Weatherproof backbox | 1 | [6 empty] | TRUE | [5 empty] | #FFFFFFFF |  |  | FALSE | FALSE | FALSE
|  |  | North | Eaton Wheelock |  | Cards & Components |  |  |  | Card | TRUE | SPRM-GP |  | Description2 | 1 | [6 empty] | TRUE | [5 empty] | #FFFFFFFF |  |  | FALSE | FALSE | FALSE | [14 empty] | FALSE
NFPA 170 STROBE WALL |  |  | North | Eaton Wheelock |  | Strobe |  |  |  | Module | TRUE | XB4ULB8D2E3E06ANCN1R |  | Strobe, Clear Lens, 21 Joules, 24 VDC, Red finish | 1 | 0 | 0 |  |  |  |  | FALSE | [5 empty] | #FF0070C0 | FA-NFPA 170 STROBE WALL | 1 | FALSE | FALSE | FALSE | 2023 | [13 empty] | FALSE |  |  | XP
NFPA 170 SPEAKER STROBE |  |  | North | Eaton Wheelock |  | Speaker/Strobe |  |  |  | Module | TRUE | E70-24W-FR |  | Speaker/Strobe, 24 VDC, , 25/70 Vrms | 1 | 0 | 0.145 |  |  |  |  | FALSE | FALSE |  |  |  |  | #FF0070C0 | FA-NFPA 170 SPEAKER STROBE | 1 | FALSE | FALSE | FALSE | 2019 | [13 empty] | FALSE
NFPA 170 STROBE WALL |  |  | North | Eaton Wheelock |  | Strobe |  |  |  | Module | TRUE | WS3T-24 | F | NOTIFICATION, STROBE, WALL, RED | 1 | [6 empty] | FALSE | FALSE |  |  |  |  | #FF0070C0 | FA-NFPA 170 STROBE WALL | 1 | FALSE | FALSE | FALSE | 2023 | [13 empty] | FALSE
EQUIPMENT ENCLOSURE |  |  | North | Eaton Wheelock |  | Enclosure |  |  |  | Module | TRUE | SP4-RMX | ++ |   Remote Microphone Expansion Module In Enclosure | 1 | 0.052 | 0.062 |  |  |  |  | TRUE | [5 empty] | #FFFF0000 | FA-EQUIPMENT ENCLOSURE | 1 | FALSE | FALSE | FALSE | [14 empty] | FALSE
NFPA 170 SPEAKER WALL |  |  | North | Eaton Wheelock |  | Speaker |  |  |  | Module | TRUE | DB4BULG825N2CBR |  | Explosion Proof Loudspeaker, 25v, Red Finish | 1 | [6 empty] | FALSE | [5 empty] | #FF0070C0 | FA-NFPA 170 SPEAKER WALL | 1 | FALSE | FALSE | FALSE | 2021 | [13 empty] | FALSE |  |  | XP
NFPA 170 STROBE CEILING |  |  | North | Eaton Wheelock |  | Strobe |  |  |  | Module | TRUE | RSSWP-2475C-FR | ++ | NOTIFICATION, STROBE, RED, CEILING, WP | 1 | 0 | 0.138 |  |  |  |  | FALSE | TRUE |  |  |  |  | #FF0070C0 | FA-NFPA 170 STROBE CEILING | 1 | FALSE | FALSE | FALSE | 2022 | [13 empty] | FALSE |  |  | C¦WP
NFPA 170 HORN |  |  | North | Eaton Wheelock |  | Horn |  |  |  | Module | TRUE | ELHNW | + | WALL HORN, WHITE, NONE | 1 | [6 empty] | TRUE | [5 empty] | #FF0070C0 | FA-NFPA 170 HORN | 1 | FALSE | FALSE | FALSE | 2020
NFPA 170 SPEAKER STROBE |  |  | North | Eaton Wheelock |  | Speaker/Strobe |  |  |  | Module | TRUE | E60-24MCWH-FR |  | Speaker/Strobe, 24 VDC, Multi-Candela, , 25/70 Vrms, red | 1 | 0 | 0.455 |  |  |  |  | FALSE | FALSE |  |  |  |  | #FF0070C0 | FA-NFPA 170 SPEAKER STROBE | 1 | FALSE | FALSE | FALSE | 2019 | [13 empty] | FALSE
NFPA 170 HORN STROBE |  |  | North | Eaton Wheelock |  | Horn/Strobe |  |  |  | Module | TRUE | STH-S |  | Loud Speaker, 1 to 15 watt, 25/70 Vrms | 1 | [6 empty] | FALSE | FALSE |  |  |  |  | #FF0070C0 | FA-NFPA 170 HORN STROBE | 1 | FALSE | FALSE | FALSE | 2012 | [13 empty] | FALSE
NFPA 170 HORN STROBE CEILING |  |  | North | Eaton Wheelock |  | Horn/Strobe |  |  |  | Module | TRUE | HSWC0 | F | Horn/Strobe Ceiling, Exceder Series, White | 1 | [6 empty] | FALSE | TRUE |  |  |  |  | #FF0070C0 | FA-NFPA 170 HORN STROBE CEILING | 1 | FALSE | FALSE | FALSE | 2013 | [13 empty] | FALSE |  |  | C
NFPA 170 HORN STROBE |  |  | North | Eaton Wheelock |  | Horn/Strobe |  |  |  | Module | TRUE | LFHSHW3 |  | Horn/Strobe Exceder Series, White, FIRE, LED, LF, 177cd | 1 | [6 empty] | FALSE | [5 empty] | #FF0070C0 | FA-NFPA 170 HORN STROBE | 1 | FALSE | FALSE | FALSE | 2012 | [13 empty] | FALSE
NFPA 170 SPEAKER WALL |  |  | North | Eaton Wheelock |  | Speaker |  |  |  | Module | TRUE | STH-15SR |  | Loud Speaker, 1 to 15 watt, 25/70 Vrms, Red | 1 | [6 empty] | FALSE | FALSE |  |  |  |  | #FF0070C0 | FA-NFPA 170 SPEAKER WALL | 1 | FALSE | FALSE | FALSE | 2021 | [13 empty] | FALSE
NFPA 170 HORN STROBE |  |  | North | Eaton Wheelock |  | Horn/Strobe |  |  |  | Module | TRUE | EL4XMTST-FR | ++ | WALL HORN STROBE, RED, WP | 1 | [6 empty] | TRUE | [5 empty] | #FF0070C0 | FA-NFPA 170 HORN STROBE | 1 | FALSE | FALSE | FALSE | 2020 | [16 empty] | WP
NFPA 170 STROBE WALL |  |  | North | Eaton Wheelock |  | Strobe |  |  |  | Module | TRUE | ELSTW-A | + | WALL STROBE, WHITE, AGENT | 1 | [6 empty] | TRUE | [5 empty] | #FF0070C0 | FA-NFPA 170 STROBE WALL | 1 | FALSE | FALSE | FALSE | 2020
NFPA 170 SPEAKER STROBE CEILING |  |  | North | Eaton Wheelock |  | Speaker/Strobe |  |  |  | Module | TRUE | E60-24MCC-FR |  | Speaker/Strobe, 24 VDC, Multi-Candela, , 25/70 Vrms, red | 1 | 0 | 0.375 |  |  |  |  | FALSE | TRUE |  |  |  |  | #FF0070C0 | FA-NFPA 170 SPEAKER STROBE CEILING | 1 | FALSE | FALSE | FALSE | 2020 | [13 empty] | FALSE |  |  | C
NFPA 170 SPEAKER STROBE |  |  | North | Eaton Wheelock |  | Speaker/Strobe |  |  |  | Module | TRUE | LSPSTW3 |  | WALL SPEAKER STROBE, WHITE, FIRE | 1 | [6 empty] | TRUE | [5 empty] | #FF0070C0 | FA-NFPA 170 SPEAKER STROBE | 1 | FALSE | FALSE | FALSE | 2020
NFPA 170 HORN STROBE |  |  | North | Eaton Wheelock |  | Horn/Strobe |  |  |  | Module | TRUE | ELFHSR | + | WALL SOUNDER STROBE, RED, FIRE, LOW FREQ | 1 | [6 empty] | TRUE | [5 empty] | #FF0070C0 | FA-NFPA 170 HORN STROBE | 1 | FALSE | FALSE | FALSE | 2020 | [16 empty] | LF
NFPA 170 HORN STROBE CEILING |  |  | North | Eaton Wheelock |  | Horn/Strobe |  |  |  | Module | TRUE | HSWC | ++ | Horn, Strobe, White, Ceiling Mount | 1 | [6 empty] | FALSE | TRUE |  |  |  |  | #FF0070C0 | FA-NFPA 170 HORN STROBE CEILING | 1 | FALSE | FALSE | FALSE | 2013 | [13 empty] | FALSE |  |  | C
NFPA 170 HORN STROBE |  |  | North | Eaton Wheelock |  | Horn/Strobe |  |  |  | Module | TRUE | LHSR3 |  | HRN/ST,WALL,RED,FIRE | 1 | [6 empty] | FALSE | [5 empty] | #FF0070C0 | FA-NFPA 170 HORN STROBE | 1 | FALSE | FALSE | FALSE | 2012 | [13 empty] | FALSE
NFPA 170 HORN STROBE CEILING |  |  | North | Eaton Wheelock |  | Horn/Strobe |  |  |  | Module | TRUE | CH90-24MCCH-FW |  | Chime Strobe, 24 VDC, Multi-Candela, , white | 1 | 0 | 0.477 |  |  |  |  | FALSE | TRUE |  |  |  |  | #FF0070C0 | FA-NFPA 170 HORN STROBE CEILING | 1 | FALSE | FALSE | FALSE | 2013 | [13 empty] | FALSE |  |  | C
NFPA 170 HORN CEILING |  |  | North | Eaton Wheelock |  | Horn |  |  |  | Module | TRUE | ELHNRC | + | CEILING HORN, RED, NONE | 1 | [6 empty] | TRUE | TRUE |  |  |  |  | #FF0070C0 | FA-NFPA 170 HORN CEILING | 1 | FALSE | FALSE | FALSE | 2020 | [16 empty] | C
NFPA 170 STROBE CEILING |  |  | North | Eaton Wheelock |  | Strobe |  |  |  | Module | TRUE | EL3RST-FW | ++ | CEILING STROBE, WHITE, FIRE | 1 | [6 empty] | TRUE | TRUE |  |  |  |  | #FF0070C0 | FA-NFPA 170 STROBE CEILING | 1 | FALSE | FALSE | FALSE | 2020 | [16 empty] | C
NFPA 170 STROBE WALL |  |  | North | Eaton Wheelock |  | Strobe |  |  |  | Module | TRUE | RSSP-24MCWH-FR |  | Strobe Plate, 24 Vdc, red, selectable, | 1 | 0 | 0.645 |  |  |  |  | FALSE | FALSE |  |  |  |  | #FF0070C0 | FA-NFPA 170 STROBE WALL | 1 | FALSE | FALSE | FALSE | 2023 | [13 empty] | FALSE
NFPA 170 HORN CEILING |  |  | North | Eaton Wheelock |  | Horn |  |  |  | Module | TRUE | ELFHNWC | + | CEILING SOUNDER, WHITE, FIRE, LOW FREQ | 1 | [6 empty] | TRUE | TRUE |  |  |  |  | #FF0070C0 | FA-NFPA 170 HORN CEILING | 1 | FALSE | FALSE | FALSE | 2020 | [16 empty] | LF
NFPA 170 HORN STROBE |  |  | North | Eaton Wheelock |  | Horn/Strobe |  |  |  | Module | TRUE | ELHSW-AL | + | WALL HORN STROBE, WHITE, ALERT | 1 | [6 empty] | TRUE | [5 empty] | #FF0070C0 | FA-NFPA 170 HORN STROBE | 1 | FALSE | FALSE | FALSE | 2020
NFPA 170 SPEAKER STROBE |  |  | North | Eaton Wheelock |  | Speaker/Strobe |  |  |  | Module | TRUE | ELSPSTW-AL | + | WALL SPEAKER STROBE, WHITE, ALERT | 1 | [6 empty] | TRUE | FALSE |  |  |  |  | #FF0070C0 | FA-NFPA 170 SPEAKER STROBE | 1 | FALSE | FALSE | FALSE | 2020
NFPA 170 SPEAKER STROBE CEILING |  |  | North | Eaton Wheelock |  | Speaker/Strobe |  |  |  | Module | TRUE | E60-24MCCH-FW |  | Speaker/Strobe, 24 VDC, Multi-Candela, , 25/70 Vrms, white | 1 | 0 | 0.455 |  |  |  |  | FALSE | TRUE |  |  |  |  | #FF0070C0 | FA-NFPA 170 SPEAKER STROBE CEILING | 1 | FALSE | FALSE | FALSE | 2020 | [13 empty] | FALSE |  |  | C
NFPA 170 HORN STROBE |  |  | North | Eaton Wheelock |  | Horn/Strobe |  |  |  | Module | TRUE | STH-SR |  | Loud Speaker, 1 to 15 watt, 25/70 Vrms | 1 | [6 empty] | FALSE | FALSE |  |  |  |  | #FF0070C0 | FA-NFPA 170 HORN STROBE | 1 | FALSE | FALSE | FALSE | 2012 | [13 empty] | FALSE
NFPA 170 SPEAKER STROBE CEILING |  |  | North | Eaton Wheelock |  | Speaker/Strobe |  |  |  | Module | TRUE | ET70WP-2475C-FR |  | Speaker/Strobe, ceiling, 24 VDC, WP, red | 1 | 0 | 0.155 |  |  |  |  | FALSE | TRUE |  |  |  |  | #FF0070C0 | FA-NFPA 170 SPEAKER STROBE CEILING | 1 | FALSE | FALSE | FALSE | 2020 | [13 empty] | FALSE |  |  | WP
NFPA 170 HORN STROBE |  |  | North | Eaton Wheelock |  | Horn/Strobe |  |  |  | Module | TRUE | ASWP-24MCWH-FW |  | NOTIFICATION, HORNSTROBE, WHITE, WALL, 135CD, WP | 1 | 0 | 0.355 |  |  |  |  | FALSE | FALSE |  |  |  |  | #FF0070C0 | FA-NFPA 170 HORN STROBE | 1 | FALSE | FALSE | FALSE | 2012 | [13 empty] | FALSE |  |  | WP
NFPA 170 STROBE WALL |  |  | North | Eaton Wheelock |  | Strobe |  |  |  | Module | TRUE | RSSG-24MCC-NW |  | Strobe, 24 Vdc, White, selectable, - Red Lens | 1 | 0 | 0.11 |  |  |  |  | FALSE | FALSE |  |  |  |  | #FF0070C0 | FA-NFPA 170 STROBE WALL | 1 | FALSE | FALSE | FALSE | 2023 | [13 empty] | FALSE
NFPA 170 HORN STROBE CEILING |  |  | North | Eaton Wheelock |  | Horn/Strobe |  |  |  | Module | TRUE | ELFHSRC-AL | + | CEILING SOUNDER STROBE, RED, ALERT, LOW FREQ | 1 | [6 empty] | TRUE | TRUE |  |  |  |  | #FF0070C0 | FA-NFPA 170 HORN STROBE CEILING | 1 | FALSE | FALSE | FALSE | 2020 | [16 empty] | LF
NFPA 170 STROBE WALL |  |  | North | Eaton Wheelock |  | Strobe |  |  |  | Module | TRUE | RS-2415W-FR | ++ | Strobe, 24 Vdc, Red, 15cd | 1 | 0 | 0.347 |  |  |  |  | FALSE | FALSE |  |  |  |  | #FF0070C0 | FA-NFPA 170 STROBE WALL | 1 | FALSE | FALSE | FALSE | 2022 | [13 empty] | FALSE
NFPA 170 HORN STROBE CEILING |  |  | North | Eaton Wheelock |  | Horn/Strobe |  |  |  | Module | TRUE | ZNS-24MCCH-FW |  | Horn/Strobe, Ceiling mount 24 VDC, , white with easy snap base | 1 | 0 | 0.477 |  |  |  |  | FALSE | TRUE |  |  |  |  | #FF0070C0 | FA-NFPA 170 HORN STROBE CEILING | 1 | FALSE | FALSE | FALSE | 2013 | [13 empty] | FALSE |  |  | C
NFPA 170 SPEAKER STROBE |  |  | North | Eaton Wheelock |  | Speaker/Strobe |  |  |  | Module | TRUE | LSPSTW3-N |  | WALL SPEAKER STROBE, WHITE, NONE | 1 | [6 empty] | TRUE | [5 empty] | #FF0070C0 | FA-NFPA 170 SPEAKER STROBE | 1 | FALSE | FALSE | FALSE | 2020
NFPA 170 HORN STROBE |  |  | North | Eaton Wheelock |  | Horn/Strobe |  |  |  | Module | TRUE | LFHSHR3-AL | + | Horn/Strobe Exceder Series, Red, ALERT, LED, LF, 177cd | 1 | [6 empty] | FALSE | [5 empty] | #FF0070C0 | FA-NFPA 170 HORN STROBE | 1 | FALSE | FALSE | FALSE | 2012 | [13 empty] | FALSE
NFPA 170 STROBE CEILING |  |  | North | Eaton Wheelock |  | Strobe |  |  |  | Module | TRUE | ELSTRC-NA | + | CEILING STROBE, RED, NONE, AMBER | 1 | [6 empty] | TRUE | TRUE |  |  |  |  | #FF0070C0 | FA-NFPA 170 STROBE CEILING | 1 | FALSE | FALSE | FALSE | 2020 | [16 empty] | C
NFPA 170 HORN STROBE CEILING |  |  | North | Eaton Wheelock |  | Horn/Strobe |  |  |  | Module | TRUE | LHSWC3 |  | HORN/STROBE CEILING | 1 | [6 empty] | TRUE | TRUE |  |  |  |  | #FF0070C0 | FA-NFPA 170 HORN STROBE CEILING | 1 | FALSE | FALSE | FALSE | 2013 | [16 empty] | C
NFPA 170 HORN |  |  | North | Eaton Wheelock |  | Horn |  |  |  | Module | TRUE | MT-12/24-R |  | Multi-Tone Horn, red | 1 | 0 | 0.092 |  |  |  |  | FALSE | FALSE |  |  |  |  | #FF0070C0 | FA-NFPA 170 HORN | 1 | FALSE | FALSE | FALSE | 2010 | [13 empty] | FALSE
NFPA 170 HORN STROBE |  |  | North | Eaton Wheelock |  | Horn/Strobe |  |  |  | Module | TRUE | ASWP-2475W-FW |  | NOTIFICATION, HORNSTROBE, WHITE, WALL, WP | 1 | 0 | 0.168 |  |  |  |  | FALSE | FALSE |  |  |  |  | #FF0070C0 | FA-NFPA 170 HORN STROBE | 1 | FALSE | FALSE | FALSE | 2012 | [13 empty] | FALSE |  |  | WP
NFPA 170 STROBE WALL |  |  | North | Eaton Wheelock |  | Strobe |  |  |  | Module | TRUE | XB1602460RNNR | + | Explosionproof Strobe - Red Lens, Red Finish | 1 | 0 | 0 |  |  |  |  | FALSE | [5 empty] | #FF0070C0 | FA-NFPA 170 STROBE WALL | 1 | FALSE | FALSE | FALSE | 2023 | [13 empty] | FALSE |  |  | XP
NFPA 170 HORN STROBE CEILING |  |  | North | Eaton Wheelock |  | Horn/Strobe |  |  |  | Module | TRUE | HSWC60 | F | Horn/Strobe Ceiling, Exceder Series, White | 1 | [6 empty] | FALSE | TRUE |  |  |  |  | #FF0070C0 | FA-NFPA 170 HORN STROBE CEILING | 1 | FALSE | FALSE | FALSE | 2013 | [13 empty] | FALSE |  |  | C
NFPA 170 HORN STROBE |  |  | North | Eaton Wheelock |  | Horn/Strobe |  |  |  | Module | TRUE | AS-24MCW-FR |  | Horn Strobe, 24 volt, red, Selectable, | 1 | 0 | 0.382 |  |  |  |  | FALSE | FALSE |  |  |  |  | #FF0070C0 | FA-NFPA 170 HORN STROBE | 1 | FALSE | FALSE | FALSE | 2012 | [13 empty] | FALSE
NFPA 170 SPEAKER WALL |  |  | North | Eaton Wheelock |  | Speaker |  |  |  | Module | TRUE | ET70-W |  | Speaker, 1/8 to 8 watts | 1 | [6 empty] | FALSE | FALSE |  |  |  |  | #FF0070C0 | FA-NFPA 170 SPEAKER WALL | 1 | FALSE | FALSE | FALSE | 2021 | [13 empty] | FALSE
NFPA 170 HORN |  |  | North | Eaton Wheelock |  | Horn |  |  |  | Module | TRUE | HNW | ++ | Horn, White | 1 | [6 empty] | FALSE | FALSE |  |  |  |  | #FF0070C0 | FA-NFPA 170 HORN | 1 | FALSE | FALSE | FALSE | 2010 | [13 empty] | FALSE
NFPA 170 HORN STROBE |  |  | North | Eaton Wheelock |  | Horn/Strobe |  |  |  | Module | TRUE | RSSP-24MCW-FR |  | Strobe Plate, 24 Vdc, red, selectable, | 1 | 0 | 0.253 |  |  |  |  | FALSE | FALSE |  |  |  |  | #FF0070C0 | FA-NFPA 170 HORN STROBE | 1 | FALSE | FALSE | FALSE | 2012 | [13 empty] | FALSE
NFPA 170 SPEAKER CEILING |  |  | North | Eaton Wheelock |  | Speaker |  |  |  | Module | TRUE | LSPKRC-AL |  | CEILING SPEAKER "ALERT" MARKING | 1 | [6 empty] | TRUE | TRUE |  |  |  |  | #FF0070C0 | FA-NFPA 170 SPEAKER CEILING | 1 | FALSE | FALSE | FALSE | 2019 | [16 empty] | C
NFPA 170 SPEAKER STROBE |  |  | North | Eaton Wheelock |  | Speaker/Strobe |  |  |  | Module | TRUE | E90-24MCWH-FW | + | Speaker/Strobe, 24 VDC, Multi-Candela, , 25/70 Vrms, white | 1 | 0 | 0.42 |  |  |  |  | FALSE | FALSE |  |  |  |  | #FF0070C0 | FA-NFPA 170 SPEAKER STROBE | 1 | FALSE | FALSE | FALSE | 2019 | [13 empty] | FALSE
NFPA 170 STROBE CEILING |  |  | North | Eaton Wheelock |  | Strobe |  |  |  | Module | TRUE | STRC | ++ | Strobe, Red, Ceiling Mount | 1 | [6 empty] | FALSE | TRUE |  |  |  |  | #FF0070C0 | FA-NFPA 170 STROBE CEILING | 1 | FALSE | FALSE | FALSE | 2022 | [13 empty] | FALSE |  |  | C
NFPA 170 SPEAKER STROBE |  |  | North | Eaton Wheelock |  | Speaker/Strobe |  |  |  | Module | TRUE | SA-S90-24MCC-ALW | + | Speaker/Strobe, 24 VDC, Multi-Candela, , white | 1 | 0 | 0.17 |  |  |  |  | FALSE | FALSE |  |  |  |  | #FF0070C0 | FA-NFPA 170 SPEAKER STROBE | 1 | FALSE | FALSE | FALSE | 2019 | [13 empty] | FALSE
NFPA 170 STROBE WALL |  |  | North | Eaton Wheelock |  | Strobe |  |  |  | Module | TRUE | ZRS-MCWH-FR |  | Strobe, 24 VDC, red, Wall mount with easy snap base | 1 | 0 | 0.3 |  |  |  |  | FALSE | FALSE |  |  |  |  | #FF0070C0 | FA-NFPA 170 STROBE WALL | 1 | FALSE | FALSE | FALSE | 2023 | [13 empty] | FALSE
NFPA 170 STROBE WALL |  |  | North | Eaton Wheelock |  | Strobe |  |  |  | Module | TRUE | STW | + | Strobe Exceder Series, White | 1 | [6 empty] | FALSE | FALSE |  |  |  |  | #FF0070C0 | FA-NFPA 170 STROBE WALL | 1 | FALSE | FALSE | FALSE | 2023 | [13 empty] | FALSE
NFPA 170 STROBE WALL |  |  | North | Eaton Wheelock |  | Strobe |  |  |  | Module | TRUE | ELSTW-NB | + | WALL STROBE, WHITE, NONE, BLUE | 1 | [6 empty] | TRUE | [5 empty] | #FF0070C0 | FA-NFPA 170 STROBE WALL | 1 | FALSE | FALSE | FALSE | 2020
NFPA 170 REMOTE VOICE EVACUATION MICROPHONE |  |  | North | Eaton Wheelock |  | Remote Microphone |  |  |  | Module | TRUE | SPRM-GP | ++ | Remote Microphone for use with the SAFEPATH Family | 1 | 0.023 | 0.03 | [10 empty] | #FFFF0000 | FA-NFPA 170 REMOTE VOICE EVACUATION MICROPHONE | 1 | FALSE | FALSE | FALSE | 265
NFPA 170 HORN STROBE CEILING |  |  | North | Eaton Wheelock |  | Horn/Strobe |  |  |  | Module | TRUE | ELFHSWC-CO | + | CEILING SOUNDER STROBE, WHITE, CO, LOW FREQ | 1 | [6 empty] | TRUE | TRUE |  |  |  |  | #FF0070C0 | FA-NFPA 170 HORN STROBE CEILING | 1 | FALSE | FALSE | FALSE | 2020 | [16 empty] | LF
NFPA 170 SPEAKER WALL |  |  | North | Eaton Wheelock |  | Speaker |  |  |  | Module | TRUE | S8-70/25 |  | Speaker, 25 or 70 Vrms, 1/8 to 8 watts | 1 | [6 empty] | FALSE | FALSE |  |  |  |  | #FF0070C0 | FA-NFPA 170 SPEAKER WALL | 1 | FALSE | FALSE | FALSE | 2021 | [13 empty] | FALSE
NFPA 170 HORN STROBE CEILING |  |  | North | Eaton Wheelock |  | Horn/Strobe |  |  |  | Module | TRUE | AS-24MCC-FR |  | Horn Strobe, 24 VDC, Multi-candela, red, | 1 | 0 | 0.135 |  |  |  |  | FALSE | TRUE |  |  |  |  | #FF0070C0 | FA-NFPA 170 HORN STROBE CEILING | 1 | FALSE | FALSE | FALSE | 2013 | [13 empty] | FALSE |  |  | C
NFPA 170 HORN STROBE |  |  | North | Eaton Wheelock |  | Horn/Strobe |  |  |  | Module | TRUE | EL4XHS-FW | ++ | WALL HORN STROBE, WHITE | 1 | [6 empty] | TRUE | [5 empty] | #FF0070C0 | FA-NFPA 170 HORN STROBE | 1 | FALSE | FALSE | FALSE | 2020
NFPA 170 HORN |  |  | North | Eaton Wheelock |  | Horn |  |  |  | Module | TRUE | EL3RMT-NW | ++ | WALL HORN, WHITE, WP | 1 | [6 empty] | TRUE | [5 empty] | #FF0070C0 | FA-NFPA 170 HORN | 1 | FALSE | FALSE | FALSE | 2020 | [16 empty] | WP
NFPA 170 HORN STROBE |  |  | North | Eaton Wheelock |  | Horn/Strobe |  |  |  | Module | TRUE | ELHSW-EV | + | WALL HORN STROBE, WHITE, EVACUATE | 1 | [6 empty] | TRUE | [5 empty] | #FF0070C0 | FA-NFPA 170 HORN STROBE | 1 | FALSE | FALSE | FALSE | 2020
NFPA 170 HORN CEILING |  |  | North | Eaton Wheelock |  | Horn |  |  |  | Module | TRUE | EL4XMT-NR | ++ | CEILING HORN, RED, WP | 1 | [6 empty] | TRUE | TRUE |  |  |  |  | #FF0070C0 | FA-NFPA 170 HORN CEILING | 1 | FALSE | FALSE | FALSE | 2020 | [16 empty] | C, WP
NFPA 170 VOICE EVACUATION CONTROL UNIT |  |  | North | Eaton Wheelock |  | Voice Evac Control Unit |  |  |  | Assembly | TRUE | SP40S | ++ | Multi-Function Supervised Paging, Messaging, Background Music delivery and Emergency Voice Evacuation System with 24 VDC battery backup circuitry. Single channel system with 40 watts of supervised audio power and 2 amps of supervised 24 VDC synchronized strobe power and 8 standard messages. (batteries not included, 2 required) Red Enclosure | 1 | [6 empty] | FALSE |  |  |  | 21” H x 16” W x 6” D (wall mount) |  | #FFFF0000 | FA-NFPA 170 VOICE EVACUATION CONTROL UNIT | 1 | FALSE | FALSE | FALSE | 211 | [8 empty] | 33 |  | 12 |  |  | TRUE
NFPA 170 SPEAKER WALL |  |  | North | Eaton Wheelock |  | Speaker |  |  |  | Module | TRUE | ELSPKW-AL | + | WALL SPEAKER, WHITE, ALERT | 1 | [6 empty] | TRUE | [5 empty] | #FF0070C0 | FA-NFPA 170 SPEAKER WALL | 1 | FALSE | FALSE | FALSE | 2020
NFPA 170 HORN STROBE CEILING |  |  | North | Eaton Wheelock |  | Horn/Strobe |  |  |  | Module | TRUE | ZNS-24MCC-FR |  | Horn/Strobe, Ceiling mount 24 VDC, red with easy snap base | 1 | 0 | 0.082 |  |  |  |  | FALSE | TRUE |  |  |  |  | #FF0070C0 | FA-NFPA 170 HORN STROBE CEILING | 1 | FALSE | FALSE | FALSE | 2013 | [13 empty] | FALSE |  |  | C
NFPA 170 STROBE CEILING |  |  | North | Eaton Wheelock |  | Strobe |  |  |  | Module | TRUE | ELSTWC | + | CEILING STROBE, WHITE, FIRE | 1 | [6 empty] | TRUE | TRUE |  |  |  |  | #FF0070C0 | FA-NFPA 170 STROBE CEILING | 1 | FALSE | FALSE | FALSE | 2020 | [16 empty] | C
NFPA 170 HORN STROBE CEILING |  |  | North | Eaton Wheelock |  | Horn/Strobe |  |  |  | Module | TRUE | HS4-24MCCH-FW | + | Ceiling Horn Strobe, 24 VDC, white | 1 | 0 | 0.249 |  |  |  |  | FALSE | TRUE |  |  |  |  | #FF0070C0 | FA-NFPA 170 HORN STROBE CEILING | 1 | FALSE | FALSE | FALSE | 2012 | [13 empty] | FALSE
NFPA 170 SPEAKER STROBE CEILING |  |  | North | Eaton Wheelock |  | Speaker/Strobe |  |  |  | Module | TRUE | E90-24MCC-FR | + | Speaker/Strobe, 24 VDC, Multi-Candela, , 25/70 Vrms, red | 1 | 0 | 0.11 |  |  |  |  | FALSE | TRUE |  |  |  |  | #FF0070C0 | FA-NFPA 170 SPEAKER STROBE CEILING | 1 | FALSE | FALSE | FALSE | 2020 | [13 empty] | FALSE |  |  | C
NFPA 170 SPEAKER STROBE CEILING |  |  | North | Eaton Wheelock |  | Speaker/Strobe |  |  |  | Module | TRUE | S8-24MCCH |  | Speaker/Strobe, 24 VDC, Multi-Candela, , 25/70 Vrms | 1 | 0 | 0.455 |  |  |  |  | FALSE | TRUE |  |  |  |  | #FF0070C0 | FA-NFPA 170 SPEAKER STROBE CEILING | 1 | FALSE | FALSE | FALSE | 2019 | [13 empty] | FALSE
NFPA 170 SPEAKER CEILING |  |  | North | Eaton Wheelock |  | Speaker |  |  |  | Module | TRUE | ET-1010-R w/ WFP-R | + | Speaker, 25 or 70.7 Vrms, 1/8 to 8 watts, WP, red weatherproof w/flush plate | 1 | [6 empty] | FALSE | TRUE |  |  |  |  | #FF0070C0 | FA-NFPA 170 SPEAKER CEILING | 1 | FALSE | FALSE | FALSE | 2021 | [13 empty] | FALSE |  |  | WP
NFPA 170 HORN STROBE |  |  | North | Eaton Wheelock |  | Horn/Strobe |  |  |  | Module | TRUE | ELFHSW-N | + | WALL SOUNDER STROBE, WHITE, NONE, LOW FREQ | 1 | [6 empty] | TRUE | [5 empty] | #FF0070C0 | FA-NFPA 170 HORN STROBE | 1 | FALSE | FALSE | FALSE | 2020 | [16 empty] | LF
NFPA 170 SPEAKER CEILING |  |  | North | Eaton Wheelock |  | Speaker |  |  |  | Module | TRUE | STH-4R |  | Speaker System supplied with four STH-15SR horns mounted to a NEMA Type 1 steel enclosure | 1 | [6 empty] | FALSE | TRUE |  |  |  |  | #FF0070C0 | FA-NFPA 170 SPEAKER CEILING | 1 | FALSE | FALSE | FALSE | 2019 | [13 empty] | FALSE |  |  | 4
NFPA 170 SPEAKER STROBE |  |  | North | Eaton Wheelock |  | Speaker/Strobe |  |  |  | Module | TRUE | ET70WP-24135W-FR |  | Speaker/Strobe, wall, 24 VDC, 135CD, WP, red | 1 | 0 | 0.155 |  |  |  |  | FALSE | TRUE |  |  |  |  | #FF0070C0 | FA-NFPA 170 SPEAKER STROBE | 1 | FALSE | FALSE | FALSE | 2021 | [13 empty] | FALSE |  |  | WP
NFPA 170 STROBE CEILING |  |  | North | Eaton Wheelock |  | Strobe |  |  |  | Module | TRUE | RSSWP-24MCCH-FW |  | NOTIFICATION, STROBE, WHITE, CEILING, 115CD/177CD, WP | 1 | 0 | 0.3 |  |  |  |  | FALSE | TRUE |  |  |  |  | #FF0070C0 | FA-NFPA 170 STROBE CEILING | 1 | FALSE | FALSE | FALSE | 2022 | [13 empty] | FALSE |  |  | C¦WP
NFPA 170 HORN CEILING |  |  | North | Eaton Wheelock |  | Horn |  |  |  | Module | TRUE | ELFHNWC-CO | + | CEILING SOUNDER, WHITE, CO, LOW FREQ | 1 | [6 empty] | TRUE | TRUE |  |  |  |  | #FF0070C0 | FA-NFPA 170 HORN CEILING | 1 | FALSE | FALSE | FALSE | 2020 | [16 empty] | LF
NFPA 170 SPEAKER STROBE |  |  | North | Eaton Wheelock |  | Speaker/Strobe |  |  |  | Module | TRUE | ET70WP-2475W-FW |  | Speaker/Strobe, wall, 24 VDC, WP, white | 1 | 0 | 0.155 |  |  |  |  | FALSE | FALSE |  |  |  |  | #FF0070C0 | FA-NFPA 170 SPEAKER STROBE | 1 | FALSE | FALSE | FALSE | 2019 | [13 empty] | FALSE |  |  | WP
NFPA 170 HORN STROBE |  |  | North | Eaton Wheelock |  | Horn/Strobe |  |  |  | Module | TRUE | ASWP-24MCWH-FR |  | NOTIFICATION, HORNSTROBE, RED, WALL, 135CD, WP | 1 | 0 | 0.355 |  |  |  |  | FALSE | FALSE |  |  |  |  | #FF0070C0 | FA-NFPA 170 HORN STROBE | 1 | FALSE | FALSE | FALSE | 2012 | [13 empty] | FALSE |  |  | WP
NFPA 170 STROBE WALL |  |  | North | Eaton Wheelock |  | Strobe |  |  |  | Module | TRUE | ELSTR-NA | + | WALL STROBE, RED, NONE, AMBER | 1 | [6 empty] | TRUE | [5 empty] | #FF0070C0 | FA-NFPA 170 STROBE WALL | 1 | FALSE | FALSE | FALSE | 2020
NFPA 170 STROBE WALL |  |  | North | Eaton Wheelock |  | Strobe |  |  |  | Module | TRUE | RSS-24MCW-FR | ++ | Strobe, 24 Vdc, red, selectable, | 1 | 0 | 0.347 |  |  |  |  | FALSE | FALSE |  |  |  |  | #FF0070C0 | FA-NFPA 170 STROBE WALL | 1 | FALSE | FALSE | FALSE | 2022 | [13 empty] | FALSE
NFPA 170 SPEAKER CEILING |  |  | North | Eaton Wheelock |  | Speaker |  |  |  | Module | TRUE | LSPKRC-N |  | CEILING SPEAKER | 1 | [6 empty] | TRUE | TRUE |  |  |  |  | #FF0070C0 | FA-NFPA 170 SPEAKER CEILING | 1 | FALSE | FALSE | FALSE | 2019 | [16 empty] | C
NFPA 170 STROBE CEILING |  |  | North | Eaton Wheelock |  | Strobe |  |  |  | Module | TRUE | RSS-24MCWH-FR |  | Strobe, 24 Vdc, red, selectable, | 1 | 0 | 0.455 |  |  |  |  | FALSE | TRUE |  |  |  |  | #FF0070C0 | FA-NFPA 170 STROBE CEILING | 1 | FALSE | FALSE | FALSE | 2022 | [13 empty] | FALSE
NFPA 170 MANUAL PULL |  |  | North | Eaton Wheelock |  | Manual Station |  |  |  | Module | TRUE | MPS-200 | + | SPST, double action, terminals, key reset | 1 | [6 empty] | TRUE | [5 empty] | #FFFF0000 | FA-NFPA 170 MANUAL PULL | 1 | FALSE | FALSE | FALSE | 957 | [16 empty] | XP
NFPA 170 HORN STROBE CEILING |  |  | North | Eaton Wheelock |  | Horn/Strobe |  |  |  | Module | TRUE | AS-24MCCH-FR |  | Horn Strobe, 24 VDC, High Intensity Multi-candela, red | 1 | 0 | 0.7 |  |  |  |  | FALSE | TRUE |  |  |  |  | #FF0070C0 | FA-NFPA 170 HORN STROBE CEILING | 1 | FALSE | FALSE | FALSE | 2013 | [13 empty] | FALSE |  |  | C
NFPA 170 SPEAKER STROBE CEILING |  |  | North | Eaton Wheelock |  | Speaker/Strobe |  |  |  | Module | TRUE | ELSPSTRC | + | CEILING SPEAKER STROBE, RED, FIRE | 1 | [6 empty] | TRUE | TRUE |  |  |  |  | #FF0070C0 | FA-NFPA 170 SPEAKER STROBE CEILING | 1 | FALSE | FALSE | FALSE | 2020
NFPA 170 BELL |  |  | North | Eaton Wheelock |  | Bell |  |  |  | Module | TRUE | MB-G10-24-R | + | Motorized Bell, 24 VDC, 10" | 1 | 0 | 0.04 |  |  |  |  | FALSE | FALSE |  |  |  |  | #FFFF0000 | FA-NFPA 170 BELL | 1 | FALSE | FALSE | FALSE | 2000 | [13 empty] | FALSE
NFPA 170 STROBE CEILING |  |  | North | Eaton Wheelock |  | Strobe |  |  |  | Module | TRUE | STWC | ++ | Strobe, White, Ceiling Mount | 1 | [6 empty] | FALSE | TRUE |  |  |  |  | #FF0070C0 | FA-NFPA 170 STROBE CEILING | 1 | FALSE | FALSE | FALSE | 2022 | [13 empty] | FALSE |  |  | C
NFPA 170 STROBE CEILING |  |  | North | Eaton Wheelock |  | Strobe |  |  |  | Module | TRUE | ZRS-MCCH-FW |  | Strobe, 24 VDC, white, Ceiling mount with easy snap base | 1 | 0 | 0.3 |  |  |  |  | FALSE | TRUE |  |  |  |  | #FF0070C0 | FA-NFPA 170 STROBE CEILING | 1 | FALSE | FALSE | FALSE | 2022 | [13 empty] | FALSE |  |  | C
NFPA 170 HORN STROBE CEILING |  |  | North | Eaton Wheelock |  | Horn/Strobe |  |  |  | Module | TRUE | ELFHSWC | + | CEILING SOUNDER STROBE, WHITE, FIRE, LOW FREQ | 1 | [6 empty] | TRUE | TRUE |  |  |  |  | #FF0070C0 | FA-NFPA 170 HORN STROBE CEILING | 1 | FALSE | FALSE | FALSE | 2020 | [16 empty] | LF
NFPA 170 SPEAKER WALL |  |  | North | Eaton Wheelock |  | Speaker |  |  |  | Module | TRUE | DB425ULXN2CR |  | Speaker, 25 Watt, Transformer, Red Finish | 1 | [6 empty] | FALSE | [5 empty] | #FF0070C0 | FA-NFPA 170 SPEAKER WALL | 1 | FALSE | FALSE | FALSE | 2021 | [13 empty] | FALSE |  |  | XP
NFPA 170 MANUAL PULL |  |  | North | Eaton Wheelock |  | Manual Station |  |  |  | Module | TRUE | MPS-400X | + | Explosion proof, single action, key reset | 1 | [6 empty] | TRUE | [5 empty] | #FFFF0000 | FA-NFPA 170 MANUAL PULL | 1 | FALSE | FALSE | FALSE | 957
NFPA 170 STROBE WALL |  |  | North | Eaton Wheelock |  | Strobe |  |  |  | Module | TRUE | EL3RMST | ++ | WALL STROBE, CLEAR WP | 1 | [6 empty] | TRUE | [5 empty] | #FF0070C0 | FA-NFPA 170 STROBE WALL | 1 | FALSE | FALSE | FALSE | 2020 | [16 empty] | WP
NFPA 170 HORN CEILING |  |  | North | Eaton Wheelock |  | Horn |  |  |  | Module | TRUE | LHNRC3 |  | HRN,CEILING,RED | 1 | [7 empty] | TRUE |  |  |  |  | #FF0070C0 | FA-NFPA 170 HORN CEILING | 1 | FALSE | FALSE | FALSE | 2011 | [16 empty] | C
NFPA 170 SPEAKER CEILING |  |  | North | Eaton Wheelock |  | Speaker |  |  |  | Module | TRUE | ELSPKRC-N | + | CEILING SPEAKER, RED, NONE | 1 | [6 empty] | TRUE | TRUE |  |  |  |  | #FF0070C0 | FA-NFPA 170 SPEAKER CEILING | 1 | FALSE | FALSE | FALSE | 2020
NFPA 170 HORN STROBE |  |  | North | Eaton Wheelock |  | Horn/Strobe |  |  |  | Module | TRUE | ZNS-24MCWH-FW |  | Horn/Strobe, Wall mount 24 VDC, , white with easy snap base | 1 | 0 | 0.477 |  |  |  |  | FALSE | FALSE |  |  |  |  | #FF0070C0 | FA-NFPA 170 HORN STROBE | 1 | FALSE | FALSE | FALSE | 2012 | [13 empty] | FALSE
NFPA 170 HORN STROBE |  |  | North | Eaton Wheelock |  | Horn/Strobe |  |  |  | Module | TRUE | ET90-24MCCH-FR |  | Speaker/Strobe, 24 VDC, Multi-Candela, , 25/70 Vrms, red | 1 | 0 | 0.645 |  |  |  |  | FALSE | FALSE |  |  |  |  | #FF0070C0 | FA-NFPA 170 HORN STROBE | 1 | FALSE | FALSE | FALSE | 2012 | [13 empty] | FALSE
NFPA 170 SPEAKER CEILING |  |  | North | Eaton Wheelock |  | Speaker |  |  |  | Module | TRUE | E90-W |  | Speaker, 25 or 70.7 Vrms, 1/8 to 2 watts | 1 | [6 empty] | FALSE | TRUE |  |  |  |  | #FF0070C0 | FA-NFPA 170 SPEAKER CEILING | 1 | FALSE | FALSE | FALSE | 2019 | [13 empty] | FALSE
NFPA 170 HORN |  |  | North | Eaton Wheelock |  | Horn |  |  |  | Module | TRUE | AH-24-R |  | Horn, 24 VDC, red | 1 | 0 | 0.09 |  |  |  |  | FALSE | FALSE |  |  |  |  | #FF0070C0 | FA-NFPA 170 HORN | 1 | FALSE | FALSE | FALSE | 2010 | [13 empty] | FALSE
NFPA 170 STROBE CEILING |  |  | North | Eaton Wheelock |  | Strobe |  |  |  | Module | TRUE | RSS-24MCC-FW | ++ | Strobe, 24 Vdc, white, selectable, | 1 | 0 | 0.375 |  |  |  |  | FALSE | TRUE |  |  |  |  | #FF0070C0 | FA-NFPA 170 STROBE CEILING | 1 | FALSE | FALSE | FALSE | 2023 | [13 empty] | FALSE
NFPA 170 SPEAKER STROBE |  |  | North | Eaton Wheelock |  | Speaker/Strobe |  |  |  | Module | TRUE | E60-24MCW-FR |  | Speaker/Strobe, 24 VDC, Multi-Candela, 25/70 Vrms, red | 1 | 0 | 0.102 |  |  |  |  | FALSE | FALSE |  |  |  |  | #FF0070C0 | FA-NFPA 170 SPEAKER STROBE | 1 | FALSE | FALSE | FALSE | 2019 | [13 empty] | FALSE
NFPA 170 SPEAKER WALL |  |  | North | Eaton Wheelock |  | Speaker |  |  |  | Module | TRUE | STH-15S |  | Loud Speaker, 1 to 15 watt, 25/70 Vrms, Gray | 1 | [6 empty] | FALSE | FALSE |  |  |  |  | #FF0070C0 | FA-NFPA 170 SPEAKER WALL | 1 | FALSE | FALSE | FALSE | 2021 | [13 empty] | FALSE
NFPA 170 STROBE WALL |  |  | North | Eaton Wheelock |  | Strobe |  |  |  | Module | TRUE | RSS-24MCW-FW | ++ | Strobe, 24 Vdc, white, selectable, | 1 | 0 | 0.347 |  |  |  |  | FALSE | FALSE |  |  |  |  | #FF0070C0 | FA-NFPA 170 STROBE WALL | 1 | FALSE | FALSE | FALSE | 2022 | [13 empty] | FALSE
NFPA 170 HORN CEILING |  |  | North | Eaton Wheelock |  | Horn |  |  |  | Module | TRUE | EL4XHN-NW | ++ | CEILING HORN, WHITE, FIRE | 1 | [6 empty] | TRUE | TRUE |  |  |  |  | #FF0070C0 | FA-NFPA 170 HORN CEILING | 1 | FALSE | FALSE | FALSE | 2020 | [16 empty] | C
NFPA 170 HORN STROBE |  |  | North | Eaton Wheelock |  | Horn/Strobe |  |  |  | Module | TRUE | LFHSHR3 |  | Horn/Strobe Exceder Series, Red, FIRE, LED, LF, 177cd | 1 | [6 empty] | FALSE | [5 empty] | #FF0070C0 | FA-NFPA 170 HORN STROBE | 1 | FALSE | FALSE | FALSE | 2012 | [13 empty] | FALSE
|  |  | North | Eaton Wheelock |  | Cards & Components |  |  |  | Card | TRUE | SPRM |  |  | 1 | [6 empty] | TRUE | [5 empty] | #FFFFFFFF |  |  | FALSE | FALSE | FALSE
NFPA 170 SPEAKER STROBE |  |  | North | Eaton Wheelock |  | Speaker/Strobe |  |  |  | Module | TRUE | SA-S90-24MCC-FW | + | Speaker/Strobe, 24 VDC, Multi-Candela, , white | 1 | 0 | 0.17 |  |  |  |  | FALSE | FALSE |  |  |  |  | #FF0070C0 | FA-NFPA 170 SPEAKER STROBE | 1 | FALSE | FALSE | FALSE | 2019 | [13 empty] | FALSE
NFPA 170 SPEAKER WALL |  |  | North | Eaton Wheelock |  | Speaker |  |  |  | Module | TRUE | ELSPKR | + | WALL SPEAKER, RED, FIRE | 1 | [6 empty] | TRUE | [5 empty] | #FF0070C0 | FA-NFPA 170 SPEAKER WALL | 1 | FALSE | FALSE | FALSE | 2020
NFPA 170 STROBE CEILING |  |  | North | Eaton Wheelock |  | Strobe |  |  |  | Module | TRUE | ELSTWC-NB | + | CEILING STROBE, WHITE, NONE, BLUE | 1 | [6 empty] | TRUE | TRUE |  |  |  |  | #FF0070C0 | FA-NFPA 170 STROBE CEILING | 1 | FALSE | FALSE | FALSE | 2020 | [16 empty] | C
NFPA 170 HORN CEILING |  |  | North | Eaton Wheelock |  | Horn |  |  |  | Module | TRUE | EL3RMT-NR | ++ | CEILING HORN, RED, WP | 1 | [6 empty] | TRUE | TRUE |  |  |  |  | #FF0070C0 | FA-NFPA 170 HORN CEILING | 1 | FALSE | FALSE | FALSE | 2020 | [16 empty] | C, WP
NFPA 170 HORN |  |  | North | Eaton Wheelock |  | Horn |  |  |  | Module | TRUE | LHNR3 |  | HRN,WALL,RED | 1 | [7 empty] | FALSE |  |  |  |  | #FF0070C0 | FA-NFPA 170 HORN | 1 | FALSE | FALSE | FALSE | 2010
NFPA 170 HORN STROBE |  |  | North | Eaton Wheelock |  | Horn/Strobe |  |  |  | Module | TRUE | AS-24MCWH-FW |  | Horn Strobe, 24 VDC, High Intensity Multi-candela, white, | 1 | 0 | 0.665 |  |  |  |  | FALSE | FALSE |  |  |  |  | #FF0070C0 | FA-NFPA 170 HORN STROBE | 1 | FALSE | FALSE | FALSE | 2012 | [13 empty] | FALSE
|  |  | North | Eaton Wheelock |  | Cards & Components |  |  |  | Card | TRUE | SPB-320 Main Board | ++ | Main Board | 1 | 0.241 | 18 |  | 320 |  |  | TRUE | [5 empty] | #FFFFFFFF |  |  | FALSE | FALSE | FALSE | [14 empty] | FALSE
NFPA 170 SPEAKER WALL |  |  | North | Eaton Wheelock |  | Speaker |  |  |  | Module | TRUE | ET-1010-W | + | Speaker, 1/8 to 8 watts, white | 1 | [6 empty] | FALSE | FALSE |  |  |  |  | #FF0070C0 | FA-NFPA 170 SPEAKER WALL | 1 | FALSE | FALSE | FALSE | 2021 | [13 empty] | FALSE
NFPA 170 HORN STROBE |  |  | North | Eaton Wheelock |  | Horn/Strobe |  |  |  | Module | TRUE | LFHSKW3 | + | Horn/Strobe Exceder Series, White, FIRE, LED, LF, 110cd | 1 | [6 empty] | FALSE | FALSE |  |  |  |  | #FF0070C0 | FA-NFPA 170 HORN STROBE | 1 | FALSE | FALSE | FALSE | 2012 | [13 empty] | FALSE
NFPA 170 NOTIFICATION CIRCUIT EXTENDER PANEL | RISER NAC |  | North | Eaton Wheelock |  | Notification Circuit Extender Panel |  |  |  | Assembly | TRUE | PS-24-8MC | + | 8 amp power supply, red enclosure, 120V | 1 | [6 empty] | FALSE | FALSE |  |  |  |  | #FFFF0000 | FA-NFPA 170 NOTIFICATION CIRCUIT EXTENDER PANEL | 1 | FALSE | FALSE | FALSE | 212 | [8 empty] | 12 |  |  | 8 |  | TRUE
NFPA 170 STROBE WALL |  |  | North | Eaton Wheelock |  | Strobe |  |  |  | Module | TRUE | RSS-24110W-FR | ++ | Strobe, 24 Vdc, Red, 110cd | 1 | 0 | 0.347 |  |  |  |  | FALSE | FALSE |  |  |  |  | #FF0070C0 | FA-NFPA 170 STROBE WALL | 1 | FALSE | FALSE | FALSE | 2022 | [13 empty] | FALSE
NFPA 170 HORN |  |  | North | Eaton Wheelock |  | Horn |  |  |  | Module | TRUE | ELHNR | + | WALL HORN, RED, NONE | 1 | [6 empty] | TRUE | [5 empty] | #FF0070C0 | FA-NFPA 170 HORN | 1 | FALSE | FALSE | FALSE | 2020
NFPA 170 HORN CEILING |  |  | North | Eaton Wheelock |  | Horn |  |  |  | Module | TRUE | ELFHNRC-CO | + | CEILING SOUNDER, RED, CO, LOW FREQ | 1 | [6 empty] | TRUE | TRUE |  |  |  |  | #FF0070C0 | FA-NFPA 170 HORN CEILING | 1 | FALSE | FALSE | FALSE | 2020 | [16 empty] | LF
NFPA 170 HORN STROBE |  |  | North | Eaton Wheelock |  | Horn/Strobe |  |  |  | Module | TRUE | EL4XMTSTA-ALW | ++ | WALL HORN STROBE, AMBER, WHITE, WP | 1 | [6 empty] | TRUE | [5 empty] | #FF0070C0 | FA-NFPA 170 HORN STROBE | 1 | FALSE | FALSE | FALSE | 2020 | [16 empty] | WP
NFPA 170 HORN STROBE |  |  | North | Eaton Wheelock |  | Horn/Strobe |  |  |  | Module | TRUE | LHSW3-A |  | HRN/ST,WALL,WHT,AGENT | 1 | [12 empty] | #FF0070C0 | FA-NFPA 170 HORN STROBE | 1 | FALSE | FALSE | FALSE | 2012
NFPA 170 STROBE WALL |  |  | North | Eaton Wheelock |  | Strobe |  |  |  | Module | TRUE | STR | + | Strobe Exceder Series, Red | 1 | [6 empty] | FALSE | FALSE |  |  |  |  | #FF0070C0 | FA-NFPA 170 STROBE WALL | 1 | FALSE | FALSE | FALSE | 2023 | [13 empty] | FALSE
NFPA 170 HORN |  |  | North | Eaton Wheelock |  | Horn |  |  |  | Module | TRUE | ELFHNW-CO | + | WALL SOUNDER, WHITE, CO, LOW FREQ | 1 | [6 empty] | TRUE | [5 empty] | #FF0070C0 | FA-NFPA 170 HORN | 1 | FALSE | FALSE | FALSE | 2020 | [16 empty] | LF
NFPA 170 SPEAKER STROBE CEILING |  |  | North | Eaton Wheelock |  | Speaker/Strobe |  |  |  | Module | TRUE | LSPSTWC3 |  | CEILING SPEAKER STROBE | 1 | [6 empty] | TRUE | TRUE |  |  |  |  | #FF0070C0 | FA-NFPA 170 SPEAKER STROBE CEILING | 1 | FALSE | FALSE | FALSE | 2020 | [16 empty] | C
NFPA 170 HORN STROBE |  |  | North | Eaton Wheelock |  | Horn/Strobe |  |  |  | Module | TRUE | EL3RMTSTA-NW | ++ | WALL HORN STROBE, AMBER, WHITE, WP | 1 | [6 empty] | TRUE | [5 empty] | #FF0070C0 | FA-NFPA 170 HORN STROBE | 1 | FALSE | FALSE | FALSE | 2020 | [16 empty] | WP
NFPA 170 SPEAKER STROBE CEILING |  |  | North | Eaton Wheelock |  | Speaker/Strobe |  |  |  | Module | TRUE | LSPSTC3 |  | CEILING SPEAKER STROBE | 1 | [6 empty] | TRUE | TRUE |  |  |  |  | #FF0070C0 | FA-NFPA 170 SPEAKER STROBE CEILING | 1 | FALSE | FALSE | FALSE | 2020 | [16 empty] | C
NFPA 170 HORN STROBE CEILING |  |  | North | Eaton Wheelock |  | Horn/Strobe |  |  |  | Module | TRUE | EL3RHS-FW | ++ | CEILING HORN STROBE, WHITE | 1 | [6 empty] | TRUE | TRUE |  |  |  |  | #FF0070C0 | FA-NFPA 170 HORN STROBE CEILING | 1 | FALSE | FALSE | FALSE | 2020 | [16 empty] | C
NFPA 170 SPEAKER STROBE |  |  | North | Eaton Wheelock |  | Speaker/Strobe |  |  |  | Module | TRUE | E50-24MCWH-FW |  | Speaker/Strobe, 24 VDC, Multi-Candela, , 25/70 Vrms, white | 1 | 0 | 0.455 |  |  |  |  | FALSE | FALSE |  |  |  |  | #FF0070C0 | FA-NFPA 170 SPEAKER STROBE | 1 | FALSE | FALSE | FALSE | 2019 | [13 empty] | FALSE
NFPA 170 SPEAKER CEILING |  |  | North | Eaton Wheelock |  | Speaker |  |  |  | Module | TRUE | ELSPKWC | + | CEILING SPEAKER, WHITE, FIRE | 1 | [6 empty] | TRUE | TRUE |  |  |  |  | #FF0070C0 | FA-NFPA 170 SPEAKER CEILING | 1 | FALSE | FALSE | FALSE | 2020
NFPA 170 SPEAKER STROBE CEILING |  |  | North | Eaton Wheelock |  | Speaker/Strobe |  |  |  | Module | TRUE | E70-24MCC-FR | + | Speaker/Strobe, 24 VDC, Multi-Candela, , 25/70 Vrms, red | 1 | 0 | 0.11 |  |  |  |  | FALSE | TRUE |  |  |  |  | #FF0070C0 | FA-NFPA 170 SPEAKER STROBE CEILING | 1 | FALSE | FALSE | FALSE | 2020 | [13 empty] | FALSE |  |  | C
NFPA 170 SPEAKER STROBE |  |  | North | Eaton Wheelock |  | Speaker/Strobe |  |  |  | Module | TRUE | ET70WP-2475W-FW w/IOB-W |  | Speaker/Strobe, wall, 24 VDC, WP, white weatherproof w/white backbox | 1 | 0 | 0.155 |  |  |  |  | FALSE | FALSE |  |  |  |  | #FF0070C0 | FA-NFPA 170 SPEAKER STROBE | 1 | FALSE | FALSE | FALSE | 2019 | [13 empty] | FALSE |  |  | WP
NFPA 170 STROBE CEILING |  |  | North | Eaton Wheelock |  | Strobe |  |  |  | Module | TRUE | RSS-24MCCH-FR |  | Strobe, 24 Vdc, red, selectable, | 1 | 0 | 0.645 |  |  |  |  | FALSE | TRUE |  |  |  |  | #FF0070C0 | FA-NFPA 170 STROBE CEILING | 1 | FALSE | FALSE | FALSE | 2022 | [13 empty] | FALSE
NFPA 170 SPEAKER STROBE |  |  | North | Eaton Wheelock |  | Speaker/Strobe |  |  |  | Module | TRUE | LSPSTW3-ALA |  | WALL SPEAKER STROBE, WHITE, ALERT, AMBER | 1 | [6 empty] | TRUE | [5 empty] | #FF0070C0 | FA-NFPA 170 SPEAKER STROBE | 1 | FALSE | FALSE | FALSE | 2020
NFPA 170 HORN CEILING |  |  | North | Eaton Wheelock |  | Horn |  |  |  | Module | TRUE | EL3RHN-NR | ++ | CEILING HORN, RED, FIRE | 1 | [6 empty] | TRUE | TRUE |  |  |  |  | #FF0070C0 | FA-NFPA 170 HORN CEILING | 1 | FALSE | FALSE | FALSE | 2020 | [16 empty] | C
NFPA 170 STROBE WALL |  |  | North | Eaton Wheelock |  | Strobe |  |  |  | Module | TRUE | ZRS-MCW-FR |  | Strobe, 24 VDC, red, Wall mount with easy snap base | 1 | 0 | 0.092 |  |  |  |  | FALSE | FALSE |  |  |  |  | #FF0070C0 | FA-NFPA 170 STROBE WALL | 1 | FALSE | FALSE | FALSE | 2023 | [13 empty] | FALSE
NFPA 170 SPEAKER WALL |  |  | North | Eaton Wheelock |  | Speaker |  |  |  | Module | TRUE | ET90-R |  | Speaker, 25 or 70.7 Vrms, 1/8 to 8 watts | 1 | [6 empty] | FALSE | FALSE |  |  |  |  | #FF0070C0 | FA-NFPA 170 SPEAKER WALL | 1 | FALSE | FALSE | FALSE | 2021 | [13 empty] | FALSE
NFPA 170 SPEAKER STROBE |  |  | North | Eaton Wheelock |  | Speaker/Strobe |  |  |  | Module | TRUE | ET70WP-24135W-FW |  | Speaker/Strobe, wall, 24 VDC, 135CD, WP, white | 1 | 0 | 0.155 |  |  |  |  | FALSE | TRUE |  |  |  |  | #FF0070C0 | FA-NFPA 170 SPEAKER STROBE | 1 | FALSE | FALSE | FALSE | 2020 | [13 empty] | FALSE |  |  | WP
NFPA 170 SPEAKER STROBE CEILING |  |  | North | Eaton Wheelock |  | Speaker/Strobe |  |  |  | Module | TRUE | ET70WP-24135C-FR |  | Speaker/Strobe, ceiling, 24 VDC, 135CD, WP, red | 1 | 0 | 0.155 |  |  |  |  | FALSE | TRUE |  |  |  |  | #FF0070C0 | FA-NFPA 170 SPEAKER STROBE CEILING | 1 | FALSE | FALSE | FALSE | 2021 | [13 empty] | FALSE |  |  | WP
NFPA 170 SPEAKER STROBE CEILING |  |  | North | Eaton Wheelock |  | Speaker/Strobe |  |  |  | Module | TRUE | ET70WP-24115C-FW |  | Speaker/Strobe, ceiling, 24 VDC, 115CD, WP, white | 1 | 0 | 0.155 |  |  |  |  | FALSE | TRUE |  |  |  |  | #FF0070C0 | FA-NFPA 170 SPEAKER STROBE CEILING | 1 | FALSE | FALSE | FALSE | 2021 | [13 empty] | FALSE |  |  | WP
NFPA 170 STROBE WALL |  |  | North | Eaton Wheelock |  | Strobe |  |  |  | Module | TRUE | RSSA-24MCC-NW |  | Strobe, 24 Vdc, White, selectable, - Amber Lens | 1 | 0 | 0.11 |  |  |  |  | FALSE | FALSE |  |  |  |  | #FF0070C0 | FA-NFPA 170 STROBE WALL | 1 | FALSE | FALSE | FALSE | 2023 | [13 empty] | FALSE
NFPA 170 STROBE CEILING |  |  | North | Eaton Wheelock |  | Strobe |  |  |  | Module | TRUE | ELSTRC-NB | + | CEILING STROBE, RED, NONE, BLUE | 1 | [6 empty] | TRUE | TRUE |  |  |  |  | #FF0070C0 | FA-NFPA 170 STROBE CEILING | 1 | FALSE | FALSE | FALSE | 2020 | [16 empty] | C
NFPA 170 SPEAKER WALL |  |  | North | Eaton Wheelock |  | Speaker |  |  |  | Module | TRUE | ET-1080-W |  | Speaker, 25 or 70.7 Vrms, 1/8 to 8 watts | 1 | [6 empty] | FALSE | FALSE |  |  |  |  | #FF0070C0 | FA-NFPA 170 SPEAKER WALL | 1 | FALSE | FALSE | FALSE | 2021 | [13 empty] | FALSE
NFPA 170 HORN STROBE |  |  | North | Eaton Wheelock |  | Horn/Strobe |  |  |  | Module | TRUE | HSR | ++ | Horn, Strobe, Red | 1 | [6 empty] | FALSE | FALSE |  |  |  |  | #FF0070C0 | FA-NFPA 170 HORN STROBE | 1 | FALSE | FALSE | FALSE | 2012 | [13 empty] | FALSE
NFPA 170 HORN STROBE CEILING |  |  | North | Eaton Wheelock |  | Horn/Strobe |  |  |  | Module | TRUE | HS4-24MCC-FW | + | Ceiling Horn Strobe, 24 VDC, white | 1 | 0 | 0.249 |  |  |  |  | FALSE | TRUE |  |  |  |  | #FF0070C0 | FA-NFPA 170 HORN STROBE CEILING | 1 | FALSE | FALSE | FALSE | 2012 | [13 empty] | FALSE
|  |  | North | Eaton Wheelock |  | Cards & Components |  |  |  | Card | TRUE | PS-12/24-8 Main Board |  | NAC Power Supply, 8 Amp Main Board | 1 | 0.08 | 0.24 |  |  |  |  | TRUE | [5 empty] | #FFFFFFFF |  |  | FALSE | FALSE | FALSE | [14 empty] | FALSE
NFPA 170 HORN CEILING |  |  | North | Eaton Wheelock |  | Horn |  |  |  | Module | TRUE | LHNWC3 |  | HRN,CEILING,WHT | 1 | [7 empty] | TRUE |  |  |  |  | #FF0070C0 | FA-NFPA 170 HORN CEILING | 1 | FALSE | FALSE | FALSE | 2011 | [16 empty] | C
NFPA 170 STROBE CEILING |  |  | North | Eaton Wheelock |  | Strobe |  |  |  | Module | TRUE | LSTWC3-AL |  | CEILING STROBE "ALERT" MARKING | 1 | [6 empty] | TRUE | TRUE |  |  |  |  | #FF0070C0 | FA-NFPA 170 STROBE CEILING | 1 | FALSE | FALSE | FALSE | 2022
NFPA 170 HORN STROBE |  |  | North | Eaton Wheelock |  | Horn/Strobe |  |  |  | Module | TRUE | ELFHSW-AL | + | WALL SOUNDER STROBE, WHITE, ALERT, LOW FREQ | 1 | [6 empty] | TRUE | [5 empty] | #FF0070C0 | FA-NFPA 170 HORN STROBE | 1 | FALSE | FALSE | FALSE | 2020 | [16 empty] | LF
NFPA 170 BELL |  |  | North | Eaton Wheelock |  | Bell |  |  |  | Module | TRUE | 43T-G10-24-R | F | Bell, Vib, 24 VAC, 10", Red. | 1 | [6 empty] | FALSE | FALSE |  |  |  |  | #FFFF0000 | FA-NFPA 170 BELL | 1 | FALSE | FALSE | FALSE | 2000 | [13 empty] | FALSE
NFPA 170 STROBE WALL |  |  | North | Eaton Wheelock |  | Strobe |  |  |  | Module | TRUE | RSS-24100C-FW |  | Strobe, 24 VDC, 100 cd, Non-Sync/Sync | 1 | [6 empty] | FALSE | FALSE |  |  |  |  | #FF0070C0 | FA-NFPA 170 STROBE WALL | 1 | FALSE | FALSE | FALSE | 2023 | [13 empty] | FALSE
NFPA 170 HORN STROBE CEILING |  |  | North | Eaton Wheelock |  | Horn/Strobe |  |  |  | Module | TRUE | EL4XMTST-FW | ++ | CEILING HORN STROBE, WHITE, WP | 1 | [6 empty] | TRUE | TRUE |  |  |  |  | #FF0070C0 | FA-NFPA 170 HORN STROBE CEILING | 1 | FALSE | FALSE | FALSE | 2020 | [16 empty] | C, WP
NFPA 170 HORN STROBE |  |  | North | Eaton Wheelock |  | Horn/Strobe |  |  |  | Module | TRUE | LFHSHW3-N | + | Horn/Strobe Exceder Series, White, No Lettering, LED, LF, 177cd | 1 | [6 empty] | FALSE | [5 empty] | #FF0070C0 | FA-NFPA 170 HORN STROBE | 1 | FALSE | FALSE | FALSE | 2012 | [13 empty] | FALSE
NFPA 170 HORN STROBE |  |  | North | Eaton Wheelock |  | Horn/Strobe |  |  |  | Module | TRUE | LFHSHR3-N | + | Horn/Strobe Exceder Series, Red, No Lettering, LED, LF, 177cd | 1 | [6 empty] | FALSE | [5 empty] | #FF0070C0 | FA-NFPA 170 HORN STROBE | 1 | FALSE | FALSE | FALSE | 2012 | [13 empty] | FALSE
NFPA 170 HORN STROBE CEILING |  |  | North | Eaton Wheelock |  | Horn/Strobe |  |  |  | Module | TRUE | HSRC0 | F | Horn/Strobe Ceiling, Exceder Series, Red | 1 | [6 empty] | FALSE | TRUE |  |  |  |  | #FF0070C0 | FA-NFPA 170 HORN STROBE CEILING | 1 | FALSE | FALSE | FALSE | 2013 | [13 empty] | FALSE |  |  | C
NFPA 170 STROBE CEILING |  |  | North | Eaton Wheelock |  | Strobe |  |  |  | Module | TRUE | ELSTWC-AL | + | CEILING STROBE, WHITE, ALERT | 1 | [6 empty] | TRUE | TRUE |  |  |  |  | #FF0070C0 | FA-NFPA 170 STROBE CEILING | 1 | FALSE | FALSE | FALSE | 2020 | [16 empty] | C
NFPA 170 SPEAKER STROBE |  |  | North | Eaton Wheelock |  | Speaker/Strobe |  |  |  | Module | TRUE | ET70WP-2475W-FW w/IOB-R |  | Speaker/Strobe, wall, 24 VDC, WP, white weatherproof w/red backbox | 1 | 0 | 0.155 |  |  |  |  | FALSE | FALSE |  |  |  |  | #FF0070C0 | FA-NFPA 170 SPEAKER STROBE | 1 | FALSE | FALSE | FALSE | 2019 | [13 empty] | FALSE |  |  | WP
NFPA 170 SPEAKER STROBE CEILING |  |  | North | Eaton Wheelock |  | Speaker/Strobe |  |  |  | Module | TRUE | ET70WP-24115C-FR |  | Speaker/Strobe, ceiling, 24 VDC, 115CD, WP, red | 1 | 0 | 0.155 |  |  |  |  | FALSE | TRUE |  |  |  |  | #FF0070C0 | FA-NFPA 170 SPEAKER STROBE CEILING | 1 | FALSE | FALSE | FALSE | 2021 | [13 empty] | FALSE |  |  | WP
NFPA 170 HORN STROBE |  |  | North | Eaton Wheelock |  | Horn/Strobe |  |  |  | Module | TRUE | MT-24MCW-FR |  | Horn Strobe Multi-Candela, red | 1 | 0 | 0.253 |  |  |  |  | FALSE | FALSE |  |  |  |  | #FF0070C0 | FA-NFPA 170 HORN STROBE | 1 | FALSE | FALSE | FALSE | 2012 | [13 empty] | FALSE
NFPA 170 SPEAKER STROBE |  |  | North | Eaton Wheelock |  | Speaker/Strobe |  |  |  | Module | TRUE | ET70WP-2475W-FR w/WFP-R |  | Speaker/Strobe, wall, 24 VDC, WP, red weatherproof w/flush plate | 1 | 0 | 0.155 |  |  |  |  | FALSE | FALSE |  |  |  |  | #FF0070C0 | FA-NFPA 170 SPEAKER STROBE | 1 | FALSE | FALSE | FALSE | 2019 | [13 empty] | FALSE |  |  | WP
NFPA 170 HORN STROBE CEILING |  |  | North | Eaton Wheelock |  | Horn/Strobe |  |  |  | Module | TRUE | CH90-24MCC-FR |  | Chime Strobe, 24 VDC, Multi-Candela, , red | 1 | 0 | 0.397 |  |  |  |  | FALSE | TRUE |  |  |  |  | #FF0070C0 | FA-NFPA 170 HORN STROBE CEILING | 1 | FALSE | FALSE | FALSE | 2012 | [13 empty] | FALSE
NFPA 170 SYNC MODULE |  |  | North | Eaton Wheelock |  | Sync Module |  |  |  | Module | TRUE | SM-12/24-R | F | Sync Module, single circuit Class B, 24 VDC | 1 | [6 empty] | FALSE | FALSE |  |  |  |  | #FFFF0000 | FA-NFPA 170 SYNC MODULE | 1 | FALSE | FALSE | FALSE | 2012 | [13 empty] | FALSE
NFPA 170 HORN STROBE |  |  | North | Eaton Wheelock |  | Horn/Strobe |  |  |  | Module | TRUE | 7001T-24 |  | NOTIFICATION, HORNSTROBE, WALL, RED | 1 | [6 empty] | FALSE | FALSE |  |  |  |  | #FF0070C0 | FA-NFPA 170 HORN STROBE | 1 | FALSE | FALSE | FALSE | 2012 | [13 empty] | FALSE
NFPA 170 HORN STROBE |  |  | North | Eaton Wheelock |  | Horn/Strobe |  |  |  | Module | TRUE | EL3RMTSTA-ALW | ++ | WALL HORN STROBE, AMBER, WHITE, WP | 1 | [6 empty] | TRUE | [5 empty] | #FF0070C0 | FA-NFPA 170 HORN STROBE | 1 | FALSE | FALSE | FALSE | 2020 | [16 empty] | WP
NFPA 170 SPEAKER STROBE CEILING |  |  | North | Eaton Wheelock |  | Speaker/Strobe |  |  |  | Module | TRUE | E90-24MCC-FW | + | Speaker/Strobe, 24 VDC, Multi-Candela, , 25/70 Vrms, white | 1 | 0 | 0.11 |  |  |  |  | FALSE | TRUE |  |  |  |  | #FF0070C0 | FA-NFPA 170 SPEAKER STROBE CEILING | 1 | FALSE | FALSE | FALSE | 2020 | [13 empty] | FALSE |  |  | C
NFPA 170 STROBE WALL |  |  | North | Eaton Wheelock |  | Strobe |  |  |  | Module | TRUE | RSSP-2430W-FR | ++ | Strobe, 24 Vdc, Red, 30cd | 1 | 0 | 0.347 |  |  |  |  | FALSE | FALSE |  |  |  |  | #FF0070C0 | FA-NFPA 170 STROBE WALL | 1 | FALSE | FALSE | FALSE | 2022 | [13 empty] | FALSE
NFPA 170 HORN STROBE |  |  | North | Eaton Wheelock |  | Horn/Strobe |  |  |  | Module | TRUE | HS4-24MCWH-FW | + | Horn Strobe, 24 VDC, , white | 1 | 0 | 0.549 |  |  |  |  | FALSE | FALSE |  |  |  |  | #FF0070C0 | FA-NFPA 170 HORN STROBE | 1 | FALSE | FALSE | FALSE | 2012 | [13 empty] | FALSE
NFPA 170 STROBE WALL |  |  | North | Eaton Wheelock |  | Strobe |  |  |  | Module | TRUE | RSS-24C-FW |  | Strobe, 24 VDC, , Non-Sync/Sync | 1 | 0 | 0.492 |  |  |  |  | FALSE | FALSE |  |  |  |  | #FF0070C0 | FA-NFPA 170 STROBE WALL | 1 | FALSE | FALSE | FALSE | 2023 | [13 empty] | FALSE
NFPA 170 HORN STROBE |  |  | North | Eaton Wheelock |  | Horn/Strobe |  |  |  | Module | TRUE | HS-12/24-W | F | Horn, 24 VDC, white | 1 | [6 empty] | FALSE | FALSE |  |  |  |  | #FF0070C0 | FA-NFPA 170 HORN STROBE | 1 | FALSE | FALSE | FALSE | 2012 | [13 empty] | FALSE
NFPA 170 HORN STROBE |  |  | North | Eaton Wheelock |  | Horn/Strobe |  |  |  | Module | TRUE | ELHSW-N | + | WALL HORN STROBE, WHITE, NONE | 1 | [6 empty] | TRUE | [5 empty] | #FF0070C0 | FA-NFPA 170 HORN STROBE | 1 | FALSE | FALSE | FALSE | 2020
NFPA 170 HORN STROBE CEILING |  |  | North | Eaton Wheelock |  | Horn/Strobe |  |  |  | Module | TRUE | NS-24MCC-FR |  | Horn Strobe ceiling, 24 VDC, , red | 1 | 0 | 0.411 |  |  |  |  | FALSE | TRUE |  |  |  |  | #FF0070C0 | FA-NFPA 170 HORN STROBE CEILING | 1 | FALSE | FALSE | FALSE | 2013 | [13 empty] | FALSE |  |  | C
NFPA 170 SPEAKER STROBE |  |  | North | Eaton Wheelock |  | Speaker/Strobe |  |  |  | Module | TRUE | E60-24MCW-FW |  | Speaker/Strobe, 24 VDC, Multi-Candela, 25/70 Vrms, white | 1 | 0 | 0.102 |  |  |  |  | FALSE | FALSE |  |  |  |  | #FF0070C0 | FA-NFPA 170 SPEAKER STROBE | 1 | FALSE | FALSE | FALSE | 2019 | [13 empty] | FALSE
NFPA 170 EMERGENCY TEXTUAL VISUAL |  |  | North | Eaton Wheelock |  | Emergency Visual |  |  |  | Module | TRUE | LEMD-M |  | LED Text Sign | 1 | 0 | 0.07 |  |  |  |  | FALSE | [5 empty] | #FFFF0000 | FA-NFPA 170 EMERGENCY TEXTUAL VISUAL | 1 | FALSE | FALSE | FALSE | 5000 | [13 empty] | FALSE
NFPA 170 HORN STROBE |  |  | North | Eaton Wheelock |  | Horn/Strobe |  |  |  | Module | TRUE | ELFHSW-CO | + | WALL SOUNDER STROBE, WHITE, CO, LOW FREQ | 1 | [6 empty] | TRUE | [5 empty] | #FF0070C0 | FA-NFPA 170 HORN STROBE | 1 | FALSE | FALSE | FALSE | 2020 | [16 empty] | LF
NFPA 170 HORN STROBE |  |  | North | Eaton Wheelock |  | Horn/Strobe |  |  |  | Module | TRUE | NH-12/24-R | F | Horn, 12/24 VDC, Non-Sync/Sync | 1 | [6 empty] | FALSE | FALSE |  |  |  |  | #FF0070C0 | FA-NFPA 170 HORN STROBE | 1 | FALSE | FALSE | FALSE | 2012 | [13 empty] | FALSE
NFPA 170 STROBE WALL |  |  | North | Eaton Wheelock |  | Strobe |  |  |  | Module | TRUE | RSSP-241575W-FR | ++ | Strobe, 24 Vdc, Red, 15/75cd | 1 | 0 | 0.347 |  |  |  |  | FALSE | FALSE |  |  |  |  | #FF0070C0 | FA-NFPA 170 STROBE WALL | 1 | FALSE | FALSE | FALSE | 2022 | [13 empty] | FALSE
NFPA 170 HORN STROBE CEILING |  |  | North | Eaton Wheelock |  | Horn/Strobe |  |  |  | Module | TRUE | ELFHSRC-CO | + | CEILING SOUNDER STROBE, RED, CO, LOW FREQ | 1 | [6 empty] | TRUE | TRUE |  |  |  |  | #FF0070C0 | FA-NFPA 170 HORN STROBE CEILING | 1 | FALSE | FALSE | FALSE | 2020 | [16 empty] | LF
NFPA 170 SPEAKER WALL |  |  | North | Eaton Wheelock |  | Speaker |  |  |  | Module | TRUE | ET-1010-W w/ WBB-R | + | Speaker, 25 or 70.7 Vrms, 1/8 to 8 watts w/Backbox WP | 1 | [6 empty] | FALSE | FALSE |  |  |  |  | #FF0070C0 | FA-NFPA 170 SPEAKER WALL | 1 | FALSE | FALSE | FALSE | 2021 | [13 empty] | FALSE |  |  | WP
NFPA 170 HORN STROBE |  |  | North | Eaton Wheelock |  | Horn/Strobe |  |  |  | Module | TRUE | AMT-24MCW-FW |  | Horn Strobe Multi-Candela, white | 1 | 0.06 | 0.102 |  |  |  |  | FALSE | FALSE |  |  |  |  | #FF0070C0 | FA-NFPA 170 HORN STROBE | 1 | FALSE | FALSE | FALSE | 2012 | [13 empty] | FALSE
NFPA 170 HORN STROBE |  |  | North | Eaton Wheelock |  | Horn/Strobe |  |  |  | Module | TRUE | LFHSHW3-AL | + | Horn/Strobe Exceder Series, White, ALERT, LED, LF, 177cd | 1 | [6 empty] | FALSE | [5 empty] | #FF0070C0 | FA-NFPA 170 HORN STROBE | 1 | FALSE | FALSE | FALSE | 2012 | [13 empty] | FALSE
NFPA 170 HORN STROBE CEILING |  |  | North | Eaton Wheelock |  | Horn/Strobe |  |  |  | Module | TRUE | NS-24MCCH-FW |  | Horn Strobe ceiling, 24 VDC, , white | 1 | 0 | 0.681 |  |  |  |  | FALSE | TRUE |  |  |  |  | #FF0070C0 | FA-NFPA 170 HORN STROBE CEILING | 1 | FALSE | FALSE | FALSE | 2013 | [13 empty] | FALSE |  |  | C
NFPA 170 HORN STROBE |  |  | North | Eaton Wheelock |  | Horn/Strobe |  |  |  | Module | TRUE | RSSP-24MCWH-FW |  | Strobe Plate, 24 Vdc, white, selectable, | 1 | 0 | 0.645 |  |  |  |  | FALSE | FALSE |  |  |  |  | #FF0070C0 | FA-NFPA 170 HORN STROBE | 1 | FALSE | FALSE | FALSE | 2012 | [13 empty] | FALSE
NFPA 170 HORN STROBE |  |  | North | Eaton Wheelock |  | Horn/Strobe |  |  |  | Module | TRUE | ELFHSR-N | + | WALL SOUNDER STROBE, RED, NONE, LOW FREQ | 1 | [6 empty] | TRUE | [5 empty] | #FF0070C0 | FA-NFPA 170 HORN STROBE | 1 | FALSE | FALSE | FALSE | 2020 | [16 empty] | LF
NFPA 170 HORN STROBE |  |  | North | Eaton Wheelock |  | Horn/Strobe |  |  |  | Module | TRUE | CH70-2430W-FR | ++ | Chime Strobe, 24 VDC, Red, 30cd | 1 | [6 empty] | FALSE | FALSE |  |  |  |  | #FF0070C0 | FA-NFPA 170 HORN STROBE | 1 | FALSE | FALSE | FALSE | 2012 | [13 empty] | FALSE
NFPA 170 HORN STROBE |  |  | North | Eaton Wheelock |  | Horn/Strobe |  |  |  | Module | TRUE | LFHSKR3-N | + | Horn/Strobe Exceder Series, Red, No Lettering, LED, LF, 110cd | 1 | [6 empty] | FALSE | FALSE |  |  |  |  | #FF0070C0 | FA-NFPA 170 HORN STROBE | 1 | FALSE | FALSE | FALSE | 2012 | [13 empty] | FALSE
NFPA 170 HORN |  |  | North | Eaton Wheelock |  | Horn |  |  |  | Module | TRUE | MIZ-24S-R |  | Mini-Horn, 24 Vdc, Red, Sync with built-in temporal. | 1 | 0 | 0.026 |  |  |  |  | FALSE | FALSE |  |  |  |  | #FF0070C0 | FA-NFPA 170 HORN | 1 | FALSE | FALSE | FALSE | 2010 | [13 empty] | FALSE
NFPA 170 STROBE WALL |  |  | North | Eaton Wheelock |  | Strobe |  |  |  | Module | TRUE | EL3RMTSTA | ++ | WALL STROBE, AMBER, WP | 1 | [6 empty] | TRUE | [5 empty] | #FF0070C0 | FA-NFPA 170 STROBE WALL | 1 | FALSE | FALSE | FALSE | 2020 | [16 empty] | WP
NFPA 170 HORN STROBE |  |  | North | Eaton Wheelock |  | Horn/Strobe |  |  |  | Module | TRUE | AMT-24MCW-FR |  | Horn Strobe Multi-Candela, red | 1 | 0.06 | 0.102 |  |  |  |  | FALSE | FALSE |  |  |  |  | #FF0070C0 | FA-NFPA 170 HORN STROBE | 1 | FALSE | FALSE | FALSE | 2012 | [13 empty] | FALSE
NFPA 170 AMPLIFIER RACK |  |  | North | Eaton Wheelock |  | Amplifier |  |  |  | Assembly | TRUE | SPB-320 | ++ | 320 Watt Supervised Audio Power Booster (Four 80 watt circuits) | 1 | [6 empty] | FALSE |  |  |  | 36” H x 24” W x 6” D (wall mount) |  | #FFFF0000 | FA-NFPA 170 AMPLIFIER RACK | 1 | FALSE | FALSE | FALSE | 211 | [8 empty] | 12 | 4 | 12 |  |  | TRUE
NFPA 170 SPEAKER WALL |  |  | North | Eaton Wheelock |  | Speaker |  |  |  | Module | TRUE | EL4XSPK-NW | ++ | Outdoor speaker, white | 1 | [6 empty] | TRUE | [5 empty] | #FF0070C0 | FA-NFPA 170 SPEAKER WALL | 1 | FALSE | FALSE | FALSE | 2020 | [16 empty] | WP
NFPA 170 HORN CEILING |  |  | North | Eaton Wheelock |  | Horn |  |  |  | Module | TRUE | HNWC | ++ | Horn, White, Ceiling Mount | 1 | [6 empty] | FALSE | TRUE |  |  |  |  | #FF0070C0 | FA-NFPA 170 HORN CEILING | 1 | FALSE | FALSE | FALSE | 2011 | [13 empty] | FALSE |  |  | C
NFPA 170 SPEAKER STROBE |  |  | North | Eaton Wheelock |  | Speaker/Strobe |  |  |  | Module | TRUE | LSPSTW3-AL |  | WALL SPEAKER STROBE, WHITE, ALERT | 1 | [6 empty] | TRUE | [5 empty] | #FF0070C0 | FA-NFPA 170 SPEAKER STROBE | 1 | FALSE | FALSE | FALSE | 2020
NFPA 170 SPEAKER STROBE |  |  | North | Eaton Wheelock |  | Speaker/Strobe |  |  |  | Module | TRUE | E50-24MCW-FR |  | Speaker/Strobe, 24 VDC, Multi-Candela, 25/70 Vrms, red | 1 | 0 | 0.253 |  |  |  |  | FALSE | FALSE |  |  |  |  | #FF0070C0 | FA-NFPA 170 SPEAKER STROBE | 1 | FALSE | FALSE | FALSE | 2019 | [13 empty] | FALSE
NFPA 170 HORN |  |  | North | Eaton Wheelock |  | Horn |  |  |  | Module | TRUE | EL4XMT-NW | ++ | WALL HORN, WHITE, WP | 1 | [6 empty] | TRUE | [5 empty] | #FF0070C0 | FA-NFPA 170 HORN | 1 | FALSE | FALSE | FALSE | 2020 | [16 empty] | WP
NFPA 170 CHIME |  |  | North | Eaton Wheelock |  | Chime |  |  |  | Module | TRUE | CH70-24R | ++ | Chime, 24 VDC, Red | 1 | [6 empty] | FALSE | FALSE |  |  |  |  | #FFFF0000 | FA-NFPA 170 CHIME | 1 | FALSE | FALSE | FALSE | 2012 | [13 empty] | FALSE
NFPA 170 SPEAKER STROBE CEILING |  |  | North | Eaton Wheelock |  | Speaker/Strobe |  |  |  | Module | TRUE | ELSPSTWC-AL | + | CEILING SPEAKER STROBE, WHITE, ALERT | 1 | [6 empty] | TRUE | TRUE |  |  |  |  | #FF0070C0 | FA-NFPA 170 SPEAKER STROBE CEILING | 1 | FALSE | FALSE | FALSE | 2020
NFPA 170 STROBE WALL |  |  | North | Eaton Wheelock |  | Strobe |  |  |  | Module | TRUE | ELSTW-ALA | + | WALL STROBE, WHITE, ALERT, AMBER | 1 | [6 empty] | TRUE | [5 empty] | #FF0070C0 | FA-NFPA 170 STROBE WALL | 1 | FALSE | FALSE | FALSE | 2020
NFPA 170 HORN STROBE |  |  | North | Eaton Wheelock |  | Horn/Strobe |  |  |  | Module | TRUE | HS24-/WR |  | Horn Strobe, 24 VDC, | 1 | 0 | 0.301 |  |  |  |  | FALSE | FALSE |  |  |  |  | #FF0070C0 | FA-NFPA 170 HORN STROBE | 1 | FALSE | FALSE | FALSE | 2012 | [13 empty] | FALSE
NFPA 170 STROBE CEILING |  |  | North | Eaton Wheelock |  | Strobe |  |  |  | Module | TRUE | RSSB-24MCCH-NW |  | Strobe, 24 Vdc, red, selectable, - Blue Lens | 1 | 0 | 0.455 |  |  |  |  | FALSE | TRUE |  |  |  |  | #FF0070C0 | FA-NFPA 170 STROBE CEILING | 1 | FALSE | FALSE | FALSE | 2022 | [13 empty] | FALSE
NFPA 170 SPEAKER STROBE |  |  | North | Eaton Wheelock |  | Speaker/Strobe |  |  |  | Module | TRUE | SA-S70-24MCW-FR | + | Speaker/Strobe, 24 VDC, Multi-Candela, , red | 1 | 0 | 0.347 |  |  |  |  | FALSE | FALSE |  |  |  |  | #FF0070C0 | FA-NFPA 170 SPEAKER STROBE | 1 | FALSE | FALSE | FALSE | 2019 | [13 empty] | FALSE
NFPA 170 HORN STROBE CEILING |  |  | North | Eaton Wheelock |  | Horn/Strobe |  |  |  | Module | TRUE | CH90-24MCCH-FR |  | Chime Strobe, 24 VDC, Multi-Candela, , red | 1 | 0 | 0.477 |  |  |  |  | FALSE | TRUE |  |  |  |  | #FF0070C0 | FA-NFPA 170 HORN STROBE CEILING | 1 | FALSE | FALSE | FALSE | 2012 | [13 empty] | FALSE
NFPA 170 HORN CEILING |  |  | North | Eaton Wheelock |  | Horn |  |  |  | Module | TRUE | ELFHNRC | + | CEILING SOUNDER, RED, FIRE, LOW FREQ | 1 | [6 empty] | TRUE | TRUE |  |  |  |  | #FF0070C0 | FA-NFPA 170 HORN CEILING | 1 | FALSE | FALSE | FALSE | 2020 | [16 empty] | LF
NFPA 170 STROBE CEILING |  |  | North | Eaton Wheelock |  | Strobe |  |  |  | Module | TRUE | ELSTWC-ALA | + | CEILING STROBE, WHITE, ALERT, AMBER | 1 | [6 empty] | TRUE | TRUE |  |  |  |  | #FF0070C0 | FA-NFPA 170 STROBE CEILING | 1 | FALSE | FALSE | FALSE | 2020 | [16 empty] | C
NFPA 170 STROBE WALL |  |  | North | Eaton Wheelock |  | Strobe |  |  |  | Module | TRUE | RSS-2430W-FR | ++ | Strobe, 24 Vdc, Red, 30cd | 1 | 0 | 0.347 |  |  |  |  | FALSE | FALSE |  |  |  |  | #FF0070C0 | FA-NFPA 170 STROBE WALL | 1 | FALSE | FALSE | FALSE | 2022 | [13 empty] | FALSE
NFPA 170 STROBE WALL |  |  | North | Eaton Wheelock |  | Strobe |  |  |  | Module | TRUE | ELSTW-NA | + | WALL STROBE, WHITE, NONE, AMBER | 1 | [6 empty] | TRUE | [5 empty] | #FF0070C0 | FA-NFPA 170 STROBE WALL | 1 | FALSE | FALSE | FALSE | 2020
NFPA 170 HORN STROBE |  |  | North | Eaton Wheelock |  | Horn/Strobe |  |  |  | Module | TRUE | NS-24MCW-FR |  | Horn Strobe, 24 VDC, red | 1 | 0 | 0.285 |  |  |  |  | FALSE | FALSE |  |  |  |  | #FF0070C0 | FA-NFPA 170 HORN STROBE | 1 | FALSE | FALSE | FALSE | 2012 | [13 empty] | FALSE
NFPA 170 SPEAKER WALL |  |  | North | Eaton Wheelock |  | Speaker |  |  |  | Module | TRUE | ET-1010-R w/ WFP-R | + | Speaker, 25 or 70.7 Vrms, 1/8 to 8 watts, WP, red weatherproof w/flush plate | 1 | [6 empty] | FALSE | FALSE |  |  |  |  | #FF0070C0 | FA-NFPA 170 SPEAKER WALL | 1 | FALSE | FALSE | FALSE | 2021 | [13 empty] | FALSE |  |  | WP
NFPA 170 HORN |  |  | North | Eaton Wheelock |  | Horn |  |  |  | Module | TRUE | ELFHNR-N | + | WALL SOUNDER, RED, NONE, LOW FREQ | 1 | [6 empty] | TRUE | [5 empty] | #FF0070C0 | FA-NFPA 170 HORN | 1 | FALSE | FALSE | FALSE | 2020 | [16 empty] | LF
NFPA 170 HORN |  |  | North | Eaton Wheelock |  | Horn |  |  |  | Module | TRUE | ELFHNR-CO | + | WALL SOUNDER, RED, CO, LOW FREQ | 1 | [6 empty] | TRUE | [5 empty] | #FF0070C0 | FA-NFPA 170 HORN | 1 | FALSE | FALSE | FALSE | 2020 | [16 empty] | LF
NFPA 170 HORN STROBE CEILING |  |  | North | Eaton Wheelock |  | Horn/Strobe |  |  |  | Module | TRUE | EL3RMTST-FW | ++ | CEILING HORN STROBE, WHITE, WP | 1 | [6 empty] | TRUE | TRUE |  |  |  |  | #FF0070C0 | FA-NFPA 170 HORN STROBE CEILING | 1 | FALSE | FALSE | FALSE | 2020 | [16 empty] | C, WP
NFPA 170 SPEAKER STROBE |  |  | North | Eaton Wheelock |  | Speaker/Strobe |  |  |  | Module | TRUE | SA-S90-24MCC-FR | + | Speaker/Strobe, 24 VDC, Multi-Candela, , red | 1 | 0 | 0.17 |  |  |  |  | FALSE | FALSE |  |  |  |  | #FF0070C0 | FA-NFPA 170 SPEAKER STROBE | 1 | FALSE | FALSE | FALSE | 2019 | [13 empty] | FALSE
NFPA 170 SPEAKER STROBE CEILING |  |  | North | Eaton Wheelock |  | Speaker/Strobe |  |  |  | Module | TRUE | ET70WP-24177C-FW |  | Speaker/Strobe, ceiling, 24 VDC, 177CD, WP, white | 1 | 0 | 0.155 |  |  |  |  | FALSE | TRUE |  |  |  |  | #FF0070C0 | FA-NFPA 170 SPEAKER STROBE CEILING | 1 | FALSE | FALSE | FALSE | 2020 | [13 empty] | FALSE |  |  | WP
NFPA 170 HORN STROBE |  |  | North | Eaton Wheelock |  | Horn/Strobe |  |  |  | Module | TRUE | NS-24MCW-FW |  | Horn Strobe, 24 VDC, white | 1 | 0 | 0.285 |  |  |  |  | FALSE | FALSE |  |  |  |  | #FF0070C0 | FA-NFPA 170 HORN STROBE | 1 | FALSE | FALSE | FALSE | 2012 | [13 empty] | FALSE
NFPA 170 STROBE WALL |  |  | North | Eaton Wheelock |  | Strobe |  |  |  | Module | TRUE | RSSWP-2475W-FW | ++ | NOTIFICATION, STROBE, WHITE, WALL, WP | 1 | 0 | 0.138 |  |  |  |  | FALSE | FALSE |  |  |  |  | #FF0070C0 | FA-NFPA 170 STROBE WALL | 1 | FALSE | FALSE | FALSE | 2023 | [13 empty] | FALSE |  |  | WP
NFPA 170 HORN STROBE CEILING |  |  | North | Eaton Wheelock |  | Horn/Strobe |  |  |  | Module | TRUE | HS4-24MCC-FR | + | Ceiling Horn Strobe, 24 VDC, red | 1 | 0 | 0.249 |  |  |  |  | FALSE | TRUE |  |  |  |  | #FF0070C0 | FA-NFPA 170 HORN STROBE CEILING | 1 | FALSE | FALSE | FALSE | 2012 | [13 empty] | FALSE
NFPA 170 SPEAKER CEILING |  |  | North | Eaton Wheelock |  | Speaker |  |  |  | Module | TRUE | ELSPKRC-AL | + | CEILING SPEAKER, RED, ALERT | 1 | [6 empty] | TRUE | TRUE |  |  |  |  | #FF0070C0 | FA-NFPA 170 SPEAKER CEILING | 1 | FALSE | FALSE | FALSE | 2020
NFPA 170 SPEAKER STROBE |  |  | North | Eaton Wheelock |  | Speaker/Strobe |  |  |  | Module | TRUE | ET70WP-24185W-FW |  | Speaker/Strobe, wall, 24 VDC, 185CD, WP, white | 1 | 0 | 0.155 |  |  |  |  | FALSE | FALSE |  |  |  |  | #FF0070C0 | FA-NFPA 170 SPEAKER STROBE | 1 | FALSE | FALSE | FALSE | 2019 | [13 empty] | FALSE |  |  | WP
NFPA 170 SPEAKER STROBE |  |  | North | Eaton Wheelock |  | Speaker/Strobe |  |  |  | Module | TRUE | ET70WP-2475W-FR |  | Speaker/Strobe, wall, 24 VDC, WP, red | 1 | 0 | 0.155 |  |  |  |  | FALSE | FALSE |  |  |  |  | #FF0070C0 | FA-NFPA 170 SPEAKER STROBE | 1 | FALSE | FALSE | FALSE | 2019 | [13 empty] | FALSE |  |  | WP
NFPA 170 SPEAKER WALL |  |  | North | Eaton Wheelock |  | Speaker |  |  |  | Module | TRUE | ET70-R |  | Speaker, 1/8 to 8 watts | 1 | [6 empty] | FALSE | FALSE |  |  |  |  | #FF0070C0 | FA-NFPA 170 SPEAKER WALL | 1 | FALSE | FALSE | FALSE | 2021 | [13 empty] | FALSE
NFPA 170 HORN |  |  | North | Eaton Wheelock |  | Horn |  |  |  | Module | TRUE | ELMTW | ++ | WALL MULTI-TONE HORN, WHITE, NONE | 1 | [6 empty] | TRUE | [5 empty] | #FF0070C0 | FA-NFPA 170 HORN | 1 | FALSE | FALSE | FALSE | 2020
NFPA 170 HORN STROBE |  |  | North | Eaton Wheelock |  | Horn/Strobe |  |  |  | Module | TRUE | EL3RSPST-FR | ++ | Outdoor speaker/strobe, clear, red, fire | 1 | [6 empty] | TRUE | [5 empty] | #FF0070C0 | FA-NFPA 170 HORN STROBE | 1 | FALSE | FALSE | FALSE | 2020 | [16 empty] | WP
NFPA 170 SPEAKER WALL |  |  | North | Eaton Wheelock |  | Speaker |  |  |  | Module | TRUE | EL3RSPK-NW | ++ | Outdoor speaker, white | 1 | [6 empty] | TRUE | [5 empty] | #FF0070C0 | FA-NFPA 170 SPEAKER WALL | 1 | FALSE | FALSE | FALSE | 2020 | [16 empty] | WP
|  |  | North | Eaton Wheelock |  | Cards & Components |  |  |  | Card | TRUE | SPMB4Z | NEW |  | 1 | [6 empty] | TRUE | [5 empty] | #FFFFFFFF |  |  | FALSE | FALSE | FALSE | [14 empty] | FALSE
NFPA 170 HORN STROBE |  |  | North | Eaton Wheelock |  | Horn/Strobe |  |  |  | Module | TRUE | EL4XHS-FR | ++ | WALL HORN STROBE, RED | 1 | [6 empty] | TRUE | [5 empty] | #FF0070C0 | FA-NFPA 170 HORN STROBE | 1 | FALSE | FALSE | FALSE | 2020
|  |  | North | Eaton Wheelock |  | Cards & Components |  |  |  | Card | TRUE | PS-8-LP Main Board | + | 8 amp power supply, black enclosure, 120V Main Board | 1 | 0.129 | 0.129 |  |  |  |  | TRUE | FALSE |  |  |  |  | #FFFFFFFF |  |  | FALSE | FALSE | FALSE | [14 empty] | FALSE
NFPA 170 HORN STROBE CEILING |  |  | North | Eaton Wheelock |  | Horn/Strobe |  |  |  | Module | TRUE | ELFHSWC-N | + | CEILING SOUNDER STROBE, WHITE, NONE, LOW FREQ | 1 | [6 empty] | TRUE | TRUE |  |  |  |  | #FF0070C0 | FA-NFPA 170 HORN STROBE CEILING | 1 | FALSE | FALSE | FALSE | 2020 | [16 empty] | LF
NFPA 170 HORN STROBE |  |  | North | Eaton Wheelock |  | Horn/Strobe |  |  |  | Module | TRUE | HS24-WW |  | Horn Strobe, 24 VDC, , wall, white | 1 | 0 | 0.301 |  |  |  |  | FALSE | FALSE |  |  |  |  | #FF0070C0 | FA-NFPA 170 HORN STROBE | 1 | FALSE | FALSE | FALSE | 2012 | [13 empty] | FALSE
NFPA 170 MANUAL PULL |  |  | North | Eaton Wheelock |  | Manual Station |  |  |  | Module | TRUE | MPS-100 | + | SPST, single action, terminals, key reset | 1 | [6 empty] | TRUE | [5 empty] | #FFFF0000 | FA-NFPA 170 MANUAL PULL | 1 | FALSE | FALSE | FALSE | 957 | [16 empty] | XP
NFPA 170 SPEAKER CEILING |  |  | North | Eaton Wheelock |  | Speaker |  |  |  | Module | TRUE | LSPKWC |  | CEILING SPEAKER | 1 | [6 empty] | TRUE | TRUE |  |  |  |  | #FF0070C0 | FA-NFPA 170 SPEAKER CEILING | 1 | FALSE | FALSE | FALSE | 2019 | [16 empty] | C
NFPA 170 SPEAKER WALL |  |  | North | Eaton Wheelock |  | Speaker |  |  |  | Module | TRUE | EL3RSPK-NR | ++ | Outdoor speaker, red | 1 | [6 empty] | TRUE | [5 empty] | #FF0070C0 | FA-NFPA 170 SPEAKER WALL | 1 | FALSE | FALSE | FALSE | 2020 | [16 empty] | WP
NFPA 170 HORN STROBE |  |  | North | Eaton Wheelock |  | Horn/Strobe |  |  |  | Module | TRUE | CH70-24MCW-FR |  | Chime Strobe, 24 VDC, Multi-Candela, red | 1 | 0 | 0.369 |  |  |  |  | FALSE | FALSE |  |  |  |  | #FF0070C0 | FA-NFPA 170 HORN STROBE | 1 | FALSE | FALSE | FALSE | 2012 | [13 empty] | FALSE
NFPA 170 HORN STROBE |  |  | North | Eaton Wheelock |  | Horn/Strobe |  |  |  | Module | TRUE | AS-24W-FR |  | Horn Strobe, 24 VDC, | 1 | 0 | 0.178 |  |  |  |  | FALSE | FALSE |  |  |  |  | #FF0070C0 | FA-NFPA 170 HORN STROBE | 1 | FALSE | FALSE | FALSE | 2012 | [13 empty] | FALSE
NFPA 170 HORN |  |  | North | Eaton Wheelock |  | Horn |  |  |  | Module | TRUE | EL3RMT-NR | ++ | WALL HORN, RED, WP | 1 | [6 empty] | TRUE | [5 empty] | #FF0070C0 | FA-NFPA 170 HORN | 1 | FALSE | FALSE | FALSE | 2020 | [16 empty] | WP
NFPA 170 HORN CEILING |  |  | North | Eaton Wheelock |  | Horn |  |  |  | Module | TRUE | ELFHNWC-N | + | CEILING SOUNDER, WHITE, NONE, LOW FREQ | 1 | [6 empty] | TRUE | TRUE |  |  |  |  | #FF0070C0 | FA-NFPA 170 HORN CEILING | 1 | FALSE | FALSE | FALSE | 2020 | [16 empty] | LF
NFPA 170 STROBE WALL |  |  | North | Eaton Wheelock |  | Strobe |  |  |  | Module | TRUE | XB1602460ANNW | + | Explosionproof Strobe - Amber Lens, White Finish | 1 | 0 | 0 |  |  |  |  | FALSE | [5 empty] | #FF0070C0 | FA-NFPA 170 STROBE WALL | 1 | FALSE | FALSE | FALSE | 2023 | [13 empty] | FALSE |  |  | XP
NFPA 170 SPEAKER WALL |  |  | North | Eaton Wheelock |  | Speaker |  |  |  | Module | TRUE | ET-1010-R | + | Speaker, 1/8 to 8 watts, red | 1 | [6 empty] | FALSE | FALSE |  |  |  |  | #FF0070C0 | FA-NFPA 170 SPEAKER WALL | 1 | FALSE | FALSE | FALSE | 2021 | [13 empty] | FALSE
NFPA 170 HORN STROBE |  |  | North | Eaton Wheelock |  | Horn/Strobe |  |  |  | Module | TRUE | ZNS-24MCW-FW |  | Horn/Strobe, Wall mount 24 VDC, white with easy snap base | 1 | 0 | 0.244 |  |  |  |  | FALSE | FALSE |  |  |  |  | #FF0070C0 | FA-NFPA 170 HORN STROBE | 1 | FALSE | FALSE | FALSE | 2012 | [13 empty] | FALSE
NFPA 170 STROBE WALL |  |  | North | Eaton Wheelock |  | Strobe |  |  |  | Module | TRUE | EL4XMTSTA | ++ | WALL STROBE, AMBER, WP | 1 | [6 empty] | TRUE | [5 empty] | #FF0070C0 | FA-NFPA 170 STROBE WALL | 1 | FALSE | FALSE | FALSE | 2020 | [16 empty] | WP
NFPA 170 SPEAKER WALL |  |  | North | Eaton Wheelock |  | Speaker |  |  |  | Module | TRUE | E50-W |  | Speaker, 25 or 70 Vrms, 1/8 to 2 watts | 1 | [6 empty] | FALSE | FALSE |  |  |  |  | #FF0070C0 | FA-NFPA 170 SPEAKER WALL | 1 | FALSE | FALSE | FALSE | 2021 | [13 empty] | FALSE
NFPA 170 SPEAKER STROBE CEILING |  |  | North | Eaton Wheelock |  | Speaker/Strobe |  |  |  | Module | TRUE | LSPSTWC3-AL |  | CEILING SPEAKER STROBE "ALERT" MARKING | 1 | [6 empty] | TRUE | TRUE |  |  |  |  | #FF0070C0 | FA-NFPA 170 SPEAKER STROBE CEILING | 1 | FALSE | FALSE | FALSE | 2020 | [16 empty] | C
NFPA 170 STROBE CEILING |  |  | North | Eaton Wheelock |  | Strobe |  |  |  | Module | TRUE | ELSTRC-ALA | + | CEILING STROBE, RED, ALERT, AMBER | 1 | [6 empty] | TRUE | TRUE |  |  |  |  | #FF0070C0 | FA-NFPA 170 STROBE CEILING | 1 | FALSE | FALSE | FALSE | 2020 | [16 empty] | C
NFPA 170 BELL |  |  | North | Eaton Wheelock |  | Bell |  |  |  | Module | TRUE | GB6-120 |  | Bell 6" Housing, 24VDC | 1 | [6 empty] | FALSE | FALSE |  |  |  |  | #FFFF0000 | FA-NFPA 170 BELL | 1 | FALSE | FALSE | FALSE | 2000 | [13 empty] | FALSE
NFPA 170 HORN CEILING |  |  | North | Eaton Wheelock |  | Horn |  |  |  | Module | TRUE | ELHNWC | + | CEILING HORN, WHITE, NONE | 1 | [6 empty] | TRUE | TRUE |  |  |  |  | #FF0070C0 | FA-NFPA 170 HORN CEILING | 1 | FALSE | FALSE | FALSE | 2020
NFPA 170 SPEAKER STROBE |  |  | North | Eaton Wheelock |  | Speaker/Strobe |  |  |  | Module | TRUE | SA-S70-24MCW-ALW | + | Speaker/Strobe, 24 VDC, Multi-Candela, , white | 1 | 0 | 0.347 |  |  |  |  | FALSE | FALSE |  |  |  |  | #FF0070C0 | FA-NFPA 170 SPEAKER STROBE | 1 | FALSE | FALSE | FALSE | 2019 | [13 empty] | FALSE
NFPA 170 HORN STROBE |  |  | North | Eaton Wheelock |  | Horn/Strobe |  |  |  | Module | TRUE | LHSW3 |  | HRN/ST,WALL,WHT,FIRE | 1 | [6 empty] | FALSE | [5 empty] | #FF0070C0 | FA-NFPA 170 HORN STROBE | 1 | FALSE | FALSE | FALSE | 2012 | [13 empty] | FALSE
NFPA 170 SPEAKER CEILING |  |  | North | Eaton Wheelock |  | Speaker |  |  |  | Module | TRUE | ET-1010-W w/ WFP-W | + | Speaker, 25 or 70.7 Vrms, 1/8 to 8 watts, WP, white weatherproof w/flush plate | 1 | [6 empty] | FALSE | TRUE |  |  |  |  | #FF0070C0 | FA-NFPA 170 SPEAKER CEILING | 1 | FALSE | FALSE | FALSE | 2021 | [13 empty] | FALSE |  |  | WP
NFPA 170 HORN CEILING |  |  | North | Eaton Wheelock |  | Horn |  |  |  | Module | TRUE | ELFHNWC-AL | + | CEILING SOUNDER, WHITE, ALERT, LOW FREQ | 1 | [6 empty] | TRUE | TRUE |  |  |  |  | #FF0070C0 | FA-NFPA 170 HORN CEILING | 1 | FALSE | FALSE | FALSE | 2020 | [16 empty] | LF
NFPA 170 HORN |  |  | North | Eaton Wheelock |  | Horn |  |  |  | Module | TRUE | ELFHNW-N | + | WALL SOUNDER, WHITE, NONE, LOW FREQ | 1 | [6 empty] | TRUE | [5 empty] | #FF0070C0 | FA-NFPA 170 HORN | 1 | FALSE | FALSE | FALSE | 2020 | [16 empty] | LF
NFPA 170 STROBE WALL |  |  | North | Eaton Wheelock |  | Strobe |  |  |  | Module | TRUE | XB1602460ANNR | + | Explosionproof Strobe - Amber Lens, Red Finish | 1 | 0 | 0 |  |  |  |  | FALSE | [5 empty] | #FF0070C0 | FA-NFPA 170 STROBE WALL | 1 | FALSE | FALSE | FALSE | 2023 | [13 empty] | FALSE |  |  | XP
NFPA 170 SPEAKER STROBE |  |  | North | Eaton Wheelock |  | Speaker/Strobe |  |  |  | Module | TRUE | E70-24MCWH-FW | + | Speaker/Strobe, 24 VDC, Multi-Candela, , 25/70 Vrms, white | 1 | 0 | 0.42 |  |  |  |  | FALSE | FALSE |  |  |  |  | #FF0070C0 | FA-NFPA 170 SPEAKER STROBE | 1 | FALSE | FALSE | FALSE | 2019 | [13 empty] | FALSE
NFPA 170 HORN STROBE |  |  | North | Eaton Wheelock |  | Horn/Strobe |  |  |  | Module | TRUE | EL3RMTST-FR | ++ | WALL HORN STROBE, RED, WP | 1 | [6 empty] | TRUE | [5 empty] | #FF0070C0 | FA-NFPA 170 HORN STROBE | 1 | FALSE | FALSE | FALSE | 2020 | [16 empty] | WP
NFPA 170 STROBE WALL |  |  | North | Eaton Wheelock |  | Strobe |  |  |  | Module | TRUE | ELSTR-AL | + | WALL STROBE, RED, ALERT | 1 | [6 empty] | TRUE | [5 empty] | #FF0070C0 | FA-NFPA 170 STROBE WALL | 1 | FALSE | FALSE | FALSE | 2020
NFPA 170 STROBE WALL |  |  | North | Eaton Wheelock |  | Strobe |  |  |  | Module | TRUE | ELSTR-ALB | + | WALL STROBE, RED, ALERT, BLUE | 1 | [6 empty] | TRUE | [5 empty] | #FF0070C0 | FA-NFPA 170 STROBE WALL | 1 | FALSE | FALSE | FALSE | 2020
NFPA 170 HORN STROBE CEILING |  |  | North | Eaton Wheelock |  | Horn/Strobe |  |  |  | Module | TRUE | NS-24MCCH-FR |  | Horn Strobe ceiling, 24 VDC, , red | 1 | 0 | 0.681 |  |  |  |  | FALSE | TRUE |  |  |  |  | #FF0070C0 | FA-NFPA 170 HORN STROBE CEILING | 1 | FALSE | FALSE | FALSE | 2013 | [13 empty] | FALSE |  |  | C
NFPA 170 SPEAKER STROBE |  |  | North | Eaton Wheelock |  | Speaker/Strobe |  |  |  | Module | TRUE | ET70-24MCW-FR |  | Speaker/Strobe, wall, 24 VDC, red, sel cd | 1 | 0 | 0.155 |  |  |  |  | FALSE | FALSE |  |  |  |  | #FF0070C0 | FA-NFPA 170 SPEAKER STROBE | 1 | FALSE | FALSE | FALSE | 2019 | [13 empty] | FALSE
NFPA 170 HORN STROBE CEILING |  |  | North | Eaton Wheelock |  | Horn/Strobe |  |  |  | Module | TRUE | HS4-24MCCH-FR | + | Ceiling Horn Strobe, 24 VDC, red | 1 | 0 | 0.249 |  |  |  |  | FALSE | TRUE |  |  |  |  | #FF0070C0 | FA-NFPA 170 HORN STROBE CEILING | 1 | FALSE | FALSE | FALSE | 2012 | [13 empty] | FALSE
NFPA 170 SPLITTER |  |  | North | Eaton Wheelock |  | Miscellaneous |  |  |  | Module | TRUE | SP4Z-A/B | ++ | Supervised 2-Zone Class A or 4-Zone Class B Speaker Audio Splitter for the SP40S, SP40/2 or Audio Boosters | 1 | 0.015 | 0.015 |  |  |  |  | TRUE | [5 empty] | #FFFF0000 | FA-NFPA 170 SPLITTER | 1 | FALSE | FALSE | FALSE | [14 empty] | FALSE
NFPA 170 SPEAKER STROBE |  |  | North | Eaton Wheelock |  | Speaker/Strobe |  |  |  | Module | TRUE | ET70-24MCWH-FW |  | Speaker/Strobe, 24 VDC, Multi-Candela, , 25/70 Vrms, white | 1 | 0 | 0.645 |  |  |  |  | FALSE | FALSE |  |  |  |  | #FF0070C0 | FA-NFPA 170 SPEAKER STROBE | 1 | FALSE | FALSE | FALSE | 2019 | [13 empty] | FALSE
NFPA 170 SPEAKER STROBE |  |  | North | Eaton Wheelock |  | Speaker/Strobe |  |  |  | Module | TRUE | ET70WP-24185W-FW w/IOB-W |  | Speaker/Strobe, wall, 24 VDC, 185CD, WP,white w/weatherproof backbox | 1 | 0 | 0.155 |  |  |  |  | FALSE | FALSE |  |  |  |  | #FF0070C0 | FA-NFPA 170 SPEAKER STROBE | 1 | FALSE | FALSE | FALSE | 2019 | [13 empty] | FALSE |  |  | WP
NFPA 170 HORN STROBE |  |  | North | Eaton Wheelock |  | Horn/Strobe |  |  |  | Module | TRUE | CH70-2475W-FR | ++ | Chime Strobe, 24 VDC, Red, 75cd | 1 | [6 empty] | FALSE | FALSE |  |  |  |  | #FF0070C0 | FA-NFPA 170 HORN STROBE | 1 | FALSE | FALSE | FALSE | 2012 | [13 empty] | FALSE
NFPA 170 STROBE CEILING |  |  | North | Eaton Wheelock |  | Strobe |  |  |  | Module | TRUE | ELSTRC-AL | + | CEILING STROBE, RED, ALERT | 1 | [6 empty] | TRUE | TRUE |  |  |  |  | #FF0070C0 | FA-NFPA 170 STROBE CEILING | 1 | FALSE | FALSE | FALSE | 2020 | [16 empty] | C
NFPA 170 BELL |  |  | North | Eaton Wheelock |  | Bell |  |  |  | Module | TRUE | 43T-G6-24-R |  | Bell, Vib, 24 VAC, 6", Red. | 1 | [6 empty] | FALSE | FALSE |  |  |  |  | #FFFF0000 | FA-NFPA 170 BELL | 1 | FALSE | FALSE | FALSE | 2000 | [13 empty] | FALSE
NFPA 170 HORN STROBE |  |  | North | Eaton Wheelock |  | Horn/Strobe |  |  |  | Module | TRUE | LHSW3-N |  | HRN/ST,WALL,WHT,NO-TXT | 1 | [12 empty] | #FF0070C0 | FA-NFPA 170 HORN STROBE | 1 | FALSE | FALSE | FALSE | 2012
NFPA 170 NOTIFICATION CIRCUIT EXTENDER PANEL | RISER NAC |  | North | Eaton Wheelock |  | Notification Circuit Extender Panel |  |  |  | Assembly | TRUE | PS-8-EXP-LP | + | 8 amp power supply with preinstalled expansion module, red enclosure, 120V | 1 | [6 empty] | FALSE | FALSE |  |  |  |  | #FFFF0000 | FA-NFPA 170 NOTIFICATION CIRCUIT EXTENDER PANEL | 1 | FALSE | FALSE | FALSE | 212 | [8 empty] | 7 |  |  | 8 |  | TRUE
NFPA 170 HORN STROBE |  |  | North | Eaton Wheelock |  | Horn/Strobe |  |  |  | Module | TRUE | ELMTSW-A | ++ | WALL MULTI-TONE HORN STROBE, WHITE, AGENT | 1 | [6 empty] | TRUE | [5 empty] | #FF0070C0 | FA-NFPA 170 HORN STROBE | 1 | FALSE | FALSE | FALSE | 2020
NFPA 170 HORN |  |  | North | Eaton Wheelock |  | Horn |  |  |  | Module | TRUE | MIZ-24S-W |  | Mini-Horn, 24 Vdc, White, Sync with built-in temporal. | 1 | 0 | 0.026 |  |  |  |  | FALSE | FALSE |  |  |  |  | #FF0070C0 | FA-NFPA 170 HORN | 1 | FALSE | FALSE | FALSE | 2010 | [13 empty] | FALSE
NFPA 170 STROBE CEILING |  |  | North | Eaton Wheelock |  | Strobe |  |  |  | Module | TRUE | LSTR3 |  | WALL STROBE RED | 1 | [6 empty] | TRUE | TRUE |  |  |  |  | #FF0070C0 | FA-NFPA 170 STROBE CEILING | 1 | FALSE | FALSE | FALSE | 2022
NFPA 170 HORN |  |  | North | Eaton Wheelock |  | Horn |  |  |  | Module | TRUE | AMT-12/24-W |  | Multi-Tone Horn, white | 1 | [6 empty] | FALSE | FALSE |  |  |  |  | #FF0070C0 | FA-NFPA 170 HORN | 1 | FALSE | FALSE | FALSE | 2010 | [13 empty] | FALSE
NFPA 170 HORN STROBE CEILING |  |  | North | Eaton Wheelock |  | Horn/Strobe |  |  |  | Module | TRUE | ELFHSRC | + | CEILING SOUNDER STROBE, RED, FIRE, LOW FREQ | 1 | [6 empty] | TRUE | TRUE |  |  |  |  | #FF0070C0 | FA-NFPA 170 HORN STROBE CEILING | 1 | FALSE | FALSE | FALSE | 2020 | [16 empty] | C, LF
NFPA 170 SPEAKER WALL |  |  | North | Eaton Wheelock |  | Speaker |  |  |  | Module | TRUE | E50-R |  | Speaker, 25 or 70 Vrms, 1/8 to 2 watts | 1 | [6 empty] | FALSE | FALSE |  |  |  |  | #FF0070C0 | FA-NFPA 170 SPEAKER WALL | 1 | FALSE | FALSE | FALSE | 2021 | [13 empty] | FALSE
NFPA 170 HORN STROBE |  |  | North | Eaton Wheelock |  | Horn/Strobe |  |  |  | Module | TRUE | EL4XMTSTA-NW | ++ | WALL HORN STROBE, AMBER, WHITE, WP | 1 | [6 empty] | TRUE | [5 empty] | #FF0070C0 | FA-NFPA 170 HORN STROBE | 1 | FALSE | FALSE | FALSE | 2020 | [16 empty] | WP
NFPA 170 STROBE WALL |  |  | North | Eaton Wheelock |  | Strobe |  |  |  | Module | TRUE | RSS-2415W-FR | ++ | Strobe, 24 Vdc, Red, 15cd | 1 | 0 | 0.347 |  |  |  |  | FALSE | FALSE |  |  |  |  | #FF0070C0 | FA-NFPA 170 STROBE WALL | 1 | FALSE | FALSE | FALSE | 2022 | [13 empty] | FALSE
NFPA 170 HORN STROBE |  |  | North | Eaton Wheelock |  | Horn/Strobe |  |  |  | Module | TRUE | RSSP-24MCW-FW |  | Strobe Plate, 24 Vdc, white, selectable, | 1 | 0 | 0.253 |  |  |  |  | FALSE | FALSE |  |  |  |  | #FF0070C0 | FA-NFPA 170 HORN STROBE | 1 | FALSE | FALSE | FALSE | 2012 | [13 empty] | FALSE
NFPA 170 STROBE CEILING |  |  | North | Eaton Wheelock |  | Strobe |  |  |  | Module | TRUE | EL4XST-FW | ++ | CEILING STROBE, WHITE, FIRE | 1 | [6 empty] | TRUE | TRUE |  |  |  |  | #FF0070C0 | FA-NFPA 170 STROBE CEILING | 1 | FALSE | FALSE | FALSE | 2020 | [16 empty] | C
NFPA 170 HORN |  |  | North | Eaton Wheelock |  | Horn |  |  |  | Module | TRUE | EL3RHN-NW | ++ | WALL HORN, RED, FIRE | 1 | [6 empty] | TRUE | [5 empty] | #FF0070C0 | FA-NFPA 170 HORN | 1 | FALSE | FALSE | FALSE | 2020
NFPA 170 SPEAKER STROBE |  |  | North | Eaton Wheelock |  | Speaker/Strobe |  |  |  | Module | TRUE | ET70-24W-FR |  | Speaker/Strobe, 24 VDC, , 25/70 Vrms | 1 | [6 empty] | FALSE | FALSE |  |  |  |  | #FF0070C0 | FA-NFPA 170 SPEAKER STROBE | 1 | FALSE | FALSE | FALSE | 2019 | [13 empty] | FALSE
NFPA 170 HORN STROBE |  |  | North | Eaton Wheelock |  | Horn/Strobe |  |  |  | Module | TRUE | LFHSHR3-CO | + | Horn/Strobe Exceder Series, Red, CO, LED, LF, 177cd | 1 | [6 empty] | FALSE | [5 empty] | #FF0070C0 | FA-NFPA 170 HORN STROBE | 1 | FALSE | FALSE | FALSE | 2012 | [13 empty] | FALSE
NFPA 170 HORN STROBE |  |  | North | Eaton Wheelock |  | Horn/Strobe |  |  |  | Module | TRUE | CH70-24MCWH-FR |  | Chime Strobe, 24 VDC, Multi-Candela, , red | 1 | 0 | 0.667 |  |  |  |  | FALSE | FALSE |  |  |  |  | #FF0070C0 | FA-NFPA 170 HORN STROBE | 1 | FALSE | FALSE | FALSE | 2012 | [13 empty] | FALSE
NFPA 170 STROBE CEILING |  |  | North | Eaton Wheelock |  | Strobe |  |  |  | Module | TRUE | STRC0 |  | Strobe Ceiling, Exceder Series, Red | 1 | [6 empty] | FALSE | TRUE |  |  |  |  | #FF0070C0 | FA-NFPA 170 STROBE CEILING | 1 | FALSE | FALSE | FALSE | 2022 | [13 empty] | FALSE |  |  | C
NFPA 170 HORN |  |  | North | Eaton Wheelock |  | Horn |  |  |  | Module | TRUE | ZNH-W |  | Horn, 24 Vdc, White with easy snap base | 1 | [6 empty] | FALSE | FALSE |  |  |  |  | #FF0070C0 | FA-NFPA 170 HORN | 1 | FALSE | FALSE | FALSE | 2010 | [13 empty] | FALSE
NFPA 170 SPEAKER WALL |  |  | North | Eaton Wheelock |  | Speaker |  |  |  | Module | TRUE | ELSPKW-N | + | WALL SPEAKER, WHITE, NONE | 1 | [6 empty] | TRUE | [5 empty] | #FF0070C0 | FA-NFPA 170 SPEAKER WALL | 1 | FALSE | FALSE | FALSE | 2020
NFPA 170 STROBE WALL |  |  | North | Eaton Wheelock |  | Strobe |  |  |  | Module | TRUE | ELSTW-EV | + | WALL STROBE, WHITE, EVACULATE | 1 | [6 empty] | TRUE | [5 empty] | #FF0070C0 | FA-NFPA 170 STROBE WALL | 1 | FALSE | FALSE | FALSE | 2020
NFPA 170 CHIME |  |  | North | Eaton Wheelock |  | Chime |  |  |  | Module | TRUE | CH70-24-W | ++ | Chime, 24 VDC, White | 1 | [6 empty] | FALSE | FALSE |  |  |  |  | #FFFF0000 | FA-NFPA 170 CHIME | 1 | FALSE | FALSE | FALSE | 2012 | [13 empty] | FALSE
NFPA 170 STROBE CEILING |  |  | North | Eaton Wheelock |  | Strobe |  |  |  | Module | TRUE | ZRS-MCC-FR |  | Strobe, 24 VDC, red, Ceiling mount with easy snap base | 1 | 0 | 0.105 |  |  |  |  | FALSE | TRUE |  |  |  |  | #FF0070C0 | FA-NFPA 170 STROBE CEILING | 1 | FALSE | FALSE | FALSE | 2022 | [13 empty] | FALSE |  |  | C
NFPA 170 STROBE CEILING |  |  | North | Eaton Wheelock |  | Strobe |  |  |  | Module | TRUE | ELSTWC-ALB | + | CEILING STROBE, WHITE, ALERT, BLUE | 1 | [6 empty] | TRUE | TRUE |  |  |  |  | #FF0070C0 | FA-NFPA 170 STROBE CEILING | 1 | FALSE | FALSE | FALSE | 2020 | [16 empty] | C
NFPA 170 STROBE CEILING |  |  | North | Eaton Wheelock |  | Strobe |  |  |  | Module | TRUE | STRC60 |  | Strobe Ceiling, Exceder Series, Red | 1 | [6 empty] | FALSE | TRUE |  |  |  |  | #FF0070C0 | FA-NFPA 170 STROBE CEILING | 1 | FALSE | FALSE | FALSE | 2022 | [13 empty] | FALSE |  |  | C
NFPA 170 SPEAKER STROBE CEILING |  |  | North | Eaton Wheelock |  | Speaker/Strobe |  |  |  | Module | TRUE | LSPSTRC3 |  | CEILING SPEAKER STROBE | 1 | [6 empty] | TRUE | TRUE |  |  |  |  | #FF0070C0 | FA-NFPA 170 SPEAKER STROBE CEILING | 1 | FALSE | FALSE | FALSE | 2020 | [16 empty] | C
NFPA 170 HORN STROBE |  |  | North | Eaton Wheelock |  | Horn/Strobe |  |  |  | Module | TRUE | HS24-WR |  | Horn Strobe, | 1 | 0 | 0.301 |  |  |  |  | FALSE | FALSE |  |  |  |  | #FF0070C0 | FA-NFPA 170 HORN STROBE | 1 | FALSE | FALSE | FALSE | 2012 | [13 empty] | FALSE
NFPA 170 STROBE WALL |  |  | North | Eaton Wheelock |  | Strobe |  |  |  | Module | TRUE | EL4XMST | ++ | WALL STROBE, CLEAR, WP | 1 | [6 empty] | TRUE | [5 empty] | #FF0070C0 | FA-NFPA 170 STROBE WALL | 1 | FALSE | FALSE | FALSE | 2020 | [16 empty] | WP
NFPA 170 HORN STROBE |  |  | North | Eaton Wheelock |  | Horn/Strobe |  |  |  | Module | TRUE | MTWP-2475W-FR |  | NOTIFICATION, MULTI-TONE HORNSTROBE, RED, WALL, WP | 1 | 0 | 0.168 |  |  |  |  | FALSE | FALSE |  |  |  |  | #FF0070C0 | FA-NFPA 170 HORN STROBE | 1 | FALSE | FALSE | FALSE | 2012 | [13 empty] | FALSE |  |  | WP
NFPA 170 HORN STROBE |  |  | North | Eaton Wheelock |  | Horn/Strobe |  |  |  | Module | TRUE | LHSR3-A |  | SLHSWR-A HRN/ST,WALL,RED,AGENT | 1 | [12 empty] | #FF0070C0 | FA-NFPA 170 HORN STROBE | 1 | FALSE | FALSE | FALSE | 2012
NFPA 170 STROBE WALL |  |  | North | Eaton Wheelock |  | Strobe |  |  |  | Module | TRUE | XB15 | + | Explosionproof Strobe | 1 | 0 | 0 |  |  |  |  | FALSE | [5 empty] | #FF0070C0 | FA-NFPA 170 STROBE WALL | 1 | FALSE | FALSE | FALSE | 2023 | [13 empty] | FALSE |  |  | XP
NFPA 170 BELL |  |  | North | Eaton Wheelock |  | Bell |  |  |  | Module | TRUE | MB-G6-24-R | + | MOTORIZED BELL, 6 INCH, 24 V | 1 | 0 | 0.04 | [10 empty] | #FFFF0000 | FA-NFPA 170 BELL | 1 | FALSE | FALSE | FALSE
NFPA 170 STROBE WALL |  |  | North | Eaton Wheelock |  | Strobe |  |  |  | Module | TRUE | RSSWP-24MCWH-FW |  | NOTIFICATION,STROBE, WHITE, WALL, 135CD/185CD, WP | 1 | 0 | 0.42 |  |  |  |  | FALSE | FALSE |  |  |  |  | #FF0070C0 | FA-NFPA 170 STROBE WALL | 1 | FALSE | FALSE | FALSE | 2023 | [13 empty] | FALSE |  |  | WP
NFPA 170 HORN STROBE CEILING |  |  | North | Eaton Wheelock |  | Horn/Strobe |  |  |  | Module | TRUE | EL4XMTSTA-NW | ++ | CEILING HORN STROBE, AMBER, WHITE, WP | 1 | [6 empty] | TRUE | TRUE |  |  |  |  | #FF0070C0 | FA-NFPA 170 HORN STROBE CEILING | 1 | FALSE | FALSE | FALSE | 2020 | [16 empty] | C, WP
NFPA 170 SPEAKER STROBE |  |  | North | Eaton Wheelock |  | Speaker/Strobe |  |  |  | Module | TRUE | ELSPSTR-N | + | WALL SPEAKER STROBE, RED, NONE | 1 | [6 empty] | TRUE | [5 empty] | #FF0070C0 | FA-NFPA 170 SPEAKER STROBE | 1 | FALSE | FALSE | FALSE | 2020
NFPA 170 STROBE WALL |  |  | North | Eaton Wheelock |  | Strobe |  |  |  | Module | TRUE | ELSTW-AL | + | WALL STROBE, WHITE, ALERT | 1 | [6 empty] | TRUE | [5 empty] | #FF0070C0 | FA-NFPA 170 STROBE WALL | 1 | FALSE | FALSE | FALSE | 2020
NFPA 170 SPEAKER STROBE |  |  | North | Eaton Wheelock |  | Speaker/Strobe |  |  |  | Module | TRUE | E50-24W-FR |  | Speaker/Strobe, 24 VDC, , 25/70 Vrms, red | 1 | 0 | 0.145 |  |  |  |  | FALSE | FALSE |  |  |  |  | #FF0070C0 | FA-NFPA 170 SPEAKER STROBE | 1 | FALSE | FALSE | FALSE | 2019 | [13 empty] | FALSE
NFPA 170 HORN STROBE CEILING |  |  | North | Eaton Wheelock |  | Horn/Strobe |  |  |  | Module | TRUE | EL3RMTSTA-NW | ++ | CEILING HORN STROBE, AMBER, WHITE, WP | 1 | [6 empty] | TRUE | TRUE |  |  |  |  | #FF0070C0 | FA-NFPA 170 HORN STROBE CEILING | 1 | FALSE | FALSE | FALSE | 2020 | [16 empty] | C, WP
NFPA 170 SPEAKER WALL |  |  | North | Eaton Wheelock |  | Speaker |  |  |  | Module | TRUE | SA-S70-R | + | Speaker, High Efficiency 1 watt, Wall mount red | 1 | [6 empty] | FALSE | FALSE |  |  |  |  | #FF0070C0 | FA-NFPA 170 SPEAKER WALL | 1 | FALSE | FALSE | FALSE | 2021 | [13 empty] | FALSE
NFPA 170 HORN STROBE CEILING |  |  | North | Eaton Wheelock |  | Horn/Strobe |  |  |  | Module | TRUE | EL3RMTSTA-ALW | ++ | CEILING HORN STROBE, AMBER, WHITE, WP | 1 | [6 empty] | TRUE | TRUE |  |  |  |  | #FF0070C0 | FA-NFPA 170 HORN STROBE CEILING | 1 | FALSE | FALSE | FALSE | 2020 | [16 empty] | C, WP
NFPA 170 SPEAKER STROBE |  |  | North | Eaton Wheelock |  | Speaker/Strobe |  |  |  | Module | TRUE | E60-24MCWH-FW |  | Speaker/Strobe, 24 VDC, Multi-Candela, , 25/70 Vrms, white | 1 | 0 | 0.455 |  |  |  |  | FALSE | FALSE |  |  |  |  | #FF0070C0 | FA-NFPA 170 SPEAKER STROBE | 1 | FALSE | FALSE | FALSE | 2019 | [13 empty] | FALSE
NFPA 170 HORN STROBE |  |  | North | Eaton Wheelock |  | Horn/Strobe |  |  |  | Module | TRUE | ELHSR-N | + | WALL HORN STROBE, RED, NONE | 1 | [6 empty] | TRUE | [5 empty] | #FF0070C0 | FA-NFPA 170 HORN STROBE | 1 | FALSE | FALSE | FALSE | 2020
NFPA 170 HORN |  |  | North | Eaton Wheelock |  | Horn |  |  |  | Module | TRUE | LHNW3 |  | HRN,WALL,WHT | 1 | [7 empty] | FALSE |  |  |  |  | #FF0070C0 | FA-NFPA 170 HORN | 1 | FALSE | FALSE | FALSE | 2010
NFPA 170 SPEAKER CEILING |  |  | North | Eaton Wheelock |  | Speaker |  |  |  | Module | TRUE | E90-R |  | Speaker, 25 or 70.7 Vrms, 1/8 to 2 watts | 1 | [6 empty] | FALSE | TRUE |  |  |  |  | #FF0070C0 | FA-NFPA 170 SPEAKER CEILING | 1 | FALSE | FALSE | FALSE | 2019 | [13 empty] | FALSE
NFPA 170 HORN STROBE CEILING |  |  | North | Eaton Wheelock |  | Horn/Strobe |  |  |  | Module | TRUE | HSRC60 |  | Horn/Strobe Ceiling, Exceder Series, Red | 1 | 0 | 0.141 |  |  |  |  | FALSE | TRUE |  |  |  |  | #FF0070C0 | FA-NFPA 170 HORN STROBE CEILING | 1 | FALSE | FALSE | FALSE | 2013 | [13 empty] | FALSE |  |  | C
NFPA 170 HORN STROBE CEILING |  |  | North | Eaton Wheelock |  | Horn/Strobe |  |  |  | Module | TRUE | EL4XHS-FR | ++ | CEILING HORN STROBE, RED | 1 | [6 empty] | TRUE | TRUE |  |  |  |  | #FF0070C0 | FA-NFPA 170 HORN STROBE CEILING | 1 | FALSE | FALSE | FALSE | 2020 | [16 empty] | C
NFPA 170 HORN STROBE |  |  | North | Eaton Wheelock |  | Horn/Strobe |  |  |  | Module | TRUE | ELFHSR-AL | + | WALL SOUNDER STROBE, RED, ALERT, LOW FREQ | 1 | [6 empty] | TRUE | [5 empty] | #FF0070C0 | FA-NFPA 170 HORN STROBE | 1 | FALSE | FALSE | FALSE | 2020 | [16 empty] | LF
NFPA 170 HORN STROBE |  |  | North | Eaton Wheelock |  | Horn/Strobe |  |  |  | Module | TRUE | ASWP-2475W-FR |  | NOTIFICATION, HORNSTROBE, RED, WALL, WP | 1 | 0 | 0.168 |  |  |  |  | FALSE | FALSE |  |  |  |  | #FF0070C0 | FA-NFPA 170 HORN STROBE | 1 | FALSE | FALSE | FALSE | 2012 | [13 empty] | FALSE |  |  | WP
NFPA 170 HORN CEILING |  |  | North | Eaton Wheelock |  | Horn |  |  |  | Module | TRUE | ELFHNRC-N | + | CEILING SOUNDERE, RED, NONE, LOW FREQ | 1 | [6 empty] | TRUE | TRUE |  |  |  |  | #FF0070C0 | FA-NFPA 170 HORN CEILING | 1 | FALSE | FALSE | FALSE | 2020 | [16 empty] | LF
NFPA 170 HORN STROBE |  |  | North | Eaton Wheelock |  | Horn/Strobe |  |  |  | Module | TRUE | MT-24MCW-AR | ++ | Horn Strobe Multi-Candela, red | 1 | 0 | 0.253 |  |  |  |  | FALSE | FALSE |  |  |  |  | #FF0070C0 | FA-NFPA 170 HORN STROBE | 1 | FALSE | FALSE | FALSE | 2012 | [13 empty] | FALSE
NFPA 170 SPEAKER CEILING |  |  | North | Eaton Wheelock |  | Speaker |  |  |  | Module | TRUE | SA-S90-R | + | Speaker, High Efficiency 1 watt, Ceiling mount red | 1 | [6 empty] | FALSE | TRUE |  |  |  |  | #FF0070C0 | FA-NFPA 170 SPEAKER CEILING | 1 | FALSE | FALSE | FALSE | 2019 | [13 empty] | FALSE |  |  | C
NFPA 170 STROBE CEILING |  |  | North | Eaton Wheelock |  | Strobe |  |  |  | Module | TRUE | LSTWC3 |  | CEILING STROBE WHITE | 1 | [6 empty] | TRUE | TRUE |  |  |  |  | #FF0070C0 | FA-NFPA 170 STROBE CEILING | 1 | FALSE | FALSE | FALSE | 2022
NFPA 170 HORN STROBE CEILING |  |  | North | Eaton Wheelock |  | Horn/Strobe |  |  |  | Module | TRUE | ELMTSWC | ++ | CEILING MULTI-TONE HORN STROBE, WHITE, FIRE | 1 | [6 empty] | TRUE | TRUE |  |  |  |  | #FF0070C0 | FA-NFPA 170 HORN STROBE CEILING | 1 | FALSE | FALSE | FALSE | 2020 | [16 empty] | C
NFPA 170 HORN STROBE |  |  | North | Eaton Wheelock |  | Horn/Strobe |  |  |  | Module | TRUE | EL3RSPST-FW | ++ | Outdoor speaker/strobe, clear, white, fire | 1 | [6 empty] | TRUE | [5 empty] | #FF0070C0 | FA-NFPA 170 HORN STROBE | 1 | FALSE | FALSE | FALSE | 2020 | [16 empty] | WP
NFPA 170 STROBE WALL |  |  | North | Eaton Wheelock |  | Strobe |  |  |  | Module | TRUE | STR | ++ | Strobe, Red | 1 | [6 empty] | TRUE | [5 empty] | #FF0070C0 | FA-NFPA 170 STROBE WALL | 1 | FALSE | FALSE | FALSE | 2020
NFPA 170 SPEAKER CEILING |  |  | North | Eaton Wheelock |  | Speaker |  |  |  | Module | TRUE | LSPKWC-N |  | CEILING SPEAKER | 1 | [6 empty] | TRUE | TRUE |  |  |  |  | #FF0070C0 | FA-NFPA 170 SPEAKER CEILING | 1 | FALSE | FALSE | FALSE | 2019 | [16 empty] | C
NFPA 170 STROBE WALL |  |  | North | Eaton Wheelock |  | Strobe |  |  |  | Module | TRUE | ZRS-MCW-FW |  | Strobe, 24 VDC, white, Wall mount with easy snap base | 1 | 0 | 0.092 |  |  |  |  | FALSE | FALSE |  |  |  |  | #FF0070C0 | FA-NFPA 170 STROBE WALL | 1 | FALSE | FALSE | FALSE | 2023 | [13 empty] | FALSE
NFPA 170 STROBE WALL |  |  | North | Eaton Wheelock |  | Strobe |  |  |  | Module | TRUE | ELSTR-N | + | WALL STROBE, RED, NONE | 1 | [6 empty] | TRUE | [5 empty] | #FF0070C0 | FA-NFPA 170 STROBE WALL | 1 | FALSE | FALSE | FALSE | 2020
NFPA 170 HORN STROBE |  |  | North | Eaton Wheelock |  | Horn/Strobe |  |  |  | Module | TRUE | HS24-/WW |  | Horn Strobe, 24 VDC, | 1 | 0 | 0.301 |  |  |  |  | FALSE | FALSE |  |  |  |  | #FF0070C0 | FA-NFPA 170 HORN STROBE | 1 | FALSE | FALSE | FALSE | 2012 | [13 empty] | FALSE
NFPA 170 SPEAKER STROBE CEILING |  |  | North | Eaton Wheelock |  | Speaker/Strobe |  |  |  | Module | TRUE | E90-24MCCH-FW | + | Speaker/Strobe, 24 VDC, Multi-Candela, , 25/70 Vrms, white | 1 | 0 | 0.645 |  |  |  |  | FALSE | TRUE |  |  |  |  | #FF0070C0 | FA-NFPA 170 SPEAKER STROBE CEILING | 1 | FALSE | FALSE | FALSE | 2020 | [13 empty] | FALSE |  |  | C
NFPA 170 HORN STROBE CEILING |  |  | North | Eaton Wheelock |  | Horn/Strobe |  |  |  | Module | TRUE | ASWP-24MCCH-FW | ++ | ASWP weatherproof horn strobe, xenon, ceiling, white, FIRE, clear lens, 24V, outdoor | 1 | 0 | 0.315 |  |  |  |  | FALSE | TRUE |  |  |  |  | #FF0070C0 | FA-NFPA 170 HORN STROBE CEILING | 1 | FALSE | FALSE | FALSE | 2013 | [13 empty] | FALSE |  |  | C¦WP
NFPA 170 STROBE WALL |  |  | North | Eaton Wheelock |  | Strobe |  |  |  | Module | TRUE | EL4XST-FR | ++ | WALL STROBE, RED, FIRE | 1 | [6 empty] | TRUE | [5 empty] | #FF0070C0 | FA-NFPA 170 STROBE WALL | 1 | FALSE | FALSE | FALSE | 2020
NFPA 170 BELL |  |  | North | Eaton Wheelock |  | Bell |  |  |  | Module | TRUE | 43T-G10-R |  | Bell, Vib, 115 VAC, 10", Red. | 1 | [6 empty] | FALSE | FALSE |  |  |  |  | #FFFF0000 | FA-NFPA 170 BELL | 1 | FALSE | FALSE | FALSE | 2000 | [13 empty] | FALSE
NFPA 170 HORN STROBE CEILING |  |  | North | Eaton Wheelock |  | Horn/Strobe |  |  |  | Module | TRUE | ASWP-24MCCH-FR | ++ | ASWP weatherproof horn strobe, xenon, ceiling, red, FIRE, clear lens, 24V, outdoor | 1 | 0 | 0.315 |  |  |  |  | FALSE | TRUE |  |  |  |  | #FF0070C0 | FA-NFPA 170 HORN STROBE CEILING | 1 | FALSE | FALSE | FALSE | 2013 | [13 empty] | FALSE |  |  | C¦WP
NFPA 170 STROBE CEILING |  |  | North | Eaton Wheelock |  | Strobe |  |  |  | Module | TRUE | EL4XST-FR | ++ | CEILING STROBE, RED, FIRE | 1 | [6 empty] | TRUE | TRUE |  |  |  |  | #FF0070C0 | FA-NFPA 170 STROBE CEILING | 1 | FALSE | FALSE | FALSE | 2020 | [16 empty] | C
NFPA 170 HORN STROBE CEILING |  |  | North | Eaton Wheelock |  | Horn/Strobe |  |  |  | Module | TRUE | ELFHSWC-AL | + | CEILING SOUNDER STROBE, WHITE, ALERT, LOW FREQ | 1 | [6 empty] | TRUE | TRUE |  |  |  |  | #FF0070C0 | FA-NFPA 170 HORN STROBE CEILING | 1 | FALSE | FALSE | FALSE | 2020 | [16 empty] | LF
NFPA 170 SPEAKER CEILING |  |  | North | Eaton Wheelock |  | Speaker |  |  |  | Module | TRUE | LSPKWC-AL |  | CEILING SPEAKER "ALERT" MARKING | 1 | [6 empty] | TRUE | TRUE |  |  |  |  | #FF0070C0 | FA-NFPA 170 SPEAKER CEILING | 1 | FALSE | FALSE | FALSE | 2019 | [16 empty] | C
NFPA 170 SPEAKER WALL |  |  | North | Eaton Wheelock |  | Speaker |  |  |  | Module | TRUE | ELSPKR-AL | + | WALL SPEAKER, RED, ALERT | 1 | [6 empty] | TRUE | [5 empty] | #FF0070C0 | FA-NFPA 170 SPEAKER WALL | 1 | FALSE | FALSE | FALSE | 2020
NFPA 170 HORN |  |  | North | Eaton Wheelock |  | Horn |  |  |  | Module | TRUE | AH-24-W |  | Horn, 24 VDC, white | 1 | 0 | 0.09 |  |  |  |  | FALSE | FALSE |  |  |  |  | #FF0070C0 | FA-NFPA 170 HORN | 1 | FALSE | FALSE | FALSE | 2010 | [13 empty] | FALSE
NFPA 170 STROBE WALL |  |  | North | Eaton Wheelock |  | Strobe |  |  |  | Module | TRUE | STW-NB | + | Exceder strobe, xenon, wall, white, no lettering, blue lens, indoor | 1 | [6 empty] | TRUE | [5 empty] | #FF0070C0 | FA-NFPA 170 STROBE WALL | 1 | FALSE | FALSE | FALSE | 2020
NFPA 170 SYNC MODULE |  |  | North | Eaton Wheelock |  | Sync Module |  |  |  | Module | TRUE | DSM-12/24-R |  | Sync Module | 1 | [6 empty] | FALSE | FALSE |  |  |  |  | #FFFF0000 | FA-NFPA 170 SYNC MODULE | 1 | FALSE | FALSE | FALSE | 2012 | [13 empty] | FALSE
NFPA 170 STROBE WALL |  |  | North | Eaton Wheelock |  | Strobe |  |  |  | Module | TRUE | ELSTW-N | + | WALL STROBE, WHITE, NONE | 1 | [6 empty] | TRUE | [5 empty] | #FF0070C0 | FA-NFPA 170 STROBE WALL | 1 | FALSE | FALSE | FALSE | 2020
|  |  | North | EDCO |  | Cards & Components |  |  |  | Card | TRUE | EMC-240B |  | SURGE PROTECTION | 1 | [6 empty] | TRUE | [5 empty] | #FFFFFFFF |  |  | FALSE | FALSE | FALSE | [14 empty] | FALSE
NFPA 170 SURGE SUPPRESSOR |  |  | North | EDCO |  | Surge Supressor |  |  |  | Module | TRUE | PC642C-043 |  | Surge protection loop or data (2 addr loop per item) | 1 | [6 empty] | FALSE | [5 empty] | #FFFF0000 | FA-NFPA 170 SURGE SUPPRESSOR | 1 | FALSE | FALSE | FALSE | 6001 | [13 empty] | FALSE |  |  | 24v
|  |  | North | EDCO |  | Cards & Components |  |  |  | Card | TRUE | FAS31XT |  | Surge protection telcoc (telephone surge protection) | 1 | [6 empty] | TRUE | [5 empty] | #FFFFFFFF |  |  | FALSE | FALSE | FALSE | [14 empty] | FALSE
|  |  | North | EDCO |  | Cards & Components |  |  |  | Card | TRUE | PCB1B |  | Base for PC642C | 1 | [6 empty] | TRUE | [5 empty] | #FFFFFFFF |  |  | FALSE | FALSE | FALSE | [14 empty] | FALSE
|  |  | North | EDCO |  | Cards & Components |  |  |  | Card | TRUE | FAS120AC |  | Surge protection 110VAC (fire panel surge protection) | 1 | [6 empty] | TRUE | [5 empty] | #FFFFFFFF |  |  | FALSE | FALSE | FALSE | [14 empty] | FALSE |  |  | 120v
|  |  | North | EDCO |  | Cards & Components |  |  |  | Card | TRUE | PC642C-030 |  | Surge protection loop or data (2 addr loop per item) | 1 | [6 empty] | TRUE | [5 empty] | #FFFFFFFF |  |  | FALSE | FALSE | FALSE | [14 empty] | FALSE
120VAC 20A DED UNSWITCHED CKT LEADS IN BOX |  |  | North | EDCO |  | Miscellaneous |  |  |  | Module | TRUE | PN101 |  | EDCO PN101 | 1 | 0 | 0.255 |  |  |  |  | FALSE | TRUE |  |  |  |  | #FFFF0000 | FA-120VAC 20A DED UNSWITCHED CKT LEADS IN BOX | 1 | FALSE | FALSE | FALSE | 920 | [13 empty] | FALSE |  |  | WP
NFPA 170 SPEAKER WALL |  |  | North | Edwards |  | Speaker |  |  |  | Module | TRUE | 757-1A-R70W | + | Re-Entrant Speaker, 70V 2, 4, 8, 15w | 1 | [6 empty] | FALSE | [5 empty] | #FF0070C0 | FA-NFPA 170 SPEAKER WALL | 1 | FALSE | FALSE | FALSE | 2021 | [13 empty] | FALSE
NFPA 170 SMOKE DETECTOR |  |  | North | Edwards |  | Smoke Detector |  |  |  | Module | TRUE | C2M-PD1 |  | Smoke Detector - 2 Wire Photo electric | 1 | [6 empty] | FALSE | TRUE |  |  |  |  | #FFFF0000 | FA-NFPA 170 SMOKE DETECTOR | 1 | FALSE | FALSE | FALSE | 1408 | [13 empty] | FALSE
NFPA 170 HEAT DETECTOR |  |  | North | Edwards |  | Heat Detector |  |  |  | Module | TRUE | SIGA-HCD w/SIGA-RB BASE | ++ | Multisensor Heat, and CO Detector | 1 | 5.1e-05 | 6.8e-05 |  |  |  |  | FALSE | [5 empty] | #FFFF0000 | FA-NFPA 170 HEAT DETECTOR | 1 | FALSE | FALSE | FALSE | 1403 | [13 empty] | FALSE
NFPA 170 STROBE WALL |  |  | North | Edwards |  | Strobe |  |  |  | Module | TRUE | WGVRN | ++ | Outdoor rated strobe, red, none | 1 | [6 empty] | FALSE | [5 empty] | #FF0070C0 | FA-NFPA 170 STROBE WALL | 1 | FALSE | FALSE | FALSE | 2023 | [13 empty] | FALSE |  |  | WP
NFPA 170 NON ADDRESSABLE RELAY |  |  | North | Edwards |  | Non-Addressable Relay |  |  |  | Module | TRUE | MR701/T |  | SPDT Relay /w LED, & Track Mtg H'ware | 1 | 0 | 0.03 |  |  |  |  | FALSE | [5 empty] | #FFFF0000 | FA-NFPA 170 NON ADDRESSABLE RELAY | 1 | FALSE | FALSE | FALSE | 1300 | [13 empty] | FALSE
|  |  | North | Edwards |  | Cards & Components |  |  |  | Card | TRUE | FW-XPL1 |  | RS-232 Extender, (short haul modem), (no UL) | 1 | [6 empty] | TRUE | [5 empty] | #FFFFFFFF |  |  | FALSE | FALSE | FALSE | [14 empty] | FALSE
|  |  | North | Edwards |  | Hardware |  |  |  | Hardware | TRUE | 960A-8SS |  | 8" Backbox - square, surface white finish | 1 | [6 empty] | FALSE | [5 empty] | #FFFFFFFF |  |  | FALSE | FALSE | FALSE | [14 empty] | FALSE
NFPA 170 MANUAL PULL |  |  | North | Edwards |  | Manual Station |  |  |  | Module | TRUE | MPSR1-DHTW-GE |  | Wpf, Single Action Station, DPDT, hex screw rest | 1 | [6 empty] | FALSE | [5 empty] | #FFFF0000 | FA-NFPA 170 MANUAL PULL | 1 | FALSE | FALSE | FALSE | 957 | [13 empty] | FALSE |  |  | WP
NFPA 170 SPEAKER STROBE CEILING |  |  | North | Edwards |  | Speaker/Strobe |  |  |  | Module | TRUE | GCHFWA-S7VMC |  | 70V Ceiling Speaker/Strobe, White,15, 30, 75, 95 cd,,ALERT | 1 | 0 | 0.168 |  |  |  |  | FALSE | TRUE |  |  |  |  | #FF0070C0 | FA-NFPA 170 SPEAKER STROBE CEILING | 1 | FALSE | FALSE | FALSE | 2020 | [13 empty] | FALSE |  |  | C
|  |  | North | Edwards |  | Hardware |  |  |  | Hardware | TRUE | MBFP-2 |  | Flush Mounting Plate for MB Series Bells, Red Finish | 1 | [6 empty] | FALSE | [5 empty] | #FFFFFFFF |  |  | FALSE | FALSE | FALSE | [14 empty] | FALSE
|  |  | North | Edwards |  | Cards & Components |  |  |  | Card | TRUE | MN-PASM2 |  | Pre-AMP Supervison Module | 1 | 0.038 | 0.038 |  |  |  |  | TRUE | [5 empty] | #FFFFFFFF |  |  | FALSE | FALSE | FALSE | [14 empty] | FALSE
NFPA 170 SPEAKER STROBE |  |  | North | Edwards |  | Speaker/Strobe |  |  |  | Module | TRUE | G4WN-S7VMB |  | 70V Speaker/Strobe, White, no markings, Multi-cd blue | 1 | 0 | 0.078 |  |  |  |  | FALSE | [5 empty] | #FF0070C0 | FA-NFPA 170 SPEAKER STROBE | 1 | FALSE | FALSE | FALSE | 2019 | [13 empty] | FALSE
NFPA 170 SMOKE HEAT DETECTOR |  |  | North | Edwards |  | Smoke/Heat Detector |  |  |  | Module | TRUE | SIGA-OSHD w/SIGA-SB4 BASE | ++ | Multisensor Smoke and Heat Detector | 1 | 3.2e-05 | 4.5e-05 |  |  |  |  | FALSE | TRUE |  |  |  |  | #FFFF0000 | FA-NFPA 170 SMOKE HEAT DETECTOR | 1 | FALSE | FALSE | FALSE | 1408 | [13 empty] | FALSE
|  |  | North | Edwards |  | Hardware |  |  |  | Hardware | TRUE | LKW-4 |  | SMOKE - Wall Orientation | 1 | [6 empty] | FALSE | [5 empty] | #FFFFFFFF |  |  | FALSE | FALSE | FALSE | [14 empty] | FALSE
|  |  | North | Edwards |  | Hardware |  |  |  | Hardware | TRUE | 2250005 |  | EMI Filter/Ferrite Cable Clamp (CPU to PS cable) | 1 | [6 empty] | FALSE | [5 empty] | #FFFFFFFF |  |  | FALSE | FALSE | FALSE | [14 empty] | FALSE
|  |  | North | Edwards |  | Cards & Components |  |  |  | Card | TRUE | 4-FWAL-SM | n | SFP Network Media Interface, Single Mode Fiber | 1 | 0.035 | 0.035 |  |  |  |  | TRUE | [5 empty] | #FFFFFFFF |  |  | FALSE | FALSE | FALSE
|  |  | North | Edwards |  | Cards & Components |  |  |  | Card | TRUE | QS8-CPU-1-BR |  | OBSOLETE - CPU/Display with 1 Annunciator Option Space, British | 1 | [6 empty] | TRUE | [5 empty] | #FFFFFFFF |  |  | FALSE | FALSE | FALSE | [14 empty] | FALSE
NFPA 170 SMOKE DETECTOR |  |  | North | Edwards |  | Smoke Detector |  |  |  | Module | TRUE | 22310-18-01 |  | Beam Smoke Detector Controller with two Heads | 1 | [6 empty] | FALSE | TRUE |  |  |  |  | #FFFF0000 | FA-NFPA 170 SMOKE DETECTOR | 1 | FALSE | FALSE | FALSE | 1408 | [13 empty] | FALSE
NFPA 170 AMPLIFIER RACK | RISER AMP |  | North | Edwards |  | Amplifier |  |  |  | Assembly | TRUE | APS6A w/SIGA-AA30 |  | AA-30 Amplifier with Remote Auxiliary/Booster Power Supply, 6A, 120Vac, Red | 1 | [6 empty] | FALSE | [5 empty] | #FFFF0000 | FA-NFPA 170 AMPLIFIER RACK | 1 | FALSE | FALSE | FALSE | 300 | [8 empty] | 7,12,18,65 |  |  | 6 | 30 | TRUE |  |  | AA30
NFPA 170 SPEAKER CEILING |  |  | North | Edwards |  | Speaker |  |  |  | Module | TRUE | 964-8A-8RW |  | 110cdW, 60cdC Strobe, 8" Round Cone, 25V .5, 1, 2, 4w | 1 | [6 empty] | FALSE | TRUE |  |  |  |  | #FF0070C0 | FA-NFPA 170 SPEAKER CEILING | 1 | FALSE | FALSE | FALSE | 2019 | [13 empty] | FALSE |  |  | C
NFPA 170 SMOKE DETECTOR |  |  | North | Edwards |  | Smoke Detector |  |  |  | Module | TRUE | E610-3 |  | Ion Smoke Detector, low profile, plug-in, CE | 1 | [6 empty] | FALSE | TRUE |  |  |  |  | #FFFF0000 | FA-NFPA 170 SMOKE DETECTOR | 1 | FALSE | FALSE | FALSE | 1408 | [13 empty] | FALSE
NFPA 170 NON ADDRESSABLE RELAY |  |  | North | Edwards |  | Non-Addressable Relay |  |  |  | Module | TRUE | MR201/T |  | DPDT Relay /w LED & Track Mtg Hardware | 1 | 0 | 0.035 |  |  |  |  | FALSE | [5 empty] | #FFFF0000 | FA-NFPA 170 NON ADDRESSABLE RELAY | 1 | FALSE | FALSE | FALSE | 1300 | [13 empty] | FALSE
NFPA 170 SMOKE DETECTOR |  |  | North | Edwards |  | Smoke Detector |  |  |  | Module | TRUE | SIGA-ISI w/SIGA-IB BASE | ++ | Ionization Smoke Detector, EN-54 Listed | 1 | 4.5e-05 | 4.5e-05 |  |  |  |  | FALSE | TRUE |  |  |  |  | #FFFF0000 | FA-NFPA 170 SMOKE DETECTOR | 1 | FALSE | FALSE | FALSE | 1408 | [13 empty] | FALSE
NFPA 170 GRAPHIC ANNUNCIATOR PANEL | RISER ANNUNCIATOR |  | North | Edwards |  | Graphic Annunciator |  |  |  | Module | TRUE | EVCBA72 |  | Graphic Annunciator 17.5"w x 57.75"h view area, 400 LEDs | 1 | [6 empty] | FALSE | [5 empty] | #FFFF0000 | FA-NFPA 170 GRAPHIC ANNUNCIATOR PANEL | 1 | FALSE | FALSE | FALSE | 256 | [13 empty] | FALSE
|  |  | North | Edwards |  | Cards & Components |  |  |  | Card | TRUE | MN-HS64T1P |  | 640 Watt Non-Omni directional HPSA Assembly (1 of 5 Active Panels) with lockable NEMA 4 amplifier, 110V/60Hz. inverter/battery charger and electronics enclosure, lockable NEMA 4 battery enclosure (w/o batteries). Enclosures equipped with tamper switches. AC powered amplifier with DC backup. Edwards hard-wire interface included. Batteries and accessories are ordered separately. Tan colored speaker head. | 1 | [6 empty] | TRUE | [5 empty] | #FFFFFFFF |  |  | FALSE | FALSE | FALSE | [14 empty] | FALSE
|  |  | North | Edwards |  | Cards & Components |  |  |  | Card | TRUE | ANS50AM |  | 50W expander module /w microphone | 1 | [6 empty] | TRUE | [5 empty] | #FFFFFFFF |  |  | FALSE | FALSE | FALSE | [14 empty] | FALSE
|  |  | North | Edwards |  | Hardware |  |  |  | Hardware | TRUE | 454727ARE |  | 14/2 Solid Twisted,OS, Red-Jacket FPLP (Plenum) | 1 | [6 empty] | FALSE | [5 empty] | #FFFFFFFF |  |  | FALSE | FALSE | FALSE | [14 empty] | FALSE
NFPA 170 MANUAL PULL |  |  | North | Edwards |  | Manual Station |  |  |  | Module | TRUE | 279B-1120 |  | Pull Station, double action, lexan, key reset,leads | 1 | [6 empty] | FALSE | [5 empty] | #FFFF0000 | FA-NFPA 170 MANUAL PULL | 1 | FALSE | FALSE | FALSE | 957 | [13 empty] | FALSE
NFPA 170 ADDRESSABLE OUTPUT MODULE |  |  | North | Edwards |  | Addressable Control/Relay |  |  |  | Module | TRUE | SIGA-CC2 | ++ | Signal Module /w 2 Riser in, 1 Output Ckt, Cl 'B' | 2 | 0.000223 | 0.0001 |  |  |  |  | FALSE | [5 empty] | #FFFF0000 | FA-NFPA 170 ADDRESSABLE OUTPUT MODULE | 1 | FALSE | FALSE | FALSE | 1100 | [13 empty] | FALSE
|  |  | North | Edwards |  | Hardware |  |  |  | Hardware | TRUE | 12V6A5 |  | 7.2 AH Battery | 1 | [6 empty] | FALSE | [5 empty] | #FFFFFFFF |  |  | FALSE | FALSE | FALSE | [14 empty] | FALSE
|  |  | North | Edwards |  | Cards & Components |  |  |  | Card | TRUE | SIGA-MDM | ++ | Intelligent Digital Message Module | 1 | 0.008 | 0.02 |  |  | 26.4 | 18 | TRUE |  | Plugs into UIO2R, UIO6R or UIO6 Motherboards |  |  |  | #FFFFFFFF |  |  | FALSE | FALSE | FALSE | [14 empty] | FALSE
NFPA 170 SMOKE DETECTOR |  |  | North | Edwards |  | Smoke Detector |  |  |  | Module | TRUE | SIGA2-PCOS w/SIGA-AB4G BASE | ++ | Photoelectric Smoke / Carbon Monoxide Detector | 1 | 7e-05 | 7e-05 |  |  |  |  | FALSE | TRUE |  |  |  |  | #FFFF0000 | FA-NFPA 170 SMOKE DETECTOR | 1 | FALSE | FALSE | FALSE | 1408 | [13 empty] | FALSE
NFPA 170 LCD ANNNUNCIATOR DISPLAY | RISER ANNUNCIATOR |  | North | Edwards |  | LCD Annunciator |  |  |  | Module | TRUE | 3-10ANN | ++ | Ten Position Base Annunciator | 1 | 0.164 | 0.164 |  |  |  |  | FALSE | [5 empty] | #FFFF0000 | FA-NFPA 170 LCD ANNNUNCIATOR DISPLAY | 1 | FALSE | FALSE | FALSE | 257 | [8 empty] | 7,12,18 |  |  |  |  | FALSE
NFPA 170 SMOKE DETECTOR |  |  | North | Edwards |  | Smoke Detector |  |  |  | Module | TRUE | SIGA-IS w/SIGA-IB BASE | ++ | Ionization Smoke Detector | 1 | 4.5e-05 | 4.5e-05 |  |  |  |  | FALSE | TRUE |  |  |  |  | #FFFF0000 | FA-NFPA 170 SMOKE DETECTOR | 1 | FALSE | FALSE | FALSE | 1408 | [13 empty] | FALSE
|  |  | North | Edwards |  | Hardware |  |  |  | Hardware | TRUE | QSC-12-G-1-PG |  | OBSOLETE - FAP w/ 12 Option Card Spaces, Gray, Portuguese | 1 | [6 empty] | FALSE | [5 empty] | #FFFFFFFF |  |  | FALSE | FALSE | FALSE | [14 empty] | FALSE
NFPA 170 SPEAKER STROBE |  |  | North | Edwards |  | Speaker/Strobe |  |  |  | Module | TRUE | 757-7A-RS70W |  | 15/75cd Strobe, Re-Ent Speaker, 70V 2, 4, 8, 15w | 1 | [6 empty] | FALSE | [5 empty] | #FF0070C0 | FA-NFPA 170 SPEAKER STROBE | 1 | FALSE | FALSE | FALSE | 2019 | [13 empty] | FALSE
NFPA 170 SPEAKER STROBE CEILING |  |  | North | Edwards |  | Speaker/Strobe |  |  |  | Module | TRUE | GC-S7VM |  | 70V Speaker/Strobe, white, 15, 30, 75, 95 cd, clear | 1 | 0 | 0.318 |  |  |  |  | FALSE | TRUE |  |  |  |  | #FF0070C0 | FA-NFPA 170 SPEAKER STROBE CEILING | 1 | FALSE | FALSE | FALSE | 2020 | [13 empty] | FALSE |  |  | C
NFPA 170 AIR SAMPLING DETECTION PIPING |  |  | North | Edwards |  | Air Sampling Detection |  |  |  | Module | TRUE | 33-30671A |  | ASD-160H Detector w/ Docking Station | 1 | [6 empty] | FALSE | [5 empty] | #FFFF0000 | FA-NFPA 170 AIR SAMPLING DETECTION PIPING | 1 | FALSE | FALSE | FALSE | 5010 | [13 empty] | FALSE
|  |  | North | Edwards |  | Cards & Components |  |  |  | Card | TRUE | iO64G |  | FACP, 1 Loop, 64pt, 2 Cl B NACs, gray, 120v | 1 | [6 empty] | TRUE | [5 empty] | #FFFFFFFF |  |  | FALSE | FALSE | FALSE | [14 empty] | FALSE
NFPA 170 MANUAL PULL |  |  | North | Edwards |  | Manual Station |  |  |  | Module | TRUE | 270-SPOWB |  | Pull Station, cast metal, terminals, Bilingual | 1 | [6 empty] | FALSE | [5 empty] | #FFFF0000 | FA-NFPA 170 MANUAL PULL | 1 | FALSE | FALSE | FALSE | 957 | [13 empty] | FALSE
NFPA 170 BELL |  |  | North | Edwards |  | Bell |  |  |  | Module | TRUE | MB10-24 |  | Motorized Bell - 10" (152mm), 24Vdc, 85mA, Red | 1 | [6 empty] | FALSE | [5 empty] | #FFFF0000 | FA-NFPA 170 BELL | 1 | FALSE | FALSE | FALSE | 2000 | [13 empty] | FALSE
|  |  | North | Edwards |  | Hardware |  |  |  | Hardware | TRUE | EST-PC |  | 100 Proximity Construction Cards - EST Brand | 1 | [6 empty] | FALSE | [5 empty] | #FFFFFFFF |  |  | FALSE | FALSE | FALSE | [14 empty] | FALSE
|  |  | North | Edwards |  | Cards & Components |  |  |  | Card | TRUE | 3-SSDC2 | ++ | Single Signature Driver Controller. Comes with one 3-SDC1 Device Card. Mounts to Local Rail. | 1 | 0.144 | 0.204 |  |  |  |  | TRUE | [5 empty] | #FFFFFFFF |  |  | FALSE | FALSE | FALSE
GenericN PROXIMITY READER |  |  | North | Edwards | Security/Access Control | Prox Reader |  |  |  | Module | TRUE | CR-6005 |  | Proximity Reader, Mullion Mount, charcoal | 1 | [6 empty] | FALSE | [5 empty] | #FFFF0000 | FA-GenericN PROXIMITY READER | 1 | FALSE | FALSE | FALSE | [14 empty] | FALSE
NFPA 170 STROBE WALL |  |  | North | Edwards |  | Strobe |  |  |  | Module | TRUE | 405-3A-T |  | 30cdW, 15cdC Strobe, Red, Terminals | 1 | [6 empty] | FALSE | FALSE |  |  |  |  | #FF0070C0 | FA-NFPA 170 STROBE WALL | 1 | FALSE | FALSE | FALSE | 2023 | [13 empty] | FALSE |  |  | C
|  |  | North | Edwards |  | Cards & Components |  |  |  | Card | TRUE | 2-16G |  | OBSOLETE - 16 Green LED Annunciator Module | 1 | [6 empty] | TRUE | [5 empty] | #FFFFFFFF |  |  | FALSE | FALSE | FALSE | [14 empty] | FALSE
|  |  | North | Edwards |  | Hardware |  |  |  | Hardware | TRUE | MN-HSACNB2K |  | AC Power Only ECC (no battery backup or inverter) | 1 | [6 empty] | FALSE | [5 empty] | #FFFFFFFF |  |  | FALSE | FALSE | FALSE | [14 empty] | FALSE
NFPA 170 SMOKE DETECTOR |  |  | North | Edwards |  | Smoke Detector |  |  |  | Module | TRUE | SIGA2-PS w/SIGA-AB4G-LF BASE | ++ | Photoelectric Smoke Detector | 1 | 4.5e-05 | 4.5e-05 |  |  |  |  | FALSE | TRUE |  |  |  |  | #FFFF0000 | FA-NFPA 170 SMOKE DETECTOR | 1 | FALSE | FALSE | FALSE | 1408 | [13 empty] | FALSE |  |  | LF
NFPA 170 SMOKE HEAT DETECTOR |  |  | North | Edwards |  | Smoke/Heat Detector |  |  |  | Module | TRUE | SIGA-OSHD w/SIGA-AB4GT BASE | ++ | Multisensor Smoke and Heat Detector | 1 | 3.2e-05 | 4.5e-05 |  |  |  |  | FALSE | TRUE |  |  |  |  | #FFFF0000 | FA-NFPA 170 SMOKE HEAT DETECTOR | 1 | FALSE | FALSE | FALSE | 1408 | [13 empty] | FALSE
NFPA 170 REMOTE INDICATOR |  |  | North | Edwards |  | Remote Indicator |  |  |  | Module | TRUE | 890RDA |  | W on R, Wall Lamp, 24V | 1 | [6 empty] | FALSE | [5 empty] | #FFFF0000 | FA-NFPA 170 REMOTE INDICATOR | 1 | FALSE | FALSE | FALSE | [14 empty] | FALSE
NFPA 170 HEAT DETECTOR |  |  | North | Edwards |  | Heat Detector |  |  |  | Module | TRUE | 302-194 |  | Heat Detector, rate compensated, 194F 90.2C | 1 | [6 empty] | FALSE | [5 empty] | #FFFF0000 | FA-NFPA 170 HEAT DETECTOR | 1 | FALSE | FALSE | FALSE | 1403 | [13 empty] | FALSE
|  |  | North | Edwards |  | Hardware |  |  |  | Hardware | TRUE | P-024953 |  | Key & Tag Assembly | 1 | [6 empty] | FALSE | [5 empty] | #FFFFFFFF |  |  | FALSE | FALSE | FALSE | [14 empty] | FALSE
|  |  | North | Edwards |  | Hardware |  |  |  | Hardware | TRUE | ARM-8 |  | Standby Switch Over Relay Module | 1 | [6 empty] | FALSE | [5 empty] | #FFFFFFFF |  |  | FALSE | FALSE | FALSE | [14 empty] | FALSE
NFPA 170 SPEAKER WALL |  |  | North | Edwards |  | Speaker |  |  |  | Module | TRUE | 72542B-802-L | Transformer for UL1480 HyperSpike LineWave Loudspeaker | UL LineWave 25V/70V/100V Transformer 16 speaker | 1 | [12 empty] | #FF0070C0 | FA-NFPA 170 SPEAKER WALL | 1 | FALSE | FALSE | FALSE | 2021
NFPA 170 HORN STROBE CEILING |  |  | North | Edwards |  | Horn/Strobe |  |  |  | Module | TRUE | GCWA-HDVMHR |  | MNEC Horn-Strobe, white, ALERT, 95-177 cd, red | 1 | 0 | 0.341 |  |  |  |  | FALSE | TRUE |  |  |  |  | #FF0070C0 | FA-NFPA 170 HORN STROBE CEILING | 1 | FALSE | FALSE | FALSE | 2013 | [13 empty] | FALSE |  |  | C
|  |  | North | Edwards |  | Cards & Components |  |  |  | Card | TRUE | 3-6/3S1GYR |  | 6 x 3 Switch, 1 Grn, 1 Yel, 1 Red LEDs | 1 | 0.002 | 0.02 |  |  |  |  | TRUE | [5 empty] | #FFFFFFFF |  |  | FALSE | FALSE | FALSE | [14 empty] | FALSE
NFPA 170 SPEAKER STROBE |  |  | North | Edwards |  | Speaker/Strobe |  |  |  | Module | TRUE | G4WA-S2VMA |  | 25V Speaker/Strobe, White, ALERT, Multi-cd amber | 1 | 0 | 0.078 |  |  |  |  | FALSE | [5 empty] | #FF0070C0 | FA-NFPA 170 SPEAKER STROBE | 1 | FALSE | FALSE | FALSE | 2019 | [13 empty] | FALSE
|  |  | North | Edwards |  | Hardware |  |  |  | Hardware | TRUE | MN-HS16SPKHRG5P |  | 1600 Watt HPSA (5 of 5 Active Panels) replacement speaker head - complete | 1 | [6 empty] | FALSE | [5 empty] | #FFFFFFFF |  |  | FALSE | FALSE | FALSE | [14 empty] | FALSE
|  |  | North | Edwards |  | Hardware |  |  |  | Hardware | TRUE | QS2-1-G-2E-SP |  | OBSOLETE - FAP w/ 1 Option Card Space, Gray, EN-54, Spanish, 230V | 1 | [6 empty] | FALSE | [5 empty] | #FFFFFFFF |  |  | FALSE | FALSE | FALSE | [14 empty] | FALSE
NFPA 170 FIRE ALARM CONTROL UNIT | RISER FACP |  | North | Edwards |  | Fire Alarm Control Unit |  |  |  | Assembly | TRUE | 3X-SFS1Ri |  | FACP /w CPU, 1 loop, 4 NACs, 10A power supply, red | 1 | [6 empty] | FALSE | [5 empty] | #FFFF0000 | FA-NFPA 170 FIRE ALARM CONTROL UNIT | 1 | FALSE | FALSE | FALSE | 202 | [8 empty] | 7,12,18 |  |  |  |  | TRUE
|  |  | North | Edwards |  | Cards & Components |  |  |  | Card | TRUE | MN-HSMP650G70 |  | 650 Watt Series Omni-directional loudspeaker assembly with internal 70.7 VRMS transformer and blocking capacitor that is rated up to 250 Watts of audio power. Eye-bolt or 2" mast mount. Gray housing. Requires separate power amplifiers connected to Edwards audio system. | 1 | [6 empty] | TRUE | [5 empty] | #FFFFFFFF |  |  | FALSE | FALSE | FALSE | [14 empty] | FALSE
|  |  | North | Edwards |  | Cards & Components |  |  |  | Card | TRUE | MN-HSECC1 |  | MN-HS16 or MN-HSMP650 Class lockable NEMA 4 amplifier, 110V/60Hz. inverter/battery charger and electronics enclosure, lockable NEMA 4 battery enclosure (w/o batteries). Enclosures equipped with tamper switches. AC powered amplifier with DC backup. Batteries and accessories are ordered separately. | 1 | [6 empty] | TRUE | [5 empty] | #FFFFFFFF |  |  | FALSE | FALSE | FALSE | [14 empty] | FALSE
|  |  | North | Edwards |  | Hardware |  |  |  | Hardware | TRUE | RACCR |  | Remote Audio Closet Cabinet Wallbox | 1 | [6 empty] | FALSE | [5 empty] | #FFFFFFFF |  |  | FALSE | FALSE | FALSE | [14 empty] | FALSE
NFPA 170 SPEAKER WALL |  |  | North | Edwards |  | Speaker |  |  |  | Module | TRUE | 757-1A-S70W |  | Cone Speaker, 70Vrms .25 .5, 1, 2w | 1 | [6 empty] | FALSE | [5 empty] | #FF0070C0 | FA-NFPA 170 SPEAKER WALL | 1 | FALSE | FALSE | FALSE | 2021 | [13 empty] | FALSE
NFPA 170 SPEAKER CEILING |  |  | North | Edwards |  | Speaker |  |  |  | Module | TRUE | GCWN-S2 |  | 25V Speaker, white, No markings | 1 | [6 empty] | FALSE | TRUE |  |  |  |  | #FF0070C0 | FA-NFPA 170 SPEAKER CEILING | 1 | FALSE | FALSE | FALSE | 2019 | [13 empty] | FALSE |  |  | C
NFPA 170 MANUAL PULL |  |  | North | Edwards |  | Manual Station |  |  |  | Module | TRUE | MPSR1-S45W-GE |  | Wpf, Single Action Station, SPST, Cat 45 key reset | 1 | [6 empty] | FALSE | [5 empty] | #FFFF0000 | FA-NFPA 170 MANUAL PULL | 1 | FALSE | FALSE | FALSE | 957 | [13 empty] | FALSE |  |  | WP
NFPA 170 SMOKE DETECTOR |  |  | North | Edwards |  | Smoke Detector |  |  |  | Module | TRUE | SIGA-IPHSB w/SIGA-AB4GT BASE | ++ | 4D Multisensor Detector, Black | 1 | 4.5e-05 | 4.5e-05 |  |  |  |  | FALSE | TRUE |  |  |  |  | #FFFF0000 | FA-NFPA 170 SMOKE DETECTOR | 1 | FALSE | FALSE | FALSE | 1408 | [13 empty] | FALSE
|  |  | North | Edwards |  | Hardware |  |  |  | Hardware | TRUE | MP-RF-2 |  | RF Filter Board Mouting Plate for QS8-EN | 1 | [6 empty] | FALSE | [5 empty] | #FFFFFFFF |  |  | FALSE | FALSE | FALSE | [14 empty] | FALSE
|  |  | North | Edwards |  | Hardware |  |  |  | Hardware | TRUE | BPS6A-6 |  | 6 Pack, Remote Booster Power Supply, 6.5A, 120Vac, red | 1 | [6 empty] | FALSE | [5 empty] | #FFFFFFFF |  |  | FALSE | FALSE | FALSE | [14 empty] | FALSE
|  |  | North | Edwards |  | Cards & Components |  |  |  | Card | TRUE | BPS10A Mainboard |  | Mainboard for BPS10A assembly | 1 | 0.07 | 0.27 |  |  |  |  | TRUE | [5 empty] | #FFFFFFFF |  |  | FALSE | FALSE | FALSE | [14 empty] | FALSE
|  |  | North | Edwards |  | Hardware |  |  |  | Hardware | TRUE | 3-RCC7R-E |  | Battery Cabinet, EN-54 Compliance | 1 | [12 empty] | #FFFFFFFF |  |  | FALSE | FALSE | FALSE
|  |  | North | Edwards |  | Hardware |  |  |  | Hardware | TRUE | 211-10PKG |  | Replacement optical chambers, pack of 10 | 1 | [6 empty] | FALSE | [5 empty] | #FFFFFFFF |  |  | FALSE | FALSE | FALSE | [14 empty] | FALSE
|  |  | North | Edwards |  | Hardware |  |  |  | Hardware | TRUE | EV1T |  | Semi-Flush Trim 26"w x 20"h for EV1B - black | 1 | [6 empty] | FALSE | [5 empty] | #FFFFFFFF |  |  | FALSE | FALSE | FALSE | [14 empty] | FALSE
NFPA 170 BELL |  |  | North | Edwards |  | Bell |  |  |  | Module | TRUE | 439DEX-6AW |  | 6" Explosionproof Bell, 24Vdc, Class I, II, & III | 1 | [6 empty] | FALSE | [5 empty] | #FFFF0000 | FA-NFPA 170 BELL | 1 | FALSE | FALSE | FALSE | 2000 | [13 empty] | FALSE
|  |  | North | Edwards |  | Hardware |  |  |  | Hardware | TRUE | 740217L |  | 14/2 Solid Twisted,OS, Red-Jacket FPLP(Plenum) Mid Cap 1x500' | 1 | [6 empty] | FALSE | [5 empty] | #FFFFFFFF |  |  | FALSE | FALSE | FALSE | [14 empty] | FALSE
|  |  | North | Edwards |  | Hardware |  |  |  | Hardware | TRUE | EVSC3-32 |  | In-graphic 3-pos Toggle Switch, ON-OFF wired, 2 points | 1 | [6 empty] | FALSE | [5 empty] | #FFFFFFFF |  |  | FALSE | FALSE | FALSE | [14 empty] | FALSE
|  |  | North | Edwards |  | Hardware |  |  |  | Hardware | TRUE | SAN-4 |  | 4 Module Space Annunciator Cabinet | 1 | [6 empty] | FALSE | [5 empty] | #FFFFFFFF |  |  | FALSE | FALSE | FALSE | [14 empty] | FALSE
NFPA 170 BELL |  |  | North | Edwards |  | Bell |  |  |  | Module | TRUE | 439D-10AW-R |  | Bell, 10" 24Vdc, Red | 1 | [6 empty] | FALSE | [5 empty] | #FFFF0000 | FA-NFPA 170 BELL | 1 | FALSE | FALSE | FALSE | 2000 | [13 empty] | FALSE
|  |  | North | Edwards |  | Cards & Components |  |  |  | Card | TRUE | MN-HSMP650G |  | 650 Watt Omni-directional loudspeaker assembly. Eye-bolt or 2" mast mount. Gray housing. Requires separate power amplifiers connected to Edwards audio system. | 1 | [6 empty] | TRUE | [5 empty] | #FFFFFFFF |  |  | FALSE | FALSE | FALSE | [14 empty] | FALSE
|  |  | North | Edwards |  | Hardware |  |  |  | Hardware | TRUE | MN-HS32TPC |  | 3200 Watt class optional protective cover | 1 | [6 empty] | FALSE | [5 empty] | #FFFFFFFF |  |  | FALSE | FALSE | FALSE | [14 empty] | FALSE
|  |  | North | Edwards |  | Hardware |  |  |  | Hardware | TRUE | 271-KG1-F2 |  | Replacement Breakglass Pack - Russia | 1 | [6 empty] | FALSE | [5 empty] | #FFFFFFFF |  |  | FALSE | FALSE | FALSE | [14 empty] | FALSE
|  |  | North | Edwards |  | Cards & Components |  |  |  | Card | TRUE | iO64G-2-SP Mainboard |  | Mainboard for iO64G-2-SP assembly | 1 | 0.155 | 0.204 | 3.75 |  |  |  | TRUE | [5 empty] | #FFFFFFFF |  |  | FALSE | FALSE | FALSE | [14 empty] | FALSE
|  |  | North | Edwards |  | Hardware |  |  |  | Hardware | TRUE | MN-FNS8HDK1 |  | MN-FNS8 Series switch holder bracket. Used with MN-BRKT Series. | 1 | [6 empty] | FALSE | [5 empty] | #FFFFFFFF |  |  | FALSE | FALSE | FALSE | [14 empty] | FALSE
|  |  | North | Edwards |  | Cards & Components |  |  |  | Card | TRUE | 2-8RY |  | OBSOLETE - 8 Red, 8 Yellow LED Annunciator Module | 1 | [6 empty] | TRUE | [5 empty] | #FFFFFFFF |  |  | FALSE | FALSE | FALSE | [14 empty] | FALSE
|  |  | North | Edwards |  | Hardware |  |  |  | Hardware | TRUE | STI-3003 |  | Weatherproof Gasket for conduit entry | 1 | [6 empty] | FALSE | [5 empty] | #FFFFFFFF |  |  | FALSE | FALSE | FALSE | [14 empty] | FALSE
NFPA 170 HORN |  |  | North | Edwards |  | Horn |  |  |  | Module | TRUE | G1ARF |  | Horn, Wall, Red, FIRE | 1 | [12 empty] | #FF0070C0 | FA-NFPA 170 HORN | 1 | FALSE | FALSE | FALSE | 2010
NFPA 170 FIRE ALARM CONTROL UNIT | RISER FACP |  | North | Edwards |  | Fire Alarm Control Unit |  |  |  | Assembly | TRUE | FSP502G-2 |  | FACP - 5 Cl 'B' IDCs, 2 Cl 'B' NACs, 230V, Gray | 1 | [6 empty] | FALSE | [5 empty] | #FFFF0000 | FA-NFPA 170 FIRE ALARM CONTROL UNIT | 1 | FALSE | FALSE | FALSE | 202 | [8 empty] | 7,12,18 |  |  |  |  | TRUE
|  |  | North | Edwards |  | Hardware |  |  |  | Hardware | TRUE | QSC-12-G-1-SP |  | OBSOLETE - FAP w/ 12 Option Card Spaces, Gray, Spanish | 1 | [6 empty] | FALSE | [5 empty] | #FFFFFFFF |  |  | FALSE | FALSE | FALSE | [14 empty] | FALSE
|  |  | North | Edwards |  | Hardware |  |  |  | Hardware | TRUE | MN-GVHTR1 |  | HPSA Cabinet heating element (requires 120 VAC) | 1 | [6 empty] | FALSE | [5 empty] | #FFFFFFFF |  |  | FALSE | FALSE | FALSE | [14 empty] | FALSE
|  |  | North | Edwards |  | Hardware |  |  |  | Hardware | TRUE | 3-CAB7B CABINET |  | Cabinet Hardware Only | 1 | [6 empty] | TRUE | [5 empty] | #FFFFFFFF |  |  | FALSE | FALSE | FALSE
NFPA 170 SPEAKER STROBE CEILING |  |  | North | Edwards |  | Speaker/Strobe |  |  |  | Module | TRUE | GCWA-S7VMA |  | 70V Speaker/Strobe white, ALERT, Standard cd, amber | 1 | 0 | 0.168 |  |  |  |  | FALSE | TRUE |  |  |  |  | #FF0070C0 | FA-NFPA 170 SPEAKER STROBE CEILING | 1 | FALSE | FALSE | FALSE | 2020 | [13 empty] | FALSE |  |  | C
|  |  | North | Edwards |  | Cards & Components |  |  |  | Card | TRUE | SIGA-MCC2 | ++ | Signal Module /w 2 Risers in, 1 Output Ckt, Cl 'B' - UIO Mount | 2 | 0.000223 | 0.0001 |  |  |  |  | TRUE | [5 empty] | #FFFFFFFF |  |  | FALSE | FALSE | FALSE | [14 empty] | FALSE
|  |  | North | Edwards |  | Hardware |  |  |  | Hardware | TRUE | FW-RS15FP |  | License set - Redundant service server . (15 Clients) Auto Added | 1 | [6 empty] | FALSE | [5 empty] | #FFFFFFFF |  |  | FALSE | FALSE | FALSE | [14 empty] | FALSE
|  |  | North | Edwards |  | Hardware |  |  |  | Hardware | TRUE | MN-HSPWR110 |  | Replacement 24VDC/120VAC charger/inverter module | 1 | [6 empty] | FALSE | [5 empty] | #FFFFFFFF |  |  | FALSE | FALSE | FALSE | [14 empty] | FALSE
NFPA 170 STROBE WALL |  |  | North | Edwards |  | Strobe |  |  |  | Module | TRUE | G4SEWA-A |  | White Strobe Expander, White, ALERT Marking, Amber Lens | 1 | [6 empty] | TRUE | [5 empty] | #FF0070C0 | FA-NFPA 170 STROBE WALL | 1 | FALSE | FALSE | FALSE
|  |  | North | Edwards |  | Hardware |  |  |  | Hardware | TRUE | G4VWF-FR-CVR | ++ | Replacement Appliance Cover, Strobe, White, FEU | 1 | [12 empty] | #FFFFFFFF |  |  | FALSE | FALSE | FALSE
|  |  | North | Edwards |  | Hardware |  |  |  | Hardware | TRUE | G4EWB |  | G4 Dual-Strobe Format Surface Box, white | 1 | [6 empty] | FALSE | [5 empty] | #FFFFFFFF |  |  | FALSE | FALSE | FALSE | [14 empty] | FALSE
NFPA 170 SMOKE DETECTOR |  |  | North | Edwards |  | Smoke Detector |  |  |  | Module | TRUE | SIGA-ISI w/SIGA-AB4GT BASE | ++ | Ionization Smoke Detector, EN-54 Listed | 1 | 4.5e-05 | 4.5e-05 |  |  |  |  | FALSE | TRUE |  |  |  |  | #FFFF0000 | FA-NFPA 170 SMOKE DETECTOR | 1 | FALSE | FALSE | FALSE | 1408 | [13 empty] | FALSE
NFPA 170 SPEAKER STROBE CEILING |  |  | North | Edwards |  | Speaker/Strobe |  |  |  | Module | TRUE | GCHFWA-S7VMA |  | 70V Ceiling Speaker/Strobe,White,15, 30, 75, 95 cd, ALERT,AMBER | 1 | 0 | 0.168 |  |  |  |  | FALSE | TRUE |  |  |  |  | #FF0070C0 | FA-NFPA 170 SPEAKER STROBE CEILING | 1 | FALSE | FALSE | FALSE | 2020 | [13 empty] | FALSE |  |  | C
|  |  | North | Edwards |  | Hardware |  |  |  | Hardware | TRUE | 75142MPNxx |  | 14/2 Solid Red With colored tracer FPLP (Plenum) | 1 | [6 empty] | FALSE | [5 empty] | #FFFFFFFF |  |  | FALSE | FALSE | FALSE | [14 empty] | FALSE
|  |  | North | Edwards |  | Cards & Components |  |  |  | Card | TRUE | 3-REMICP |  | Remote Mic Unit | 1 | 0.064 | 0.064 |  |  |  |  | TRUE | [5 empty] | #FFFFFFFF |  |  | FALSE | FALSE | FALSE | [14 empty] | FALSE
NFPA 170 SPEAKER WALL |  |  | North | Edwards |  | Speaker |  |  |  | Module | TRUE | HPSA15G2570 |  | 25/70 Vrms Loudspeaker, 1, 2, 3.8, 7.5, 15w taps, gray | 1 | [6 empty] | FALSE | [5 empty] | #FF0070C0 | FA-NFPA 170 SPEAKER WALL | 1 | FALSE | FALSE | FALSE | 2021 | [13 empty] | FALSE
NFPA 170 CHIME |  |  | North | Edwards |  | Chime |  |  |  | Module | TRUE | G1RF-C |  | Chime, running man, red, FIRE | 1 | 0 | 0.026 |  |  |  |  | FALSE | [5 empty] | #FFFF0000 | FA-NFPA 170 CHIME | 1 | FALSE | FALSE | FALSE | 2003 | [13 empty] | FALSE
|  |  | North | Edwards |  | Hardware |  |  |  | Hardware | TRUE | 250-COPLT-5PKG |  | Adapter plate for when replacing GE/ESL 240-CO (5 count) | 1 | [6 empty] | FALSE | [5 empty] | #FFFFFFFF |  |  | FALSE | FALSE | FALSE | [14 empty] | FALSE
|  |  | North | Edwards |  | Hardware |  |  |  | Hardware | TRUE | 454741ARE |  | 16/4 Solid Twisted Red-Jacket FPLP (Plenum) | 1 | [6 empty] | FALSE | [5 empty] | #FFFFFFFF |  |  | FALSE | FALSE | FALSE | [14 empty] | FALSE
|  |  | North | Edwards |  | Hardware |  |  |  | Hardware | TRUE | MN-GVTST1 |  | HPSA Cabinet high/low temperature sensor | 1 | [6 empty] | FALSE | [5 empty] | #FFFFFFFF |  |  | FALSE | FALSE | FALSE | [14 empty] | FALSE
|  |  | North | Edwards |  | Cards & Components |  |  |  | Card | TRUE | FSP1004G Mainboard |  | Mainboard for FSP1004G assembly | 1 | 0.128 | 0.242 |  |  |  |  | TRUE | [5 empty] | #FFFFFFFF |  |  | FALSE | FALSE | FALSE | [14 empty] | FALSE
|  |  | North | Edwards |  | Hardware |  |  |  | Hardware | TRUE | 3-RCC14R |  | Red Remote Chassis Cabinet /w Cover | 1 | [12 empty] | #FFFFFFFF |  |  | FALSE | FALSE | FALSE
EMP21 PANEL | 4-CAB24DL-DRL MOUNTED ON 3-CAB21B |  | North | Edwards |  | Enclosure |  |  |  | Assembly | TRUE | EMP-21 |  | Emergency Paging Panel | 1 | [6 empty] | TRUE | [5 empty] | #FFFF0000 | FA-EMP21 PANEL | 1 | FALSE | FALSE | FALSE
NFPA 170 SMOKE DETECTOR |  |  | North | Edwards |  | Smoke Detector |  |  |  | Module | TRUE | SIGA2-PS w/SIGA-SB BASE | ++ | Photoelectric Smoke Detector | 1 | 4.5e-05 | 4.5e-05 |  |  |  |  | FALSE | TRUE |  |  |  |  | #FFFF0000 | FA-NFPA 170 SMOKE DETECTOR | 1 | FALSE | FALSE | FALSE | 1408 | [13 empty] | FALSE
|  |  | North | Edwards |  | Cards & Components |  |  |  | Card | TRUE | MINI-MUX |  | Communication Interface Board (UL) | 1 | 0.03 | 0.03 |  |  |  |  | TRUE | [5 empty] | #FFFFFFFF |  |  | FALSE | FALSE | FALSE | [14 empty] | FALSE
NFPA 170 STROBE CEILING |  |  | North | Edwards |  | Strobe |  |  |  | Module | TRUE | GCWA-VMG |  | Strobe, white, ALERT, 15, 30, 75, 95 cd, green | 1 | 0 | 0.318 |  |  |  |  | FALSE | TRUE |  |  |  |  | #FF0070C0 | FA-NFPA 170 STROBE CEILING | 1 | FALSE | FALSE | FALSE | 2022 | [13 empty] | FALSE |  |  | C
|  |  | North | Edwards |  | Cards & Components |  |  |  | Card | TRUE | MN-FNS8C18FDC |  | MN-FNS8C18F 24 VDC power supply module, primary or backup | 1 | 0.439 | 0.439 |  |  |  |  | TRUE | [5 empty] | #FFFFFFFF |  |  | FALSE | FALSE | FALSE | [14 empty] | FALSE
NFPA 170 SMOKE HEAT DETECTOR |  |  | North | Edwards |  | Smoke/Heat Detector |  |  |  | Module | TRUE | SIGA-OSHD w/SIGA-SB BASE | ++ | Multisensor Smoke and Heat Detector | 1 | 3.2e-05 | 4.5e-05 |  |  |  |  | FALSE | TRUE |  |  |  |  | #FFFF0000 | FA-NFPA 170 SMOKE HEAT DETECTOR | 1 | FALSE | FALSE | FALSE | 1408 | [13 empty] | FALSE
|  |  | North | Edwards |  | Hardware |  |  |  | Hardware | TRUE | 73142SCIC |  | 14/2 CIC Shld, (circuit Integrity) Cable FPLR-CIC (in conduit) | 1 | [6 empty] | FALSE | [5 empty] | #FFFFFFFF |  |  | FALSE | FALSE | FALSE | [14 empty] | FALSE
|  |  | North | Edwards |  | Cards & Components |  |  |  | Card | TRUE | 3-ZA95 | ++ | 95 Watt Zoned Amplifier, Class B/A, 25 or 70Vrms | 1 | 0.064 | 5.54 |  |  |  |  | TRUE | [5 empty] | #FFFFFFFF |  |  | FALSE | FALSE | FALSE
NFPA 170 STROBE CEILING |  |  | North | Edwards |  | Strobe |  |  |  | Module | TRUE | GCWN-VMR |  | Strobe, white, no markings, 15, 30, 75, 95 cd, red | 1 | 0 | 0.168 |  |  |  |  | FALSE | TRUE |  |  |  |  | #FF0070C0 | FA-NFPA 170 STROBE CEILING | 1 | FALSE | FALSE | FALSE | 2022 | [13 empty] | FALSE |  |  | C
|  |  | North | Edwards |  | Hardware |  |  |  | Hardware | TRUE | CV10937 |  | Quick Connect Fitting, Bag of 25 | 1 | [6 empty] | FALSE | [5 empty] | #FFFFFFFF |  |  | FALSE | FALSE | FALSE | [14 empty] | FALSE
NFPA 170 SPEAKER CEILING |  |  | North | Edwards |  | Speaker |  |  |  | Module | TRUE | GCFR-S7 |  | 70V Speaker, Red, FIRE | 1 | [6 empty] | FALSE | TRUE |  |  |  |  | #FF0070C0 | FA-NFPA 170 SPEAKER CEILING | 1 | FALSE | FALSE | FALSE | 2019 | [13 empty] | FALSE |  |  | C
NFPA 170 HORN STROBE |  |  | North | Edwards |  | Horn/Strobe |  |  |  | Module | TRUE | 757-8A-TW |  | 110cdW, 60cdC Strobe, Horn 97 dbA Avg., White | 1 | [6 empty] | FALSE | [5 empty] | #FF0070C0 | FA-NFPA 170 HORN STROBE | 1 | FALSE | FALSE | FALSE | 2012 | [13 empty] | FALSE
NFPA 170 STROBE WALL |  |  | North | Edwards |  | Strobe |  |  |  | Module | TRUE | 202-8A-T |  | 110cdW, 60cdC Strobe, Red, Terminals | 1 | [6 empty] | FALSE | TRUE |  |  |  |  | #FF0070C0 | FA-NFPA 170 STROBE WALL | 1 | FALSE | FALSE | FALSE | 2023 | [13 empty] | FALSE |  |  | C
NFPA 170 HORN |  |  | North | Edwards |  | Horn |  |  |  | Module | TRUE | WG4RN-H |  | Outdoor rated horn, red without marking | 1 | [6 empty] | FALSE | [5 empty] | #FF0070C0 | FA-NFPA 170 HORN | 1 | FALSE | FALSE | FALSE | 2010 | [13 empty] | FALSE |  |  | WP
NFPA 170 STROBE WALL |  |  | North | Edwards |  | Strobe |  |  |  | Module | TRUE | G4ERN-C |  | Strobe Expander, Red, no markings, clear | 1 | 0 | 0.078 |  |  |  |  | FALSE | [5 empty] | #FF0070C0 | FA-NFPA 170 STROBE WALL | 1 | FALSE | FALSE | FALSE | 2023 | [13 empty] | FALSE
|  |  | North | Edwards |  | Hardware |  |  |  | Hardware | TRUE | FW-HSSD5 |  | Single VESDA HLI "PIN" code. (1) to twenty (5) VESDA HLI to FireWorks | 1 | [6 empty] | FALSE | [5 empty] | #FFFFFFFF |  |  | FALSE | FALSE | FALSE | [14 empty] | FALSE
|  |  | North | Edwards |  | Cards & Components |  |  |  | Card | TRUE | ANS50AMD |  | 50W audio notification module, /w microphone & DMR | 1 | [6 empty] | TRUE | [5 empty] | #FFFFFFFF |  |  | FALSE | FALSE | FALSE | [14 empty] | FALSE
NFPA 170 SPEAKER STROBE CEILING |  |  | North | Edwards |  | Speaker/Strobe |  |  |  | Module | TRUE | GCWN-S7VMHA |  | 70V Speaker/Strobe white, no markings, High cd, amber | 1 | 0 | 0.342 |  |  |  |  | FALSE | TRUE |  |  |  |  | #FF0070C0 | FA-NFPA 170 SPEAKER STROBE CEILING | 1 | FALSE | FALSE | FALSE | 2020 | [13 empty] | FALSE |  |  | C
|  |  | North | Edwards |  | Hardware |  |  |  | Hardware | TRUE | EVSP |  | Spare Pushbutton | 1 | [6 empty] | FALSE | [5 empty] | #FFFFFFFF |  |  | FALSE | FALSE | FALSE | [14 empty] | FALSE
NFPA 170 HEAT DETECTOR |  |  | North | Edwards |  | Heat Detector |  |  |  | Module | TRUE | SIGA-HRD w/SIGA-AB4GT BASE | ++ | Intelligent fixed temperature/Rate-of-rise heat detector, Audible Sounder Base | 1 | 5.1e-05 | 6.8e-05 |  |  |  |  | FALSE | [5 empty] | #FFFF0000 | FA-NFPA 170 HEAT DETECTOR | 1 | FALSE | FALSE | FALSE | 1403 | [13 empty] | FALSE
|  |  | North | Edwards |  | Cards & Components |  |  |  | Card | TRUE | 3-24R |  | 24 Red LED Display Mod | 1 | 0.002 | 0.038 |  |  |  |  | TRUE | [5 empty] | #FFFFFFFF |  |  | FALSE | FALSE | FALSE | [14 empty] | FALSE
NFPA 170 SMOKE CO DETECTOR |  |  | North | Edwards |  | Smoke/CO Detector |  |  |  | Module | TRUE | SIGA-OSCD w/SIGA-AB4G-LF BASE | ++ | Multisensor Smoke and CO Detector | 1 | 3.2e-05 | 4.5e-05 |  |  |  |  | FALSE | TRUE |  |  |  |  | #FFFF0000 | FA-NFPA 170 SMOKE CO DETECTOR | 1 | FALSE | FALSE | FALSE | 1410 | [13 empty] | FALSE |  |  | LF
NFPA 170 LCD ANNNUNCIATOR DISPLAY | RISER ANNUNCIATOR |  | North | Edwards |  | LCD Annunciator |  |  |  | Module | TRUE | 3-6ANN | ++ | Six Position Base Annunciator | 1 | 0.164 | 0.164 |  |  |  |  | FALSE | [5 empty] | #FFFF0000 | FA-NFPA 170 LCD ANNNUNCIATOR DISPLAY | 1 | FALSE | FALSE | FALSE | 257 | [8 empty] | 7,12,18 |  |  |  |  | FALSE
NFPA 170 SPEAKER CEILING |  |  | North | Edwards |  | Speaker |  |  |  | Module | TRUE | 964-7A-8SW |  | 15/75cd Strobe, 8" Square Cone, 25V .5, 1, 2, 4w | 1 | [6 empty] | FALSE | TRUE |  |  |  |  | #FF0070C0 | FA-NFPA 170 SPEAKER CEILING | 1 | FALSE | FALSE | FALSE | 2019 | [13 empty] | FALSE |  |  | C
NFPA 170 STROBE WALL |  |  | North | Edwards |  | Strobe |  |  |  | Module | TRUE | G1VRN |  | Strobe, Wall, Red, None | 1 | [12 empty] | #FF0070C0 | FA-NFPA 170 STROBE WALL | 1 | FALSE | FALSE | FALSE | 2023
|  |  | North | Edwards |  | Hardware |  |  |  | Hardware | TRUE | BPS10A-6 |  | 6 Pack, Remote Booster Power Supply, 10A, 120Vac, red | 1 | [6 empty] | FALSE | [5 empty] | #FFFFFFFF |  |  | FALSE | FALSE | FALSE | [14 empty] | FALSE
|  |  | North | Edwards |  | Hardware |  |  |  | Hardware | TRUE | SV |  | SiteVision | 1 | [6 empty] | FALSE | [5 empty] | #FFFFFFFF |  |  | FALSE | FALSE | FALSE | [14 empty] | FALSE
NFPA 170 SMOKE DETECTOR |  |  | North | Edwards |  | Smoke Detector |  |  |  | Module | TRUE | SIGA2-PS w/SIGA-RB BASE | ++ | Photoelectric Smoke Detector | 1 | 4.5e-05 | 4.5e-05 |  |  |  |  | FALSE | TRUE |  |  |  |  | #FFFF0000 | FA-NFPA 170 SMOKE DETECTOR | 1 | FALSE | FALSE | FALSE | 1408 | [13 empty] | FALSE
NFPA 170 STROBE WALL |  |  | North | Edwards |  | Strobe |  |  |  | Module | TRUE | G4ERN-G |  | Strobe Expander, Red, no markings, green | 1 | 0 | 0.078 |  |  |  |  | FALSE | [5 empty] | #FF0070C0 | FA-NFPA 170 STROBE WALL | 1 | FALSE | FALSE | FALSE | 2023 | [13 empty] | FALSE
NFPA 170 SMOKE HEAT CO DETECTOR |  |  | North | Edwards |  | Smoke/Heat/CO Detector |  |  |  | Module | TRUE | SIGA-OSHCD w/SIGA-AB4G BASE | ++ | Multisensor Smoke, Heat, and CO Detector | 1 | 3.2e-05 | 4.5e-05 |  |  |  |  | FALSE | TRUE |  |  |  |  | #FFFF0000 | FA-NFPA 170 SMOKE HEAT CO DETECTOR | 1 | FALSE | FALSE | FALSE | 1408 | [13 empty] | FALSE
|  |  | North | Edwards |  | Cards & Components |  |  |  | Card | TRUE | QS4-CPU-1-FR |  | CPU/Display with 1 Annunciator Option Space, French | 1 | 0.199 | 0.235 |  |  |  |  | TRUE | [5 empty] | #FFFFFFFF |  |  | FALSE | FALSE | FALSE | [14 empty] | FALSE
|  |  | North | Edwards |  | Hardware |  |  |  | Hardware | TRUE | EVZSBLED |  | In-graphic LED - Blue for FSCS series graphics | 1 | [6 empty] | FALSE | [5 empty] | #FFFFFFFF |  |  | FALSE | FALSE | FALSE | [14 empty] | FALSE
|  |  | North | Edwards |  | Hardware |  |  |  | Hardware | TRUE | 4-CAB16DR |  | Red Door Assembly for 3-CAB7 | 1 | [12 empty] | #FFFFFFFF |  |  | FALSE | FALSE | FALSE
|  |  | North | Edwards |  | Cards & Components |  |  |  | Card | TRUE | iO64GL Mainboard |  | Mainboard for iO64GL assembly | 1 | 0.155 | 0.204 | 3.75 |  |  |  | TRUE | [5 empty] | #FFFFFFFF |  |  | FALSE | FALSE | FALSE | [14 empty] | FALSE
|  |  | North | Edwards |  | Cards & Components |  |  |  | Card | TRUE | iO64G-SP Mainboard |  | Mainboard for iO64G-SP assembly | 1 | 0.155 | 0.204 | 3.75 |  |  |  | TRUE | [5 empty] | #FFFFFFFF |  |  | FALSE | FALSE | FALSE | [14 empty] | FALSE
|  |  | North | Edwards |  | Cards & Components |  |  |  | Card | TRUE | MN-HS64G5P |  | 6400 Watt Omni-directional HPSA Assembly (5 of 5 Active Panels) with lockable NEMA 4 amplifier, 110V/60Hz. inverter/battery charger and electronics enclosure, lockable NEMA 4 battery enclosure (w/o batteries). Enclosures equipped with tamper switches. AC powered amplifier with DC backup. Edwards hard-wire interface included. Batteries and accessories are ordered separately. Gray colored speaker head. | 1 | [6 empty] | TRUE | [5 empty] | #FFFFFFFF |  |  | FALSE | FALSE | FALSE | [14 empty] | FALSE
|  |  | North | Edwards |  | Cards & Components |  |  |  | Card | TRUE | QS8-CPU-1-PG |  | OBSOLETE - CPU/Display with 1 Annunciator Option Space, Portuguese | 1 | [6 empty] | TRUE | [5 empty] | #FFFFFFFF |  |  | FALSE | FALSE | FALSE | [14 empty] | FALSE
|  |  | North | Edwards |  | Hardware |  |  |  | Hardware | TRUE | 73162CIC |  | 16/2 CIC (circuit Integrity) Cable FPLR-CIC (in conduit) | 1 | [6 empty] | FALSE | [5 empty] | #FFFFFFFF |  |  | FALSE | FALSE | FALSE | [14 empty] | FALSE
|  |  | North | Edwards |  | Hardware |  |  |  | Hardware | TRUE | MN-HSLPMK1 |  | Emitter (loudspeaker) pole-mount kit. Bolts to steel or wooden pole. Additional support and guy wires may be necessary. | 1 | [6 empty] | FALSE | [5 empty] | #FFFFFFFF |  |  | FALSE | FALSE | FALSE | [14 empty] | FALSE
|  |  | North | Edwards |  | Hardware |  |  |  | Hardware | TRUE | G4ARF-SP-CVR | ++ | Replacement Appliance Cover, Horn, Red, FEUGO | 1 | [12 empty] | #FFFFFFFF |  |  | FALSE | FALSE | FALSE
|  |  | North | Edwards |  | Hardware |  |  |  | Hardware | TRUE | 3000-209 |  | Controller Backbox | 1 | [6 empty] | FALSE | [5 empty] | #FFFFFFFF |  |  | FALSE | FALSE | FALSE | [14 empty] | FALSE
|  |  | North | Edwards |  | Hardware |  |  |  | Hardware | TRUE | 75162SRN |  | 16/2 Solid,OS Red With colored tracer FPLR | 1 | [6 empty] | FALSE | [5 empty] | #FFFFFFFF |  |  | FALSE | FALSE | FALSE | [14 empty] | FALSE
NFPA 170 STROBE WALL |  |  | North | Edwards |  | Strobe |  |  |  | Module | TRUE | G1VWF |  | Strobe, Wall, White, FIRE | 1 | [12 empty] | #FF0070C0 | FA-NFPA 170 STROBE WALL | 1 | FALSE | FALSE | FALSE | 2023
|  |  | North | Edwards |  | Hardware |  |  |  | Hardware | TRUE | SD-RJ10 |  | SuperDuct, RJ45 wiring harness kit - 10 ft | 1 | [6 empty] | FALSE | [5 empty] | #FFFFFFFF |  |  | FALSE | FALSE | FALSE | [14 empty] | FALSE
|  |  | North | Edwards |  | Hardware |  |  |  | Hardware | TRUE | 3-FP |  | Filler Plate for LRM door | 1 | [6 empty] | FALSE | [5 empty] | #FFFFFFFF |  |  | FALSE | FALSE | FALSE | [14 empty] | FALSE
|  |  | North | Edwards | [5 empty] | Assembly | TRUE | QS4-12-R-1-FR |  | FAP w/ 12 Option Card Space, Red, French | 1 | [6 empty] | FALSE | [5 empty] | #FFFFFFFF |  |  | FALSE | FALSE | FALSE | [14 empty] | FALSE
NFPA 170 SPEAKER WALL |  |  | North | Edwards |  | Speaker |  |  |  | Module | TRUE | G4HFWA-S7 |  | 70V Speaker, White, running man, ALERT | 1 | [6 empty] | FALSE | [5 empty] | #FF0070C0 | FA-NFPA 170 SPEAKER WALL | 1 | FALSE | FALSE | FALSE | 2021 | [13 empty] | FALSE
|  |  | North | Edwards |  | Hardware |  |  |  | Hardware | TRUE | VSMG |  | Site Monitor PIN letter to enable graphic annunciation | 1 | [6 empty] | FALSE | [5 empty] | #FFFFFFFF |  |  | FALSE | FALSE | FALSE | [14 empty] | FALSE
NFPA 170 MULTI FUNCTION CABINET |  |  | North | Edwards |  | Enclosure |  |  |  | Assembly | TRUE | MFC-A |  | Multifunction Fire Alarm Cabinet, Red | 1 | [12 empty] | #FFFF0000 | FA-NFPA 170 MULTI FUNCTION CABINET | 1 | FALSE | FALSE | FALSE | 400
NFPA 170 STROBE CEILING |  |  | North | Edwards |  | Strobe |  |  |  | Module | TRUE | GCWA-VMHG |  | Strobe, white, ALERT, 95, 115, 150, 177 cd, green | 1 | 0 | 0.502 |  |  |  |  | FALSE | TRUE |  |  |  |  | #FF0070C0 | FA-NFPA 170 STROBE CEILING | 1 | FALSE | FALSE | FALSE | 2022 | [13 empty] | FALSE |  |  | C
|  |  | North | Edwards |  | Hardware |  |  |  | Hardware | TRUE | 6702-0020 |  | Frontplate, Flush, Red, Breakglass, Lock | 1 | [6 empty] | FALSE | [5 empty] | #FFFFFFFF |  |  | FALSE | FALSE | FALSE | [14 empty] | FALSE
|  |  | North | Edwards |  | Hardware |  |  |  | Hardware | TRUE | 454740ARE |  | 16/2 Solid Twisted Red-Jacket FPLP (Plenum) | 1 | [6 empty] | FALSE | [5 empty] | #FFFFFFFF |  |  | FALSE | FALSE | FALSE | [14 empty] | FALSE
|  |  | North | Edwards |  | Cards & Components |  |  |  | Card | TRUE | MN-HSMP650P5T |  | 650 Watt Omni-directional loudspeaker assembly. Eye-bolt or 2" mast mount. Tan housing. Requires separate power amplifiers connected to Edwards audio system. | 1 | [6 empty] | TRUE | [5 empty] | #FFFFFFFF |  |  | FALSE | FALSE | FALSE | [14 empty] | FALSE
NFPA 170 SPEAKER STROBE |  |  | North | Edwards |  | Speaker/Strobe |  |  |  | Module | TRUE | 757-7A-SS70W |  | 15/75cd Strobe, Cone Speaker, 70V .25 .5, 1, 2w | 1 | [6 empty] | FALSE | [5 empty] | #FF0070C0 | FA-NFPA 170 SPEAKER STROBE | 1 | FALSE | FALSE | FALSE | 2019 | [13 empty] | FALSE
|  |  | North | Edwards |  | Cards & Components |  |  |  | Card | TRUE | 4X-4/3SGYWR |  | 4 x 3 Switch, 1 Grn, 1 Yel, 1 White, 1 Red LEDs | 1 | 0.002 | 0.02 |  |  |  |  | TRUE | [5 empty] | #FFFFFFFF |  |  | FALSE | FALSE | FALSE | [14 empty] | FALSE
NFPA 170 SMOKE DETECTOR |  |  | North | Edwards |  | Smoke Detector |  |  |  | Module | TRUE | SIGA2-PCOS w/SIGA-AB4GT BASE | ++ | Photoelectric Smoke / Carbon Monoxide Detector | 1 | 7e-05 | 7e-05 |  |  |  |  | FALSE | TRUE |  |  |  |  | #FFFF0000 | FA-NFPA 170 SMOKE DETECTOR | 1 | FALSE | FALSE | FALSE | 1408 | [13 empty] | FALSE
|  |  | North | Edwards |  | Cards & Components |  |  |  | Card | TRUE | RLED-CF Mainboard |  | Mainboard for RLED-CF assembly | 1 | 0.028 | 0.062 |  |  |  |  | TRUE | [5 empty] | #FFFFFFFF |  |  | FALSE | FALSE | FALSE | [14 empty] | FALSE
NFPA 170 HORN STROBE |  |  | North | Edwards |  | Horn/Strobe |  |  |  | Module | TRUE | G4AVRF-FR |  | Wall horn-strobe, red, FEU | 1 | [6 empty] | FALSE |  | GRSW-10 |  |  |  | #FF0070C0 | FA-NFPA 170 HORN STROBE | 1 | FALSE | FALSE | FALSE | 2012 | [13 empty] | FALSE
NFPA 170 SPEAKER WALL |  |  | North | Edwards |  | Speaker |  |  |  | Module | TRUE | G4RF-S7 |  | 70V Speaker, Red, no markings | 1 | [6 empty] | FALSE | [5 empty] | #FF0070C0 | FA-NFPA 170 SPEAKER WALL | 1 | FALSE | FALSE | FALSE | 2021 | [13 empty] | FALSE
NFPA 170 STROBE WALL |  |  | North | Edwards |  | Strobe |  |  |  | Module | TRUE | WGVRF-FR | ++ | Outdoor rated strobe, red, fire feu | 1 | [6 empty] | FALSE | [5 empty] | #FF0070C0 | FA-NFPA 170 STROBE WALL | 1 | FALSE | FALSE | FALSE | 2023 | [13 empty] | FALSE |  |  | WP
|  |  | North | Edwards |  | Hardware |  |  |  | Hardware | TRUE | 3-CABEQ |  | Seismic battery hold-down for 11 to 18 AH in a CAB 7, 14, 21 | 1 | [12 empty] | #FFFFFFFF |  |  | FALSE | FALSE | FALSE
|  |  | North | Edwards |  | Hardware |  |  |  | Hardware | TRUE | FW-PCWD6 |  | FireWorks FW-UL6W or FW-UL6S replacement watchdog card | 1 | [6 empty] | FALSE | [5 empty] | #FFFFFFFF |  |  | FALSE | FALSE | FALSE | [14 empty] | FALSE
|  |  | North | Edwards |  | Cards & Components |  |  |  | Card | TRUE | SIN-16 |  | Sixteen Non-Supervised Input Circuit Module /w cov | 1 | [6 empty] | TRUE | [5 empty] | #FFFFFFFF |  |  | FALSE | FALSE | FALSE | [14 empty] | FALSE
|  |  | North | Edwards |  | Hardware |  |  |  | Hardware | TRUE | QSC-12-G-2-SP |  | OBSOLETE - FAP w/ 12 Option Card Spaces, Gray, Spanish, 230V | 1 | [6 empty] | FALSE | [5 empty] | #FFFFFFFF |  |  | FALSE | FALSE | FALSE | [14 empty] | FALSE
|  |  | North | Edwards |  | Hardware |  |  |  | Hardware | TRUE | 6260A-CU |  | Duct Smoke Detector Housing | 1 | [6 empty] | FALSE | [5 empty] | #FFFFFFFF |  |  | FALSE | FALSE | FALSE | [14 empty] | FALSE
|  |  | North | Edwards |  | Cards & Components |  |  |  | Card | TRUE | 33-30802A |  | Remote Display Unit | 1 | [6 empty] | TRUE | [5 empty] | #FFFFFFFF |  |  | FALSE | FALSE | FALSE | [14 empty] | FALSE
|  |  | North | Edwards |  | Cards & Components |  |  |  | Card | TRUE | MN-HSMP300DF1 |  | 300 Watt Indoor-only Omni-directional loudspeaker assembly. Eyebolt mount. | 1 | [6 empty] | TRUE | [5 empty] | #FFFFFFFF |  |  | FALSE | FALSE | FALSE | [14 empty] | FALSE
|  |  | North | Edwards |  | Hardware |  |  |  | Hardware | TRUE | MN-FNSST2STCON1 |  | Duplex ST to ST barrel connector | 1 | [6 empty] | FALSE | [5 empty] | #FFFFFFFF |  |  | FALSE | FALSE | FALSE | [14 empty] | FALSE
NFPA 170 SPEAKER STROBE CEILING |  |  | North | Edwards |  | Speaker/Strobe |  |  |  | Module | TRUE | GCF-S7VM |  | 70V Speaker/Strobe, white, FIRE, 15, 30, 75, 95 cd, clear | 1 | 0 | 0.168 |  |  |  |  | FALSE | TRUE |  |  |  |  | #FF0070C0 | FA-NFPA 170 SPEAKER STROBE CEILING | 1 | FALSE | FALSE | FALSE | 2020 | [13 empty] | FALSE |  |  | C
|  |  | North | Edwards |  | Hardware |  |  |  | Hardware | TRUE | CRB4U-1 |  | 4" Relay Base for EC Detectors | 1 | [6 empty] | FALSE | [5 empty] | #FFFFFFFF |  |  | FALSE | FALSE | FALSE | [14 empty] | FALSE
|  |  | North | Edwards |  | Hardware |  |  |  | Hardware | TRUE | MP-RF-1 |  | RF Filter Board Mouting Plate for QS2-EN | 1 | [6 empty] | FALSE | [5 empty] | #FFFFFFFF |  |  | FALSE | FALSE | FALSE | [14 empty] | FALSE
|  |  | North | Edwards |  | Cards & Components |  |  |  | Card | TRUE | MN-HS16T5P |  | 1600 Watt Omni-directional HPSA Assembly (5 of 5 Active Panels) with lockable NEMA 4 amplifier, 110V/60 Hz inverter/battery charger and electronics enclosure, lockable NEMA 4 battery enclosure (w/o batteries). Enclosures equipped with tamper switches. AC powered amplifier with DC backup. Edwards hard-wire interface included. Batteries and accessories are ordered separately. Tan colored speaker head. | 1 | [6 empty] | TRUE | [5 empty] | #FFFFFFFF |  |  | FALSE | FALSE | FALSE | [14 empty] | FALSE
|  |  | North | Edwards |  | Cards & Components |  |  |  | Card | TRUE | 3-LCDXL1 | + | Liquid Crystal Display Module - Expanded Version | 1 | 0.048 | 0.05 |  |  |  |  | TRUE | [5 empty] | #FFFFFFFF |  |  | FALSE | FALSE | FALSE | [14 empty] | FALSE
NFPA 170 FIRE ALARM CONTROL UNIT | RISER FACP |  | North | Edwards |  | Fire Alarm Control Unit |  |  |  | Assembly | TRUE | FSP1004R |  | FACP - 10 Cl 'B' IDCs, 4 Cl 'B' NACs, 120V, Red | 1 | [6 empty] | FALSE | [5 empty] | #FFFF0000 | FA-NFPA 170 FIRE ALARM CONTROL UNIT | 1 | FALSE | FALSE | FALSE | 202 | [8 empty] | 7,12,18 |  |  |  |  | TRUE
|  |  | North | Edwards |  | Cards & Components |  |  |  | Card | TRUE | MN-HSMP650P5GAC |  | 650 Watt Omni-directional HPSA Assembly (5 of 5 Active Panels) with lockable NEMA 4 amplifier and electronics enclosure. 110V/60Hz operation only. Enclosure equipped with tamper switch. Edwards hard-wire interface included. Accessories are ordered separately. Gray colored speaker head. Eyebolt or 2" OD mast mount. | 1 | [6 empty] | TRUE | [5 empty] | #FFFFFFFF |  |  | FALSE | FALSE | FALSE | [14 empty] | FALSE
NFPA 170 MANUAL PULL |  |  | North | Edwards |  | Manual Station |  |  |  | Module | TRUE | 276A-REL |  | Single Action Manual Release Station | 1 | [6 empty] | FALSE | [5 empty] | #FFFF0000 | FA-NFPA 170 MANUAL PULL | 1 | FALSE | FALSE | FALSE | 957 | [13 empty] | FALSE
NFPA 170 SPEAKER CEILING |  |  | North | Edwards |  | Speaker |  |  |  | Module | TRUE | GCHFWN-S7 |  | 70V Speaker, White, | 1 | [6 empty] | FALSE | TRUE |  |  |  |  | #FF0070C0 | FA-NFPA 170 SPEAKER CEILING | 1 | FALSE | FALSE | FALSE | 2019 | [13 empty] | FALSE |  |  | C
NFPA 170 NON ADDRESSABLE RELAY |  |  | North | Edwards |  | Non-Addressable Relay |  |  |  | Module | TRUE | MR601/T |  | SPDT Relay /w LED, Switch, & Track Mtg H'ware | 1 | 0.015 | 0.015 |  |  |  |  | FALSE | [5 empty] | #FFFF0000 | FA-NFPA 170 NON ADDRESSABLE RELAY | 1 | FALSE | FALSE | FALSE | 1300 | [13 empty] | FALSE
NFPA 170 SMOKE HEAT CO DETECTOR |  |  | North | Edwards |  | Smoke/Heat/CO Detector |  |  |  | Module | TRUE | SIGA-PHCD w/SIGA-RB BASE | ++ | Photoelectric, heat detector and carbon monoxide life safety detector | 1 | 5.1e-05 | 6.8e-05 |  |  |  |  | FALSE | TRUE |  |  |  |  | #FFFF0000 | FA-NFPA 170 SMOKE HEAT CO DETECTOR | 1 | FALSE | FALSE | FALSE | 1408 | [13 empty] | FALSE
NFPA 170 SPEAKER WALL |  |  | North | Edwards |  | Speaker |  |  |  | Module | TRUE | 90243A-804-06-L | UL1480 HyperSpike LineWave Loudspeaker Array 16 White | HyperSpike UL LineWave line array loudspeaker 16 White | 1 | [12 empty] | #FF0070C0 | FA-NFPA 170 SPEAKER WALL | 1 | FALSE | FALSE | FALSE | 2021 | [16 empty] | X16
|  |  | North | Edwards |  | Cards & Components |  |  |  | Card | TRUE | ANSMIKE |  | Microphone | 1 | [6 empty] | TRUE | [5 empty] | #FFFFFFFF |  |  | FALSE | FALSE | FALSE | [14 empty] | FALSE
|  |  | North | Edwards |  | Hardware |  |  |  | Hardware | TRUE | 271-KG1 |  | Replacement Breakglass Pack - English | 1 | [6 empty] | FALSE | [5 empty] | #FFFFFFFF |  |  | FALSE | FALSE | FALSE | [14 empty] | FALSE
NFPA 170 END OF LINE DEVICE |  |  | North | Edwards |  | End-of-Line Device |  |  |  | Module | TRUE | EOL-15 |  | 15K EOL Assembly, UL Approved | 1 | [6 empty] | FALSE | [5 empty] | #FFFF0000 | FA-NFPA 170 END OF LINE DEVICE | 1 | FALSE | FALSE | FALSE | 5050 | [13 empty] | FALSE
NFPA 170 GRAPHIC ANNUNCIATOR PANEL | RISER ANNUNCIATOR |  | North | Edwards |  | Graphic Annunciator |  |  |  | Module | TRUE | EV4 |  | Graphic Annunciator 30"w x 40"h view area, 216 LEDs typical | 1 | [6 empty] | FALSE | [5 empty] | #FFFF0000 | FA-NFPA 170 GRAPHIC ANNUNCIATOR PANEL | 1 | FALSE | FALSE | FALSE | 256 | [13 empty] | FALSE
NFPA 170 HEAT DETECTOR |  |  | North | Edwards |  | Heat Detector |  |  |  | Module | TRUE | SIGA2-HFS w/SIGA-SB4 BASE | ++ | Heat Detector, 135F Fixed Temperature | 1 | 4.5e-05 | 4.5e-05 |  |  |  |  | FALSE | [5 empty] | #FFFF0000 | FA-NFPA 170 HEAT DETECTOR | 1 | FALSE | FALSE | FALSE | 1403 | [13 empty] | FALSE
|  |  | North | Edwards |  | Hardware |  |  |  | Hardware | TRUE | 2-DFKR |  | OBSOLETE - Red Semi-Flush Trim Kit for 2-WB7R | 1 | [6 empty] | FALSE | [5 empty] | #FFFFFFFF |  |  | FALSE | FALSE | FALSE | [14 empty] | FALSE
|  |  | North | Edwards |  | Hardware |  |  |  | Hardware | TRUE | BP2 |  | Blank Plate, 2 EIA Space | 1 | [6 empty] | FALSE | [5 empty] | #FFFFFFFF |  |  | FALSE | FALSE | FALSE | [14 empty] | FALSE
|  |  | North | Edwards |  | Hardware |  |  |  | Hardware | TRUE | CM10922 |  | End-of-line Sampling Point Adaptor- ABS, 3/4" to 3/8” quick connect | 1 | [6 empty] | FALSE | [5 empty] | #FFFFFFFF |  |  | FALSE | FALSE | FALSE | [14 empty] | FALSE
|  |  | North | Edwards |  | Hardware |  |  |  | Hardware | TRUE | EV1B |  | Wall Box, Textured Black, 24"w x 18"h x 3 1/2" D - black | 1 | [6 empty] | FALSE | [5 empty] | #FFFFFFFF |  |  | FALSE | FALSE | FALSE | [14 empty] | FALSE
|  |  | North | Edwards |  | Hardware |  |  |  | Hardware | TRUE | 454726ARE |  | 14/2 Solid Twisted,OS, Red-Jacket FPLR | 1 | [6 empty] | FALSE | [5 empty] | #FFFFFFFF |  |  | FALSE | FALSE | FALSE | [14 empty] | FALSE
NFPA 170 HORN STROBE |  |  | North | Edwards |  | Horn/Strobe |  |  |  | Module | TRUE | WGAVRN | ++ | Outdoor rated horn-strobe, red, none | 1 | [6 empty] | FALSE | [5 empty] | #FF0070C0 | FA-NFPA 170 HORN STROBE | 1 | FALSE | FALSE | FALSE | 2012 | [13 empty] | FALSE |  |  | WP
|  |  | North | Edwards |  | Cards & Components |  |  |  | Card | TRUE | ANSREMSUP |  | Remote Mic Supervisory Card, one per system, up to 5 mics | 1 | 0.03 | 0.05 |  |  |  |  | TRUE | [5 empty] | #FFFFFFFF |  |  | FALSE | FALSE | FALSE | [14 empty] | FALSE
NFPA 170 STROBE WALL |  |  | North | Edwards |  | Strobe |  |  |  | Module | TRUE | G1F-V1575 |  | Strobe, running man, white, FIRE, 15/75 cd, clear lens | 1 | 0 | 0.255 |  |  |  |  | FALSE | [5 empty] | #FF0070C0 | FA-NFPA 170 STROBE WALL | 1 | FALSE | FALSE | FALSE | 2023 | [13 empty] | FALSE
|  |  | North | Edwards |  | Hardware |  |  |  | Hardware | TRUE | MN-HSSPKR1 |  | Replacement individual loudspeaker | 1 | [6 empty] | FALSE | [5 empty] | #FFFFFFFF |  |  | FALSE | FALSE | FALSE | [14 empty] | FALSE
NFPA 170 HORN CEILING |  |  | North | Edwards |  | Horn |  |  |  | Module | TRUE | GCARF |  | Horn, running man, red, fire, 15, 30, 75. 95 CD | 1 | [6 empty] | FALSE | TRUE |  |  |  |  | #FF0070C0 | FA-NFPA 170 HORN CEILING | 1 | FALSE | FALSE | FALSE | 2011 | [13 empty] | FALSE
NFPA 170 STROBE WALL |  |  | North | Edwards |  | Strobe |  |  |  | Module | TRUE | G4SEWN-A |  | White Strobe Expander, White, No Marking, Amber Lens | 1 | [6 empty] | TRUE | [5 empty] | #FF0070C0 | FA-NFPA 170 STROBE WALL | 1 | FALSE | FALSE | FALSE
|  |  | North | Edwards |  | Hardware |  |  |  | Hardware | TRUE | EVSC3R-33 |  | In-graphic 3-pos Rotary Switch, ON-AUTO-OFF wired, 3 points | 1 | [6 empty] | FALSE | [5 empty] | #FFFFFFFF |  |  | FALSE | FALSE | FALSE | [14 empty] | FALSE
NFPA 170 STROBE CEILING |  |  | North | Edwards |  | Strobe |  |  |  | Module | TRUE | GCVHWF |  | Strobe, running man, white, FIRE, high cd | 1 | [6 empty] | FALSE | TRUE |  |  |  |  | #FF0070C0 | FA-NFPA 170 STROBE CEILING | 1 | FALSE | FALSE | FALSE | 2022 | [13 empty] | FALSE |  |  | C
|  |  | North | Edwards |  | Hardware |  |  |  | Hardware | TRUE | 4-CAB24D |  | Door Assembly for 3-CAB14 | 1 | [12 empty] | #FFFFFFFF |  |  | FALSE | FALSE | FALSE
|  |  | North | Edwards |  | Hardware |  |  |  | Hardware | TRUE | 3-FTEQ |  | Seismic hardening kit for 3-ASU/FT or 3-FTCU handset | 1 | [12 empty] | #FFFFFFFF |  |  | FALSE | FALSE | FALSE
|  |  | North | Edwards |  | Hardware |  |  |  | Hardware | TRUE | MN-HS16SPKHRG3P |  | 960 Watt HPSA (3 of 5 Active Panels) replacement speaker head - complete | 1 | [6 empty] | FALSE | [5 empty] | #FFFFFFFF |  |  | FALSE | FALSE | FALSE | [14 empty] | FALSE
|  |  | North | Edwards |  | Hardware |  |  |  | Hardware | TRUE | LSRA-232 |  | Printer/Programming Port for LSRA Series | 1 | [6 empty] | FALSE | [5 empty] | #FFFFFFFF |  |  | FALSE | FALSE | FALSE | [14 empty] | FALSE
NFPA 170 SPEAKER STROBE CEILING |  |  | North | Edwards |  | Speaker/Strobe |  |  |  | Module | TRUE | GC-S2VM |  | 25V Speaker/Strobe, white, 15, 30, 75, 95 cd, clear | 1 | 0 | 0.318 |  |  |  |  | FALSE | TRUE |  |  |  |  | #FF0070C0 | FA-NFPA 170 SPEAKER STROBE CEILING | 1 | FALSE | FALSE | FALSE | 2020 | [13 empty] | FALSE |  |  | C
NFPA 170 SPEAKER STROBE CEILING |  |  | North | Edwards |  | Speaker/Strobe |  |  |  | Module | TRUE | GCWA-S2VMG |  | 25V Speaker/Strobe white, ALERT, Standard cd, green | 1 | 0 | 0.318 |  |  |  |  | FALSE | TRUE |  |  |  |  | #FF0070C0 | FA-NFPA 170 SPEAKER STROBE CEILING | 1 | FALSE | FALSE | FALSE | 2020 | [13 empty] | FALSE |  |  | C
|  |  | North | Edwards |  | Hardware |  |  |  | Hardware | TRUE | 75162SPN |  | 16/2 Solid,OS Red With colored tracer FPLP (Plenum) | 1 | [6 empty] | FALSE | [5 empty] | #FFFFFFFF |  |  | FALSE | FALSE | FALSE | [14 empty] | FALSE
|  |  | North | Edwards |  | Cards & Components |  |  |  | Card | TRUE | iO1000 Mainboard |  | Main Board | 1 | 0.172 | 0.267 | 6 |  |  |  | TRUE | [5 empty] | #FFFFFFFF |  |  | FALSE | FALSE | FALSE | [12 empty] | 6 |  | FALSE
|  |  | North | Edwards |  | Cards & Components |  |  |  | Card | TRUE | 4-AUDTELS | n | Audio IO and Telephone Riser Source Module | 1 | 0.085 | 0.101 |  |  |  |  | TRUE | [5 empty] | #FFFFFFFF |  |  | FALSE | FALSE | FALSE
NFPA 170 MINI HORN |  |  | North | Edwards |  | Horn |  |  |  | Module | TRUE | HPS-24W |  | Potter Mini-Horn with Silence Feature, white | 1 | [6 empty] | FALSE | [5 empty] | #FF0070C0 | FA-NFPA 170 MINI HORN | 1 | FALSE | FALSE | FALSE | 2014 | [13 empty] | FALSE
|  |  | North | Edwards |  | Hardware |  |  |  | Hardware | TRUE | FW-RS50FP |  | License set - Redundant service server . (50 Clients) Auto Added | 1 | [6 empty] | FALSE | [5 empty] | #FFFFFFFF |  |  | FALSE | FALSE | FALSE | [14 empty] | FALSE
|  |  | North | Edwards |  | Hardware |  |  |  | Hardware | TRUE | MN-HSMP200DEMO1 |  | Medium Power 200 Watt Indoor/Outdoor directional (60x30 degree) loudspeaker demonstration kit. Comes with HS Series 200 Watt Directional (60x30 degree) loudspeaker, Amplifier, MP3 player, Speaker cable, Line-in cable, and Transit case. This product is to be used for demonstration purposes only and is not available for resale. | 1 | [6 empty] | FALSE | [5 empty] | #FFFFFFFF |  |  | FALSE | FALSE | FALSE | [14 empty] | FALSE
|  |  | North | Edwards |  | Cards & Components |  |  |  | Card | TRUE | MN-FNS8C18F2 |  | Rack-mount, 8 Fast Ethernet (RJ45), 16 FE SFP, 2 GB Combo SFP/RJ45 | 1 | 0.439 | 0.439 |  |  |  |  | TRUE | [5 empty] | #FFFFFFFF |  |  | FALSE | FALSE | FALSE | [14 empty] | FALSE
NFPA 170 STROBE WALL |  |  | North | Edwards |  | Strobe |  |  |  | Module | TRUE | G4VRF |  | Wall strobe, red, FIRE | 1 | [6 empty] | FALSE |  | GRSW-10 |  |  |  | #FF0070C0 | FA-NFPA 170 STROBE WALL | 1 | FALSE | FALSE | FALSE | 2023 | [13 empty] | FALSE
KEY SWITCH |  |  | North | Edwards |  | Switch |  |  |  | Module | TRUE | LSRA-RK |  | Remote Enable/Disable Keyswitch | 1 | [6 empty] | FALSE | [5 empty] | #FFFF0000 | FA-KEY SWITCH | 1 | FALSE | FALSE | FALSE | 927 | [13 empty] | FALSE
NFPA 170 STROBE WALL |  |  | North | Edwards |  | Strobe |  |  |  | Module | TRUE | 203-8A |  | 120 VAC Non-Synchronized Wall/Ceiling Strobe | 1 | [6 empty] | TRUE | [5 empty] | #FF0070C0 | FA-NFPA 170 STROBE WALL | 1 | FALSE | FALSE | FALSE
|  |  | North | Edwards |  | Cards & Components |  |  |  | Card | TRUE | 4X-LCD | + | EST3X User Inteface Card | 1 | 0.066 | 0.066 |  |  |  |  | TRUE | [5 empty] | #FFFFFFFF |  |  | FALSE | FALSE | FALSE | [14 empty] | FALSE
NFPA 170 FIRE ALARM CONTROL UNIT | RISER FACP |  | North | Edwards |  | Fire Alarm Control Unit |  |  |  | Assembly | TRUE | iO1000R-2 |  | FACP, 1-4 Loop, 1000pt max, 4 Cl B NACs, red, 230v | 1 | [6 empty] | FALSE | [5 empty] | #FFFF0000 | FA-NFPA 170 FIRE ALARM CONTROL UNIT | 1 | FALSE | FALSE | FALSE | 202 | [8 empty] | 7,12,18 |  |  |  |  | TRUE
|  |  | North | Edwards |  | Hardware |  |  |  | Hardware | TRUE | FW Labor Hours |  | Drawings, Programming, Software Installation | 1 | [6 empty] | FALSE | [5 empty] | #FFFFFFFF |  |  | FALSE | FALSE | FALSE | [14 empty] | FALSE
NFPA 170 NON ADDRESSABLE RELAY |  |  | North | Edwards |  | Non-Addressable Relay |  |  |  | Module | TRUE | MR201/C |  | DPDT Relay /w LED & Metal Enclosure | 1 | 0 | 0.035 |  |  |  |  | FALSE | [5 empty] | #FFFF0000 | FA-NFPA 170 NON ADDRESSABLE RELAY | 1 | FALSE | FALSE | FALSE | 1300 | [13 empty] | FALSE
NFPA 170 SPEAKER STROBE |  |  | North | Edwards |  | Speaker/Strobe |  |  |  | Module | TRUE | G4LFWF-HVM | + | Low Frequency(520hz), White, 15,30,75,110 cd, FIRE | 1 | 0 | 0.176 |  |  |  |  | FALSE | [5 empty] | #FF0070C0 | FA-NFPA 170 SPEAKER STROBE | 1 | FALSE | FALSE | FALSE | 2019 | [13 empty] | FALSE |  |  | LF
|  |  | North | Edwards |  | Hardware |  |  |  | Hardware | TRUE | MN-GVWBD1 |  | HPSA Wall-mount bracket for MN-GVD Directional HPSA | 1 | [6 empty] | FALSE | [5 empty] | #FFFFFFFF |  |  | FALSE | FALSE | FALSE | [14 empty] | FALSE
|  |  | North | Edwards |  | Hardware |  |  |  | Hardware | TRUE | MN-HS16SPKHRT2P |  | 640 Watt HPSA (2 of 5 Active Panels) replacement speaker head - complete | 1 | [6 empty] | FALSE | [5 empty] | #FFFFFFFF |  |  | FALSE | FALSE | FALSE | [14 empty] | FALSE
NFPA 170 SMOKE HEAT DETECTOR |  |  | North | Edwards |  | Smoke/Heat Detector |  |  |  | Module | TRUE | EC2-OSH w/EC2-SB4 BASE | + | Smoke & Heat detector, photoelectric, two-wire w/integral 135 heat | 1 | 8.8e-05 | 0.06 |  |  |  |  | FALSE | TRUE |  |  |  |  | #FFFF0000 | FA-NFPA 170 SMOKE HEAT DETECTOR | 1 | FALSE | FALSE | FALSE | 1408 | [13 empty] | FALSE
NFPA 170 SPEAKER STROBE |  |  | North | Edwards |  | Speaker/Strobe |  |  |  | Module | TRUE | G4HFWA-S7VMA |  | 70V Speaker/Strobe, White, ALERT 15, 30, 75, 110 cd, Amber | 1 | 0 | 0.078 |  |  |  |  | FALSE | [5 empty] | #FF0070C0 | FA-NFPA 170 SPEAKER STROBE | 1 | FALSE | FALSE | FALSE | 2019 | [13 empty] | FALSE
NFPA 170 ADDRESSABLE OUTPUT MODULE |  |  | North | Edwards |  | Addressable Control/Relay |  |  |  | Module | TRUE | SIGA-MCC2A | ++ | Dual Input Signal Module (UIO Mount) with Class A Operation | 2 | 0.00035 | 0.000175 |  |  | 20 |  | FALSE |  | UIO2R or UIO6(R) motherboard |  |  |  | #FFFF0000 | FA-NFPA 170 ADDRESSABLE OUTPUT MODULE | 1 | FALSE | FALSE | FALSE | 1100 | [13 empty] | FALSE
NFPA 170 STROBE WALL |  |  | North | Edwards |  | Strobe |  |  |  | Module | TRUE | G4EWA-R |  | Strobe Expander, white, ALERT markings, red | 1 | 0 | 0.294 |  |  |  |  | FALSE | [5 empty] | #FF0070C0 | FA-NFPA 170 STROBE WALL | 1 | FALSE | FALSE | FALSE | 2023 | [13 empty] | FALSE
NFPA 170 CHIME |  |  | North | Edwards |  | Chime |  |  |  | Module | TRUE | G1F-C |  | Chime, running man, white, FIRE | 1 | 0 | 0.019 |  |  |  |  | FALSE | [5 empty] | #FFFF0000 | FA-NFPA 170 CHIME | 1 | FALSE | FALSE | FALSE | 2003 | [13 empty] | FALSE
NFPA 170 SMOKE DETECTOR |  |  | North | Edwards |  | Smoke Detector |  |  |  | Module | TRUE | SIGA-IPHSB w/SIGA-IB BASE | ++ | 4D Multisensor Detector, Black | 1 | 4.5e-05 | 4.5e-05 |  |  |  |  | FALSE | TRUE |  |  |  |  | #FFFF0000 | FA-NFPA 170 SMOKE DETECTOR | 1 | FALSE | FALSE | FALSE | 1408 | [13 empty] | FALSE
NFPA 170 HEAT DETECTOR |  |  | North | Edwards |  | Heat Detector |  |  |  | Module | TRUE | CR135-2 |  | Heat Detector, 135 FT, 15F ROR | 1 | [6 empty] | FALSE | [5 empty] | #FFFF0000 | FA-NFPA 170 HEAT DETECTOR | 1 | FALSE | FALSE | FALSE | 1403 | [13 empty] | FALSE
NFPA 170 HEAT DETECTOR |  |  | North | Edwards |  | Heat Detector |  |  |  | Module | TRUE | EC20FTU-3 |  | Heat Detector, 135FT | 1 |  | 0.1 |  |  |  |  | FALSE | [5 empty] | #FFFF0000 | FA-NFPA 170 HEAT DETECTOR | 1 | FALSE | FALSE | FALSE | 1403 | [13 empty] | FALSE
|  |  | North | Edwards |  | Cards & Components |  |  |  | Card | TRUE | MN-HS64T2P |  | 1280 Watt Non-Omni directional HPSA Assembly (2 of 5 Active Panels) with lockable NEMA 4 amplifier, 110V/60Hz. inverter/battery charger and electronics enclosure, lockable NEMA 4 battery enclosure (w/o batteries). Enclosures equipped with tamper switches. AC powered amplifier with DC backup. Edwards hard-wire interface included. Batteries and accessories are ordered separately. Tan colored speaker head. | 1 | [6 empty] | TRUE | [5 empty] | #FFFFFFFF |  |  | FALSE | FALSE | FALSE | [14 empty] | FALSE
NFPA 170 STROBE WALL |  |  | North | Edwards |  | Strobe |  |  |  | Module | TRUE | G4ERF-C |  | Strobe Expander, Red, FIRE markings, clear | 1 | 0 | 0.078 |  |  |  |  | FALSE | [5 empty] | #FF0070C0 | FA-NFPA 170 STROBE WALL | 1 | FALSE | FALSE | FALSE | 2023 | [13 empty] | FALSE
|  |  | North | Edwards |  | Cards & Components |  |  |  | Card | TRUE | 3-12SR |  | 12 Switch, 12 Red LED Ctrl Dis Mod | 1 | 0.002 | 0.02 |  |  |  |  | TRUE | [5 empty] | #FFFFFFFF |  |  | FALSE | FALSE | FALSE | [14 empty] | FALSE
NFPA 170 LOCAL OPERATOR CONSOLE | RISER LOC |  | North | Edwards |  | Local Operator Console |  |  |  | Assembly | TRUE | LOC-M |  | Local Operator Console Assembly | 1 | 0.234 | 0.267 |  |  |  |  | FALSE | [5 empty] | #FFFF0000 | FA-NFPA 170 LOCAL OPERATOR CONSOLE | 1 | FALSE | FALSE | FALSE | 255 | [8 empty] | 7,12,18 |  |  |  |  | TRUE
|  |  | North | Edwards |  | Hardware |  |  |  | Hardware | TRUE | 12V50A |  | 51 AH Battery, selected on choice | 1 | [12 empty] | #FFFFFFFF |  |  | FALSE | FALSE | FALSE
NFPA 170 SPEAKER STROBE |  |  | North | Edwards |  | Speaker/Strobe |  |  |  | Module | TRUE | 757-8A-RS70W |  | 110cdW, 60cdC Strobe, Re-Ent Speaker, 70V 2, 4, 8, 15w | 1 | [6 empty] | FALSE | [5 empty] | #FF0070C0 | FA-NFPA 170 SPEAKER STROBE | 1 | FALSE | FALSE | FALSE | 2019 | [13 empty] | FALSE
NFPA 170 SPEAKER STROBE |  |  | North | Edwards |  | Speaker/Strobe |  |  |  | Module | TRUE | WGSVWF-SP | ++ | Outdoor rated speaker strobe, wall, white, feugo | 1 | [6 empty] | FALSE | FALSE |  |  |  |  | #FF0070C0 | FA-NFPA 170 SPEAKER STROBE | 1 | FALSE | FALSE | FALSE | 2019 | [13 empty] | FALSE |  |  | WP
ASD HOLE |  |  | North | Edwards |  | Air Sampling Detection |  |  |  | Module | TRUE | ASD HOLE | ++ | ASD HOLE | 1 | [6 empty] | TRUE | [5 empty] | #FFFF0000 | FA-ASD HOLE | 1 | FALSE | FALSE | FALSE
NFPA 170 SMOKE HEAT DETECTOR |  |  | North | Edwards |  | Smoke/Heat Detector |  |  |  | Module | TRUE | EC2-OSH w/EC2-RB4 BASE | + | Smoke & Heat detector, photoelectric, two-wire w/integral 135 heat | 1 |  | 0.06 |  |  |  |  | FALSE | TRUE |  |  |  |  | #FFFF0000 | FA-NFPA 170 SMOKE HEAT DETECTOR | 1 | FALSE | FALSE | FALSE | 1408 | [13 empty] | FALSE
|  |  | North | Edwards |  | Cards & Components |  |  |  | Card | TRUE | SIGA-AA50 | ++ | 50 Watt Intelligent Audio Amplifier | 2 | 0.002 | 2.8 |  |  |  |  | TRUE | [5 empty] | #FFFFFFFF |  |  | FALSE | FALSE | FALSE | [13 empty] | 50 | FALSE |  |  | AA30
NFPA 170 SPEAKER STROBE |  |  | North | Edwards |  | Speaker/Strobe |  |  |  | Module | TRUE | WGSVRF-FR | ++ | Outdoor rated speaker strobe, wall, red, fire feu | 1 | [6 empty] | FALSE | FALSE |  |  |  |  | #FF0070C0 | FA-NFPA 170 SPEAKER STROBE | 1 | FALSE | FALSE | FALSE | 2019 | [13 empty] | FALSE |  |  | WP
|  |  | North | Edwards |  | Hardware |  |  |  | Hardware | TRUE | CM10906 |  | 3/4" Red ABS Sweeping 90° Elbow | 1 | [6 empty] | FALSE | [5 empty] | #FFFFFFFF |  |  | FALSE | FALSE | FALSE | [14 empty] | FALSE
|  |  | North | Edwards |  | Cards & Components |  |  |  | Card | TRUE | MN-HSMP650T70 |  | 650 Watt Omni-directional loudspeaker assembly with internal 70.7 VRMS transformer and blocking capacitor. Eye-bolt or 2" mast mount. Tan housing. Requires separate power amplifiers connected to Edwards audio system. | 1 | [6 empty] | TRUE | [5 empty] | #FFFFFFFF |  |  | FALSE | FALSE | FALSE | [14 empty] | FALSE
|  |  | North | Edwards |  | Hardware |  |  |  | Hardware | TRUE | PK-1346 |  | 50 Proximity Key Fobs | 1 | [6 empty] | FALSE | [5 empty] | #FFFFFFFF |  |  | FALSE | FALSE | FALSE | [14 empty] | FALSE
NFPA 170 BELL |  |  | North | Edwards |  | Bell |  |  |  | Module | TRUE | 439D-8AW-R |  | Bell, 8" 24Vdc, Red | 1 | [6 empty] | FALSE | [5 empty] | #FFFF0000 | FA-NFPA 170 BELL | 1 | FALSE | FALSE | FALSE | 2000 | [13 empty] | FALSE
|  |  | North | Edwards |  | Hardware |  |  |  | Hardware | TRUE | 6261-002 |  | Air Sampling Tube - 24" long | 1 | [6 empty] | FALSE | [5 empty] | #FFFFFFFF |  |  | FALSE | FALSE | FALSE | [14 empty] | FALSE
|  |  | North | Edwards |  | Cards & Components |  |  |  | Card | TRUE | FHSD8310-ULF Main Card | ++ | LaserSense Modulaser - Standard display module main card | 1 | [6 empty] | TRUE | [5 empty] | #FFFFFFFF |  |  | FALSE | FALSE | FALSE
|  |  | North | Edwards |  | Cards & Components |  |  |  | Card | TRUE | 3-PPS/M-230-E | n | Primary Power Supply 230V, EN-54 Compliance | 1 | [6 empty] | TRUE | [5 empty] | #FFFFFFFF |  |  | FALSE | FALSE | FALSE
NFPA 170 HEAT DETECTOR |  |  | North | Edwards |  | Heat Detector |  |  |  | Module | TRUE | CF135-2 |  | Heat Detector, 135 FT | 1 | [6 empty] | FALSE | [5 empty] | #FFFF0000 | FA-NFPA 170 HEAT DETECTOR | 1 | FALSE | FALSE | FALSE | 1403 | [13 empty] | FALSE
NFPA 170 LCD ANNNUNCIATOR DISPLAY | RISER ANNUNCIATOR |  | North | Edwards |  | Cards & Components |  |  |  | Card | TRUE | 4-4ANN (BASE) AUX POWER | + | Total Required Assembly Current | 1 | 0.2 | 0.253 |  |  |  |  | FALSE | [5 empty] | #FFFF0000 | FA-NFPA 170 LCD ANNNUNCIATOR DISPLAY | 1 | FALSE | FALSE | FALSE | 257 | [8 empty] | 7,12,18 |  |  |  |  | TRUE
NFPA 170 HORN |  |  | North | Edwards |  | Horn |  |  |  | Module | TRUE | 888D-N5 |  | Explosionproof Horn, 120VAC, Class I, II, & III | 1 | [6 empty] | TRUE | [5 empty] | #FF0070C0 | FA-NFPA 170 HORN | 1 | FALSE | FALSE | FALSE
|  |  | North | Edwards |  | Cards & Components |  |  |  | Card | TRUE | NT-A |  | Option Card for Class A Remote Annunciation | 1 | [6 empty] | TRUE | [5 empty] | #FFFFFFFF |  |  | FALSE | FALSE | FALSE | [14 empty] | FALSE
NFPA 170 SPEAKER STROBE CEILING |  |  | North | Edwards |  | Speaker/Strobe |  |  |  | Module | TRUE | GCWN-S2VMA |  | 25V Speaker/Strobe white, no markings, Standard cd, amber | 1 | 0 | 0.168 |  |  |  |  | FALSE | TRUE |  |  |  |  | #FF0070C0 | FA-NFPA 170 SPEAKER STROBE CEILING | 1 | FALSE | FALSE | FALSE | 2020 | [13 empty] | FALSE |  |  | C
|  |  | North | Edwards |  | Cards & Components |  |  |  | Card | TRUE | QS8-CPU-1-IT |  | OBSOLETE - CPU/Display with 1 Annunciator Option Space, Italian | 1 | [6 empty] | TRUE | [5 empty] | #FFFFFFFF |  |  | FALSE | FALSE | FALSE | [14 empty] | FALSE
NFPA 170 HEAT DETECTOR |  |  | North | Edwards |  | Heat Detector |  |  |  | Module | TRUE | SIGA2-HRS w/SIGA-SB BASE | ++ | Heat Detector, 15F ROR, 135F Fixed Temperature | 1 | 4.5e-05 | 4.5e-05 |  |  |  |  | FALSE | [5 empty] | #FFFF0000 | FA-NFPA 170 HEAT DETECTOR | 1 | FALSE | FALSE | FALSE | 1403 | [13 empty] | FALSE
|  |  | North | Edwards |  | Hardware |  |  |  | Hardware | TRUE | QS8-12-G-2E-IT |  | OBSOLETE - FAP w/ 12 Option Card Space, Gray, EN-54, Italian, 230V | 1 | [6 empty] | FALSE | [5 empty] | #FFFFFFFF |  |  | FALSE | FALSE | FALSE | [14 empty] | FALSE
|  |  | North | Edwards |  | Hardware |  |  |  | Hardware | TRUE | MN-FNS8C18F2UK3 |  | MN-FNS8C18FL2 to full Layer 3 Upgrade kit | 1 | [6 empty] | FALSE | [5 empty] | #FFFFFFFF |  |  | FALSE | FALSE | FALSE | [14 empty] | FALSE
|  |  | North | Edwards |  | Cards & Components |  |  |  | Card | TRUE | QSC-CPU-1-SP |  | OBSOLETE - CPU/Display with 1 Annunciator Option Space, Spanish | 1 | [6 empty] | TRUE | [5 empty] | #FFFFFFFF |  |  | FALSE | FALSE | FALSE | [14 empty] | FALSE
|  |  | North | Edwards |  | Hardware |  |  |  | Hardware | TRUE | 740215L |  | 18/2 Solid Twisted,OS, Red-Jacket FPLP(Plenum) Mid Cap 1x500' | 1 | [6 empty] | FALSE | [5 empty] | #FFFFFFFF |  |  | FALSE | FALSE | FALSE | [14 empty] | FALSE
|  |  | North | Edwards |  | Cards & Components |  |  |  | Card | TRUE | 4-NET-SMH | + | SFP network media interface, single mode fiber, high power | 1 | 0.035 | 0.035 |  |  |  |  | TRUE | [5 empty] | #FFFFFFFF |  |  | FALSE | FALSE | FALSE
|  |  | North | Edwards |  | Cards & Components |  |  |  | Card | TRUE | 3-6/3S1G2Y |  | 6 x 3 Switch, 1 Grn, 2 Yel LEDs | 1 | 0.002 | 0.02 |  |  |  |  | TRUE | [5 empty] | #FFFFFFFF |  |  | FALSE | FALSE | FALSE | [14 empty] | FALSE
|  |  | North | Edwards |  | Cards & Components |  |  |  | Card | TRUE | 4X-6/3S1G2Y |  | 6 x 3 Switch, 1 Grn, 2 Yel LEDs | 1 | 0.002 | 0.02 |  |  |  |  | TRUE | [5 empty] | #FFFFFFFF |  |  | FALSE | FALSE | FALSE | [14 empty] | FALSE
|  |  | North | Edwards |  | Hardware |  |  |  | Hardware | TRUE | 3-CAB21DR |  | Red Door Assembly for 3-CAB21 | 1 | [6 empty] | FALSE | [5 empty] | #FFFFFFFF |  |  | FALSE | FALSE | FALSE | [14 empty] | FALSE
|  |  | North | Edwards |  | Hardware |  |  |  | Hardware | TRUE | SIGA-DGMF |  | Optional Mounting Flange for SIGA-DG | 1 | [6 empty] | FALSE | [5 empty] | #FFFFFFFF |  |  | FALSE | FALSE | FALSE | [14 empty] | FALSE
|  |  | North | Edwards |  | Cards & Components |  |  |  | Card | TRUE | APS10A Mainboard |  | Mainboard for APS10A assembly | 1 | 0.07 | 0.27 |  |  |  |  | TRUE | [5 empty] | #FFFFFFFF |  |  | FALSE | FALSE | FALSE | [14 empty] | FALSE
NFPA 170 SPEAKER CEILING |  |  | North | Edwards |  | Speaker |  |  |  | Module | TRUE | GCSWN |  | Speaker, Ceiling, White, None | 1 | [6 empty] | FALSE | TRUE |  |  |  |  | #FF0070C0 | FA-NFPA 170 SPEAKER CEILING | 1 | FALSE | FALSE | FALSE | 2019 | [13 empty] | FALSE |  |  | C
|  |  | North | Edwards |  | Hardware |  |  |  | Hardware | TRUE | MN-GVSV1 |  | HPSA Site verification/assessment, w/o travel | 1 | [6 empty] | FALSE | [5 empty] | #FFFFFFFF |  |  | FALSE | FALSE | FALSE | [14 empty] | FALSE
NFPA 170 HORN STROBE |  |  | North | Edwards |  | Horn/Strobe |  |  |  | Module | TRUE | G4AVRF-SP |  | Wall horn-strobe, red, FUEGO | 1 | [6 empty] | FALSE |  | GRSW-10 |  |  |  | #FF0070C0 | FA-NFPA 170 HORN STROBE | 1 | FALSE | FALSE | FALSE | 2012 | [13 empty] | FALSE
|  |  | North | Edwards |  | Hardware |  |  |  | Hardware | TRUE | MN-GVCOM1 |  | HPSA site commissioning - 2 days max 4 HPSA, w/o travel | 1 | [6 empty] | FALSE | [5 empty] | #FFFFFFFF |  |  | FALSE | FALSE | FALSE | [14 empty] | FALSE
|  |  | North | Edwards |  | Cards & Components |  |  |  | Card | TRUE | 4-3LCD | n | DISPLAY,LCD MOD W/CABLE | 1 | 0.04 | 0.093 |  |  |  |  | TRUE | [5 empty] | #FFFFFFFF |  |  | FALSE | FALSE | FALSE
|  |  | North | Edwards |  | Hardware |  |  |  | Hardware | TRUE | FSAT3 |  | Annunciator Trim Plate, 3 gang | 1 | [6 empty] | FALSE | [5 empty] | #FFFFFFFF |  |  | FALSE | FALSE | FALSE | [14 empty] | FALSE
|  |  | North | Edwards |  | Hardware |  |  |  | Hardware | TRUE | 454748ARE |  | 16/4 Solid Twisted,OS, Red-Jacket FPLP (Plenum) | 1 | [6 empty] | FALSE | [5 empty] | #FFFFFFFF |  |  | FALSE | FALSE | FALSE | [14 empty] | FALSE
NFPA 170 SPEAKER CEILING |  |  | North | Edwards |  | Speaker |  |  |  | Module | TRUE | 964-5A-8SW |  | 15cd Strobe, 8" Square Cone, 25V .5, 1, 2, 4w | 1 | [6 empty] | FALSE | TRUE |  |  |  |  | #FF0070C0 | FA-NFPA 170 SPEAKER CEILING | 1 | FALSE | FALSE | FALSE | 2019 | [13 empty] | FALSE |  |  | C
NFPA 170 SPEAKER STROBE |  |  | North | Edwards |  | Speaker/Strobe |  |  |  | Module | TRUE | G4WA-S2VMC |  | 25V Speaker/Strobe, White, ALERT, Multi-cd clear | 1 | 0 | 0.078 |  |  |  |  | FALSE | [5 empty] | #FF0070C0 | FA-NFPA 170 SPEAKER STROBE | 1 | FALSE | FALSE | FALSE | 2019 | [13 empty] | FALSE
NFPA 170 DOOR HOLDER |  |  | North | Edwards |  | Door Holder |  |  |  | Module | TRUE | 1505-AQN5 |  | Flush, Wall Mount, Short Catch Plate, 24Vac/dc or 120Vac | 1 | 0.015 | [5 empty] | FALSE | [5 empty] | #FFFF0000 | FA-NFPA 170 DOOR HOLDER | 1 | FALSE | FALSE | FALSE | 2500 | [13 empty] | FALSE
NFPA 170 SPEAKER STROBE CEILING |  |  | North | Edwards |  | Speaker/Strobe |  |  |  | Module | TRUE | GCHFRN-S7VMC |  | 70V Ceiling Speaker/Strobe red, 15, 30, 75, 95 cd | 1 | 0 | 0.318 |  |  |  |  | FALSE | TRUE |  |  |  |  | #FF0070C0 | FA-NFPA 170 SPEAKER STROBE CEILING | 1 | FALSE | FALSE | FALSE | 2020 | [13 empty] | FALSE |  |  | C
|  |  | North | Edwards |  | Cards & Components |  |  |  | Card | TRUE | 4-LCDANN | ++ | Color LCD display | 1 | 0.04 | 0.093 |  |  |  |  | TRUE | [5 empty] | #FFFFFFFF |  |  | FALSE | FALSE | FALSE
NFPA 170 HORN STROBE CEILING |  |  | North | Edwards |  | Horn/Strobe |  |  |  | Module | TRUE | WG4WF-HVMC (C) |  | Outdoor rated horn-strobe, white with FIRE marking, clear lens | 1 | 0 | 0.297 |  |  |  |  | FALSE | TRUE |  |  |  |  | #FF0070C0 | FA-NFPA 170 HORN STROBE CEILING | 1 | FALSE | FALSE | FALSE | 2013 | [13 empty] | FALSE |  |  | C, WP
|  |  | North | Edwards |  | Hardware |  |  |  | Hardware | TRUE | G4AVWF-SP-CVR | ++ | Replacement Appliance Cover, Horn Strobe, White, FEUGO | 1 | [12 empty] | #FFFFFFFF |  |  | FALSE | FALSE | FALSE
NFPA 170 STROBE WALL |  |  | North | Edwards |  | Strobe |  |  |  | Module | TRUE | 116DEGEXB-FJ |  | Explosionproof Strobe - Genesis synchronization BLUE LENS | 1 | 0 | 0.505 |  |  |  |  | FALSE | [5 empty] | #FF0070C0 | FA-NFPA 170 STROBE WALL | 1 | FALSE | FALSE | FALSE | 2023 | [13 empty] | FALSE |  |  | EXP
|  |  | North | Edwards |  | Hardware |  |  |  | Hardware | TRUE | MN-HSPM33 |  | Portable mast & guy wire unit. Extends up to a maximum 33' (10M) | 1 | [6 empty] | FALSE | [5 empty] | #FFFFFFFF |  |  | FALSE | FALSE | FALSE | [14 empty] | FALSE
|  |  | North | Edwards |  | Hardware |  |  |  | Hardware | TRUE | MN-HSHHPS220 |  | Hand-held portable amplified loudspeaker system. Comes with rechargeable battery, 220 VAC charger, MP3 player, Record/Play microphone, Carrying Strap, Optimizer Software, Operations Manual. With Mounting Bracket. | 1 | [6 empty] | FALSE | [5 empty] | #FFFFFFFF |  |  | FALSE | FALSE | FALSE | [14 empty] | FALSE
|  |  | North | Edwards |  | Hardware |  |  |  | Hardware | TRUE | 3-BTSEN |  | Battery Cabinet Power Distribution bus & 50A breaker | 1 | [12 empty] | #FFFFFFFF |  |  | FALSE | FALSE | FALSE
|  |  | North | Edwards |  | Cards & Components |  |  |  | Card | TRUE | 3-ASU/FT |  | Audio Source Unit /w Fire Phone | 1 | 0.112 | 0.112 |  |  |  |  | TRUE | [5 empty] | #FFFFFFFF |  |  | FALSE | FALSE | FALSE | [14 empty] | FALSE
NFPA 170 FIRE ALARM CONTROL UNIT | RISER FACP |  | North | Edwards |  | Fire Alarm Control Unit |  |  |  | Assembly | TRUE | 3X-SFS1B |  | FACP /w CPU, 1 loop, 4 NACs, 10A power supply, bronze | 1 | [6 empty] | FALSE | [5 empty] | #FFFF0000 | FA-NFPA 170 FIRE ALARM CONTROL UNIT | 1 | FALSE | FALSE | FALSE | 202 | [8 empty] | 7,12,18 |  |  |  |  | TRUE
|  |  | North | Edwards |  | Hardware |  |  |  | Hardware | TRUE | CM10963-250 |  | 250ft roll of 1/4 x 3/8 capillary sampling tube | 1 | [6 empty] | FALSE | [5 empty] | #FFFFFFFF |  |  | FALSE | FALSE | FALSE | [14 empty] | FALSE
NFPA 170 SPEAKER STROBE |  |  | North | Edwards |  | Speaker/Strobe |  |  |  | Module | TRUE | G4WA-S7VMB |  | 70V Speaker/Strobe, White, ALERT, Multi-cd blue | 1 | 0 | 0.078 |  |  |  |  | FALSE | [5 empty] | #FF0070C0 | FA-NFPA 170 SPEAKER STROBE | 1 | FALSE | FALSE | FALSE | 2019 | [13 empty] | FALSE
NFPA 170 SPEAKER WALL |  |  | North | Edwards |  | Speaker |  |  |  | Module | TRUE | G4SRN |  | Speaker, Wall, Red, None | 1 | [6 empty] | FALSE | FALSE | GRSW-10 | G4RSB |  |  | #FF0070C0 | FA-NFPA 170 SPEAKER WALL | 1 | FALSE | FALSE | FALSE | 2021 | [13 empty] | FALSE |  |  | C
NFPA 170 STROBE WALL |  |  | North | Edwards |  | Strobe |  |  |  | Module | TRUE | GL1RN-VMC |  | Strobe, red , no markings, LED , 15-110 cd, clear lens. | 1 | [6 empty] | FALSE | [5 empty] | #FF0070C0 | FA-NFPA 170 STROBE WALL | 1 | FALSE | FALSE | FALSE | 2023 | [13 empty] | FALSE
NFPA 170 SMOKE DETECTOR |  |  | North | Edwards |  | Smoke Detector |  |  |  | Module | TRUE | SIGA-OSD w/SIGA-RB BASE | ++ | Intelligent Optical Smoke Detector | 1 | 3.2e-05 | 4.5e-05 |  |  |  |  | FALSE | TRUE |  |  |  |  | #FFFF0000 | FA-NFPA 170 SMOKE DETECTOR | 1 | FALSE | FALSE | FALSE | 1408 | [13 empty] | FALSE
NFPA 170 SPEAKER CEILING |  |  | North | Edwards |  | Speaker |  |  |  | Module | TRUE | GCF-S7 |  | 70V Speaker, White, FIRE | 1 | [6 empty] | FALSE | TRUE |  |  |  |  | #FF0070C0 | FA-NFPA 170 SPEAKER CEILING | 1 | FALSE | FALSE | FALSE | 2019 | [13 empty] | FALSE |  |  | C
NFPA 170 SPEAKER STROBE CEILING |  |  | North | Edwards |  | Speaker/Strobe |  |  |  | Module | TRUE | GCSVHWF |  | Speaker/Strobe, Ceiling, White, FIRE, High CD | 1 | [6 empty] | FALSE | TRUE |  |  |  |  | #FF0070C0 | FA-NFPA 170 SPEAKER STROBE CEILING | 1 | FALSE | FALSE | FALSE | 2020 | [13 empty] | FALSE |  |  | C
NFPA 170 SPEAKER STROBE |  |  | North | Edwards |  | Speaker/Strobe |  |  |  | Module | TRUE | WGSVWF | ++ | Outdoor rated speaker strobe, wall, white, fire | 1 | [6 empty] | FALSE | FALSE |  |  |  |  | #FF0070C0 | FA-NFPA 170 SPEAKER STROBE | 1 | FALSE | FALSE | FALSE | 2019 | [13 empty] | FALSE |  |  | WP
EMP14 PANEL |  |  | North | Edwards |  | Enclosure |  |  |  | Assembly | TRUE | EMP-14 |  | Emergency Paging Panel | 1 | [6 empty] | TRUE | [5 empty] | #FFFF0000 | FA-EMP14 PANEL | 1 | FALSE | FALSE | FALSE
NFPA 170 STROBE WALL |  |  | North | Edwards |  | Strobe |  |  |  | Module | TRUE | G4SEWN-B |  | White Strobe Expander, White,No Marking, Blue Lens | 1 | [6 empty] | TRUE | [5 empty] | #FF0070C0 | FA-NFPA 170 STROBE WALL | 1 | FALSE | FALSE | FALSE
|  |  | North | Edwards |  | Hardware |  |  |  | Hardware | TRUE | FW-RACKPCUL5 |  | Computer, Rack Mount, uses 4 EIA Spaces | 1 | [6 empty] | FALSE | [5 empty] | #FFFFFFFF |  |  | FALSE | FALSE | FALSE | [14 empty] | FALSE
|  |  | North | Edwards |  | Hardware |  |  |  | Hardware | TRUE | 271-KG1-F005 |  | Replacement Breakglass Pack - Spain | 1 | [6 empty] | FALSE | [5 empty] | #FFFFFFFF |  |  | FALSE | FALSE | FALSE | [14 empty] | FALSE
NFPA 170 ADDRESSABLE INPUT MONITOR MODULE |  |  | North | Edwards |  | Addressable Module |  |  |  | Module | TRUE | SIGA-CT1I | ++ | Single Input Module, European Operation | 1 | 0.00025 | 0.0004 |  |  |  |  | FALSE | [5 empty] | #FFFF0000 | FA-NFPA 170 ADDRESSABLE INPUT MONITOR MODULE | 1 | FALSE | FALSE | FALSE | 1000 | [13 empty] | FALSE
|  |  | North | Edwards |  | Hardware |  |  |  | Hardware | TRUE | G4B |  | Surface Mount Box - White | 1 | [6 empty] | FALSE | [5 empty] | #FFFFFFFF |  |  | FALSE | FALSE | FALSE | [14 empty] | FALSE
NFPA 170 FIRE ALARM CONTROL UNIT | RISER FACP |  | North | Edwards |  | Fire Alarm Control Unit |  |  |  | Assembly | TRUE | iO64G-SP |  | FACP, 1 Loop, 64pt, 2 Cl B NACs, gray, 120v, Spanish | 1 | [6 empty] | FALSE | [5 empty] | #FFFF0000 | FA-NFPA 170 FIRE ALARM CONTROL UNIT | 1 | FALSE | FALSE | FALSE | 202 | [8 empty] | 7,12,18,26 |  | 10 |  |  | TRUE
|  |  | North | Edwards |  | Cards & Components |  |  |  | Card | TRUE | 4-NET-CAT | + | 100 Mbps SFP Network Controller | 1 | 0.027 | 0.027 |  |  |  |  | TRUE | [5 empty] | #FFFFFFFF |  |  | FALSE | FALSE | FALSE
NFPA 170 SMOKE DETECTOR |  |  | North | Edwards |  | Smoke Detector |  |  |  | Module | TRUE | SIGA-PHSI w/SIGA-IB BASE | ++ | 3D Multisensor Detector, EN-54 Listed | 1 | 4.5e-05 | 4.5e-05 |  |  |  |  | FALSE | TRUE |  |  |  |  | #FFFF0000 | FA-NFPA 170 SMOKE DETECTOR | 1 | FALSE | FALSE | FALSE | 1408 | [13 empty] | FALSE
NFPA 170 HORN STROBE |  |  | North | Edwards |  | Horn/Strobe |  |  |  | Module | TRUE | G4AVWF |  | Wall horn-strobe, white, FIRE | 1 | [6 empty] | FALSE |  | GRSW-10 |  |  |  | #FF0070C0 | FA-NFPA 170 HORN STROBE | 1 | FALSE | FALSE | FALSE | 2012 | [13 empty] | FALSE
|  |  | North | Edwards |  | Cards & Components |  |  |  | Card | TRUE | SIGA-UIO6R |  | 6 Position, Riser Selection UIO Module Motherboard | 1 | [6 empty] | TRUE | [5 empty] | #FFFFFFFF |  |  | FALSE | FALSE | FALSE | [14 empty] | FALSE
NFPA 170 AMPLIFIER RACK |  |  | North | Edwards |  | Amplifier |  |  |  | Assembly | TRUE | RKU-77 |  | Amplifier Cabinet, 44 Rack Spaces, 77" | 1 | [6 empty] | FALSE | [5 empty] | #FFFF0000 | FA-NFPA 170 AMPLIFIER RACK | 1 | FALSE | FALSE | FALSE | [14 empty] | FALSE
|  |  | North | Edwards |  | Cards & Components |  |  |  | Card | TRUE | FSP302G-2 Mainboard |  | Mainboard for FSP302G-2 assembly | 1 | 0.11 | 0.145 |  |  |  |  | TRUE | [5 empty] | #FFFFFFFF |  |  | FALSE | FALSE | FALSE | [14 empty] | FALSE
NFPA 170 REMOTE ANNUNCIATOR | RISER ANNUNCIATOR |  | North | Edwards |  | Remote Annunciator |  |  |  | Module | TRUE | 4-16ANN | ++ | Metallic bronze Annunciator, 16 slots (2 rows of 8). Comes with 4-ANNCPU | 1 | 0.125 | 0.125 |  |  |  |  | FALSE | [5 empty] | #FFFF0000 | FA-NFPA 170 REMOTE ANNUNCIATOR | 1 | FALSE | FALSE | FALSE | 255 | [13 empty] | FALSE
NFPA 170 SMOKE DETECTOR |  |  | North | Edwards |  | Smoke Detector |  |  |  | Module | TRUE | SIGA-OSD w/SIGA-AB4GT BASE | ++ | Intelligent Optical Smoke Detector | 1 | 3.2e-05 | 4.5e-05 |  |  |  |  | FALSE | TRUE |  |  |  |  | #FFFF0000 | FA-NFPA 170 SMOKE DETECTOR | 1 | FALSE | FALSE | FALSE | 1408 | [13 empty] | FALSE
|  |  | North | Edwards |  | Hardware |  |  |  | Hardware | TRUE | CBA48-D-G |  | Outer door for CBA48 - Gray, viewing area 17 3/8"W x 38"H | 1 | [6 empty] | FALSE | [5 empty] | #FFFFFFFF |  |  | FALSE | FALSE | FALSE | [14 empty] | FALSE
|  |  | North | Edwards |  | Hardware |  |  |  | Hardware | TRUE | 30419 |  | 9-pin Null Modem Serial Cable | 1 | [6 empty] | FALSE | [5 empty] | #FFFFFFFF |  |  | FALSE | FALSE | FALSE | [14 empty] | FALSE
NFPA 170 REMOTE ANNUNCIATOR | RISER ANNUNCIATOR |  | North | Edwards |  | Remote Annunciator |  |  |  | Assembly | TRUE | RLED-CF |  | LED Ann, Y/R LEDs for 16 zones, w/com Ctrls, white, French | 1 | [6 empty] | FALSE | [5 empty] | #FFFF0000 | FA-NFPA 170 REMOTE ANNUNCIATOR | 1 | FALSE | FALSE | FALSE | 255 | [8 empty] | 7,12,18 |  |  |  |  | TRUE
|  |  | North | Edwards |  | Cards & Components |  |  |  | Card | TRUE | 2-16Y8S |  | OBSOLETE - 16 Yellow, 8 Switch LED Annunciator Module | 1 | [6 empty] | TRUE | [5 empty] | #FFFFFFFF |  |  | FALSE | FALSE | FALSE | [14 empty] | FALSE
|  |  | North | Edwards |  | Hardware |  |  |  | Hardware | TRUE | LKC-9 |  | FUEGO - Ceiling Orientation | 1 | [6 empty] | FALSE | [5 empty] | #FFFFFFFF |  |  | FALSE | FALSE | FALSE | [14 empty] | FALSE
ASD MODULASER DISPLAY |  |  | North | Edwards |  | Air Sampling Detection |  |  |  | Assembly | TRUE | FHSD8310-ULF | ++ | LaserSense Modulaser - Standard display module | 1 | [6 empty] | TRUE | [5 empty] | #FFFF0000 | FA-ASD MODULASER DISPLAY | 1 | FALSE | FALSE | FALSE | [17 empty] | StdDisp
NFPA 170 STROBE WALL |  |  | North | Edwards |  | Strobe |  |  |  | Module | TRUE | G4EWA-G |  | Strobe Expander, white, ALERT markings, green | 1 | 0 | 0.294 |  |  |  |  | FALSE | [5 empty] | #FF0070C0 | FA-NFPA 170 STROBE WALL | 1 | FALSE | FALSE | FALSE | 2023 | [13 empty] | FALSE
|  |  | North | Edwards |  | Cards & Components |  |  |  | Card | TRUE | 3-RZBCAP |  | Disk Capacitor | 1 | [6 empty] | TRUE | [5 empty] | #FFFFFFFF |  |  | FALSE | FALSE | FALSE | [14 empty] | FALSE
|  |  | North | Edwards | [5 empty] | Card | TRUE | iO1000G-F Mainboard |  | Mainboard for iO1000G-F assembly |  | 0.231 | 0.44 |  |  |  |  | TRUE | [5 empty] | #FFFFFFFF |  |  | FALSE | FALSE | [15 empty] | FALSE
NFPA 170 HORN |  |  | North | Edwards |  | Horn |  |  |  | Module | TRUE | 757-1A-T |  | Temporal Horn, 98 dbA Avg, Red | 1 | [6 empty] | FALSE | [5 empty] | #FF0070C0 | FA-NFPA 170 HORN | 1 | FALSE | FALSE | FALSE | 2010 | [13 empty] | FALSE
NFPA 170 REMOTE INDICATOR |  |  | North | Edwards |  | Remote Indicator |  |  |  | Module | TRUE | 5956A |  | LED Alarm Indicator | 1 | [6 empty] | FALSE | [5 empty] | #FFFF0000 | FA-NFPA 170 REMOTE INDICATOR | 1 | FALSE | FALSE | FALSE | [14 empty] | FALSE
NFPA 170 SPEAKER STROBE CEILING |  |  | North | Edwards |  | Speaker/Strobe |  |  |  | Module | TRUE | GCWA-S2VMHR |  | 25V Speaker/Strobe white, ALERT, High cd, red | 1 | 0 | 0.342 |  |  |  |  | FALSE | TRUE |  |  |  |  | #FF0070C0 | FA-NFPA 170 SPEAKER STROBE CEILING | 1 | FALSE | FALSE | FALSE | 2020 | [13 empty] | FALSE |  |  | C
NFPA 170 ADDRESSABLE INPUT MONITOR MODULE |  |  | North | Edwards |  | Addressable Module |  |  |  | Module | TRUE | SIGA-CT1 | ++ | Single Input Module | 1 | 0.00025 | 0.0004 |  |  |  |  | FALSE | [5 empty] | #FFFF0000 | FA-NFPA 170 ADDRESSABLE INPUT MONITOR MODULE | 1 | FALSE | FALSE | FALSE | 1000 | [13 empty] | FALSE
NFPA 170 NON ADDRESSABLE RELAY |  |  | North | Edwards |  | Non-Addressable Relay |  |  |  | Module | TRUE | MR101/T |  | SPDT Relay /w LED & Track Mtg Hardware | 1 | 0.015 | 0.015 |  |  |  |  | FALSE | [5 empty] | #FFFF0000 | FA-NFPA 170 NON ADDRESSABLE RELAY | 1 | FALSE | FALSE | FALSE | 1300 | [13 empty] | FALSE
|  |  | North | Edwards |  | Cards & Components |  |  |  | Card | TRUE | SIGA-APS-220 | ++ | 6.4A Auxiliary Power Supply, 220Vac | 1 | 0.07 | 0.27 |  |  |  |  | TRUE | [5 empty] | #FFFFFFFF |  |  | FALSE | FALSE | FALSE | [14 empty] | FALSE
|  |  | North | Edwards |  | Hardware |  |  |  | Hardware | TRUE | QSC-12-G-1-FR |  | OBSOLETE - FAP w/ 12 Option Card Spaces, Gray, French | 1 | [6 empty] | FALSE | [5 empty] | #FFFFFFFF |  |  | FALSE | FALSE | FALSE | [14 empty] | FALSE
|  |  | North | Edwards |  | Hardware |  |  |  | Hardware | TRUE | MN-HSEMDNB |  | EASE modeling exterior direct energy only (no 3D buildings) overlaid on Google earth map or on provided PDF/CAD site topology drawing. Modeling based on 125-2Khz band and provide medium resolution graphics with 3dB steps in propagation or up to (4) acoustic device/array locations onto chloropleth map. Scale limit of this service is in 2 million square feet increments. | 1 | [6 empty] | FALSE | [5 empty] | #FFFFFFFF |  |  | FALSE | FALSE | FALSE | [14 empty] | FALSE
|  |  | North | Edwards |  | Hardware |  |  |  | Hardware | TRUE | 4ANN/B-S |  | Surface Box for 3-4ANN | 1 | [6 empty] | FALSE | [5 empty] | #FFFFFFFF |  |  | FALSE | FALSE | FALSE | [14 empty] | FALSE
NFPA 170 HEAT DETECTOR |  |  | North | Edwards |  | Heat Detector |  |  |  | Module | TRUE | SIGA-HFS w/SIGA-SB4 BASE | ++ | Heat Detector, 135F Fixed Temperature | 1 | 4.5e-05 | 4.5e-05 |  |  |  |  | FALSE | [5 empty] | #FFFF0000 | FA-NFPA 170 HEAT DETECTOR | 1 | FALSE | FALSE | FALSE | 1403 | [13 empty] | FALSE
NFPA 170 FIRE ALARM CONTROL UNIT | RISER FACP |  | North | Edwards |  | Fire Alarm Control Unit |  |  |  | Assembly | TRUE | FSP302G |  | FACP - 3 Cl 'B' IDCs, 2 Cl 'B' NACs, 120V, Gray | 1 | [6 empty] | FALSE | [5 empty] | #FFFF0000 | FA-NFPA 170 FIRE ALARM CONTROL UNIT | 1 | FALSE | FALSE | FALSE | 202 | [8 empty] | 7,12,18 |  |  |  |  | TRUE
|  |  | North | Edwards |  | Cards & Components |  |  |  | Card | TRUE | ANSXM8 |  | 8 transistor output/LED module. | 1 | 0.005 | 0.02 |  |  |  |  | TRUE | [5 empty] | #FFFFFFFF |  |  | FALSE | FALSE | FALSE |  | 300 | 300 | 300 | 300 | 300 | 300 | 300 | 300 | [5 empty] | FALSE
NFPA 170 SPEAKER STROBE CEILING |  |  | North | Edwards |  | Speaker/Strobe |  |  |  | Module | TRUE | GCSVHRF |  | Speaker/Strobe, Ceiling, Red, FIRE, High CD | 1 | [6 empty] | FALSE | TRUE |  |  |  |  | #FF0070C0 | FA-NFPA 170 SPEAKER STROBE CEILING | 1 | FALSE | FALSE | FALSE | 2020 | [13 empty] | FALSE |  |  | C
NFPA 170 SPEAKER WALL |  |  | North | Edwards |  | Speaker |  |  |  | Module | TRUE | 90243A-803-07-L | UL1480 HyperSpike LineWave Loudspeaker Array 8 Gray | HyperSpike UL LineWave line array loudspeaker 8 Gray | 1 | [12 empty] | #FF0070C0 | FA-NFPA 170 SPEAKER WALL | 1 | FALSE | FALSE | FALSE | 2021 | [16 empty] | X8
NFPA 170 STROBE WALL |  |  | North | Edwards |  | Strobe |  |  |  | Module | TRUE | G4SEWA-R |  | White Strobe Expander, White, ALERT Marking, Red Lens | 1 | [6 empty] | TRUE | [5 empty] | #FF0070C0 | FA-NFPA 170 STROBE WALL | 1 | FALSE | FALSE | FALSE
|  |  | North | Edwards |  | Hardware |  |  |  | Hardware | TRUE | EVZSLED |  | In-graphic LED - Red, Yellow, or Green for EV graphics | 1 | [6 empty] | FALSE | [5 empty] | #FFFFFFFF |  |  | FALSE | FALSE | FALSE | [14 empty] | FALSE
|  |  | North | Edwards |  | Hardware |  |  |  | Hardware | TRUE | 6263-EC |  | Air Velocity Test Kit | 1 | [6 empty] | FALSE | [5 empty] | #FFFFFFFF |  |  | FALSE | FALSE | FALSE | [14 empty] | FALSE
NFPA 170 SMOKE DETECTOR |  |  | North | Edwards |  | Smoke Detector |  |  |  | Module | TRUE | SIGA-ISI w/SIGA-AB4G BASE | ++ | Ionization Smoke Detector, EN-54 Listed | 1 | 4.5e-05 | 4.5e-05 |  |  |  |  | FALSE | TRUE |  |  |  |  | #FFFF0000 | FA-NFPA 170 SMOKE DETECTOR | 1 | FALSE | FALSE | FALSE | 1408 | [13 empty] | FALSE
NFPA 170 SPEAKER STROBE |  |  | North | Edwards |  | Speaker/Strobe |  |  |  | Module | TRUE | G4WN-S7VMG |  | 70V Speaker/Strobe, White, no markings, Multi-cd green | 1 | 0 | 0.078 |  |  |  |  | FALSE | [5 empty] | #FF0070C0 | FA-NFPA 170 SPEAKER STROBE | 1 | FALSE | FALSE | FALSE | 2019 | [13 empty] | FALSE
NFPA 170 SPEAKER STROBE |  |  | North | Edwards |  | Speaker/Strobe |  |  |  | Module | TRUE | G4WA-S2VMR |  | 25V Speaker/Strobe, White, ALERT, Multi-cd red | 1 | 0 | 0.078 |  |  |  |  | FALSE | [5 empty] | #FF0070C0 | FA-NFPA 170 SPEAKER STROBE | 1 | FALSE | FALSE | FALSE | 2019 | [13 empty] | FALSE
|  |  | North | Edwards |  | Cards & Components |  |  |  | Card | TRUE | 4-PPS/M | n | Primary Power Supply 120V | 1 | [6 empty] | TRUE | [5 empty] | #FFFFFFFF |  |  | FALSE | FALSE | FALSE
|  |  | North | Edwards |  | Cards & Components |  |  |  | Card | TRUE | SIGA-AA30 | ++ | 30 Watt Intelligent Audio Amplifier | 2 | 0.002 | 1.55 |  |  |  |  | TRUE | [5 empty] | #FFFFFFFF |  |  | FALSE | FALSE | FALSE | [13 empty] | 30 | FALSE
NFPA 170 FIRE ALARM CONTROL UNIT | RISER FACP |  | North | Edwards |  | Fire Alarm Control Unit |  |  |  | Assembly | TRUE | FSP302G-2 |  | FACP - 3 Cl 'B' IDCs, 2 Cl 'B' NACs, 230V, Gray | 1 | [6 empty] | FALSE | [5 empty] | #FFFF0000 | FA-NFPA 170 FIRE ALARM CONTROL UNIT | 1 | FALSE | FALSE | FALSE | 202 | [8 empty] | 7,12,18 |  |  |  |  | TRUE
NFPA 170 HEAT DETECTOR |  |  | North | Edwards |  | Heat Detector |  |  |  | Module | TRUE | SIGA-HRS w/SIGA-AB4G-LF BASE | ++ | Heat Detector, 15F ROR, 135F Fixed Temperature | 1 | 4.5e-05 | 4.5e-05 |  |  |  |  | FALSE | [5 empty] | #FFFF0000 | FA-NFPA 170 HEAT DETECTOR | 1 | FALSE | FALSE | FALSE | 1403 | [13 empty] | FALSE |  |  | LF
|  |  | North | Edwards |  | Cards & Components |  |  |  | Card | TRUE | VS2-GC |  | FACP, 1-2 Loop, 500pt max, 4 Cl B NACs, gray, 120v, w/ 8RY LED, Cdn | 1 | [6 empty] | TRUE | [5 empty] | #FFFFFFFF |  |  | FALSE | FALSE | FALSE | [14 empty] | FALSE
NFPA 170 SPEAKER STROBE |  |  | North | Edwards |  | Speaker/Strobe |  |  |  | Module | TRUE | 757-3A-RS25 |  | 30cdW, 15cdC Strobe, Re-Ent Speaker, 25V 2, 4, 8, 15w | 1 | [6 empty] | FALSE | [5 empty] | #FF0070C0 | FA-NFPA 170 SPEAKER STROBE | 1 | FALSE | FALSE | FALSE | 2019 | [13 empty] | FALSE
|  |  | North | Edwards |  | Hardware |  |  |  | Hardware | TRUE | 3-CAB24D-E |  | Door Assembly for 3-CAB14, EN-54 | 1 | [12 empty] | #FFFFFFFF |  |  | FALSE | FALSE | FALSE
|  |  | North | Edwards |  | Hardware |  |  |  | Hardware | TRUE | 276B-RSB |  | Surface Box for SIGA-278, Red | 1 | [6 empty] | FALSE | [5 empty] | #FFFFFFFF |  |  | FALSE | FALSE | FALSE | [14 empty] | FALSE
|  |  | North | Edwards |  | Cards & Components |  |  |  | Card | TRUE | ANSBKUPA |  | Backup amplifier switching module - Class 'A' | 1 | 0.04 | 0.01 |  |  |  |  | TRUE | [5 empty] | #FFFFFFFF |  |  | FALSE | FALSE | FALSE | [14 empty] | FALSE
NFPA 170 SMOKE DETECTOR |  |  | North | Edwards |  | Smoke Detector |  |  |  | Module | TRUE | 521NCSXT |  | 2W Sm Det, 8.5-33Vdc w/sm heat 135FT & RR, 85dbA Sounder | 1 |  | 0.03 |  |  |  |  | FALSE | TRUE |  |  |  |  | #FFFF0000 | FA-NFPA 170 SMOKE DETECTOR | 1 | FALSE | FALSE | FALSE | 1408 | [13 empty] | FALSE
|  |  | North | Edwards |  | Hardware |  |  |  | Hardware | TRUE | CBA48-FVT |  | Vertical Flush Vertical Trim, gray, for CBA48 wall box | 1 | [6 empty] | FALSE | [5 empty] | #FFFFFFFF |  |  | FALSE | FALSE | FALSE | [14 empty] | FALSE
|  |  | North | Edwards |  | Hardware |  |  |  | Hardware | TRUE | MN-HSTEP1 |  | Heavy duty foldable tripod with 3ft extension and carrying bag. Suggested use with 1600 watt HPSA or 650 watt MPSA demonstration kits. Not to be used with 3200 watt or 6400 watt systems. | 1 | [6 empty] | FALSE | [5 empty] | #FFFFFFFF |  |  | FALSE | FALSE | FALSE | [14 empty] | FALSE
NFPA 170 GAS DETECTOR |  |  | North | Edwards |  | Gas Detection |  |  |  | Module | TRUE | SIGA-COD w/SIGA-AB4GT BASE | ++ | Intelligent Carbon Monoxide Detector | 1 | 3.2e-05 | 3.2e-05 |  |  |  |  | FALSE | TRUE |  |  |  |  | #FFFF0000 | FA-NFPA 170 GAS DETECTOR | 1 | FALSE | FALSE | FALSE | 1408 | [13 empty] | FALSE
NFPA 170 SPEAKER WALL |  |  | North | Edwards |  | Speaker |  |  |  | Module | TRUE | WGSRF-FR | ++ | Outdoor rated speaker, wall, red, fire feu | 1 | [6 empty] | FALSE | FALSE |  |  |  |  | #FF0070C0 | FA-NFPA 170 SPEAKER WALL | 1 | FALSE | FALSE | FALSE | 2021 | [13 empty] | FALSE |  |  | WP
|  |  | North | Edwards |  | Cards & Components |  |  |  | Card | TRUE | NETSW-EIS6-MM |  | 10/100 MB Ethernet Network Switching Hub | 1 | [6 empty] | TRUE | [5 empty] | #FFFFFFFF |  |  | FALSE | FALSE | FALSE | [14 empty] | FALSE
NFPA 170 SPEAKER STROBE CEILING |  |  | North | Edwards |  | Speaker/Strobe |  |  |  | Module | TRUE | GCHFWA-S7VMCH |  | 70V Ceiling Speaker/Strobe, White, 95, 115, 150, 177 cd,ALERT | 1 | 0 | 0.502 |  |  |  |  | FALSE | TRUE |  |  |  |  | #FF0070C0 | FA-NFPA 170 SPEAKER STROBE CEILING | 1 | FALSE | FALSE | FALSE | 2020 | [13 empty] | FALSE |  |  | C
NFPA 170 SPEAKER STROBE CEILING |  |  | North | Edwards |  | Speaker/Strobe |  |  |  | Module | TRUE | GCWA-S7VMHR |  | 70V Speaker/Strobe white, ALERT, High cd, red | 1 | 0 | 0.502 |  |  |  |  | FALSE | TRUE |  |  |  |  | #FF0070C0 | FA-NFPA 170 SPEAKER STROBE CEILING | 1 | FALSE | FALSE | FALSE | 2020 | [13 empty] | FALSE |  |  | C
NFPA 170 BATTERY CABINET |  |  | North | Edwards |  | Enclosure |  |  |  | Assembly | TRUE | BC-2 |  | Battery Cabinet, for 10 & 17 AH batteries | 1 | [6 empty] | FALSE | [5 empty] | #FFFF0000 | FA-NFPA 170 BATTERY CABINET | 1 | FALSE | FALSE | FALSE | [14 empty] | FALSE
|  |  | North | Edwards |  | Hardware |  |  |  | Hardware | TRUE | TRIM-12R |  | Red Flush Mount Trim Ring for QS-12-R-* | 1 | [6 empty] | FALSE | [5 empty] | #FFFFFFFF |  |  | FALSE | FALSE | FALSE | [14 empty] | FALSE
|  |  | North | Edwards |  | Hardware |  |  |  | Hardware | TRUE | 27193-11 |  | One gang surface mount box, red | 1 | [6 empty] | FALSE | [5 empty] | #FFFFFFFF |  |  | FALSE | FALSE | FALSE | [14 empty] | FALSE
NFPA 170 BELL |  |  | North | Edwards |  | Bell |  |  |  | Module | TRUE | 439D-6AW-R | + | Bell, 6" 24Vdc, Red | 1 | [6 empty] | FALSE | [5 empty] | #FFFF0000 | FA-NFPA 170 BELL | 1 | FALSE | FALSE | FALSE | 2000 | [13 empty] | FALSE
|  |  | North | Edwards |  | Hardware |  |  |  | Hardware | TRUE | MN-HSECCDM1 |  | ECC Replacement inverter display module | 1 | [6 empty] | FALSE | [5 empty] | #FFFFFFFF |  |  | FALSE | FALSE | FALSE | [14 empty] | FALSE
|  |  | North | Edwards |  | Hardware |  |  |  | Hardware | TRUE | EVZLED |  | Back Lit Graphic LED - Red, Yellow, or Green for EV graphics | 1 | [6 empty] | FALSE | [5 empty] | #FFFFFFFF |  |  | FALSE | FALSE | FALSE | [14 empty] | FALSE
|  |  | North | Edwards |  | Cards & Components |  |  |  | Card | TRUE | 2-LCD |  | OBSOLETE - Liquid Crystal Display Module | 1 | [6 empty] | TRUE | [5 empty] | #FFFFFFFF |  |  | FALSE | FALSE | FALSE | [14 empty] | FALSE
|  |  | North | Edwards |  | Hardware |  |  |  | Hardware | TRUE | 757A-RR |  | Retrofit Ring - RED | 1 | [6 empty] | FALSE | [5 empty] | #FFFFFFFF |  |  | FALSE | FALSE | FALSE | [14 empty] | FALSE
NFPA 170 SMOKE DETECTOR |  |  | North | Edwards |  | Smoke Detector |  |  |  | Module | TRUE | EC-100R |  | Reflective Beam Smoke Detector, Single As'bly, 160 to 330 ft. | 1 | 0.004 | 0.014 |  |  |  |  | FALSE | TRUE |  |  |  |  | #FFFF0000 | FA-NFPA 170 SMOKE DETECTOR | 1 | FALSE | FALSE | FALSE | 1408 | [13 empty] | FALSE
NFPA 170 HEAT DETECTOR |  |  | North | Edwards |  | Heat Detector |  |  |  | Module | TRUE | EC20RRU-3 |  | Heat Detector, 135FT, Rate Compensated | 1 |  | 0.1 |  |  |  |  | FALSE | [5 empty] | #FFFF0000 | FA-NFPA 170 HEAT DETECTOR | 1 | FALSE | FALSE | FALSE | 1403 | [13 empty] | FALSE
|  |  | North | Edwards |  | Hardware |  |  |  | Hardware | TRUE | CV10908 |  | ¾” CPVC Straight Coupling, Bag of 25 | 1 | [6 empty] | FALSE | [5 empty] | #FFFFFFFF |  |  | FALSE | FALSE | FALSE | [14 empty] | FALSE
NFPA 170 SPEAKER CEILING |  |  | North | Edwards |  | Speaker |  |  |  | Module | TRUE | GCHFRN-S2 |  | 25V Speaker, Red, | 1 | [6 empty] | FALSE | TRUE |  |  |  |  | #FF0070C0 | FA-NFPA 170 SPEAKER CEILING | 1 | FALSE | FALSE | FALSE | 2019 | [13 empty] | FALSE |  |  | C
|  |  | North | Edwards |  | Cards & Components |  |  |  | Card | TRUE | QS1-CPU-1-PG |  | OBSOLETE - CPU/Display with 1 Annunciator Option Space, Portuguese | 1 | [6 empty] | TRUE | [5 empty] | #FFFFFFFF |  |  | FALSE | FALSE | FALSE | [14 empty] | FALSE
|  |  | North | Edwards |  | Hardware |  |  |  | Hardware | TRUE | QS2-1-G-2E-DT |  | OBSOLETE - FAP w/ 1 Option Card Space, Gray, EN-54, Belgian Dutch, 230V | 1 | [6 empty] | FALSE | [5 empty] | #FFFFFFFF |  |  | FALSE | FALSE | FALSE | [14 empty] | FALSE
NFPA 170 STROBE CEILING |  |  | North | Edwards |  | Strobe |  |  |  | Module | TRUE | GCVHWA |  | Strobe, running man, white, ALERT, high cd | 1 | [6 empty] | FALSE | TRUE |  |  |  |  | #FF0070C0 | FA-NFPA 170 STROBE CEILING | 1 | FALSE | FALSE | FALSE | 2022 | [13 empty] | FALSE |  |  | C
|  |  | North | Edwards |  | Hardware |  |  |  | Hardware | TRUE | EVTLED |  | Trouble LED | 1 | [6 empty] | FALSE | [5 empty] | #FFFFFFFF |  |  | FALSE | FALSE | FALSE | [14 empty] | FALSE
NFPA 170 AMPLIFIER RACK | RISER AMP |  | North | Edwards |  | Amplifier |  |  |  | Assembly | TRUE | ANS25MDR2 |  | 25W Audio Notification Panel, Red | 1 | 0.18 | 1 |  |  |  |  | FALSE | [5 empty] | #FFFF0000 | FA-NFPA 170 AMPLIFIER RACK | 1 | FALSE | FALSE | FALSE | 300 | [8 empty] | 7,12,18 |  |  |  |  | TRUE
NFPA 170 DUCT SMOKE DETECTOR |  |  | North | Edwards |  | Hardware |  |  |  | Module | TRUE | ESD-SJ |  | SuperDuct, Sensor (RJ45), 4-wire | 1 | [6 empty] | FALSE | [5 empty] | #FFFF0000 | FA-NFPA 170 DUCT SMOKE DETECTOR | 1 | FALSE | FALSE | FALSE | [14 empty] | FALSE |  |  | SJ
|  |  | North | Edwards |  | Hardware |  |  |  | Hardware | TRUE | 4-CAB16DR-E |  | Red Door Assembly for 3-CAB7, EN-54 Compliance | 1 | [12 empty] | #FFFFFFFF |  |  | FALSE | FALSE | FALSE
NFPA 170 FIRE ALARM CONTROL UNIT | RISER FACP |  | North | Edwards |  | Fire Alarm Control Unit |  |  |  | Assembly | TRUE | iO1000G-SP |  | FACP, 1-4 Loop, 1000pt max, 4 Cl B NACs, gray, 120v, Spanish | 1 | [6 empty] | FALSE | [5 empty] | #FFFF0000 | FA-NFPA 170 FIRE ALARM CONTROL UNIT | 1 | FALSE | FALSE | FALSE | 202 | [8 empty] | 7,12,18 |  |  |  |  | TRUE
NFPA 170 HORN STROBE CEILING |  |  | North | Edwards |  | Horn/Strobe |  |  |  | Module | TRUE | GCWA-HDVMC |  | MNEC Horn-Strobe, white, ALERT, 15-95 cd, clear | 1 | 0 | 0.275 |  |  |  |  | FALSE | TRUE |  |  |  |  | #FF0070C0 | FA-NFPA 170 HORN STROBE CEILING | 1 | FALSE | FALSE | FALSE | 2013 | [13 empty] | FALSE |  |  | C
|  |  | North | Edwards |  | Hardware |  |  |  | Hardware | TRUE | 116EX-P |  | Pendant Mounting Module | 1 | [6 empty] | FALSE | [5 empty] | #FFFFFFFF |  |  | FALSE | FALSE | FALSE | [14 empty] | FALSE
|  |  | North | Edwards |  | Hardware |  |  |  | Hardware | TRUE | 30072 |  | Cartridge for P/N 30730 Filter | 1 | [6 empty] | FALSE | [5 empty] | #FFFFFFFF |  |  | FALSE | FALSE | FALSE | [14 empty] | FALSE
|  |  | North | Edwards |  | Hardware |  |  |  | Hardware | TRUE | FW-UL6SSSD500GB |  | FireWorks UL6 replacement 500 GB Solid State System Drive (SSD) - blank | 1 | [6 empty] | FALSE | [5 empty] | #FFFFFFFF |  |  | FALSE | FALSE | FALSE | [14 empty] | FALSE
NFPA 170 AIR SAMPLING DETECTION PIPING |  |  | North | Edwards |  | Air Sampling Detection |  |  |  | Module | TRUE | 33-30620A |  | ASD-640 Detector w/ Command Module in molded plastic case | 1 | [6 empty] | FALSE | [5 empty] | #FFFF0000 | FA-NFPA 170 AIR SAMPLING DETECTION PIPING | 1 | FALSE | FALSE | FALSE | 5010 | [13 empty] | FALSE
NFPA 170 BELL |  |  | North | Edwards |  | Bell |  |  |  | Module | TRUE | 439D-6AWC |  | Bell, 6" 24Vdc, Red | 1 | [6 empty] | FALSE | [5 empty] | #FFFF0000 | FA-NFPA 170 BELL | 1 | FALSE | FALSE | FALSE | 2000 | [13 empty] | FALSE
170 BASIC SHAPE |  |  | North | Edwards |  | Miscellaneous |  |  |  | Assembly | TRUE | 3-CAB5 |  | Complete Cabinet /w 5 LRM Spaces, White | 1 | [6 empty] | FALSE | [5 empty] | #FFFF0000 | FA-170 BASIC SHAPE | 1 | FALSE | FALSE | FALSE | [14 empty] | TRUE
|  |  | North | Edwards |  | Hardware |  |  |  | Hardware | TRUE | 3-RCC7R | + | Cabinet with Red door and Black wallbox, Supports up to one 3-CHAS7 | 1 | [12 empty] | #FFFFFFFF |  |  | FALSE | FALSE | FALSE
NFPA 170 NON ADDRESSABLE RELAY |  |  | North | Edwards |  | Non-Addressable Relay |  |  |  | Module | TRUE | MR608/S |  | 8 SPDT Relay /w LED, Switch, & Metal Enclosure | 1 | 0 | 0.12 |  |  |  |  | FALSE | [5 empty] | #FFFF0000 | FA-NFPA 170 NON ADDRESSABLE RELAY | 1 | FALSE | FALSE | FALSE | 1300 | [13 empty] | FALSE
|  |  | North | Edwards |  | Cards & Components |  |  |  | Card | TRUE | SRU-8 |  | Eight Control Relay Module | 1 | [6 empty] | TRUE | [5 empty] | #FFFFFFFF |  |  | FALSE | FALSE | FALSE | [14 empty] | FALSE
|  |  | North | Edwards |  | Hardware |  |  |  | Hardware | TRUE | MN-HS16EXWARR2 |  | 1600 Watt class extended warranty - 2 years total. Must be ordered when HPSA is ordered. | 1 | [6 empty] | FALSE | [5 empty] | #FFFFFFFF |  |  | FALSE | FALSE | FALSE | [14 empty] | FALSE
|  |  | North | Edwards |  | Hardware |  |  |  | Hardware | TRUE | EVZWLED |  | Back Lit Graphic LED - White for EV series graphics | 1 | [6 empty] | FALSE | [5 empty] | #FFFFFFFF |  |  | FALSE | FALSE | FALSE | [14 empty] | FALSE
|  |  | North | Edwards |  | Hardware |  |  |  | Hardware | TRUE | LNI-MFCA |  | Mounting plate, for LNI2000 & 24DC12 in MFC-A | 1 | [6 empty] | FALSE | [5 empty] | #FFFFFFFF |  |  | FALSE | FALSE | FALSE | [14 empty] | FALSE
|  |  | North | Edwards |  | Cards & Components |  |  |  | Card | TRUE | 4X-12SR |  | 12 Switch, 12 Red LED Display/Control Module | 1 | 0.002 | 0.02 |  |  |  |  | TRUE | [5 empty] | #FFFFFFFF |  |  | FALSE | FALSE | FALSE | [14 empty] | FALSE
|  |  | North | Edwards |  | Hardware |  |  |  | Hardware | TRUE | E6-BR5 |  | Recess Mount Detector Base with diode, CE | 1 | [6 empty] | FALSE | [5 empty] | #FFFFFFFF |  |  | FALSE | FALSE | FALSE | [14 empty] | FALSE
NFPA 170 HEAT DETECTOR |  |  | North | Edwards |  | Heat Detector |  |  |  | Module | TRUE | SIGA2-HRS w/SIGA-RB BASE | ++ | Heat Detector, 15F ROR, 135F Fixed Temperature | 1 | 4.5e-05 | 4.5e-05 |  |  |  |  | FALSE | [5 empty] | #FFFF0000 | FA-NFPA 170 HEAT DETECTOR | 1 | FALSE | FALSE | FALSE | 1403 | [13 empty] | FALSE
NFPA 170 SPEAKER CEILING |  |  | North | Edwards |  | Speaker |  |  |  | Module | TRUE | GCSRF |  | Speaker, Ceiling, Red, FIRE | 1 | [6 empty] | FALSE | TRUE |  |  |  |  | #FF0070C0 | FA-NFPA 170 SPEAKER CEILING | 1 | FALSE | FALSE | FALSE | 2019 | [13 empty] | FALSE |  |  | C
|  |  | North | Edwards |  | Hardware |  |  |  | Hardware | TRUE | 3-CAB5B CABINET |  | Cabinet Hardware Only | 1 | [6 empty] | TRUE | [5 empty] | #FFFFFFFF |  |  | FALSE | FALSE | FALSE
|  |  | North | Edwards |  | Hardware |  |  |  | Hardware | TRUE | 2-WBDSR |  | OBSOLETE - Outer and Inner Door for 2-WBSR | 1 | [6 empty] | FALSE | [5 empty] | #FFFFFFFF |  |  | FALSE | FALSE | FALSE | [14 empty] | FALSE
NFPA 170 AIR SAMPLING DETECTION PIPING |  |  | North | Edwards |  | Air Sampling Detection |  |  |  | Module | TRUE | 33-30706A |  | ASD-640 Detector in steel case | 1 | [6 empty] | FALSE | [5 empty] | #FFFF0000 | FA-NFPA 170 AIR SAMPLING DETECTION PIPING | 1 | FALSE | FALSE | FALSE | 5010 | [13 empty] | FALSE
|  |  | North | Edwards |  | Hardware |  |  |  | Hardware | TRUE | 454745ARE |  | 18/4 Solid Twisted,OS, Red-Jacket FPLP (Plenum) | 1 | [6 empty] | FALSE | [5 empty] | #FFFFFFFF |  |  | FALSE | FALSE | FALSE | [14 empty] | FALSE
|  |  | North | Edwards |  | Cards & Components |  |  |  | Card | TRUE | MN-HS16G2P |  | 640 Watt non-Omni directional HPSA Assembly (2 of 5 Active Panels) with lockable NEMA 4 amplifier, 110V/60 Hz. inverter/battery charger and electronics enclosure, lockable NEMA 4 battery enclosure (w/o batteries). Enclosures equipped with tamper switches. AC powered amplifier with DC backup. Edwards hard-wire interface included. Batteries and accessories are ordered separately. Gray colored speaker head. | 1 | [6 empty] | TRUE | [5 empty] | #FFFFFFFF |  |  | FALSE | FALSE | FALSE | [14 empty] | FALSE
NFPA 170 STROBE CEILING |  |  | North | Edwards |  | Strobe |  |  |  | Module | TRUE | GCWN-VMB |  | Strobe, white, no markings, 15, 30, 75, 95 cd, blue | 1 | 0 | 0.168 |  |  |  |  | FALSE | TRUE |  |  |  |  | #FF0070C0 | FA-NFPA 170 STROBE CEILING | 1 | FALSE | FALSE | FALSE | 2022 | [13 empty] | FALSE |  |  | C
|  |  | North | Edwards |  | Hardware |  |  |  | Hardware | TRUE | CV10906 |  | 3/4" CPVC 90° socket elbow, Bag of 30 | 1 | [6 empty] | FALSE | [5 empty] | #FFFFFFFF |  |  | FALSE | FALSE | FALSE | [14 empty] | FALSE
|  |  | North | Edwards | [5 empty] | Assembly | TRUE | QS4-5-R-1-FR |  | FAP w/ 5 Option Card Space, Red, French | 1 | [6 empty] | FALSE | [5 empty] | #FFFFFFFF |  |  | FALSE | FALSE | FALSE | [14 empty] | FALSE
NFPA 170 SPEAKER STROBE CEILING |  |  | North | Edwards |  | Speaker/Strobe |  |  |  | Module | TRUE | GCSVWF |  | Speaker/Strobe, Ceiling, White, FIRE | 1 | [6 empty] | FALSE | TRUE |  |  |  |  | #FF0070C0 | FA-NFPA 170 SPEAKER STROBE CEILING | 1 | FALSE | FALSE | FALSE | 2020 | [13 empty] | FALSE |  |  | C
NFPA 170 NON ADDRESSABLE RELAY |  |  | North | Edwards |  | Non-Addressable Relay |  |  |  | Module | TRUE | MR101/C |  | SPDT Relay /w LED & Metal Enclosure | 1 | 0.015 | 0.015 |  |  |  |  | FALSE | [5 empty] | #FFFF0000 | FA-NFPA 170 NON ADDRESSABLE RELAY | 1 | FALSE | FALSE | FALSE | 1300 | [13 empty] | FALSE
|  |  | North | Edwards |  | Hardware |  |  |  | Hardware | TRUE | MN-HSECCDPK1 |  | ECC Door replacement pin and E-clip kit (8 pins and 8 clips) | 1 | [6 empty] | FALSE | [5 empty] | #FFFFFFFF |  |  | FALSE | FALSE | FALSE | [14 empty] | FALSE
NFPA 170 BELL |  |  | North | Edwards |  | Bell |  |  |  | Module | TRUE | MB6-24 |  | Motorized Bell - 6" (152mm), 24Vdc, 85mA, Red | 1 | [6 empty] | FALSE | [5 empty] | #FFFF0000 | FA-NFPA 170 BELL | 1 | FALSE | FALSE | FALSE | 2000 | [13 empty] | FALSE
|  |  | North | Edwards |  | Hardware |  |  |  | Hardware | TRUE | 3-LKS |  | Spanish Template | 1 | [6 empty] | FALSE | [5 empty] | #FFFFFFFF |  |  | FALSE | FALSE | FALSE | [14 empty] | FALSE
|  |  | North | Edwards |  | Cards & Components |  |  |  | Card | TRUE | QS4-CPU-1 |  | CPU/Display with 1 Annunciator Option Space | 1 | 0.199 | 0.235 |  |  |  |  | TRUE | [5 empty] | #FFFFFFFF |  |  | FALSE | FALSE | FALSE | [14 empty] | FALSE
NFPA 170 SPEAKER CEILING |  |  | North | Edwards |  | Speaker |  |  |  | Module | TRUE | GCSWF |  | Speaker, Ceiling, White, FIRE | 1 | [6 empty] | FALSE | TRUE |  |  |  |  | #FF0070C0 | FA-NFPA 170 SPEAKER CEILING | 1 | FALSE | FALSE | FALSE | 2019 | [13 empty] | FALSE |  |  | C
|  |  | North | Edwards |  | Cards & Components |  |  |  | Card | TRUE | 2-12R4Y |  | OBSOLETE - 12 Red, 4 Yellow LED Annunciator Module | 1 | [6 empty] | TRUE | [5 empty] | #FFFFFFFF |  |  | FALSE | FALSE | FALSE | [14 empty] | FALSE
NFPA 170 GAS DETECTOR |  |  | North | Edwards |  | Gas Detection |  |  |  | Module | TRUE | SIGA2-COS w/SIGA-AB4G-LF BASE | ++ | Carbon Monoxide Detector | 1 | 4.5e-05 | 4.5e-05 |  |  |  |  | FALSE | [5 empty] | #FFFF0000 | FA-NFPA 170 GAS DETECTOR | 1 | FALSE | FALSE | FALSE | 1402 | [13 empty] | FALSE |  |  | LF
|  |  | North | Edwards |  | Hardware |  |  |  | Hardware | TRUE | QSA-1-F |  | OBSOLETE - Flush Cabinet, 1 Annunciator Option Space | 1 | [6 empty] | FALSE | [5 empty] | #FFFFFFFF |  |  | FALSE | FALSE | FALSE | [14 empty] | FALSE
|  |  | North | Edwards |  | Cards & Components |  |  |  | Card | TRUE | iO64G-PG Mainboard |  | Mainboard for iO64G-PG assembly | 1 | 0.155 | 0.204 | 3.75 |  |  |  | TRUE | [5 empty] | #FFFFFFFF |  |  | FALSE | FALSE | FALSE | [14 empty] | FALSE
|  |  | North | Edwards | [5 empty] | Assembly | TRUE | QS4-12-G-1 |  | FAP w/ 12 Option Card Space, Gray | 1 | [6 empty] | FALSE | [5 empty] | #FFFFFFFF |  |  | FALSE | FALSE | FALSE | [14 empty] | FALSE
|  |  | North | Edwards |  | Cards & Components |  |  |  | Card | TRUE | ANS100AMD2 |  | 100 Watt audio notification module with DMR and microphone | 1 | 0.18 | 1.2 |  |  |  |  | TRUE | [5 empty] | #FFFFFFFF |  |  | FALSE | FALSE | FALSE | [14 empty] | FALSE
NFPA 170 HORN STROBE |  |  | North | Edwards |  | Horn/Strobe |  |  |  | Module | TRUE | GL1RF-HDVMC |  | Temporal Horn-Strobe, FIRE, red, 15, 30, 75, 110 cd | 1 | 0 | 0.219 |  |  |  |  | FALSE | [5 empty] | #FF0070C0 | FA-NFPA 170 HORN STROBE | 1 | FALSE | FALSE | FALSE | 2012 | [13 empty] | FALSE
NFPA 170 HEAT DETECTOR |  |  | North | Edwards |  | Heat Detector |  |  |  | Module | TRUE | SIGA-HRS w/SIGA-AB4GT BASE | ++ | Heat Detector, 15F ROR, 135F Fixed Temperature | 1 | 4.5e-05 | 4.5e-05 |  |  |  |  | FALSE | [5 empty] | #FFFF0000 | FA-NFPA 170 HEAT DETECTOR | 1 | FALSE | FALSE | FALSE | 1403 | [13 empty] | FALSE
|  |  | North | Edwards |  | Cards & Components |  |  |  | Card | TRUE | EST1-2Z Mainboard | ++ | Mainboard for FSP302R assembly | 1 | 0.055 | 0.1 |  |  |  |  | TRUE | [5 empty] | #FFFFFFFF |  |  | FALSE | FALSE | FALSE | [14 empty] | FALSE
|  |  | North | Edwards |  | Cards & Components |  |  |  | Card | TRUE | SA-CLA |  | Class A adapter (for 64pt systems) | 1 | 0.003 | 0.06 |  |  |  |  | TRUE | [5 empty] | #FFFFFFFF |  |  | FALSE | FALSE | FALSE | [14 empty] | FALSE
|  |  | North | Edwards |  | Hardware |  |  |  | Hardware | TRUE | ACDB8+ |  | Access Control Database for over 8 Doors | 1 | [6 empty] | FALSE | [5 empty] | #FFFFFFFF |  |  | FALSE | FALSE | FALSE | [14 empty] | FALSE
|  |  | North | Edwards |  | Hardware |  |  |  | Hardware | TRUE | 1000-018 |  | Wire Cage for C3000 | 1 | [6 empty] | FALSE | [5 empty] | #FFFFFFFF |  |  | FALSE | FALSE | FALSE | [14 empty] | FALSE
|  |  | North | Edwards |  | Cards & Components |  |  |  | Card | TRUE | 4-NET-SMU | + | SFP network media interface, single mode fiber, paired with 4-NET-SMD | 1 | 0.035 | 0.035 |  |  |  |  | TRUE | [5 empty] | #FFFFFFFF |  |  | FALSE | FALSE | FALSE
|  |  | North | Edwards |  | Cards & Components |  |  |  | Card | TRUE | SWU-8/3 |  | Sixteen Yellow LEDs, 8 3 Pos Switch Module | 1 | 0.001 | 0.048 |  |  |  |  | TRUE | [5 empty] | #FFFFFFFF |  |  | FALSE | FALSE | FALSE | [14 empty] | FALSE
|  |  | North | Edwards |  | Cards & Components |  |  |  | Card | TRUE | QS2-CPU-1-PG |  | OBSOLETE - CPU/Display with 1 Annunciator Option Space, Portuguese | 1 | [6 empty] | TRUE | [5 empty] | #FFFFFFFF |  |  | FALSE | FALSE | FALSE | [14 empty] | FALSE
|  |  | North | Edwards |  | Hardware |  |  |  | Hardware | TRUE | 2-WBD |  | OBSOLETE - Outer and Inner Door for 2-WB | 1 | [6 empty] | FALSE | [5 empty] | #FFFFFFFF |  |  | FALSE | FALSE | FALSE | [14 empty] | FALSE
NFPA 170 MANUAL PULL |  |  | North | Edwards |  | Manual Station |  |  |  | Module | TRUE | 270-SPOW |  | Pull Station, cast metal, terminals | 1 | [6 empty] | FALSE | [5 empty] | #FFFF0000 | FA-NFPA 170 MANUAL PULL | 1 | FALSE | FALSE | FALSE | 957 | [13 empty] | FALSE
NFPA 170 SMOKE HEAT DETECTOR |  |  | North | Edwards |  | Smoke/Heat Detector |  |  |  | Module | TRUE | SIGA-PHD w/SIGA-SB4 BASE | ++ | Photoelectric smoke and heat detector, 135F w/15F/min ROR | 1 | 5.1e-05 | 6.8e-05 |  |  |  |  | FALSE | TRUE |  |  |  |  | #FFFF0000 | FA-NFPA 170 SMOKE HEAT DETECTOR | 1 | FALSE | FALSE | FALSE | 1408 | [13 empty] | FALSE
|  |  | North | Edwards |  | Hardware |  |  |  | Hardware | TRUE | 751418MP |  | 14/2 &18/2 Solid Unshielded Composite Cable Under Red Jacket FPLP/CL3P (Plenum) | 1 | [6 empty] | FALSE | [5 empty] | #FFFFFFFF |  |  | FALSE | FALSE | FALSE | [14 empty] | FALSE
NFPA 170 SMOKE DETECTOR |  |  | North | Edwards |  | Smoke Detector |  |  |  | Module | TRUE | SIGA-IS w/SIGA-SB BASE | ++ | Ionization Smoke Detector | 1 | 4.5e-05 | 4.5e-05 |  |  |  |  | FALSE | TRUE |  |  |  |  | #FFFF0000 | FA-NFPA 170 SMOKE DETECTOR | 1 | FALSE | FALSE | FALSE | 1408 | [13 empty] | FALSE
NFPA 170 HEAT DETECTOR |  |  | North | Edwards |  | Heat Detector |  |  |  | Module | TRUE | E620-581-3 |  | 58C Rate compensated, Class A1, CE | 1 | [6 empty] | FALSE | [5 empty] | #FFFF0000 | FA-NFPA 170 HEAT DETECTOR | 1 | FALSE | FALSE | FALSE | 1403 | [13 empty] | FALSE
|  |  | North | Edwards |  | Hardware |  |  |  | Hardware | TRUE | 994 |  | FIRE RATED NOTIFICATION DEVICE CABLE | 1 | [6 empty] | FALSE | [5 empty] | #FFFFFFFF |  |  | FALSE | FALSE | FALSE | [14 empty] | FALSE
|  |  | North | Edwards |  | Hardware |  |  |  | Hardware | TRUE | 454743ARE |  | 14/4 Solid Twisted Red-Jacket FPLP (Plenum) | 1 | [6 empty] | FALSE | [5 empty] | #FFFFFFFF |  |  | FALSE | FALSE | FALSE | [14 empty] | FALSE
NFPA 170 MANUAL PULL |  |  | North | Edwards |  | Manual Station |  |  |  | Module | TRUE | 279B-1110 |  | Pull Station, double action, lexan, tool reset, leads | 1 | [6 empty] | FALSE | [5 empty] | #FFFF0000 | FA-NFPA 170 MANUAL PULL | 1 | FALSE | FALSE | FALSE | 957 | [13 empty] | FALSE
|  |  | North | Edwards |  | Cards & Components |  |  |  | Card | TRUE | MN-COM1S |  | Ethernet Device Server Network Interface -10/100BASE-T | 1 | 0.06 | 0.06 |  |  |  |  | TRUE | [5 empty] | #FFFFFFFF |  |  | FALSE | FALSE | FALSE | [14 empty] | FALSE
|  |  | North | Edwards |  | Cards & Components |  |  |  | Card | TRUE | ANS100MDR |  | OBSOLETE - 100W Audio Notification Panel, Red | 1 | [6 empty] | TRUE | [5 empty] | #FFFFFFFF |  |  | FALSE | FALSE | FALSE | [14 empty] | FALSE
|  |  | North | Edwards |  | Cards & Components |  |  |  | Card | TRUE | ANS50MDG |  | OBSOLETE - 50W Audio Notification Panel, Gray | 1 | [6 empty] | TRUE | [5 empty] | #FFFFFFFF |  |  | FALSE | FALSE | FALSE | [14 empty] | FALSE
NFPA 170 SMOKE DETECTOR |  |  | North | Edwards |  | Smoke Detector |  |  |  | Module | TRUE | SIGA-ISI w/SIGA-AB4G-LF BASE | ++ | Ionization Smoke Detector, EN-54 Listed | 1 | 4.5e-05 | 4.5e-05 |  |  |  |  | FALSE | TRUE |  |  |  |  | #FFFF0000 | FA-NFPA 170 SMOKE DETECTOR | 1 | FALSE | FALSE | FALSE | 1408 | [13 empty] | FALSE |  |  | LF
NFPA 170 SMOKE HEAT CO DETECTOR |  |  | North | Edwards |  | Smoke/Heat/CO Detector |  |  |  | Module | TRUE | SIGA-PHCD w/AB4G-LF BASE | ++ | Photoelectric, heat detector and carbon monoxide life safety detector | 1 | 5.1e-05 | 6.8e-05 |  |  |  |  | FALSE | TRUE |  |  |  |  | #FFFF0000 | FA-NFPA 170 SMOKE HEAT CO DETECTOR | 1 | FALSE | FALSE | FALSE | 1408 | [13 empty] | FALSE |  |  | LF
NFPA 170 HEAT DETECTOR |  |  | North | Edwards |  | Heat Detector |  |  |  | Module | TRUE | SIGA-HRS w/SIGA-RB BASE | ++ | Heat Detector, 15F ROR, 135F Fixed Temperature | 1 | 4.5e-05 | 4.5e-05 |  |  |  |  | FALSE | [5 empty] | #FFFF0000 | FA-NFPA 170 HEAT DETECTOR | 1 | FALSE | FALSE | FALSE | 1403 | [13 empty] | FALSE
|  |  | North | Edwards |  | Hardware |  |  |  | Hardware | TRUE | PC-1386B |  | 200 Proximity Cards - ISO No EST Brand | 1 | [6 empty] | FALSE | [5 empty] | #FFFFFFFF |  |  | FALSE | FALSE | FALSE | [14 empty] | FALSE
NFPA 170 SPEAKER STROBE |  |  | North | Edwards |  | Speaker/Strobe |  |  |  | Module | TRUE | 757-7A-RS25 |  | 15/75cd Strobe, Re-Ent Speaker, 25V 2, 4, 8, 15w | 1 | [6 empty] | FALSE | [5 empty] | #FF0070C0 | FA-NFPA 170 SPEAKER STROBE | 1 | FALSE | FALSE | FALSE | 2019 | [13 empty] | FALSE
NFPA 170 FIRE ALARM CONTROL UNIT | RISER FACP |  | North | Edwards |  | Fire Alarm Control Unit |  |  |  | Assembly | TRUE | QS2-1-R | ++ | Single Loop System. 1 option card space. Red enclosure, 115v transformer. | 1 | [6 empty] | FALSE | [5 empty] | #FFFF0000 | FA-NFPA 170 FIRE ALARM CONTROL UNIT | 1 | FALSE | FALSE | FALSE | [9 empty] | 7,12,26,33,40 |  |  |  |  | TRUE
|  |  | North | Edwards | [5 empty] | Assembly | TRUE | QS4-12-G-1-FR |  | FAP w/ 12 Option Card Space, Gray, French | 1 | [6 empty] | FALSE | [5 empty] | #FFFFFFFF |  |  | FALSE | FALSE | FALSE | [14 empty] | FALSE
NFPA 170 CHIME |  |  | North | Edwards |  | Chime |  |  |  | Module | TRUE | G1WN-CVMA |  | Chime, 62 or 57 dBA, white, no markings, Amber Lens | 1 | 0 | 0.266 |  |  |  |  | FALSE | [5 empty] | #FFFF0000 | FA-NFPA 170 CHIME | 1 | FALSE | FALSE | FALSE | 2003 | [13 empty] | FALSE
|  |  | North | Edwards |  | Hardware |  |  |  | Hardware | TRUE | PP46292-0200 |  | Surface box for 1534-1 | 1 | [6 empty] | FALSE | [5 empty] | #FFFFFFFF |  |  | FALSE | FALSE | FALSE | [14 empty] | FALSE
NFPA 170 HORN STROBE CEILING |  |  | North | Edwards |  | Horn/Strobe |  |  |  | Module | TRUE | GCWN-HDVMHR |  | MNEC Horn-Strobe, white, no markings, 95-177 cd, red | 1 | 0 | 0.341 |  |  |  |  | FALSE | TRUE |  |  |  |  | #FF0070C0 | FA-NFPA 170 HORN STROBE CEILING | 1 | FALSE | FALSE | FALSE | 2013 | [13 empty] | FALSE |  |  | C
|  |  | North | Edwards |  | Hardware |  |  |  | Hardware | TRUE | 6263-SG |  | Air Velocity Test Kit - for SIGA-DH | 1 | [6 empty] | FALSE | [5 empty] | #FFFFFFFF |  |  | FALSE | FALSE | FALSE | [14 empty] | FALSE
NFPA 170 HORN STROBE |  |  | North | Edwards |  | Horn/Strobe |  |  |  | Module | TRUE | WGAVRF | ++ | Outdoor rated horn-strobe, red, fire | 1 | [6 empty] | FALSE | [5 empty] | #FF0070C0 | FA-NFPA 170 HORN STROBE | 1 | FALSE | FALSE | FALSE | 2012 | [13 empty] | FALSE |  |  | WP
NFPA 170 SPEAKER WALL |  |  | North | Edwards |  | Speaker |  |  |  | Module | TRUE | G4HFRN-S7 |  | 70V Speaker, Red, running man | 1 | [6 empty] | FALSE | [5 empty] | #FF0070C0 | FA-NFPA 170 SPEAKER WALL | 1 | FALSE | FALSE | FALSE | 2021 | [13 empty] | FALSE
NFPA 170 HEAT DETECTOR |  |  | North | Edwards |  | Heat Detector |  |  |  | Module | TRUE | SIGA-HFS w/SIGA-IB BASE | ++ | Heat Detector, 135F Fixed Temperature | 1 | 4.5e-05 | 4.5e-05 |  |  |  |  | FALSE | [5 empty] | #FFFF0000 | FA-NFPA 170 HEAT DETECTOR | 1 | FALSE | FALSE | FALSE | 1403 | [13 empty] | FALSE
|  |  | North | Edwards |  | Hardware |  |  |  | Hardware | TRUE | MN-HS64SPKHRT3P |  | Tan HS Series 3840 Watt HPSA (3 of 5 Active Panels) replacement speaker head - complete | 1 | [6 empty] | FALSE | [5 empty] | #FFFFFFFF |  |  | FALSE | FALSE | FALSE | [14 empty] | FALSE
|  |  | North | Edwards |  | Hardware |  |  |  | Hardware | TRUE | 116EX-C |  | Ceiling / Wall Mounting Module | 1 | [6 empty] | FALSE | [5 empty] | #FFFFFFFF |  |  | FALSE | FALSE | FALSE | [14 empty] | FALSE
|  |  | North | Edwards |  | Hardware |  |  |  | Hardware | TRUE | RA-ENC3 |  | Key locked annunciator cover, 3 unit | 1 | [6 empty] | FALSE | [5 empty] | #FFFFFFFF |  |  | FALSE | FALSE | FALSE | [14 empty] | FALSE
|  |  | North | Edwards |  | Hardware |  |  |  | Hardware | TRUE | 454738ARE |  | 14/4 Solid Twisted,OS, Red-Jacket FPLR | 1 | [6 empty] | FALSE | [5 empty] | #FFFFFFFF |  |  | FALSE | FALSE | FALSE | [14 empty] | FALSE
NFPA 170 STROBE WALL |  |  | North | Edwards |  | Strobe |  |  |  | Module | TRUE | G4EWN-A |  | Strobe Expander, white, no markings, amber | 1 | 0 | 0.294 |  |  |  |  | FALSE | [5 empty] | #FF0070C0 | FA-NFPA 170 STROBE WALL | 1 | FALSE | FALSE | FALSE | 2023 | [13 empty] | FALSE
|  |  | North | Edwards |  | Hardware |  |  |  | Hardware | TRUE | 33-30699A |  | Spare ASD-640 Dust Filter | 1 | [6 empty] | FALSE | [5 empty] | #FFFFFFFF |  |  | FALSE | FALSE | FALSE | [14 empty] | FALSE
|  |  | North | Edwards |  | Hardware |  |  |  | Hardware | TRUE | QS8-5-G-2E-BR |  | OBSOLETE - FAP w/ 5 Option Card Space, Gray, EN-54, British, 230V | 1 | [6 empty] | FALSE | [5 empty] | #FFFFFFFF |  |  | FALSE | FALSE | FALSE | [14 empty] | FALSE
|  |  | North | Edwards |  | Cards & Components |  |  |  | Card | TRUE | QSC-CPU-1-PGE |  | OBSOLETE - CPU/Display with 1 Annunciator Option Space, Portuguese | 1 | [6 empty] | TRUE | [5 empty] | #FFFFFFFF |  |  | FALSE | FALSE | FALSE | [14 empty] | FALSE
|  |  | North | Edwards |  | Cards & Components |  |  |  | Card | TRUE | 3X-FIB8 |  | Fiber optic network option card, Cl A or B, max 8 nodes | 1 | 0.105 | 0.105 |  |  |  |  | TRUE | [5 empty] | #FFFFFFFF |  |  | FALSE | FALSE | FALSE | [14 empty] | FALSE
NFPA 170 STROBE WALL |  |  | North | Edwards |  | Strobe |  |  |  | Module | TRUE | G4EWA-A |  | Strobe Expander, white, ALERT markings, amber | 1 | 0 | 0.294 |  |  |  |  | FALSE | [5 empty] | #FF0070C0 | FA-NFPA 170 STROBE WALL | 1 | FALSE | FALSE | FALSE | 2023 | [13 empty] | FALSE
NFPA 170 GAS DETECTOR |  |  | North | Edwards |  | Gas Detection |  |  |  | Module | TRUE | SIGA2-COS w/SIGA-AB4G BASE | ++ | Carbon Monoxide Detector | 1 | 4.5e-05 | 4.5e-05 |  |  |  |  | FALSE | [5 empty] | #FFFF0000 | FA-NFPA 170 GAS DETECTOR | 1 | FALSE | FALSE | FALSE | 1402 | [13 empty] | FALSE
NFPA 170 SPEAKER WALL |  |  | North | Edwards |  | Speaker |  |  |  | Module | TRUE | MN-GVD08 |  | Exterior directional HPSA /w ctrl & battery cabinet, 800W, 180° | 1 | [6 empty] | FALSE | [5 empty] | #FF0070C0 | FA-NFPA 170 SPEAKER WALL | 1 | FALSE | FALSE | FALSE | 2021 | [13 empty] | FALSE
NFPA 170 SPEAKER STROBE |  |  | North | Edwards |  | Speaker/Strobe |  |  |  | Module | TRUE | 757-8A-RS25W |  | 110cdW, 60cdC Strobe, Re-Ent Speaker, 25V 2, 4, 8, 15w | 1 | [6 empty] | FALSE | [5 empty] | #FF0070C0 | FA-NFPA 170 SPEAKER STROBE | 1 | FALSE | FALSE | FALSE | 2019 | [13 empty] | FALSE
|  |  | North | Edwards |  | Hardware |  |  |  | Hardware | TRUE | 2-WBR |  | OBSOLETE - Red Semi-Flush Wallbox | 1 | [6 empty] | FALSE | [5 empty] | #FFFFFFFF |  |  | FALSE | FALSE | FALSE | [14 empty] | FALSE
|  |  | North | Edwards |  | Cards & Components |  |  |  | Card | TRUE | GCI |  | Graphic Annunciator Interface Card | 1 | 0.036 | 0.146 |  |  |  |  | TRUE | TRUE |  |  |  |  | #FFFFFFFF |  |  | FALSE | FALSE | FALSE | [14 empty] | FALSE
NFPA 170 SMOKE DETECTOR |  |  | North | Edwards |  | Smoke Detector |  |  |  | Module | TRUE | SIGA-PD w/SIGA-RB BASE | ++ | Photoelectric smoke detector | 1 | 3.2e-05 | 3.2e-05 |  |  |  |  | FALSE | TRUE |  |  |  |  | #FFFF0000 | FA-NFPA 170 SMOKE DETECTOR | 1 | FALSE | FALSE | FALSE | 1408 | [13 empty] | FALSE
|  |  | North | Edwards |  | Hardware |  |  |  | Hardware | TRUE | 4-LCDAUDELTCAB-MPLT | n | DISPLAY,Mic/FT LCD MODULE w/ 4-MPLT Mounting Plate | 1 | [12 empty] | #FFFFFFFF |  |  | FALSE | FALSE | FALSE
NFPA 170 SPEAKER STROBE |  |  | North | Edwards |  | Speaker/Strobe |  |  |  | Module | TRUE | WGSVRF-SP | ++ | Outdoor rated speaker strobe, wall, red, feugo | 1 | [6 empty] | FALSE | FALSE |  |  |  |  | #FF0070C0 | FA-NFPA 170 SPEAKER STROBE | 1 | FALSE | FALSE | FALSE | 2019 | [13 empty] | FALSE |  |  | WP
|  |  | North | Edwards |  | Hardware |  |  |  | Hardware | TRUE | G1RT-FIRE |  | Trim Plate labeled FIRE, for 2 gang or 4" square boxes, red | 1 | [6 empty] | FALSE | [5 empty] | #FFFFFFFF |  |  | FALSE | FALSE | FALSE | [14 empty] | FALSE
|  |  | North | Edwards |  | Cards & Components |  |  |  | Card | TRUE | iO500R Mainboard | ++ | Main Board | 1 | 0.172 | 0.267 | 6 |  |  |  | TRUE | [5 empty] | #FFFFFFFF |  |  | FALSE | FALSE | FALSE | [14 empty] | FALSE
|  |  | North | Edwards |  | Hardware |  |  |  | Hardware | TRUE | MN-HS16DFPORT1 |  | Portable 1600 watt 120 VAC system, with 120 VAC amplifier, laptop computer & case, microphone & software. Order tripods and accessories separately. | 1 | [6 empty] | FALSE | [5 empty] | #FFFFFFFF |  |  | FALSE | FALSE | FALSE | [14 empty] | FALSE
|  |  | North | Edwards |  | Hardware |  |  |  | Hardware | TRUE | QSC-5-R-2E-BR |  | OBSOLETE - FAP w/ 5 Option Card Spaces, Red, EN-54, British, 230V | 1 | [6 empty] | FALSE | [5 empty] | #FFFFFFFF |  |  | FALSE | FALSE | FALSE | [14 empty] | FALSE
NFPA 170 GAS DETECTOR |  |  | North | Edwards |  | Gas Detection |  |  |  | Module | TRUE | SIGA2-COS w/SIGA-AB4GT BASE | ++ | Carbon Monoxide Detector | 1 | 4.5e-05 | 4.5e-05 |  |  |  |  | FALSE | [5 empty] | #FFFF0000 | FA-NFPA 170 GAS DETECTOR | 1 | FALSE | FALSE | FALSE | 1402 | [13 empty] | FALSE
NFPA 170 HORN STROBE CEILING |  |  | North | Edwards |  | Horn/Strobe |  |  |  | Module | TRUE | GCWN-HDVMHA |  | MNEC Horn-Strobe, white, no markings, 95-177 cd, amber | 1 | 0 | 0.341 |  |  |  |  | FALSE | TRUE |  |  |  |  | #FF0070C0 | FA-NFPA 170 HORN STROBE CEILING | 1 | FALSE | FALSE | FALSE | 2013 | [13 empty] | FALSE |  |  | C
|  |  | North | Edwards |  | Cards & Components |  |  |  | Card | TRUE | FW-NCCA5 |  | Ethernet Cable Conduit Adapter (UL) | 1 | [6 empty] | TRUE | [5 empty] | #FFFFFFFF |  |  | FALSE | FALSE | FALSE | [14 empty] | FALSE
|  |  | North | Edwards |  | Hardware |  |  |  | Hardware | TRUE | MN-HS32EXWARR2 |  | 3200 Watt class extended warranty - 2 years total. Must be ordered when HPSA is ordered. | 1 | [6 empty] | FALSE | [5 empty] | #FFFFFFFF |  |  | FALSE | FALSE | FALSE | [14 empty] | FALSE
NFPA 170 ISOLATION MODULE |  |  | North | Edwards |  | Isolator Module |  |  |  | Module | TRUE | SIGA-IM2 |  | Isolator Module | 1 | 4.5e-05 | 4.5e-05 |  |  |  |  | FALSE | [5 empty] | #FFFF0000 | FA-NFPA 170 ISOLATION MODULE | 1 | FALSE | FALSE | FALSE | 1200 | [13 empty] | FALSE
|  |  | North | Edwards |  | Hardware |  |  |  | Hardware | TRUE | 3-CAB14DR |  | Red Door Assembly for 3-CAB14 | 1 | [6 empty] | FALSE | [5 empty] | #FFFFFFFF |  |  | FALSE | FALSE | FALSE | [14 empty] | FALSE
NFPA 170 SMOKE DETECTOR |  |  | North | Edwards |  | Smoke Detector |  |  |  | Module | TRUE | SIGA-PHSI w/SIGA-SB BASE | ++ | 3D Multisensor Detector, EN-54 Listed | 1 | 4.5e-05 | 4.5e-05 |  |  |  |  | FALSE | TRUE |  |  |  |  | #FFFF0000 | FA-NFPA 170 SMOKE DETECTOR | 1 | FALSE | FALSE | FALSE | 1408 | [13 empty] | FALSE
NFPA 170 ADDRESSABLE OUTPUT MODULE |  |  | North | Edwards |  | Addressable Control/Relay |  |  |  | Module | TRUE | SIGA-REL | ++ | Signature Releasing Module | 6 | 0.025 | 0.17 |  |  |  |  | FALSE | [5 empty] | #FFFF0000 | FA-NFPA 170 ADDRESSABLE OUTPUT MODULE | 1 | FALSE | FALSE | FALSE | 1100 | 950 | 950 | 950 | 950 | 950 | 950 | 950 | 950 | [5 empty] | FALSE
NFPA 170 HORN STROBE |  |  | North | Edwards |  | Horn/Strobe |  |  |  | Module | TRUE | G1-HDVM |  | Temporal Horn, 84.4 or 79.4 dBA, 15, 30, 75, 110 cd Strobe, white | 1 | 0 | 0.337 |  |  |  |  | FALSE | [5 empty] | #FF0070C0 | FA-NFPA 170 HORN STROBE | 1 | FALSE | FALSE | FALSE | 2012 | [13 empty] | FALSE
|  |  | North | Edwards |  | Cards & Components |  |  |  | Card | TRUE | GCIX |  | Graphic Annunciator Interface Expansion Card | 1 | 0.036 | 0.146 |  |  |  |  | TRUE | TRUE |  |  |  |  | #FFFFFFFF |  |  | FALSE | FALSE | FALSE | [14 empty] | FALSE
NFPA 170 SPEAKER STROBE CEILING |  |  | North | Edwards |  | Speaker/Strobe |  |  |  | Module | TRUE | GCHFWA-S2VMA |  | 25V Ceiling Speaker/Strobe, White, 15, 30, 75, 95 cd, ALERT, AMBER | 1 | 0 | 0.168 |  |  |  |  | FALSE | TRUE |  |  |  |  | #FF0070C0 | FA-NFPA 170 SPEAKER STROBE CEILING | 1 | FALSE | FALSE | FALSE | 2020 | [13 empty] | FALSE |  |  | C
NFPA 170 SPEAKER STROBE |  |  | North | Edwards |  | Speaker/Strobe |  |  |  | Module | TRUE | G4R-S2VM |  | 25V Speaker/Strobe, Red, running man 15, 30, 75, 110 cd | 1 | 0 | 0.078 |  |  |  |  | FALSE | [5 empty] | #FF0070C0 | FA-NFPA 170 SPEAKER STROBE | 1 | FALSE | FALSE | FALSE | 2019 | [13 empty] | FALSE
NFPA 170 SPEAKER WALL |  |  | North | Edwards |  | Speaker |  |  |  | Module | TRUE | 90243A-801-01-L | UL1480 HyperSpike LineWave Loudspeaker Array 2 Black | HyperSpike UL LineWave line array loudspeaker 2 Black | 1 | [12 empty] | #FF0070C0 | FA-NFPA 170 SPEAKER WALL | 1 | FALSE | FALSE | FALSE | 2021 | [16 empty] | X2
NFPA 170 SPEAKER STROBE CEILING |  |  | North | Edwards |  | Speaker/Strobe |  |  |  | Module | TRUE | GCWA-S2VMHG |  | 25V Speaker/Strobe white, ALERT, High cd, green | 1 | 0 | 0.502 |  |  |  |  | FALSE | TRUE |  |  |  |  | #FF0070C0 | FA-NFPA 170 SPEAKER STROBE CEILING | 1 | FALSE | FALSE | FALSE | 2020 | [13 empty] | FALSE |  |  | C
|  |  | North | Edwards |  | Hardware |  |  |  | Hardware | TRUE | 4ANN/B |  | Flush Box for 3-4ANN | 1 | [6 empty] | FALSE | [5 empty] | #FFFFFFFF |  |  | FALSE | FALSE | FALSE | [14 empty] | FALSE
|  |  | North | Edwards |  | Hardware |  |  |  | Hardware | TRUE | 27193-16 |  | One gang surface mount box, white | 1 | [6 empty] | FALSE | [5 empty] | #FFFFFFFF |  |  | FALSE | FALSE | FALSE | [14 empty] | FALSE
NFPA 170 SPEAKER STROBE CEILING |  |  | North | Edwards |  | Speaker/Strobe |  |  |  | Module | TRUE | GCSVRF |  | Speaker/Strobe, Ceiling, Red, FIRE | 1 | [6 empty] | FALSE | TRUE |  |  |  |  | #FF0070C0 | FA-NFPA 170 SPEAKER STROBE CEILING | 1 | FALSE | FALSE | FALSE | 2020 | [13 empty] | FALSE |  |  | C
|  |  | North | Edwards |  | Hardware |  |  |  | Hardware | TRUE | 740219L |  | 16/2 Solid Twisted,OS, Red-Jacket FPLP(Plenum) Mid Cap 1x500' | 1 | [6 empty] | FALSE | [5 empty] | #FFFFFFFF |  |  | FALSE | FALSE | FALSE | [14 empty] | FALSE
|  |  | North | Edwards |  | Hardware |  |  |  | Hardware | TRUE | QSA-1-S-VR |  | OBSOLETE - Key Locked Door, Surface for 1 Ann. Option Space | 1 | [6 empty] | FALSE | [5 empty] | #FFFFFFFF |  |  | FALSE | FALSE | FALSE | [14 empty] | FALSE
|  |  | North | Edwards |  | Hardware |  |  |  | Hardware | TRUE | SIGA-DG |  | Detector (Smoke) Guard | 1 | [6 empty] | FALSE | [5 empty] | #FFFFFFFF |  |  | FALSE | FALSE | FALSE | [14 empty] | FALSE
NFPA 170 SPEAKER STROBE |  |  | North | Edwards |  | Speaker/Strobe |  |  |  | Module | TRUE | G4HFWF-S2VMC |  | 25V Speaker/Strobe, White, FIRE 15, 30, 75, 110 cd, Clear | 1 | 0 | 0.294 |  |  |  |  | FALSE | [5 empty] | #FF0070C0 | FA-NFPA 170 SPEAKER STROBE | 1 | FALSE | FALSE | FALSE | 2019 | [13 empty] | FALSE
|  |  | North | Edwards |  | Hardware |  |  |  | Hardware | TRUE | FW-HSSD20 |  | Single VESDA HLI "PIN" code. (1) to twenty (20) VESDA HLI to FireWorks | 1 | [6 empty] | FALSE | [5 empty] | #FFFFFFFF |  |  | FALSE | FALSE | FALSE | [14 empty] | FALSE
NFPA 170 SPEAKER STROBE |  |  | North | Edwards |  | Speaker/Strobe |  |  |  | Module | TRUE | G4R-S7VM |  | 70V Speaker/Strobe, Red; running man, 15, 30, 75, 110 cd | 1 | 0 | 0.294 |  |  |  |  | FALSE | [5 empty] | #FF0070C0 | FA-NFPA 170 SPEAKER STROBE | 1 | FALSE | FALSE | FALSE | 2019 | [13 empty] | FALSE
NFPA 170 NON ADDRESSABLE RELAY |  |  | North | Edwards |  | Non-Addressable Relay |  |  |  | Module | TRUE | 6554 |  | Auxiliary Relay - 24Vdc, 2 gang | 1 | [6 empty] | FALSE | [5 empty] | #FFFF0000 | FA-NFPA 170 NON ADDRESSABLE RELAY | 1 | FALSE | FALSE | FALSE | 1300 | [13 empty] | FALSE
NFPA 170 SPEAKER STROBE |  |  | North | Edwards |  | Speaker/Strobe |  |  |  | Module | TRUE | G4WA-S7VMC |  | 70V Speaker/Strobe, White, ALERT, Multi-cd clear | 1 | 0 | 0.078 |  |  |  |  | FALSE | [5 empty] | #FF0070C0 | FA-NFPA 170 SPEAKER STROBE | 1 | FALSE | FALSE | FALSE | 2019 | [13 empty] | FALSE
|  |  | North | Edwards |  | Hardware |  |  |  | Hardware | TRUE | 3-CAB14D-E |  | Door Assembly for 3-CAB14, EN-54 | 1 | [6 empty] | FALSE | [5 empty] | #FFFFFFFF |  |  | FALSE | FALSE | FALSE | [14 empty] | FALSE
NFPA 170 HORN STROBE |  |  | North | Edwards |  | Horn/Strobe |  |  |  | Module | TRUE | WG4RN-HVMHC |  | Outdoor horn-strobe, red w/o marking, high candela, clear lens | 1 | 0 | 0.502 |  |  |  |  | FALSE | [5 empty] | #FF0070C0 | FA-NFPA 170 HORN STROBE | 1 | FALSE | FALSE | FALSE | 2012 | [13 empty] | FALSE |  |  | WP
NFPA 170 SPEAKER CEILING |  |  | North | Edwards |  | Speaker |  |  |  | Module | TRUE | 964-7A-8RW |  | 15/75cd Strobe, 8" Round Cone, 25V .5, 1, 2, 4w | 1 | [6 empty] | FALSE | TRUE |  |  |  |  | #FF0070C0 | FA-NFPA 170 SPEAKER CEILING | 1 | FALSE | FALSE | FALSE | 2019 | [13 empty] | FALSE |  |  | C
NFPA 170 SPEAKER STROBE CEILING |  |  | North | Edwards |  | Speaker/Strobe |  |  |  | Module | TRUE | GCHFWN-S7VMA |  | 70V Ceiling Speaker/Strobe, White,15, 30, 75, 95 cd, AMBER | 1 | 0 | 0.168 |  |  |  |  | FALSE | TRUE |  |  |  |  | #FF0070C0 | FA-NFPA 170 SPEAKER STROBE CEILING | 1 | FALSE | FALSE | FALSE | 2020 | [13 empty] | FALSE |  |  | C
NFPA 170 HORN STROBE CEILING |  |  | North | Edwards |  | Horn/Strobe |  |  |  | Module | TRUE | GCF-HDVM |  | Temporal Horn-Strobe, running man, white, FIRE, 15, 30, 75, 95 cd | 1 | 0 | 0.18 |  |  |  |  | FALSE | TRUE |  |  |  |  | #FF0070C0 | FA-NFPA 170 HORN STROBE CEILING | 1 | FALSE | FALSE | FALSE | 2013 | [13 empty] | FALSE |  |  | C
NFPA 170 SMOKE HEAT DETECTOR |  |  | North | Edwards |  | Smoke/Heat Detector |  |  |  | Module | TRUE | SIGA-PHD w/SIGA-AB4G BASE | ++ | Photoelectric smoke and heat detector, 135F w/15F/min ROR | 1 | 5.1e-05 | 6.8e-05 |  |  |  |  | FALSE | TRUE |  |  |  |  | #FFFF0000 | FA-NFPA 170 SMOKE HEAT DETECTOR | 1 | FALSE | FALSE | FALSE | 1408 | [13 empty] | FALSE
|  |  | North | Edwards |  | Cards & Components |  |  |  | Card | TRUE | 3-MODCOM | + | Modem Communicator and Dialer | 1 | 0.06 | 0.095 |  |  | 24 |  | TRUE | [5 empty] | #FFFFFFFF |  |  | FALSE | FALSE | FALSE
|  |  | North | Edwards |  | Cards & Components |  |  |  | Card | TRUE | 4-LCDLE | n | DISPLAY,MAIN LCD MODULE | 1 | 0.04 | 0.093 |  |  |  |  | TRUE | [5 empty] | #FFFFFFFF |  |  | FALSE | FALSE | FALSE
NFPA 170 HORN STROBE CEILING |  |  | North | Edwards |  | Horn/Strobe |  |  |  | Module | TRUE | GCWN-HDVMR |  | MNEC Horn-Strobe, white, no markings, 15-95 cd, red | 1 | 0 | 0.18 |  |  |  |  | FALSE | TRUE |  |  |  |  | #FF0070C0 | FA-NFPA 170 HORN STROBE CEILING | 1 | FALSE | FALSE | FALSE | 2013 | [13 empty] | FALSE |  |  | C
NFPA 170 MANUAL PULL |  |  | North | Edwards |  | Manual Station |  |  |  | Module | TRUE | SIGA-270 | ++ | Single Action, Single Stage Fire Alarm Station | 1 | 0.00025 | 0.0004 |  |  |  |  | FALSE | [5 empty] | #FFFF0000 | FA-NFPA 170 MANUAL PULL | 1 | FALSE | FALSE | FALSE | 957 | [13 empty] | FALSE |  |  | 270
NFPA 170 LCD ANNNUNCIATOR DISPLAY | RISER ANNUNCIATOR |  | North | Edwards |  | Cards & Components |  |  |  | Card | TRUE | 4-6ANN (PAGING) AUX POWER | + | Total Required Assembly Current | 1 | 0.355 | 0.392 |  |  |  |  | FALSE | [5 empty] | #FFFF0000 | FA-NFPA 170 LCD ANNNUNCIATOR DISPLAY | 1 | FALSE | FALSE | FALSE | 257 | [13 empty] | FALSE
NFPA 170 STROBE WALL |  |  | North | Edwards |  | Strobe |  |  |  | Module | TRUE | G4ERN-R |  | Strobe Expander, Red, no markings, red | 1 | 0 | 0.294 |  |  |  |  | FALSE | [5 empty] | #FF0070C0 | FA-NFPA 170 STROBE WALL | 1 | FALSE | FALSE | FALSE | 2023 | [13 empty] | FALSE
GenericN PROXIMITY READER |  |  | North | Edwards | Security/Access Control | Prox Reader |  |  |  | Module | TRUE | 5355ABN00 |  | Proximity Reader, Wall Mount | 1 | [6 empty] | FALSE | [5 empty] | #FFFF0000 | FA-GenericN PROXIMITY READER | 1 | FALSE | FALSE | FALSE | [14 empty] | FALSE
|  |  | North | Edwards |  | Hardware |  |  |  | Hardware | TRUE | 30691 |  | Spare ASD-CM Command Module Display | 1 | [6 empty] | FALSE | [5 empty] | #FFFFFFFF |  |  | FALSE | FALSE | FALSE | [14 empty] | FALSE
NFPA 170 SPEAKER STROBE CEILING |  |  | North | Edwards |  | Speaker/Strobe |  |  |  | Module | TRUE | GCHFWA-S7VMAH |  | 70V Ceiling Speaker/Strobe,White, 95, 115, 150, 177 cd,ALERT,AMBER | 1 | 0 | 0.502 |  |  |  |  | FALSE | TRUE |  |  |  |  | #FF0070C0 | FA-NFPA 170 SPEAKER STROBE CEILING | 1 | FALSE | FALSE | FALSE | 2020 | [13 empty] | FALSE |  |  | C
NFPA 170 SMOKE DETECTOR |  |  | North | Edwards |  | Smoke Detector |  |  |  | Module | TRUE | SIGA-IPHSB w/SIGA-AB4G-LF BASE | ++ | 4D Multisensor Detector, Black | 1 | 4.5e-05 | 4.5e-05 |  |  |  |  | FALSE | TRUE |  |  |  |  | #FFFF0000 | FA-NFPA 170 SMOKE DETECTOR | 1 | FALSE | FALSE | FALSE | 1408 | [13 empty] | FALSE |  |  | LF
|  |  | North | Edwards |  | Cards & Components |  |  |  | Card | TRUE | 30826 |  | 2.5 Amp 24V DC Regulated Power Supply, 230 Vac, 50 Hz | 1 | [6 empty] | TRUE | [5 empty] | #FFFFFFFF |  |  | FALSE | FALSE | FALSE | [14 empty] | FALSE
|  |  | North | Edwards |  | Hardware |  |  |  | Hardware | TRUE | C-5395B |  | Optional Biege Cover for CR-5395 | 1 | [6 empty] | FALSE | [5 empty] | #FFFFFFFF |  |  | FALSE | FALSE | FALSE | [14 empty] | FALSE
NFPA 170 STROBE WALL |  |  | North | Edwards |  | Strobe |  |  |  | Module | TRUE | G4ERA-G |  | Strobe Expander, Red, ALERT markings, green | 1 | 0 | 0.078 |  |  |  |  | FALSE | [5 empty] | #FF0070C0 | FA-NFPA 170 STROBE WALL | 1 | FALSE | FALSE | FALSE | 2023 | [13 empty] | FALSE
|  |  | North | Edwards |  | Hardware |  |  |  | Hardware | TRUE | CBA-HT1-G |  | Horizonal Semi-Flush trim for 1 CBA48 OR 1 CBA72 - Gray | 1 | [6 empty] | FALSE | [5 empty] | #FFFFFFFF |  |  | FALSE | FALSE | FALSE | [14 empty] | FALSE
|  |  | North | Edwards |  | Hardware |  |  |  | Hardware | TRUE | LKW-1R |  | FIRE - Wall Orientation, RED | 1 | [6 empty] | FALSE | [5 empty] | #FFFFFFFF |  |  | FALSE | FALSE | FALSE | [14 empty] | FALSE
NFPA 170 HORN STROBE CEILING |  |  | North | Edwards |  | Horn/Strobe |  |  |  | Module | TRUE | WG4WN-HVMHC (C) |  | Outdoor horn-strobe, white w/o marking, high candela, clear lens | 1 | 0 | 0.24 |  |  |  |  | FALSE | TRUE |  |  |  |  | #FF0070C0 | FA-NFPA 170 HORN STROBE CEILING | 1 | FALSE | FALSE | FALSE | 2013 | [13 empty] | FALSE |  |  | C, WP
|  |  | North | Edwards |  | Cards & Components |  |  |  | Card | TRUE | 4-FT | n | Firefighter Telephone Master Handset | 1 | 0.009 | 0.168 |  |  |  |  | TRUE | [5 empty] | #FFFFFFFF |  |  | FALSE | FALSE | FALSE
|  |  | North | Edwards |  | Hardware |  |  |  | Hardware | TRUE | SIGA-MB4 |  | Module Mtg Bracket - kit for 2 single gang mods in a 4" sq box | 1 | [6 empty] | FALSE | [5 empty] | #FFFFFFFF |  |  | FALSE | FALSE | FALSE | [14 empty] | FALSE
NFPA 170 SPEAKER STROBE CEILING |  |  | North | Edwards |  | Speaker/Strobe |  |  |  | Module | TRUE | GCWA-S2VMC |  | 25V Speaker/Strobe white, ALERT, 15, 30, 75, 95 cd, clear | 1 | 0 | 0.168 |  |  |  |  | FALSE | TRUE |  |  |  |  | #FF0070C0 | FA-NFPA 170 SPEAKER STROBE CEILING | 1 | FALSE | FALSE | FALSE | 2020 | [13 empty] | FALSE |  |  | C
|  |  | North | Edwards |  | Hardware |  |  |  | Hardware | TRUE | 6831-1 |  | Frontplate, Flush, Red, Breakglass, Lock | 1 | [6 empty] | FALSE | [5 empty] | #FFFFFFFF |  |  | FALSE | FALSE | FALSE | [14 empty] | FALSE
NFPA 170 SMOKE HEAT DETECTOR |  |  | North | Edwards |  | Smoke/Heat Detector |  |  |  | Module | TRUE | SIGA-OSHD w/SIGA-AB4G-LF BASE | ++ | Multisensor Smoke and Heat Detector | 1 | 3.2e-05 | 4.5e-05 |  |  |  |  | FALSE | TRUE |  |  |  |  | #FFFF0000 | FA-NFPA 170 SMOKE HEAT DETECTOR | 1 | FALSE | FALSE | FALSE | 1408 | [13 empty] | FALSE |  |  | LF
|  |  | North | Edwards |  | Cards & Components |  |  |  | Card | TRUE | QSC-CPU-1-DT |  | OBSOLETE - CPU/Display with 1 Annunciator Option Space, Belgian Dutch | 1 | [6 empty] | TRUE | [5 empty] | #FFFFFFFF |  |  | FALSE | FALSE | FALSE | [14 empty] | FALSE
NFPA 170 FIRE ALARM CONTROL UNIT | RISER FACP |  | North | Edwards |  | Fire Alarm Control Unit |  |  |  | Assembly | TRUE | EST4 Voice Panel |  | FACP Voice Panel | 1 | [6 empty] | FALSE | [5 empty] | #FFFF0000 | FA-NFPA 170 FIRE ALARM CONTROL UNIT | 1 | FALSE | FALSE | FALSE | 202 | [8 empty] | 7,12,18,55,65 |  |  |  |  | TRUE
NFPA 170 CHIME |  |  | North | Edwards |  | Chime |  |  |  | Module | TRUE | G1WA-CVMA |  | Chime, 62 or 57 dBA, white, ALERT, Amber Lens | 1 | 0 | 0.097 |  |  |  |  | FALSE | [5 empty] | #FFFF0000 | FA-NFPA 170 CHIME | 1 | FALSE | FALSE | FALSE | 2003 | [13 empty] | FALSE
|  |  | North | Edwards |  | Hardware |  |  |  | Hardware | TRUE | 454739ARE |  | 12/2 Solid Twisted,OS, Red-Jacket FPLR | 1 | [6 empty] | FALSE | [5 empty] | #FFFFFFFF |  |  | FALSE | FALSE | FALSE | [14 empty] | FALSE
NFPA 170 SPEAKER STROBE |  |  | North | Edwards |  | Speaker/Strobe |  |  |  | Module | TRUE | WG4WA-SVMHA |  | 25/70V Speaker/Strobe, white, ALERT, amber, 84, 101, 125, 130 cd | 1 | [6 empty] | FALSE | [5 empty] | #FF0070C0 | FA-NFPA 170 SPEAKER STROBE | 1 | FALSE | FALSE | FALSE | 2019 | [13 empty] | FALSE |  |  | WP
|  |  | North | Edwards |  | Hardware |  |  |  | Hardware | TRUE | QS2-1-R-2E-BR |  | OBSOLETE - FAP w/ 1 Option Card Space, Red, EN-54, British, 230V | 1 | [6 empty] | FALSE | [5 empty] | #FFFFFFFF |  |  | FALSE | FALSE | FALSE | [14 empty] | FALSE
NFPA 170 SPEAKER STROBE CEILING |  |  | North | Edwards |  | Speaker/Strobe |  |  |  | Module | TRUE | GCWN-S2VMHR |  | 25V Speaker/Strobe white, no markings, High cd, red | 1 | 0 | 0.342 |  |  |  |  | FALSE | TRUE |  |  |  |  | #FF0070C0 | FA-NFPA 170 SPEAKER STROBE CEILING | 1 | FALSE | FALSE | FALSE | 2020 | [13 empty] | FALSE |  |  | C
NFPA 170 NON ADDRESSABLE RELAY |  |  | North | Edwards |  | Non-Addressable Relay |  |  |  | Module | TRUE | MR199X14/C |  | DPDT Relay, 120Vac /w enclosure | 1 | [6 empty] | FALSE | [5 empty] | #FFFF0000 | FA-NFPA 170 NON ADDRESSABLE RELAY | 1 | FALSE | FALSE | FALSE | 1300 | [13 empty] | FALSE
|  |  | North | Edwards |  | Cards & Components |  |  |  | Card | TRUE | 3-SDDC1 | ++ | Dual Signature Driver Controller. Comes with two 3-SDC1s. Mounts to Local Rail. | 1 | 0.264 | 0.336 |  |  |  |  | TRUE | [5 empty] | #FFFFFFFF |  |  | FALSE | FALSE | FALSE
|  |  | North | Edwards |  | Hardware |  |  |  | Hardware | TRUE | MN-HS64GPC |  | 6400 Watt class optional protective cover | 1 | [6 empty] | FALSE | [5 empty] | #FFFFFFFF |  |  | FALSE | FALSE | FALSE | [14 empty] | FALSE
|  |  | North | Edwards |  | Cards & Components |  |  |  | Card | TRUE | SAN-MICII |  | Remote Microphone | 1 | 0.09 | 0.09 |  |  |  |  | TRUE | [5 empty] | #FFFFFFFF |  |  | FALSE | FALSE | FALSE | [14 empty] | FALSE
|  |  | North | Edwards |  | Hardware |  |  |  | Hardware | TRUE | G4AVRF-CVR | ++ | Replacement Appliance Cover, Horn Strobe, Red, FIRE | 1 | [12 empty] | #FFFFFFFF |  |  | FALSE | FALSE | FALSE
|  |  | North | Edwards |  | Hardware |  |  |  | Hardware | TRUE | FW-IPMON1000 |  | IP Monitoring for 1000 connections iO Series Panels | 1 | [6 empty] | FALSE | [5 empty] | #FFFFFFFF |  |  | FALSE | FALSE | FALSE | [14 empty] | FALSE
NFPA 170 FIRE PHONE |  |  | North | Edwards |  | Fire Phone |  |  |  | Module | TRUE | 6830-NY-S4 |  | 4 State Remote Telephone Warden Station, Armored Cord, Surface | 1 | [6 empty] | FALSE | [5 empty] | #FFFF0000 | FA-NFPA 170 FIRE PHONE | 1 | FALSE | FALSE | FALSE | [14 empty] | FALSE
NFPA 170 NON ADDRESSABLE RELAY |  |  | North | Edwards |  | Non-Addressable Relay |  |  |  | Module | TRUE | MR804/S |  | 4 SPDT Relay /w LED, & Metal Enclosure | 1 | 0 | 0.06 |  |  |  |  | FALSE | [5 empty] | #FFFF0000 | FA-NFPA 170 NON ADDRESSABLE RELAY | 1 | FALSE | FALSE | FALSE | 1300 | [13 empty] | FALSE
|  |  | North | Edwards |  | Hardware |  |  |  | Hardware | TRUE | 701U |  | 6" Mounting Base for 711U and 711UT, 3 terminals | 1 | [6 empty] | FALSE | [5 empty] | #FFFFFFFF |  |  | FALSE | FALSE | FALSE | [14 empty] | FALSE
NFPA 170 SPEAKER STROBE |  |  | North | Edwards |  | Speaker/Strobe |  |  |  | Module | TRUE | G4F-S7VM |  | 70V Speaker/Strobe, White, running man, FIRE 15, 30, 75, 110 cd | 1 | 0 | 0.294 |  |  |  |  | FALSE | [5 empty] | #FF0070C0 | FA-NFPA 170 SPEAKER STROBE | 1 | FALSE | FALSE | FALSE | 2019 | [13 empty] | FALSE
NFPA 170 STROBE CEILING |  |  | North | Edwards |  | Strobe |  |  |  | Module | TRUE | GCVHWF-SP |  | Strobe, running man, white, FUEGO, high cd | 1 | [6 empty] | FALSE | TRUE |  |  |  |  | #FF0070C0 | FA-NFPA 170 STROBE CEILING | 1 | FALSE | FALSE | FALSE | 2022 | [13 empty] | FALSE |  |  | C
|  |  | North | Edwards |  | Hardware |  |  |  | Hardware | TRUE | MN-HSECCPED1 |  | ECC Housekeeping Pedestal Mount Kit (4"). Used when wall-mounting MN-HS16, MN-HSMP650 or MN-HS32 Series ECC. 2 required if wall-mounting MN-HS64 Series ECCs. | 1 | [6 empty] | FALSE | [5 empty] | #FFFFFFFF |  |  | FALSE | FALSE | FALSE | [14 empty] | FALSE
|  |  | North | Edwards |  | Cards & Components |  |  |  | Card | TRUE | FSRZI-SA |  | Remote Zone Indicator /w 5 LEDs (alm, sup'y, or monitor) | 1 | 0.008 | 0.076 |  |  |  |  | TRUE | [5 empty] | #FFFFFFFF |  |  | FALSE | FALSE | FALSE | [14 empty] | FALSE
NFPA 170 BELL |  |  | North | Edwards |  | Bell |  |  |  | Module | TRUE | 439D-6AW |  | Bell, 6" 24Vdc, Gray | 1 | [6 empty] | FALSE | [5 empty] | #FFFF0000 | FA-NFPA 170 BELL | 1 | FALSE | FALSE | FALSE | 2000 | [13 empty] | FALSE
NFPA 170 SPEAKER WALL |  |  | North | Edwards |  | Speaker |  |  |  | Module | TRUE | 90215A-801-04-L | HyperSpike | UL 1480 listed C1D2 certifed TCPA-10 Distributed Audio Speaker with 5 selectable power taps that run off of 25V, 70V and 100 VRMS audio systems. Gray | 1 | [8 empty] | 72377B-801 |  |  |  | #FF0070C0 | FA-NFPA 170 SPEAKER WALL | 1 | FALSE | FALSE | FALSE | 2021
|  |  | North | Edwards |  | Cards & Components |  |  |  | Card | TRUE | 3-FIBA |  | Fiber Communication Card, Class A ***Existing*** | 1 | 0.105 | 0.11 |  |  |  |  | TRUE | [5 empty] | #FFFFFFFF |  |  | FALSE | FALSE | FALSE | [14 empty] | FALSE
|  |  | North | Edwards |  | Cards & Components |  |  |  | Card | TRUE | 3-FIBMB2 |  | Fiber Card, /w adaptor card, ribbon cable, mtg bracket | 1 | 0.105 | 0.105 |  |  |  |  | TRUE | [5 empty] | #FFFFFFFF |  |  | FALSE | FALSE | FALSE | [14 empty] | FALSE
|  |  | North | Edwards |  | Hardware |  |  |  | Hardware | TRUE | 3-BATS |  | Battery Shelf for Single 65AH Cell | 1 | [12 empty] | #FFFFFFFF |  |  | FALSE | FALSE | FALSE
NFPA 170 HORN STROBE |  |  | North | Edwards |  | Horn/Strobe |  |  |  | Module | TRUE | 2452THS-15/75-R | + | Temporal Horn-Strobe, 15/75cd, Red | 1 | [6 empty] | FALSE | [5 empty] | #FF0070C0 | FA-NFPA 170 HORN STROBE | 1 | FALSE | FALSE | FALSE | 2012 | [13 empty] | FALSE
NFPA 170 SPEAKER WALL |  |  | North | Edwards |  | Speaker |  |  |  | Module | TRUE | G4HFRF-S7 |  | 70V Speaker, Red, running man, FIRE | 1 | [6 empty] | FALSE | [5 empty] | #FF0070C0 | FA-NFPA 170 SPEAKER WALL | 1 | FALSE | FALSE | FALSE | 2021 | [13 empty] | FALSE
NFPA 170 MANUAL PULL |  |  | North | Edwards |  | Manual Station |  |  |  | Module | TRUE | 278B-2320 |  | Pull Stat, dble act, 2 stage, dble pole, lex, key, term | 1 | [6 empty] | FALSE | [5 empty] | #FFFF0000 | FA-NFPA 170 MANUAL PULL | 1 | FALSE | FALSE | FALSE | 957 | [13 empty] | FALSE
|  |  | North | Edwards |  | Hardware |  |  |  | Hardware | TRUE | FW-22LCDWTS |  | 22" Monitor, /w T Scrn,W Format, Blk, 1680x1050 | 1 | [6 empty] | FALSE | [5 empty] | #FFFFFFFF |  |  | FALSE | FALSE | FALSE | [14 empty] | FALSE
NFPA 170 ADDRESSABLE INPUT MONITOR MODULE |  |  | North | Edwards |  | Addressable Module |  |  |  | Module | TRUE | SIGA-MRM1 | ++ | Riser Monitor Module - UIO Mount, monitors one riser | 1 | 0.0002 | 0.0002 |  |  |  |  | TRUE | [5 empty] | #FFFF0000 | FA-NFPA 170 ADDRESSABLE INPUT MONITOR MODULE | 1 | FALSE | FALSE | FALSE | [14 empty] | FALSE
NFPA 170 SPEAKER STROBE |  |  | North | Edwards |  | Speaker/Strobe |  |  |  | Module | TRUE | WG4WN-SVMHC |  | 25/70V Speaker/Strobe, white, n/m, clear, 102, 123, 147, 161 cd | 1 | [6 empty] | FALSE | [5 empty] | #FF0070C0 | FA-NFPA 170 SPEAKER STROBE | 1 | FALSE | FALSE | FALSE | 2019 | [13 empty] | FALSE |  |  | WP
NFPA 170 SPEAKER STROBE CEILING |  |  | North | Edwards |  | Speaker/Strobe |  |  |  | Module | TRUE | GC-S7VMH |  | 70V Speaker/Strobe, white, 95, 115, 150, 177 cd, clear | 1 | 0 | 0.502 |  |  |  |  | FALSE | TRUE |  |  |  |  | #FF0070C0 | FA-NFPA 170 SPEAKER STROBE CEILING | 1 | FALSE | FALSE | FALSE | 2020 | [13 empty] | FALSE |  |  | C
|  |  | North | Edwards |  | Hardware |  |  |  | Hardware | TRUE | 454717ARE |  | 18/2 Solid Twisted, OS, Red-Jacket FPLP (Plenum) | 1 | [6 empty] | FALSE | [5 empty] | #FFFFFFFF |  |  | FALSE | FALSE | FALSE | [14 empty] | FALSE
NFPA 170 HORN STROBE |  |  | North | Edwards |  | Horn/Strobe |  |  |  | Module | TRUE | G1RF-HDVM |  | Temporal Horn, 84.4 or 79.4 dBA, 15, 30, 75, 110 cd Strobe, red, "FIRE" | 1 | 0 | 0.337 |  |  |  |  | FALSE | [5 empty] | #FF0070C0 | FA-NFPA 170 HORN STROBE | 1 | FALSE | FALSE | FALSE | 2012 | [13 empty] | FALSE
NFPA 170 MANUAL PULL |  |  | North | Edwards |  | Manual Station |  |  |  | Module | TRUE | 276B-1320 |  | Pull Station, double pole, lexan, key reset, terminals | 1 | [6 empty] | FALSE | [5 empty] | #FFFF0000 | FA-NFPA 170 MANUAL PULL | 1 | FALSE | FALSE | FALSE | 957 | [13 empty] | FALSE
|  |  | North | Edwards |  | Hardware |  |  |  | Hardware | TRUE | 454657ARE |  | 12/2 Stranded Twisted Red-Jacket FPLR | 1 | [6 empty] | FALSE | [5 empty] | #FFFFFFFF |  |  | FALSE | FALSE | FALSE | [14 empty] | FALSE
|  |  | North | Edwards |  | Hardware |  |  |  | Hardware | TRUE | SD-T24 |  | SuperDuct, Air sample tube, 24 inch | 1 | [6 empty] | FALSE | [5 empty] | #FFFFFFFF |  |  | FALSE | FALSE | FALSE | [14 empty] | FALSE
|  |  | North | Edwards |  | Hardware |  |  |  | Hardware | TRUE | MN-HS32SPKHRT2P |  | 1280 Watt HPSA (2 of 5 Active Panels) replacement speaker head - complete | 1 | [6 empty] | FALSE | [5 empty] | #FFFFFFFF |  |  | FALSE | FALSE | FALSE | [14 empty] | FALSE
|  |  | North | Edwards |  | Hardware |  |  |  | Hardware | TRUE | 2-WB |  | OBSOLETE - Gray Semi-Flush Wallbox | 1 | [6 empty] | FALSE | [5 empty] | #FFFFFFFF |  |  | FALSE | FALSE | FALSE | [14 empty] | FALSE
|  |  | North | Edwards |  | Cards & Components |  |  |  | Card | TRUE | FSB-PC |  | EST3 to BMS Communications Bridge | 1 | 0.5 | 0.5 |  |  |  |  | TRUE | [5 empty] | #FFFFFFFF |  |  | FALSE | FALSE | FALSE | [14 empty] | FALSE
NFPA 170 AMPLIFIER RACK | RISER AMP |  | North | Edwards |  | Amplifier |  |  |  | Assembly | TRUE | APS10A w/SIGA-AA50 |  | AA-50 Amplifier with Remote Auxiliary/Booster Power Supply, 10A, 120Vac, Red | 1 | [6 empty] | FALSE | [5 empty] | #FFFF0000 | FA-NFPA 170 AMPLIFIER RACK | 1 | FALSE | FALSE | FALSE | 300 | [8 empty] | 7,12,18,65 |  |  |  |  | TRUE |  |  | AA50
NFPA 170 HORN |  |  | North | Edwards |  | Horn |  |  |  | Module | TRUE | WGARA | ++ | Outdoor rated horn, red, alert | 1 | [6 empty] | FALSE | [5 empty] | #FF0070C0 | FA-NFPA 170 HORN | 1 | FALSE | FALSE | FALSE | 2010 | [13 empty] | FALSE |  |  | WP
|  |  | North | Edwards |  | Hardware |  |  |  | Hardware | TRUE | MN-HS16DFDEMO1 |  | High Power 1600 Watt Omni-directional loudspeaker demonstration kit. Comes with HS Series 1600 Watt Omni-directional loudspeaker, Amplifier, MP3 player, Speaker cable, Line-in cable, and Transit case. This product is to be used for demonstration purposes only and is not available for resale. Order tripod and accessories separately. | 1 | [6 empty] | FALSE | [5 empty] | #FFFFFFFF |  |  | FALSE | FALSE | FALSE | [14 empty] | FALSE
NFPA 170 STROBE WALL |  |  | North | Edwards |  | Strobe |  |  |  | Module | TRUE | G1R-VM |  | Wall Strobe, Switch Select 15, 30, 75, 110 cd, red | 1 | 0 | 0.152 |  |  |  |  | FALSE | [5 empty] | #FF0070C0 | FA-NFPA 170 STROBE WALL | 1 | FALSE | FALSE | FALSE | 2023 | [13 empty] | FALSE
|  |  | North | Edwards |  | Cards & Components |  |  |  | Card | TRUE | 3-ZA30 |  | OBSOLETE - 30 Watt Zoned Amplifier | 1 | 0.076 | 1.544 |  |  |  |  | TRUE | [5 empty] | #FFFFFFFF |  |  | FALSE | FALSE | FALSE | [14 empty] | FALSE
NFPA 170 SPEAKER STROBE |  |  | North | Edwards |  | Speaker/Strobe |  |  |  | Module | TRUE | G4SVRN |  | Speaker/Strobe, Wall, Red, None | 1 | [6 empty] | FALSE | FALSE | GRSW-10 | G4RSB |  |  | #FF0070C0 | FA-NFPA 170 SPEAKER STROBE | 1 | FALSE | FALSE | FALSE | 2019 | [13 empty] | FALSE |  |  | C
NFPA 170 SURGE SUPPRESSOR |  |  | North | Edwards |  | Surge Supressor |  |  |  | Module | TRUE | 235196P |  | Transient protector for bell and horn circuits | 1 | [6 empty] | FALSE | [5 empty] | #FFFF0000 | FA-NFPA 170 SURGE SUPPRESSOR | 1 | FALSE | FALSE | FALSE | 6001 | [13 empty] | FALSE |  |  | 24v
|  |  | North | Edwards |  | Hardware |  |  |  | Hardware | TRUE | MN-HSPAXFM1 |  | ECC Replacement pre-amp audio isolation transformer module | 1 | [6 empty] | FALSE | [5 empty] | #FFFFFFFF |  |  | FALSE | FALSE | FALSE | [14 empty] | FALSE
|  |  | North | Edwards |  | Hardware |  |  |  | Hardware | TRUE | 4-4ANNMT | + | Wallbox, Surface/Flush Mounting | 1 | [6 empty] | FALSE | [5 empty] | #FFFFFFFF |  |  | FALSE | FALSE | FALSE | [14 empty] | FALSE
NFPA 170 REMOTE TEST SWITCH |  |  | North | Edwards |  | REMOTE TEST SWITCH |  |  |  | Module | TRUE | SD-TRK4 |  | SuperDuct, Remote test/reset station, keyed - 4-wire | 1 | [6 empty] | FALSE | [5 empty] | #FFFF0000 | FA-NFPA 170 REMOTE TEST SWITCH | 1 | FALSE | FALSE | FALSE | 914 | [13 empty] | FALSE
|  |  | North | Edwards |  | Cards & Components |  |  |  | Card | TRUE | ZB16-4 |  | Class B 16 (4 Convertible to NAC) Conventional Zone Module | 1 | [6 empty] | TRUE | [5 empty] | #FFFFFFFF |  |  | FALSE | FALSE | FALSE | [14 empty] | FALSE
NFPA 170 GRAPHIC ANNUNCIATOR PANEL | RISER ANNUNCIATOR |  | North | Edwards |  | Graphic Annunciator |  |  |  | Module | TRUE | EV2 |  | Graphic Annunciator 17.5"w x 15.75"h view area, 96 LEDs typical | 1 | [6 empty] | FALSE | [5 empty] | #FFFF0000 | FA-NFPA 170 GRAPHIC ANNUNCIATOR PANEL | 1 | FALSE | FALSE | FALSE | 256 | [13 empty] | FALSE
|  |  | North | Edwards |  | Cards & Components |  |  |  | Card | TRUE | FSP302G Mainboard |  | Mainboard for FSP302G assembly | 1 | 0.05 | 0.24 |  |  |  |  | TRUE | [5 empty] | #FFFFFFFF |  |  | FALSE | FALSE | FALSE | [14 empty] | FALSE
|  |  | North | Edwards |  | Hardware |  |  |  | Hardware | TRUE | QSC-5-G-2E-SPE |  | OBSOLETE - FAP w/ 5 Option Card Spaces, Gray, EN-54, Spanish, 230V | 1 | [6 empty] | FALSE | [5 empty] | #FFFFFFFF |  |  | FALSE | FALSE | FALSE | [14 empty] | FALSE
NFPA 170 AIR SAMPLING DETECTION PIPING |  |  | North | Edwards |  | Air Sampling Detection |  |  |  | Module | TRUE | 33-30710A |  | ASD-640 Detector w/ Minimum Display in steel case | 1 | [6 empty] | FALSE | [5 empty] | #FFFF0000 | FA-NFPA 170 AIR SAMPLING DETECTION PIPING | 1 | FALSE | FALSE | FALSE | 5010 | [13 empty] | FALSE
|  |  | North | Edwards |  | Cards & Components |  |  |  | Card | TRUE | 3-ASU/4 |  | Audio Source Unit /w 4 Rail Spaces | 1 | 0.08 | 0.08 |  |  |  |  | TRUE | [5 empty] | #FFFFFFFF |  |  | FALSE | FALSE | FALSE | [14 empty] | FALSE
NFPA 170 HORN STROBE CEILING |  |  | North | Edwards |  | Horn/Strobe |  |  |  | Module | TRUE | GCWA-HDVMA |  | MNEC Horn-Strobe, white, ALERT, 15-95 cd, amber | 1 | 0 | 0.275 |  |  |  |  | FALSE | TRUE |  |  |  |  | #FF0070C0 | FA-NFPA 170 HORN STROBE CEILING | 1 | FALSE | FALSE | FALSE | 2013 | [13 empty] | FALSE |  |  | C
|  |  | North | Edwards |  | Hardware |  |  |  | Hardware | TRUE | QS8-5-G-2E-IT |  | OBSOLETE - FAP w/ 5 Option Card Space, Gray, EN-54, Italian, 230V | 1 | [6 empty] | FALSE | [5 empty] | #FFFFFFFF |  |  | FALSE | FALSE | FALSE | [14 empty] | FALSE
NFPA 170 SPEAKER STROBE CEILING |  |  | North | Edwards |  | Speaker/Strobe |  |  |  | Module | TRUE | GCSVHRF-FR |  | Speaker/Strobe, Ceiling, Red, FEU/FIRE, High CD | 1 | [6 empty] | FALSE | TRUE |  |  |  |  | #FF0070C0 | FA-NFPA 170 SPEAKER STROBE CEILING | 1 | FALSE | FALSE | FALSE | 2020 | [13 empty] | FALSE |  |  | C
NFPA 170 HEAT DETECTOR |  |  | North | Edwards |  | Heat Detector |  |  |  | Module | TRUE | SIGA-HRSI | ++ | Heat Detector, 15F ROR, 135F Fixed Temperature | 1 | 4.5e-05 | 4.5e-05 |  |  |  |  | FALSE | [5 empty] | #FFFF0000 | FA-NFPA 170 HEAT DETECTOR | 1 | FALSE | FALSE | FALSE | 1403 | [13 empty] | FALSE
NFPA 170 SPEAKER STROBE |  |  | North | Edwards |  | Speaker/Strobe |  |  |  | Module | TRUE | G4SVWN |  | Speaker/Strobe, Wall, White, None | 1 | [6 empty] | FALSE | FALSE | GRSW-10 | G4WSB |  |  | #FF0070C0 | FA-NFPA 170 SPEAKER STROBE | 1 | FALSE | FALSE | FALSE | 2019 | [13 empty] | FALSE |  |  | C
|  |  | North | Edwards |  | Hardware |  |  |  | Hardware | TRUE | 2-WB7 |  | OBSOLETE - Gray Wallbox | 1 | [6 empty] | FALSE | [5 empty] | #FFFFFFFF |  |  | FALSE | FALSE | FALSE | [14 empty] | FALSE
NFPA 170 FIRE ALARM CONTROL UNIT | RISER FACP |  | North | Edwards |  | Fire Alarm Control Unit |  |  |  | Assembly | TRUE | 3X-SFS1Bi |  | FACP /w CPU, 1 loop, 4 NACs, 10A power supply, bronze | 1 | [6 empty] | FALSE | [5 empty] | #FFFF0000 | FA-NFPA 170 FIRE ALARM CONTROL UNIT | 1 | FALSE | FALSE | FALSE | 202 | [8 empty] | 7,12,18 |  |  |  |  | TRUE
|  |  | North | Edwards |  | Cards & Components |  |  |  | Card | TRUE | QS1-CPU-1-FR |  | OBSOLETE - CPU/Display with 1 Annunciator Option Space, French | 1 | [6 empty] | TRUE | [5 empty] | #FFFFFFFF |  |  | FALSE | FALSE | FALSE | [14 empty] | FALSE
NFPA 170 HORN STROBE CEILING |  |  | North | Edwards |  | Horn/Strobe |  |  |  | Module | TRUE | GCWN-HDVMG |  | MNEC Horn-Strobe, white, no markings, 15-95 cd, green | 1 | 0 | 0.275 |  |  |  |  | FALSE | TRUE |  |  |  |  | #FF0070C0 | FA-NFPA 170 HORN STROBE CEILING | 1 | FALSE | FALSE | FALSE | 2013 | [13 empty] | FALSE |  |  | C
|  |  | North | Edwards |  | Hardware |  |  |  | Hardware | TRUE | 740218L |  | 16/2 Solid Twisted,OS, Red-Jacket FPL Mid Cap 1x500' | 1 | [6 empty] | FALSE | [5 empty] | #FFFFFFFF |  |  | FALSE | FALSE | FALSE | [14 empty] | FALSE
|  |  | North | Edwards |  | Hardware |  |  |  | Hardware | TRUE | F-TRIM10G |  | Semi-flush Trim ring for FS1004, Gray | 1 | [6 empty] | FALSE | [5 empty] | #FFFFFFFF |  |  | FALSE | FALSE | FALSE | [14 empty] | FALSE
|  |  | North | Edwards |  | Hardware |  |  |  | Hardware | TRUE | 75142MRNxx |  | 14/2 Solid Red With colored tracer FPLR | 1 | [6 empty] | FALSE | [5 empty] | #FFFFFFFF |  |  | FALSE | FALSE | FALSE | [14 empty] | FALSE
NFPA 170 SMOKE HEAT CO DETECTOR |  |  | North | Edwards |  | Smoke/Heat/CO Detector |  |  |  | Module | TRUE | SIGA2-PHCOS w/SIGA-IB BASE | ++ | Photoelectric Smoke / Heat / Carbon Monoxide Detector | 1 | 7e-05 | 7e-05 |  |  |  |  | FALSE | TRUE |  |  |  |  | #FFFF0000 | FA-NFPA 170 SMOKE HEAT CO DETECTOR | 1 | FALSE | FALSE | FALSE | 1410 | [13 empty] | FALSE
NFPA 170 SPEAKER WALL |  |  | North | Edwards |  | Speaker |  |  |  | Module | TRUE | 757-1A-R70 | + | Re-Entrant Speaker, 70V 2, 4, 8, 15w | 1 | [6 empty] | FALSE | [5 empty] | #FF0070C0 | FA-NFPA 170 SPEAKER WALL | 1 | FALSE | FALSE | FALSE | 2021 | [13 empty] | FALSE
NFPA 170 FIRE PHONE |  |  | North | Edwards |  | Hardware |  |  |  | Hardware | TRUE | 6702-0211 |  | Fire Phone Handset Assembly - Red | 1 | [6 empty] | FALSE | [5 empty] | #FFFF0000 | FA-NFPA 170 FIRE PHONE | 1 | FALSE | FALSE | FALSE | 208 | [13 empty] | FALSE
NFPA 170 FIRE ALARM CONTROL UNIT | RISER FACP |  | North | Edwards |  | Fire Alarm Control Unit |  |  |  | Assembly | TRUE | iO500R | ++ | FACP, 1 Loop, 500pt max, 4 Cl B NACs, red, 120v | 1 | [6 empty] | FALSE | [5 empty] | #FFFF0000 | FA-NFPA 170 FIRE ALARM CONTROL UNIT | 1 | FALSE | FALSE | FALSE | 202 | [8 empty] | 7,12,18,26 |  | 18 |  |  | TRUE
NFPA 170 SMOKE HEAT CO DETECTOR |  |  | North | Edwards |  | Smoke/Heat/CO Detector |  |  |  | Module | TRUE | SIGA2-PHCOS w/SIGA-AB4G-LF BASE | ++ | Photoelectric Smoke / Heat / Carbon Monoxide Detector | 1 | 7e-05 | 7e-05 |  |  |  |  | FALSE | TRUE |  |  |  |  | #FFFF0000 | FA-NFPA 170 SMOKE HEAT CO DETECTOR | 1 | FALSE | FALSE | FALSE | 1410 | [13 empty] | FALSE |  |  | LF
|  |  | North | Edwards |  | Hardware |  |  |  | Hardware | TRUE | 0201-01-A |  | Beam Alignment Aid | 1 | [6 empty] | FALSE | [5 empty] | #FFFFFFFF |  |  | FALSE | FALSE | FALSE | [14 empty] | FALSE
|  |  | North | Edwards |  | Hardware |  |  |  | Hardware | TRUE | 6V8A |  | Battery 8 AH, 6 volt cells | 1 | [6 empty] | FALSE | [5 empty] | #FFFFFFFF |  |  | FALSE | FALSE | FALSE | [14 empty] | FALSE
NFPA 170 HORN STROBE |  |  | North | Edwards |  | Horn/Strobe |  |  |  | Module | TRUE | WG4WF-HVMHC |  | Outdoor horn-strobe, white, FIRE marking, high candela, clear lens | 1 | 0 | 0.502 |  |  |  |  | FALSE | [5 empty] | #FF0070C0 | FA-NFPA 170 HORN STROBE | 1 | FALSE | FALSE | FALSE | 2012 | [13 empty] | FALSE |  |  | WP
|  |  | North | Edwards |  | Cards & Components |  |  |  | Card | TRUE | 4X-24Y |  | 24 Yellow LED Display Module | 1 | 0.002 | 0.038 |  |  |  |  | TRUE | [5 empty] | #FFFFFFFF |  |  | FALSE | FALSE | FALSE | [14 empty] | FALSE
NFPA 170 SPEAKER WALL |  |  | North | Edwards |  | Speaker |  |  |  | Module | TRUE | 90215A-801-05-L | HyperSpike | UL 1480 listed C1D2 certifed TCPA-10 Distributed Audio Speaker with 5 selectable power taps that run off of 25V, 70V and 100 VRMS audio systems. Red | 1 | [8 empty] | 72377B-801 |  |  |  | #FF0070C0 | FA-NFPA 170 SPEAKER WALL | 1 | FALSE | FALSE | FALSE | 2021
NFPA 170 SMOKE DETECTOR |  |  | North | Edwards |  | Smoke Detector |  |  |  | Module | TRUE | SIGA2-PHS w/SIGA-AB4GT BASE | ++ | Photoelectric Smoke/Heat Detector | 1 | 7e-05 | 7e-05 |  |  |  |  | FALSE | TRUE |  |  |  |  | #FFFF0000 | FA-NFPA 170 SMOKE DETECTOR | 1 | FALSE | FALSE | FALSE | 1408 | [13 empty] | FALSE
NFPA 170 AMPLIFIER RACK |  |  | North | Edwards |  | Amplifier |  |  |  | Assembly | TRUE | RKU-61 |  | Amplifier Cabinet, 35 Rack Spaces, 61.25" | 1 | [6 empty] | FALSE | [5 empty] | #FFFF0000 | FA-NFPA 170 AMPLIFIER RACK | 1 | FALSE | FALSE | FALSE | [14 empty] | FALSE
|  |  | North | Edwards |  | Hardware |  |  |  | Hardware | TRUE | BATT12-12 |  | 12V 12AH BATTERY | 1 | [12 empty] | #FFFFFFFF |  |  | FALSE | FALSE | FALSE
|  |  | North | Edwards |  | Hardware |  |  |  | Hardware | TRUE | 757A-RR2W |  | Retrofit Ring , 2 Gang Box, WHITE | 1 | [6 empty] | FALSE | [5 empty] | #FFFFFFFF |  |  | FALSE | FALSE | FALSE | [14 empty] | FALSE
NFPA 170 FIRE PHONE |  |  | North | Edwards |  | Fire Phone |  |  |  | Module | TRUE | 6700-0061 |  | Portable Handset, Red, /w 5' coiled cord & plug | 1 | [6 empty] | FALSE | [5 empty] | #FFFF0000 | FA-NFPA 170 FIRE PHONE | 1 | FALSE | FALSE | FALSE | [14 empty] | FALSE
|  |  | North | Edwards |  | Cards & Components |  |  |  | Card | TRUE | 4X-12/S1GY |  | 12 Switch, 12 Grn, 12 Yel Display/Control Module | 1 | 0.002 | 0.038 |  |  |  |  | TRUE | [5 empty] | #FFFFFFFF |  |  | FALSE | FALSE | FALSE | [14 empty] | FALSE
|  |  | North | Edwards |  | Hardware |  |  |  | Hardware | TRUE | CSB4U-1 |  | 4" Standard Detector Base for EC Detectors w/ C-TRIM | 1 | [6 empty] | FALSE | [5 empty] | #FFFFFFFF |  |  | FALSE | FALSE | FALSE | [14 empty] | FALSE
|  |  | North | Edwards |  | Hardware |  |  |  | Hardware | TRUE | 4-CABL0542 | + | Cable, 4-CPU or 4-ANNCPU Without LCD to Inner Door, Edwards | 1 | [12 empty] | #FFFFFFFF |  |  | FALSE | FALSE | FALSE
NFPA 170 FIRE ALARM CONTROL UNIT | RISER FACP |  | North | Edwards |  | Fire Alarm Control Unit |  |  |  | Assembly | TRUE | iO64GL-F |  | FACP, 1 Loop, 64pt, 2 Cl B NACs, gray, 120v, w/ 16 Led, FCdn | 1 | [6 empty] | FALSE | [5 empty] | #FFFF0000 | FA-NFPA 170 FIRE ALARM CONTROL UNIT | 1 | FALSE | FALSE | FALSE | 202 | [8 empty] | 7,12,18,26 |  | 10 |  |  | TRUE
|  |  | North | Edwards |  | Hardware |  |  |  | Hardware | TRUE | RLCM/B-S | + | Surface Box for 3-LCDANN | 1 | [6 empty] | FALSE | [5 empty] | #FFFFFFFF |  |  | FALSE | FALSE | FALSE | [14 empty] | FALSE
|  |  | North | Edwards |  | Cards & Components |  |  |  | Card | TRUE | QS1-1 CPU |  | CPU / LCD Display | 1 | 0.199 | 0.235 |  |  |  |  | TRUE | [5 empty] | #FFFFFFFF |  |  | FALSE | FALSE | FALSE | [14 empty] | FALSE
|  |  | North | Edwards |  | Cards & Components |  |  |  | Card | TRUE | QS8-CPU-2-DT |  | OBSOLETE - CPU/Display with 2 Annunciator Option Space, Belgian Dutch | 1 | [6 empty] | TRUE | [5 empty] | #FFFFFFFF |  |  | FALSE | FALSE | FALSE | [14 empty] | FALSE
NFPA 170 END OF LINE DEVICE |  |  | North | Edwards |  | End-of-Line Device |  |  |  | Module | TRUE | EOL3.6-1.1 |  | UL listed EOL, One 3K6, One 1K1, Wtfl & Sup'y | 1 | [6 empty] | FALSE | [5 empty] | #FFFF0000 | FA-NFPA 170 END OF LINE DEVICE | 1 | FALSE | FALSE | FALSE | 5050 | [13 empty] | FALSE
|  |  | North | Edwards |  | Hardware |  |  |  | Hardware | TRUE | 3-RCCEQ50 |  | Seismic battery hold-down for 18, 26, & 50 AH in RCC cabinet | 1 | [12 empty] | #FFFFFFFF |  |  | FALSE | FALSE | FALSE
|  |  | North | Edwards |  | Hardware |  |  |  | Hardware | TRUE | QS1-1-G-1-SP |  | OBSOLETE - FAP w/ 1 Option Card Space, Gray, Spanish | 1 | [6 empty] | FALSE | [5 empty] | #FFFFFFFF |  |  | FALSE | FALSE | FALSE | [14 empty] | FALSE
NFPA 170 SMOKE DETECTOR |  |  | North | Edwards |  | Smoke Detector |  |  |  | Module | TRUE | SIGA-PD w/SIGA-SB BASE | ++ | Photoelectric smoke detector | 1 | 3.2e-05 | 3.2e-05 |  |  |  |  | FALSE | TRUE |  |  |  |  | #FFFF0000 | FA-NFPA 170 SMOKE DETECTOR | 1 | FALSE | FALSE | FALSE | 1408 | [13 empty] | FALSE
|  |  | North | Edwards |  | Hardware |  |  |  | Hardware | TRUE | EVSSP |  | Signal Silence Push Button | 1 | [6 empty] | FALSE | [5 empty] | #FFFFFFFF |  |  | FALSE | FALSE | FALSE | [14 empty] | FALSE
NFPA 170 SMOKE DETECTOR |  |  | North | Edwards |  | Smoke Detector |  |  |  | Module | TRUE | EC2-OS w/EC2-SB4 BASE | + | Smoke detector, photoelectric, two-wire | 1 | 8.8e-05 | 0.06 |  |  |  |  | FALSE | TRUE |  |  |  |  | #FFFF0000 | FA-NFPA 170 SMOKE DETECTOR | 1 | FALSE | FALSE | FALSE | 1408 | [13 empty] | FALSE
NFPA 170 HORN STROBE |  |  | North | Edwards |  | Horn/Strobe |  |  |  | Module | TRUE | GL1WF-HDVMC |  | Temporal Horn-Strobe, FIRE, white, 15, 30, 75, 110 cd | 1 | [6 empty] | FALSE | [5 empty] | #FF0070C0 | FA-NFPA 170 HORN STROBE | 1 | FALSE | FALSE | FALSE | 2012 | [13 empty] | FALSE
|  |  | North | Edwards |  | Hardware |  |  |  | Hardware | TRUE | 3-CAB7DR-E |  | Red Door Assembly for 3-CAB7, EN-54 Compliance | 1 | [6 empty] | FALSE | [5 empty] | #FFFFFFFF |  |  | FALSE | FALSE | FALSE | [14 empty] | FALSE
|  |  | North | Edwards |  | Cards & Components |  |  |  | Card | TRUE | 4-PPS/M-230-E | n | Primary Power Supply 230V, EN-54 Compliance | 1 | [6 empty] | TRUE | [5 empty] | #FFFFFFFF |  |  | FALSE | FALSE | FALSE
|  |  | North | Edwards |  | Hardware |  |  |  | Hardware | TRUE | MN-HSEMD12 |  | EASE modeling exterior direct/reflected energy. Up to (12) 3D buildings overlaid on Google earth map or provided PDF/CAD site topology drawing. Modeling based on 125-2Khz band and provide medium resolution graphics with 3dB steps in propagation for up to (6) acoustic device/array locations onto chloropleth map. Scale limit of this offer is for 4 million square feet venue. | 1 | [6 empty] | FALSE | [5 empty] | #FFFFFFFF |  |  | FALSE | FALSE | FALSE | [14 empty] | FALSE
|  |  | North | Edwards |  | Hardware |  |  |  | Hardware | TRUE | 30817 |  | RDU Wall Enclosure | 1 | [6 empty] | FALSE | [5 empty] | #FFFFFFFF |  |  | FALSE | FALSE | FALSE | [14 empty] | FALSE
NFPA 170 SMOKE CO DETECTOR |  |  | North | Edwards |  | Smoke/CO Detector |  |  |  | Module | TRUE | SIGA-PCD w/SIGA-IB BASE | ++ | Photoelectric smoke and carbon monoxide life safety detector, | 1 | 5.1e-05 | 6.8e-05 |  |  |  |  | FALSE | TRUE |  |  |  |  | #FFFF0000 | FA-NFPA 170 SMOKE CO DETECTOR | 1 | FALSE | FALSE | FALSE | 1408 | [13 empty] | FALSE
|  |  | North | Edwards |  | Cards & Components |  |  |  | Card | TRUE | ANSZSR |  | Relay card, supervision / zone splitter to remote mic | 1 | [6 empty] | TRUE | [5 empty] | #FFFFFFFF |  |  | FALSE | FALSE | FALSE | [14 empty] | FALSE
NFPA 170 HORN |  |  | North | Edwards |  | Horn |  |  |  | Module | TRUE | GL1WF-HD |  | Genesis Horn, 77.1 dBA, White, FIRE | 1 | [6 empty] | FALSE | [5 empty] | #FF0070C0 | FA-NFPA 170 HORN | 1 | FALSE | FALSE | FALSE | 2010 | [13 empty] | FALSE
NFPA 170 SMOKE DETECTOR |  |  | North | Edwards |  | Smoke Detector |  |  |  | Module | TRUE | SIGA-PD w/SIGA-AB4G BASE | ++ | Photoelectric smoke detector | 1 | 3.2e-05 | 3.2e-05 |  |  |  |  | FALSE | TRUE |  |  |  |  | #FFFF0000 | FA-NFPA 170 SMOKE DETECTOR | 1 | FALSE | FALSE | FALSE | 1408 | [13 empty] | FALSE
|  |  | North | Edwards |  | Hardware |  |  |  | Hardware | TRUE | MN-GVANT2 |  | HPSA Stand-Alone Directional antenna kit | 1 | [6 empty] | FALSE | [5 empty] | #FFFFFFFF |  |  | FALSE | FALSE | FALSE | [14 empty] | FALSE
NFPA 170 SPEAKER STROBE |  |  | North | Edwards |  | Speaker/Strobe |  |  |  | Module | TRUE | WG4RN-SVMHC |  | 25/70V Speaker/Strobe, red, n/m, clear, 102, 123, 147, 161 cd | 1 | [6 empty] | FALSE | [5 empty] | #FF0070C0 | FA-NFPA 170 SPEAKER STROBE | 1 | FALSE | FALSE | FALSE | 2019 | [13 empty] | FALSE |  |  | WP
|  |  | North | Edwards |  | Hardware |  |  |  | Hardware | TRUE | 4X-LKS |  | Spanish Template | 1 | [6 empty] | FALSE | [5 empty] | #FFFFFFFF |  |  | FALSE | FALSE | FALSE | [14 empty] | FALSE
NFPA 170 HORN STROBE |  |  | North | Edwards |  | Horn/Strobe |  |  |  | Module | TRUE | G1F-HDV1575 |  | Horn-Strobe, running man, white, "FIRE", 15/75 cd, | 1 | 0 | 0.119 |  |  |  |  | FALSE | [5 empty] | #FF0070C0 | FA-NFPA 170 HORN STROBE | 1 | FALSE | FALSE | FALSE | 2012 | [13 empty] | FALSE
|  |  | North | Edwards | [5 empty] | Card | TRUE | iO1000G-2-SP Mainboard |  | Mainboard for iO1000G-2-SP assembly |  | 0.227 | 0.392 |  |  |  |  | TRUE | [5 empty] | #FFFFFFFF |  |  | FALSE | FALSE | [15 empty] | FALSE
|  |  | North | Edwards | [5 empty] | Card | TRUE | iO1000G-2-PG Mainboard |  | Mainboard for iO1000G-2-PG assembly |  | 0.227 | 0.392 |  |  |  |  | TRUE | [5 empty] | #FFFFFFFF |  |  | FALSE | FALSE | [15 empty] | FALSE
NFPA 170 ADDRESSABLE OUTPUT MODULE |  |  | North | Edwards |  | Addressable Control/Relay |  |  |  | Module | TRUE | SIGA-CR2 | ++ | Signature control relay module, dual terminals, one-gang standard mount | 2 | 0.0001 | 0.0001 |  |  |  |  | FALSE | [5 empty] | #FFFF0000 | FA-NFPA 170 ADDRESSABLE OUTPUT MODULE | 1 | FALSE | FALSE | FALSE | 1100 | [13 empty] | FALSE
NFPA 170 MULTI FUNCTION CABINET |  |  | North | Edwards |  | Enclosure |  |  |  | Assembly | TRUE | MFC-A (MCT2) |  | Multi-Function Cabinet w/ UIO6R and MCT2 | 1 | [6 empty] | FALSE | [5 empty] | #FFFF0000 | FA-NFPA 170 MULTI FUNCTION CABINET | 1 | FALSE | FALSE | FALSE | 400 | [13 empty] | FALSE |  |  | DM
NFPA 170 GAS DETECTOR |  |  | North | Edwards |  | Gas Detection |  |  |  | Module | TRUE | SIGA2-COS w/SIGA-SB BASE | ++ | Carbon Monoxide Detector | 1 | 4.5e-05 | 4.5e-05 |  |  |  |  | FALSE | [5 empty] | #FFFF0000 | FA-NFPA 170 GAS DETECTOR | 1 | FALSE | FALSE | FALSE | 1402 | [13 empty] | FALSE
|  |  | North | Edwards |  | Cards & Components |  |  |  | Card | TRUE | FSP502R Mainboard |  | Mainboard for FSP502R assembly | 1 | 0.104 | 0.224 |  |  |  |  | TRUE | [5 empty] | #FFFFFFFF |  |  | FALSE | FALSE | FALSE | [14 empty] | FALSE
|  |  | North | Edwards |  | Hardware |  |  |  | Hardware | TRUE | 75182SPN |  | 18/2 Solid,OS Red With colored tracer FPLP (Plenum) | 1 | [6 empty] | FALSE | [5 empty] | #FFFFFFFF |  |  | FALSE | FALSE | FALSE | [14 empty] | FALSE
|  |  | North | Edwards |  | Cards & Components |  |  |  | Card | TRUE | SA-USB | ++ | SA-USB Interface Card provides a USB connection to a supported printer or a connection to a PC | 1 | 0.013 | 0.02 |  |  |  |  | TRUE | [5 empty] | #FFFFFFFF |  |  | FALSE | FALSE | FALSE | [14 empty] | FALSE
|  |  | North | Edwards |  | Cards & Components |  |  |  | Card | TRUE | 4X-12RY |  | 12 Red-12 Yellow LED pairs Display Module | 1 | 0.002 | 0.038 |  |  |  |  | TRUE | [5 empty] | #FFFFFFFF |  |  | FALSE | FALSE | FALSE | [14 empty] | FALSE
|  |  | North | Edwards |  | Hardware |  |  |  | Hardware | TRUE | PDX |  | Driver Mounting Extrusion | 1 | [6 empty] | FALSE | [5 empty] | #FFFFFFFF |  |  | FALSE | FALSE | FALSE | [14 empty] | FALSE
|  |  | North | Edwards |  | Hardware |  |  |  | Hardware | TRUE | MN-GVBT1 |  | HPSA 24v battery compliment (2 12V batteries) | 1 | [6 empty] | FALSE | [5 empty] | #FFFFFFFF |  |  | FALSE | FALSE | FALSE | [14 empty] | FALSE
|  |  | North | Edwards |  | Hardware |  |  |  | Hardware | TRUE | 30690 |  | Spare ASD-CM Command Module Main PCB | 1 | [6 empty] | FALSE | [5 empty] | #FFFFFFFF |  |  | FALSE | FALSE | FALSE | [14 empty] | FALSE
|  |  | North | Edwards |  | Hardware |  |  |  | Hardware | TRUE | G4VWN-CVR | ++ | Replacement Appliance Cover, Strobe, White, None | 1 | [12 empty] | #FFFFFFFF |  |  | FALSE | FALSE | FALSE
|  |  | North | Edwards |  | Cards & Components |  |  |  | Card | TRUE | VS1-GL |  | FACP, 1 Loop, 64pt, 2 Cl B NACs, gray, 120v, w/ 8 RY & 8YY LED, Cdn | 1 | [6 empty] | TRUE | [5 empty] | #FFFFFFFF |  |  | FALSE | FALSE | FALSE | [14 empty] | FALSE
|  |  | North | Edwards |  | Hardware |  |  |  | Hardware | TRUE | BP1 |  | Blank Plate, 1 EIA Space | 1 | [6 empty] | FALSE | [5 empty] | #FFFFFFFF |  |  | FALSE | FALSE | FALSE | [14 empty] | FALSE
|  |  | North | Edwards |  | Hardware |  |  |  | Hardware | TRUE | FW-RS25FP |  | License set - Redundant service server . (25 Clients) Auto Added | 1 | [6 empty] | FALSE | [5 empty] | #FFFFFFFF |  |  | FALSE | FALSE | FALSE | [14 empty] | FALSE
|  |  | North | Edwards |  | Hardware |  |  |  | Hardware | TRUE | CM10913 |  | Bulkhead style detachable sampling point. | 1 | [6 empty] | FALSE | [5 empty] | #FFFFFFFF |  |  | FALSE | FALSE | FALSE | [14 empty] | FALSE
NFPA 170 SMOKE CO DETECTOR |  |  | North | Edwards |  | Smoke/CO Detector |  |  |  | Module | TRUE | SIGA-PCD w/SIGA-RB BASE | ++ | Photoelectric smoke and carbon monoxide life safety detector, | 1 | 5.1e-05 | 6.8e-05 |  |  |  |  | FALSE | TRUE |  |  |  |  | #FFFF0000 | FA-NFPA 170 SMOKE CO DETECTOR | 1 | FALSE | FALSE | FALSE | 1408 | [13 empty] | FALSE
NFPA 170 HORN STROBE |  |  | North | Edwards |  | Horn/Strobe |  |  |  | Module | TRUE | WGAVRF-SP | ++ | Outdoor rated horn-strobe, red, feugo | 1 | [6 empty] | FALSE | [5 empty] | #FF0070C0 | FA-NFPA 170 HORN STROBE | 1 | FALSE | FALSE | FALSE | 2012 | [13 empty] | FALSE |  |  | WP
|  |  | North | Edwards |  | Hardware |  |  |  | Hardware | TRUE | SIGA-MP2 |  | Half Footprint Mounting Plate for 2 Double or 4 Single Modules | 1 | [6 empty] | FALSE | [5 empty] | #FFFFFFFF |  |  | FALSE | FALSE | FALSE | [14 empty] | FALSE
|  |  | North | Edwards |  | Hardware |  |  |  | Hardware | TRUE | CSBU-3 |  | Detector Base with Resistor | 1 | [6 empty] | FALSE | [5 empty] | #FFFFFFFF |  |  | FALSE | FALSE | FALSE | [14 empty] | FALSE
NFPA 170 SPEAKER STROBE |  |  | North | Edwards |  | Speaker/Strobe |  |  |  | Module | TRUE | WG4RN-SVMC |  | 25/70V Speaker/Strobe, red, n/m, clear, 15, 29, 70, 87 cd | 1 | [6 empty] | FALSE | [5 empty] | #FF0070C0 | FA-NFPA 170 SPEAKER STROBE | 1 | FALSE | FALSE | FALSE | 2019 | [13 empty] | FALSE |  |  | WP
|  |  | North | Edwards |  | Cards & Components |  |  |  | Card | TRUE | RPM |  | Reverse Polarity Module (NFPA 72B & C) | 1 | 0.02 | 0.27 |  |  |  |  | TRUE | [5 empty] | #FFFFFFFF |  |  | FALSE | FALSE | FALSE | [14 empty] | FALSE
|  |  | North | Edwards |  | Cards & Components |  |  |  | Card | TRUE | F-XTR230 |  | Expander Transformer, 230 Vac, for 10 zone panels only | 1 | [6 empty] | TRUE | [5 empty] | #FFFFFFFF |  |  | FALSE | FALSE | FALSE | [14 empty] | FALSE
|  |  | North | Edwards |  | Cards & Components |  |  |  | Card | TRUE | QS8-CPU-2-SP |  | OBSOLETE - CPU/Display with 2 Annunciator Option Space, Spanish | 1 | [6 empty] | TRUE | [5 empty] | #FFFFFFFF |  |  | FALSE | FALSE | FALSE | [14 empty] | FALSE
|  |  | North | Edwards |  | Hardware |  |  |  | Hardware | TRUE | FW-RCZZWP |  | UPGRADE StandAlone FW-CGSUL WORKSTATION to Redundant CLIENT upgrade | 1 | [6 empty] | FALSE | [5 empty] | #FFFFFFFF |  |  | FALSE | FALSE | FALSE | [14 empty] | FALSE
GenericN CARD ACCESS CONTROL PANEL |  |  | North | Edwards | Security/Access Control | Card Access Control Panel |  |  |  | Module | TRUE | CRC |  | Card Reader Controller, 8000 Cards | 1 | [6 empty] | FALSE | [5 empty] | #FFFF0000 | FA-GenericN CARD ACCESS CONTROL PANEL | 1 | FALSE | FALSE | FALSE | 102 | [13 empty] | FALSE
NFPA 170 SPEAKER STROBE CEILING |  |  | North | Edwards |  | Speaker/Strobe |  |  |  | Module | TRUE | GCWA-S7VMHG |  | 70V Speaker/Strobe white, ALERT, High cd, green | 1 | 0 | 0.502 |  |  |  |  | FALSE | TRUE |  |  |  |  | #FF0070C0 | FA-NFPA 170 SPEAKER STROBE CEILING | 1 | FALSE | FALSE | FALSE | 2020 | [13 empty] | FALSE |  |  | C
|  |  | North | Edwards |  | Hardware |  |  |  | Hardware | TRUE | PT-1P |  | System Printer | 1 | [6 empty] | FALSE | [5 empty] | #FFFFFFFF |  |  | FALSE | FALSE | FALSE | [14 empty] | FALSE
NFPA 170 DOOR HOLDER |  |  | North | Edwards |  | Door Holder |  |  |  | Module | TRUE | 1509-AQN5 |  | Completely Flush, Wall Mount, 24Vac/dc or 120Vac | 1 | 0.015 | [5 empty] | FALSE | [5 empty] | #FFFF0000 | FA-NFPA 170 DOOR HOLDER | 1 | FALSE | FALSE | FALSE | 2500 | [13 empty] | FALSE
NFPA 170 GRAPHIC ANNUNCIATOR PANEL | RISER ANNUNCIATOR |  | North | Edwards |  | Graphic Annunciator |  |  |  | Module | TRUE | FSCBA48 |  | Smoke Ctrl Graphic Annunciator 17.5"w x 38"h viewing area | 1 | [6 empty] | FALSE | [5 empty] | #FFFF0000 | FA-NFPA 170 GRAPHIC ANNUNCIATOR PANEL | 1 | FALSE | FALSE | FALSE | 256 | [13 empty] | FALSE
|  |  | North | Edwards |  | Hardware |  |  |  | Hardware | TRUE | RSA4-COM/D |  | Common Switch & LED Control Module / Graphic | 1 | [6 empty] | FALSE | [5 empty] | #FFFFFFFF |  |  | FALSE | FALSE | FALSE | [14 empty] | FALSE
NFPA 170 FIRE ALARM CONTROL UNIT | RISER FACP |  | North | Edwards |  | Fire Alarm Control Unit |  |  |  | Assembly | TRUE | iO64G-2 |  | FACP, 1 Loop, 64pt, 2 Cl B NACs, gray, 230v | 1 | [6 empty] | FALSE | [5 empty] | #FFFF0000 | FA-NFPA 170 FIRE ALARM CONTROL UNIT | 1 | FALSE | FALSE | FALSE | 202 | [8 empty] | 7,12,18,26 |  | 10 |  |  | TRUE
NFPA 170 ADDRESSABLE INPUT OUTPUT |  |  | North | Edwards |  | Addressable Module |  |  |  | Module | TRUE | SIGA-IO | ++ | Input/Output Module | 1 | 0.00025 | 0.00043 |  |  |  |  | FALSE | [5 empty] | #FFFF0000 | FA-NFPA 170 ADDRESSABLE INPUT OUTPUT | 1 | FALSE | FALSE | FALSE | 1200 | [13 empty] | FALSE
NFPA 170 SMOKE HEAT DETECTOR |  |  | North | Edwards |  | Smoke/Heat Detector |  |  |  | Module | TRUE | SIGA-PHD w/SIGA-AB4G-LF BASE | ++ | Photoelectric smoke and heat detector, 135F w/15F/min ROR | 1 | 5.1e-05 | 6.8e-05 |  |  |  |  | FALSE | TRUE |  |  |  |  | #FFFF0000 | FA-NFPA 170 SMOKE HEAT DETECTOR | 1 | FALSE | FALSE | FALSE | 1408 | [13 empty] | FALSE |  |  | LF
|  |  | North | Edwards |  | Hardware |  |  |  | Hardware | TRUE | MN-HSEMN24 |  | EASE modeling interior direct/reflected energy. Up to (24) interior 3D substructures overlaid on provided PDF/CAD plan view drawing. Modeling based on 125-2Khz band and provide medium resolution graphics with 3dB steps in propagation for up to (16) acoustic device/array locations onto chloropleth map. Scale limit of this offer is for 500,000 square foot venue. | 1 | [6 empty] | FALSE | [5 empty] | #FFFFFFFF |  |  | FALSE | FALSE | FALSE | [14 empty] | FALSE
|  |  | North | Edwards |  | Cards & Components |  |  |  | Card | TRUE | 3-24G |  | 24 Grn LED Display Mod | 1 | 0.002 | 0.038 |  |  |  |  | TRUE | [5 empty] | #FFFFFFFF |  |  | FALSE | FALSE | FALSE | [14 empty] | FALSE
|  |  | North | Edwards | [5 empty] | Assembly | TRUE | QS4-5-R-1 |  | FAP w/ 5 Option Card Space, Red | 1 | [6 empty] | FALSE | [5 empty] | #FFFFFFFF |  |  | FALSE | FALSE | FALSE | [14 empty] | FALSE
NFPA 170 SPEAKER STROBE CEILING |  |  | North | Edwards |  | Speaker/Strobe |  |  |  | Module | TRUE | GCHFRN-S2VMCH |  | 25V Speaker/Strobe, red, 95, 115, 150, 177 cd | 1 | 0 | 0.342 |  |  |  |  | FALSE | TRUE |  |  |  |  | #FF0070C0 | FA-NFPA 170 SPEAKER STROBE CEILING | 1 | FALSE | FALSE | FALSE | 2020 | [13 empty] | FALSE |  |  | C
|  |  | North | Edwards |  | Cards & Components |  |  |  | Card | TRUE | QS8-CPU-1-DT |  | OBSOLETE - CPU/Display with 1 Annunciator Option Space, Belgian Dutch | 1 | [6 empty] | TRUE | [5 empty] | #FFFFFFFF |  |  | FALSE | FALSE | FALSE | [14 empty] | FALSE
NFPA 170 AMPLIFIER RACK |  |  | North | Edwards |  | Amplifier |  |  |  | Assembly | TRUE | 90272A-801 | ++ | Encompass LT 300W Cabinet w/IP | 1 | [6 empty] | TRUE | [5 empty] | #FFFF0000 | FA-NFPA 170 AMPLIFIER RACK | 1 | FALSE | FALSE | FALSE | [17 empty] | 5 AMP REQ'D
|  |  | North | Edwards |  | Hardware |  |  |  | Hardware | TRUE | EVDRILL |  | Drill Switch | 1 | [6 empty] | FALSE | [5 empty] | #FFFFFFFF |  |  | FALSE | FALSE | FALSE | [14 empty] | FALSE
|  |  | North | Edwards |  | Hardware |  |  |  | Hardware | TRUE | QS-SCS |  | OBSOLETE - PC Based Site Configuration Software EN-54 | 1 | [6 empty] | FALSE | [5 empty] | #FFFFFFFF |  |  | FALSE | FALSE | FALSE | [14 empty] | FALSE
|  |  | North | Edwards |  | Cards & Components |  |  |  | Card | TRUE | 3-BPS/M-230 | n | Booster Power Supply 230V | 1 | 0.05 | 0.05 |  |  |  |  | TRUE | [5 empty] | #FFFFFFFF |  |  | FALSE | FALSE | FALSE
|  |  | North | Edwards |  | Hardware |  |  |  | Hardware | TRUE | WG4GSKT |  | Replacement mounting gasket for Genesis WG4 (wpf) | 1 | [6 empty] | FALSE | [5 empty] | #FFFFFFFF |  |  | FALSE | FALSE | FALSE | [14 empty] | FALSE |  |  | WP
NFPA 170 HORN STROBE CEILING |  |  | North | Edwards |  | Horn/Strobe |  |  |  | Module | TRUE | GCWN-HDVMHB |  | MNEC Horn-Strobe, white, no markings, 95-177 cd, blue | 1 | 0 | 0.341 |  |  |  |  | FALSE | TRUE |  |  |  |  | #FF0070C0 | FA-NFPA 170 HORN STROBE CEILING | 1 | FALSE | FALSE | FALSE | 2013 | [13 empty] | FALSE |  |  | C
NFPA 170 CHIME |  |  | North | Edwards |  | Chime |  |  |  | Module | TRUE | G1-C |  | Chime, running man, white | 1 | 0 | 0.019 |  |  |  |  | FALSE | [5 empty] | #FFFF0000 | FA-NFPA 170 CHIME | 1 | FALSE | FALSE | FALSE | 2003 | [13 empty] | FALSE
|  |  | North | Edwards |  | Hardware |  |  |  | Hardware | TRUE | EVKE |  | Enable Key Switch | 1 | [6 empty] | FALSE | [5 empty] | #FFFFFFFF |  |  | FALSE | FALSE | FALSE | [14 empty] | FALSE
NFPA 170 LOCAL OPERATOR CONSOLE | RISER LOC |  | North | Edwards |  | Local Operator Console |  |  |  | Module | TRUE | 4-6ANN LOC | 2207082 | LOC Assembly - Configuration 2207082 | 1 | 0.303 | 0.386 |  |  |  |  | FALSE | [5 empty] | #FFFF0000 | FA-NFPA 170 LOCAL OPERATOR CONSOLE | 1 | FALSE | FALSE | FALSE | 255 | [13 empty] | FALSE
NFPA 170 MANUAL PULL |  |  | North | Edwards |  | Manual Station |  |  |  | Module | TRUE | SIGA-278 | ++ | Double Action Fire Alarm Station | 1 | 0.00025 | 0.0004 |  |  |  |  | FALSE | [5 empty] | #FFFF0000 | FA-NFPA 170 MANUAL PULL | 1 | FALSE | FALSE | FALSE | 957 | [13 empty] | FALSE |  |  | 278
|  |  | North | Edwards |  | Cards & Components |  |  |  | Card | TRUE | RLED24 Mainboard |  | Mainboard for RLED24 assembly | 1 | 0.006 | 0.034 |  |  |  |  | TRUE | [5 empty] | #FFFFFFFF |  |  | FALSE | FALSE | FALSE | [14 empty] | FALSE
NFPA 170 FIRE ALARM CONTROL UNIT | RISER FACP |  | North | Edwards |  | Fire Alarm Control Unit |  |  |  | Assembly | TRUE | iO1000G |  | FACP, 1-4 Loop, 1000pt max, 4 Cl B NACs, gray, 120v | 1 | [6 empty] | FALSE | [5 empty] | #FFFF0000 | FA-NFPA 170 FIRE ALARM CONTROL UNIT | 1 | FALSE | FALSE | FALSE | 202 | [8 empty] | 7,12,18 |  |  |  |  | TRUE
|  |  | North | Edwards |  | Hardware |  |  |  | Hardware | TRUE | MN-GVANT1 |  | HPSA Stand-Alone Omni-directional antenna kit | 1 | [6 empty] | FALSE | [5 empty] | #FFFFFFFF |  |  | FALSE | FALSE | FALSE | [14 empty] | FALSE
NFPA 170 AMPLIFIER RACK | RISER AMP |  | North | Edwards |  | Amplifier |  |  |  | Assembly | TRUE | ANS50XG |  | 50W Audio Expander Panel, Gray | 1 | [6 empty] | FALSE | [5 empty] | #FFFF0000 | FA-NFPA 170 AMPLIFIER RACK | 1 | FALSE | FALSE | FALSE | 300 | [8 empty] | 7,12,18 |  |  |  |  | TRUE
|  |  | North | Edwards |  | Hardware |  |  |  | Hardware | TRUE | CM10943 |  | Sampling Point Assembly, detachable remote sampling point | 1 | [6 empty] | FALSE | [5 empty] | #FFFFFFFF |  |  | FALSE | FALSE | FALSE | [14 empty] | FALSE
|  |  | North | Edwards |  | Hardware |  |  |  | Hardware | TRUE | 2250004 |  | EMI Filter/Ferrite Cable Clamp (CPU to SL cable) | 1 | [6 empty] | FALSE | [5 empty] | #FFFFFFFF |  |  | FALSE | FALSE | FALSE | [14 empty] | FALSE
NFPA 170 HEAT DETECTOR |  |  | North | Edwards |  | Heat Detector |  |  |  | Module | TRUE | SIGA2-HRS w/SIGA-IB BASE | ++ | Heat Detector, 15F ROR, 135F Fixed Temperature | 1 | 4.5e-05 | 4.5e-05 |  |  |  |  | FALSE | [5 empty] | #FFFF0000 | FA-NFPA 170 HEAT DETECTOR | 1 | FALSE | FALSE | FALSE | 1403 | [13 empty] | FALSE
NFPA 170 FIRE ALARM CONTROL UNIT | RISER FACP |  | North | Edwards |  | Fire Alarm Control Unit |  |  |  | Assembly | TRUE | iO500RD | ++ | FACP, 1 Loop, 500pt max, 4 Cl B NACs, red, w/dialer, 120v | 1 | [6 empty] | FALSE | [5 empty] | #FFFF0000 | FA-NFPA 170 FIRE ALARM CONTROL UNIT | 1 | FALSE | FALSE | FALSE | 202 | [8 empty] | 7,12,18,26 |  | 18 |  |  | TRUE
NFPA 170 SPEAKER STROBE CEILING |  |  | North | Edwards |  | Speaker/Strobe |  |  |  | Module | TRUE | 965-3A-4RW |  | 30cd Strobe, 4" Round Cone, 70V .25 .5, 1, 2w | 1 | [6 empty] | FALSE | TRUE |  |  |  |  | #FF0070C0 | FA-NFPA 170 SPEAKER STROBE CEILING | 1 | FALSE | FALSE | FALSE | 2020 | [13 empty] | FALSE |  |  | C
|  |  | North | Edwards |  | Cards & Components |  |  |  | Card | TRUE | 4-24L12S | + | 24 Indicator 12 Control Display Module | 1 | 0.00852 | 0.00852 |  |  |  |  | TRUE | [5 empty] | #FFFFFFFF |  |  | FALSE | FALSE | FALSE
|  |  | North | Edwards |  | Cards & Components |  |  |  | Card | TRUE | 4-ANNCPU | ++ | Annunciator Central Processor Unit (CPU) | 1 | 0.125 | 0.125 |  |  |  |  | TRUE | [5 empty] | #FFFFFFFF |  |  | FALSE | FALSE | FALSE
|  |  | North | Edwards |  | Hardware |  |  |  | Hardware | TRUE | QSC-5-G-1-FR |  | OBSOLETE - FAP w/ 5 Option Card Spaces, Gray, French | 1 | [6 empty] | FALSE | [5 empty] | #FFFFFFFF |  |  | FALSE | FALSE | FALSE | [14 empty] | FALSE
NFPA 170 HEAT DETECTOR |  |  | North | Edwards |  | Heat Detector |  |  |  | Module | TRUE | SIGA-HRD w/SIGA-AB4G-LF BASE | ++ | Intelligent fixed temperature/Rate-of-rise heat detector, Audible Sounder Base | 1 | 5.1e-05 | 6.8e-05 |  |  |  |  | FALSE | [5 empty] | #FFFF0000 | FA-NFPA 170 HEAT DETECTOR | 1 | FALSE | FALSE | FALSE | 1403 | [13 empty] | FALSE |  |  | LF
|  |  | North | Edwards |  | Hardware |  |  |  | Hardware | TRUE | LKC-6 |  | CO2 - Ceiling Orientation | 1 | [6 empty] | FALSE | [5 empty] | #FFFFFFFF |  |  | FALSE | FALSE | FALSE | [14 empty] | FALSE
|  |  | North | Edwards |  | Hardware |  |  |  | Hardware | TRUE | 12V24A |  | 26 AH Battery | 1 | [12 empty] | #FFFFFFFF |  |  | FALSE | FALSE | FALSE
|  |  | North | Edwards |  | Cards & Components |  |  |  | Card | TRUE | QSC-CPU-2-PG |  | OBSOLETE - CPU/Display with 2 Annunciator Option Space, Portuguese | 1 | [6 empty] | TRUE | [5 empty] | #FFFFFFFF |  |  | FALSE | FALSE | FALSE | [14 empty] | FALSE
|  |  | North | Edwards |  | Hardware |  |  |  | Hardware | TRUE | 702U |  | 6" Universal Base, 700 Series /w 6 terminals for all heads | 1 | [6 empty] | FALSE | [5 empty] | #FFFFFFFF |  |  | FALSE | FALSE | FALSE | [14 empty] | FALSE
NFPA 170 HORN STROBE |  |  | North | Edwards |  | Horn/Strobe |  |  |  | Module | TRUE | WG4WN-HVMC |  | Outdoor rated horn-strobe, white without marking, clear lens | 1 | 0 | 0.393 |  |  |  |  | FALSE | [5 empty] | #FF0070C0 | FA-NFPA 170 HORN STROBE | 1 | FALSE | FALSE | FALSE | 2012 | [13 empty] | FALSE |  |  | WP
|  |  | North | Edwards |  | Hardware |  |  |  | Hardware | TRUE | 757A-WBW |  | Weatherproof Box - WHITE. | 1 | [6 empty] | FALSE | [5 empty] | #FFFFFFFF |  |  | FALSE | FALSE | FALSE | [14 empty] | FALSE
NFPA 170 SPEAKER WALL |  |  | North | Edwards |  | Speaker |  |  |  | Module | TRUE | MN-GVD12 |  | Exterior directional HPSA /w ctrl & battery cabinet, 1200W, 270° | 1 | [6 empty] | FALSE | [5 empty] | #FF0070C0 | FA-NFPA 170 SPEAKER WALL | 1 | FALSE | FALSE | FALSE | 2021 | [13 empty] | FALSE
|  |  | North | Edwards |  | Hardware |  |  |  | Hardware | TRUE | 403-7A-R |  | Bell/Strobe Plate, 24Vdc, 15/75cdWC | 1 | [6 empty] | FALSE | [5 empty] | #FFFFFFFF |  |  | FALSE | FALSE | FALSE | [14 empty] | FALSE
NFPA 170 END OF LINE DEVICE |  |  | North | Edwards |  | End-of-Line Device |  |  |  | Module | TRUE | EOL-47 |  | 47K EOL Assembly, UL Approved | 1 | [6 empty] | FALSE | [5 empty] | #FFFF0000 | FA-NFPA 170 END OF LINE DEVICE | 1 | FALSE | FALSE | FALSE | 5050 | [13 empty] | FALSE
|  |  | North | Edwards |  | Hardware |  |  |  | Hardware | TRUE | 6261-003 |  | Air Sampling Tube - 42" long | 1 | [6 empty] | FALSE | [5 empty] | #FFFFFFFF |  |  | FALSE | FALSE | FALSE | [14 empty] | FALSE
|  |  | North | Edwards |  | Cards & Components |  |  |  | Card | TRUE | MN-HSMP300DF170 |  | 300 Watt Indoor-only Omni-directional loudspeaker w/int70.7 VRMS transformer | 1 | [6 empty] | TRUE | [5 empty] | #FFFFFFFF |  |  | FALSE | FALSE | FALSE | [14 empty] | FALSE
NFPA 170 BELL |  |  | North | Edwards |  | Bell |  |  |  | Module | TRUE | 439D-8AW |  | Bell, 8" 24Vdc, Gray | 1 | [6 empty] | FALSE | [5 empty] | #FFFF0000 | FA-NFPA 170 BELL | 1 | FALSE | FALSE | FALSE | 2000 | [13 empty] | FALSE
|  |  | North | Edwards |  | Hardware |  |  |  | Hardware | TRUE | QS8-12-G-2E-BR |  | OBSOLETE - FAP w/ 12 Option Card Space, Gray, EN-54, British, 230V | 1 | [6 empty] | FALSE | [5 empty] | #FFFFFFFF |  |  | FALSE | FALSE | FALSE | [14 empty] | FALSE
NFPA 170 FIRE ALARM CONTROL UNIT | RISER FACP |  | North | Edwards |  | Fire Alarm Control Unit |  |  |  | Assembly | TRUE | iO64R |  | FACP, 1 Loop, 64pt, 2 Cl B NACs, red, 120v | 1 | [6 empty] | FALSE | [5 empty] | #FFFF0000 | FA-NFPA 170 FIRE ALARM CONTROL UNIT | 1 | FALSE | FALSE | FALSE | 202 | [8 empty] | 7,12,18,26 |  | 10 |  |  | TRUE
|  |  | North | Edwards |  | Cards & Components |  |  |  | Card | TRUE | 2-PPS |  | OBSOLETE - 4.5A Primary Power Supply | 1 | [6 empty] | TRUE | [5 empty] | #FFFFFFFF |  |  | FALSE | FALSE | FALSE | [14 empty] | FALSE
NFPA 170 HORN STROBE CEILING |  |  | North | Edwards |  | Horn/Strobe |  |  |  | Module | TRUE | GCWA-HDVMHG |  | MNEC Horn-Strobe, white, ALERT, 95-177 cd, green | 1 | 0 | 0.341 |  |  |  |  | FALSE | TRUE |  |  |  |  | #FF0070C0 | FA-NFPA 170 HORN STROBE CEILING | 1 | FALSE | FALSE | FALSE | 2013 | [13 empty] | FALSE |  |  | C
|  |  | North | Edwards |  | Cards & Components |  |  |  | Card | TRUE | SAN-CPU |  | Annunciator CPU and Power Card, EST2 | 1 | 0.054 | 0.054 |  |  |  |  | TRUE | [5 empty] | #FFFFFFFF |  |  | FALSE | FALSE | FALSE | [14 empty] | FALSE
NFPA 170 SMOKE HEAT DETECTOR |  |  | North | Edwards |  | Smoke/Heat Detector |  |  |  | Module | TRUE | EC2-OSH w/EC2-SB BASE | + | Smoke & Heat detector, photoelectric, two-wire w/integral 135 heat | 1 | 8.8e-05 | 0.06 |  |  |  |  | FALSE | TRUE |  |  |  |  | #FFFF0000 | FA-NFPA 170 SMOKE HEAT DETECTOR | 1 | FALSE | FALSE | FALSE | 1408 | [13 empty] | FALSE
|  |  | North | Edwards |  | Cards & Components |  |  |  | Card | TRUE | QS2-CPU-1-IT |  | OBSOLETE - CPU/Display with 1 Annunciator Option Space, Italian | 1 | [6 empty] | TRUE | [5 empty] | #FFFFFFFF |  |  | FALSE | FALSE | FALSE | [14 empty] | FALSE
|  |  | North | Edwards |  | Hardware |  |  |  | Hardware | TRUE | 1500-12 |  | Catch plate extension assembly, 7.5 to 12" | 1 | [6 empty] | FALSE | [5 empty] | #FFFFFFFF |  |  | FALSE | FALSE | FALSE | [14 empty] | FALSE
NFPA 170 SPEAKER STROBE CEILING |  |  | North | Edwards |  | Speaker/Strobe |  |  |  | Module | TRUE | GCWN-S7VMHR |  | 70V Speaker/Strobe white, no markings, High cd, red | 1 | 0 | 0.342 |  |  |  |  | FALSE | TRUE |  |  |  |  | #FF0070C0 | FA-NFPA 170 SPEAKER STROBE CEILING | 1 | FALSE | FALSE | FALSE | 2020 | [13 empty] | FALSE |  |  | C
NFPA 170 SMOKE HEAT CO DETECTOR |  |  | North | Edwards |  | Smoke/Heat/CO Detector |  |  |  | Module | TRUE | SIGA2-PHCOS w/SIGA-AB4GT BASE | ++ | Photoelectric Smoke / Heat / Carbon Monoxide Detector | 1 | 7e-05 | 7e-05 |  |  |  |  | FALSE | TRUE |  |  |  |  | #FFFF0000 | FA-NFPA 170 SMOKE HEAT CO DETECTOR | 1 | FALSE | FALSE | FALSE | 1410 | [13 empty] | FALSE
|  |  | North | Edwards | [5 empty] | Card | TRUE | iO1000R-2 Mainboard |  | Mainboard for iO1000R-2 assembly |  | 0.227 | 0.392 |  |  |  |  | TRUE | [5 empty] | #FFFFFFFF |  |  | FALSE | FALSE | [15 empty] | FALSE
NFPA 170 FIRE ALARM CONTROL UNIT | RISER FACP |  | North | Edwards |  | Fire Alarm Control Unit |  |  |  | Assembly | TRUE | FSP302GD |  | FACP - 3 Cl 'B' IDCs, 2 Cl 'B' NACs, 120V, Dialer, Gray | 1 | [6 empty] | FALSE | [5 empty] | #FFFF0000 | FA-NFPA 170 FIRE ALARM CONTROL UNIT | 1 | FALSE | FALSE | FALSE | 202 | [8 empty] | 7,12,18 |  |  |  |  | TRUE
NFPA 170 SPEAKER STROBE |  |  | North | Edwards |  | Speaker/Strobe |  |  |  | Module | TRUE | 757-8A-SS25W |  | 110cdW, 60cdC Strobe, Cone Speaker, 25V .25 .5, 1, 2w | 1 | [6 empty] | FALSE | [5 empty] | #FF0070C0 | FA-NFPA 170 SPEAKER STROBE | 1 | FALSE | FALSE | FALSE | 2019 | [13 empty] | FALSE
|  |  | North | Edwards |  | Hardware |  |  |  | Hardware | TRUE | FW-19LCDWTS |  | 19" Monitor, /w T Scrn,W Format, Blk, Rack Mtg, 1680x1050 | 1 | [6 empty] | FALSE | [5 empty] | #FFFFFFFF |  |  | FALSE | FALSE | FALSE | [14 empty] | FALSE
|  |  | North | Edwards |  | Cards & Components |  |  |  | Card | TRUE | MN-HS16G5PAC |  | 1600 Watt Omni-directional HPSA Assembly (5 of 5 Active Panels) with lockable NEMA 4 amplifier and electronics enclosure. 110V/60Hz operation only. Enclosure equipped with tamper switch. Edwards hard-wire interface included. Accessories are ordered separately. Gray colored speaker head. | 1 | [6 empty] | TRUE | [5 empty] | #FFFFFFFF |  |  | FALSE | FALSE | FALSE | [14 empty] | FALSE
NFPA 170 STROBE WALL |  |  | North | Edwards |  | Strobe |  |  |  | Module | TRUE | WGVWA | ++ | Outdoor rated strobe, white, alert | 1 | [6 empty] | FALSE | [5 empty] | #FF0070C0 | FA-NFPA 170 STROBE WALL | 1 | FALSE | FALSE | FALSE | 2023 | [13 empty] | FALSE |  |  | WP
|  |  | North | Edwards |  | Hardware |  |  |  | Hardware | TRUE | 512-1 |  | Backbox for 512-A Grill | 1 | [6 empty] | FALSE | [5 empty] | #FFFFFFFF |  |  | FALSE | FALSE | FALSE | [14 empty] | FALSE
|  |  | North | Edwards |  | Cards & Components |  |  |  | Card | TRUE | MN-HS32G3P |  | 1920 Watt Non-Omni directional HPSA Assembly (3 of 5 Active Panels) with lockable NEMA 4 amplifier, 110V/60 Hz. inverter/battery charger and electronics enclosure, lockable NEMA 4 battery enclosure (w/o batteries). Enclosures equipped with tamper switches. AC powered amplifier with DC backup. Edwards hard-wire interface included. Batteries and accessories are ordered separately. Gray colored speaker head. | 1 | [6 empty] | TRUE | [5 empty] | #FFFFFFFF |  |  | FALSE | FALSE | FALSE | [14 empty] | FALSE
|  |  | North | Edwards |  | Hardware |  |  |  | Hardware | TRUE | 454736ARE |  | 16/2 Solid Twisted, OS, Red-Jacket FPLR | 1 | [6 empty] | FALSE | [5 empty] | #FFFFFFFF |  |  | FALSE | FALSE | FALSE | [14 empty] | FALSE
|  |  | North | Edwards |  | Cards & Components |  |  |  | Card | TRUE | 2-AAC |  | OBSOLETE - Audio Controller | 1 | [6 empty] | TRUE | [5 empty] | #FFFFFFFF |  |  | FALSE | FALSE | FALSE | [14 empty] | FALSE
NFPA 170 HORN |  |  | North | Edwards |  | Horn |  |  |  | Module | TRUE | 5522MD-AW | + | Horn, Diode Polarized, 24VDC | 1 |  | 0.95 |  |  |  |  | FALSE | [5 empty] | #FF0070C0 | FA-NFPA 170 HORN | 1 | FALSE | FALSE | FALSE | 2010 | [13 empty] | FALSE
NFPA 170 SPEAKER CEILING |  |  | North | Edwards |  | Speaker |  |  |  | Module | TRUE | GC-S7 |  | 70V Speaker, White, running man | 1 | [6 empty] | FALSE | TRUE |  |  |  |  | #FF0070C0 | FA-NFPA 170 SPEAKER CEILING | 1 | FALSE | FALSE | FALSE | 2019 | [13 empty] | FALSE |  |  | C
|  |  | North | Edwards |  | Hardware |  |  |  | Hardware | TRUE | TRIM-5R |  | Red Flush Mount Trim Ring for QS-5-R-* | 1 | [6 empty] | FALSE | [5 empty] | #FFFFFFFF |  |  | FALSE | FALSE | FALSE | [14 empty] | FALSE
|  |  | North | Edwards |  | Hardware |  |  |  | Hardware | TRUE | 757A-BDF |  | Bi-directional Mounting Frame - RED. | 1 | [6 empty] | FALSE | [5 empty] | #FFFFFFFF |  |  | FALSE | FALSE | FALSE | [14 empty] | FALSE
NFPA 170 STROBE CEILING |  |  | North | Edwards |  | Strobe |  |  |  | Module | TRUE | GCWN-VMBH |  | Strobe, running man, white, 95, 115, 150, 177 cd, BLUE | 1 | 0 | 0.342 |  |  |  |  | FALSE | TRUE |  |  |  |  | #FF0070C0 | FA-NFPA 170 STROBE CEILING | 1 | FALSE | FALSE | FALSE | 2022 | [13 empty] | FALSE
NFPA 170 SMOKE HEAT CO DETECTOR |  |  | North | Edwards |  | Smoke/Heat/CO Detector |  |  |  | Module | TRUE | SIGA2-PHCOS w/SIGA-SB BASE | ++ | Photoelectric Smoke / Heat / Carbon Monoxide Detector | 1 | 7e-05 | 7e-05 |  |  |  |  | FALSE | TRUE |  |  |  |  | #FFFF0000 | FA-NFPA 170 SMOKE HEAT CO DETECTOR | 1 | FALSE | FALSE | FALSE | 1410 | [13 empty] | FALSE
|  |  | North | Edwards |  | Hardware |  |  |  | Hardware | TRUE | MN-HSECCUD |  | ECC Replacement upper door. One used for MN-HS16 & MN-HS32 Series. Two used for MN-HS64 Series. | 1 | [6 empty] | FALSE | [5 empty] | #FFFFFFFF |  |  | FALSE | FALSE | FALSE | [14 empty] | FALSE
|  |  | North | Edwards |  | Hardware |  |  |  | Hardware | TRUE | 3-TAMPRCC |  | Tamper Switch for RCC Cabinet | 1 | [12 empty] | #FFFFFFFF |  |  | FALSE | FALSE | FALSE
NFPA 170 STROBE WALL |  |  | North | Edwards |  | Strobe |  |  |  | Module | TRUE | G1F-VM |  | Wall Strobe, Switch Select 15, 30, 75, 110 cd, white, /w FIRE | 1 | 0 | 0.255 |  |  |  |  | FALSE | [5 empty] | #FF0070C0 | FA-NFPA 170 STROBE WALL | 1 | FALSE | FALSE | FALSE | 2023 | [13 empty] | FALSE
NFPA 170 ADDRESSABLE INPUT MONITOR MODULE |  |  | North | Edwards |  | Addressable Module |  |  |  | Module | TRUE | SIGA-MM1 | ++ | Monitor Module | 1 | 0.00025 | 0.0004 |  |  |  |  | FALSE | [5 empty] | #FFFF0000 | FA-NFPA 170 ADDRESSABLE INPUT MONITOR MODULE | 1 | FALSE | FALSE | FALSE | 1000 | [13 empty] | FALSE
NFPA 170 SMOKE CO DETECTOR |  |  | North | Edwards |  | Smoke/CO Detector |  |  |  | Module | TRUE | SIGA-OSCD w/SIGA-AB4G-LF BASE | ++ | Multisensor Smoke and CO Detector | 1 | 3.2e-05 | 4.5e-05 |  |  |  |  | FALSE | TRUE |  |  |  |  | #FFFF0000 | FA-NFPA 170 SMOKE CO DETECTOR | 1 | FALSE | FALSE | FALSE | 1408 | [13 empty] | FALSE |  |  | LF
NFPA 170 STROBE CEILING |  |  | North | Edwards |  | Strobe |  |  |  | Module | TRUE | GCWA-VMHR |  | Strobe, white, ALERT, 95, 115, 150, 177 cd, red | 1 | 0 | 0.342 |  |  |  |  | FALSE | TRUE |  |  |  |  | #FF0070C0 | FA-NFPA 170 STROBE CEILING | 1 | FALSE | FALSE | FALSE | 2022 | [13 empty] | FALSE |  |  | C
NFPA 170 SPEAKER STROBE |  |  | North | Edwards |  | Speaker/Strobe |  |  |  | Module | TRUE | G4HFRN-S2VMC |  | 25V Speaker/Strobe, Red,15, 30, 75, 110 cd | 1 | 0 | 0.294 |  |  |  |  | FALSE | [5 empty] | #FF0070C0 | FA-NFPA 170 SPEAKER STROBE | 1 | FALSE | FALSE | FALSE | 2019 | [13 empty] | FALSE
NFPA 170 HORN |  |  | North | Edwards |  | Horn |  |  |  | Module | TRUE | G4AWF-FR |  | Wall horn, white, FEU | 1 | [6 empty] | FALSE |  | GRSW-10 |  |  |  | #FF0070C0 | FA-NFPA 170 HORN | 1 | FALSE | FALSE | FALSE | 2010 | [13 empty] | FALSE
|  |  | North | Edwards |  | Cards & Components |  |  |  | Card | TRUE | 4-FWAL-MM | n | SFP Network Media Interface, Multi Mode Fiber | 1 | 0.035 | 0.035 |  |  |  |  | TRUE | [5 empty] | #FFFFFFFF |  |  | FALSE | FALSE | FALSE
NFPA 170 SMOKE CO DETECTOR |  |  | North | Edwards |  | Smoke/CO Detector |  |  |  | Module | TRUE | SIGA-OSCD w/SIGA-RB BASE | ++ | Multisensor Smoke and CO Detector | 1 | 3.2e-05 | 4.5e-05 |  |  |  |  | FALSE | TRUE |  |  |  |  | #FFFF0000 | FA-NFPA 170 SMOKE CO DETECTOR | 1 | FALSE | FALSE | FALSE | 1410 | [13 empty] | FALSE
|  |  | North | Edwards |  | Hardware |  |  |  | Hardware | TRUE | 75162SLN |  | 16/2 Solid, OS printed "Line Signal Cable" CM/FPL | 1 | [6 empty] | FALSE | [5 empty] | #FFFFFFFF |  |  | FALSE | FALSE | FALSE | [14 empty] | FALSE
NFPA 170 HEAT DETECTOR |  |  | North | Edwards |  | Heat Detector |  |  |  | Module | TRUE | SIGA2-HCOS w/SIGA-RB BASE | ++ | Heat / Carbon Monoxide Detector | 1 | 4.5e-05 | 4.5e-05 |  |  |  |  | FALSE | [5 empty] | #FFFF0000 | FA-NFPA 170 HEAT DETECTOR | 1 | FALSE | FALSE | FALSE | 1403 | [13 empty] | FALSE
|  |  | North | Edwards |  | Cards & Components |  |  |  | Card | TRUE | 3-OPS | n | Off Premises Signaling Module | 1 | 0.053 | 0.147 |  |  |  |  | TRUE | [5 empty] | #FFFFFFFF |  |  | FALSE | FALSE | FALSE
NFPA 170 HORN |  |  | North | Edwards |  | Horn |  |  |  | Module | TRUE | WG4WN-H |  | Outdoor rated horn, white without marking | 1 | [6 empty] | FALSE | [5 empty] | #FF0070C0 | FA-NFPA 170 HORN | 1 | FALSE | FALSE | FALSE | 2010 | [13 empty] | FALSE |  |  | WP
|  |  | North | Edwards |  | Hardware |  |  |  | Hardware | TRUE | 2-LFKR |  | OBSOLETE - Red Semi-Flush Trim Kit for 2-WB3R | 1 | [6 empty] | FALSE | [5 empty] | #FFFFFFFF |  |  | FALSE | FALSE | FALSE | [14 empty] | FALSE
NFPA 170 NON ADDRESSABLE RELAY |  |  | North | Edwards |  | Non-Addressable Relay |  |  |  | Module | TRUE | MR701/S |  | SPDT Relay /w LED, & Metal Enclosure | 1 | 0 | 0.03 |  |  |  |  | FALSE | [5 empty] | #FFFF0000 | FA-NFPA 170 NON ADDRESSABLE RELAY | 1 | FALSE | FALSE | FALSE | 1300 | [13 empty] | FALSE
|  |  | North | Edwards |  | Hardware |  |  |  | Hardware | TRUE | 2-WBDR |  | OBSOLETE - Outer and Inner Door for 2-WBR | 1 | [6 empty] | FALSE | [5 empty] | #FFFFFFFF |  |  | FALSE | FALSE | FALSE | [14 empty] | FALSE
NFPA 170 HORN STROBE CEILING |  |  | North | Edwards |  | Horn/Strobe |  |  |  | Module | TRUE | GCWN-HDVMA |  | MNEC Horn-Strobe, white, no markings, 15-95 cd, amber | 1 | 0 | 0.18 |  |  |  |  | FALSE | TRUE |  |  |  |  | #FF0070C0 | FA-NFPA 170 HORN STROBE CEILING | 1 | FALSE | FALSE | FALSE | 2013 | [13 empty] | FALSE |  |  | C
NFPA 170 AMPLIFIER RACK | RISER AMP |  | North | Edwards |  | Cards & Components |  |  |  | Module | TRUE | 1B3-250 | ++ | 250 Watt Amplifier, 120VAC | 1 |  | 22 |  | 250 |  |  | TRUE | [5 empty] | #FFFF0000 | FA-NFPA 170 AMPLIFIER RACK | 1 | FALSE | FALSE | FALSE | [14 empty] | TRUE
NFPA 170 DUCT SMOKE DETECTOR |  |  | North | Edwards |  | Hardware |  |  |  | Module | TRUE | ESD-ST |  | SuperDuct, Sensor (terminals), 4-wire | 1 | [6 empty] | FALSE | [5 empty] | #FFFF0000 | FA-NFPA 170 DUCT SMOKE DETECTOR | 1 | FALSE | FALSE | FALSE | [14 empty] | FALSE |  |  | ST
NFPA 170 HEAT DETECTOR |  |  | North | Edwards |  | Heat Detector |  |  |  | Module | TRUE | 281B-PL |  | Heat Detector, 135 FT, 15F ROR /w plastic mtg plate | 1 | [6 empty] | FALSE | [5 empty] | #FFFF0000 | FA-NFPA 170 HEAT DETECTOR | 1 | FALSE | FALSE | FALSE | 1403 | [13 empty] | FALSE
|  |  | North | Edwards |  | Cards & Components |  |  |  | Card | TRUE | QSC-CPU-2-DT |  | OBSOLETE - CPU/Display with 2 Annunciator Option Space, Belgian Dutch | 1 | [6 empty] | TRUE | [5 empty] | #FFFFFFFF |  |  | FALSE | FALSE | FALSE | [14 empty] | FALSE
|  |  | North | Edwards |  | Hardware |  |  |  | Hardware | TRUE | 4-CAB16D-E |  | Door Assembly for 3-CAB7, EN-54 Compliance | 1 | [12 empty] | #FFFFFFFF |  |  | FALSE | FALSE | FALSE
|  |  | North | Edwards |  | Cards & Components |  |  |  | Card | TRUE | 2-16Y |  | OBSOLETE - 16 Yellow LED Annunciator Module | 1 | [6 empty] | TRUE | [5 empty] | #FFFFFFFF |  |  | FALSE | FALSE | FALSE | [14 empty] | FALSE
NFPA 170 HEAT DETECTOR |  |  | North | Edwards |  | Heat Detector |  |  |  | Module | TRUE | SIGA2-HFS w/SIGA-SB BASE | ++ | Heat Detector, 135F Fixed Temperature | 1 | 4.5e-05 | 4.5e-05 |  |  |  |  | FALSE | [5 empty] | #FFFF0000 | FA-NFPA 170 HEAT DETECTOR | 1 | FALSE | FALSE | FALSE | 1403 | [13 empty] | FALSE
|  |  | North | Edwards |  | Cards & Components |  |  |  | Card | TRUE | 4-NET-MM | + | SFP network media interface, multi mode fiber | 1 | 0.035 | 0.035 |  |  |  |  | TRUE | [5 empty] | #FFFFFFFF |  |  | FALSE | FALSE | FALSE
|  |  | North | Edwards |  | Cards & Components |  |  |  | Card | TRUE | 2-16G8S |  | OBSOLETE - 16 Green, 8 Switch LED Annunciator Module | 1 | [6 empty] | TRUE | [5 empty] | #FFFFFFFF |  |  | FALSE | FALSE | FALSE | [14 empty] | FALSE
|  |  | North | Edwards |  | Hardware |  |  |  | Hardware | TRUE | 6702-10 |  | Fire Phone Wallbox, Red | 1 | [6 empty] | FALSE | [5 empty] | #FFFFFFFF |  |  | FALSE | FALSE | FALSE | [14 empty] | FALSE
|  |  | North | Edwards |  | Cards & Components |  |  |  | Card | TRUE | 4-FWAL-SMH | n | SFP Network Media Interface, Single Mode Fiber, High Power | 1 | 0.035 | 0.035 |  |  |  |  | TRUE | [5 empty] | #FFFFFFFF |  |  | FALSE | FALSE | FALSE
NFPA 170 SPEAKER STROBE |  |  | North | Edwards |  | Speaker/Strobe |  |  |  | Module | TRUE | G4LFRN-HVM | + | Low Frequency(520hz), Red,15,30,75,110 cd | 1 | 0 | 0.176 |  |  |  |  | FALSE | [5 empty] | #FF0070C0 | FA-NFPA 170 SPEAKER STROBE | 1 | FALSE | FALSE | FALSE | 2019 | [13 empty] | FALSE |  |  | LF
|  |  | North | Edwards |  | Cards & Components |  |  |  | Card | TRUE | NETSW-EIS6-SM |  | 10/100 MB Ethernet Network Switching Hub | 1 | [6 empty] | TRUE | [5 empty] | #FFFFFFFF |  |  | FALSE | FALSE | FALSE | [14 empty] | FALSE
|  |  | North | Edwards |  | Hardware |  |  |  | Hardware | TRUE | RACCDR |  | Outer Door for RACCR | 1 | [6 empty] | FALSE | [5 empty] | #FFFFFFFF |  |  | FALSE | FALSE | FALSE | [14 empty] | FALSE
|  |  | North | Edwards |  | Hardware |  |  |  | Hardware | TRUE | 33-30755A |  | Spare Dust Filter for ASD-160H, ASD-320 & ReadySET | 1 | [6 empty] | FALSE | [5 empty] | #FFFFFFFF |  |  | FALSE | FALSE | FALSE | [14 empty] | FALSE
|  |  | North | Edwards |  | Hardware |  |  |  | Hardware | TRUE | 4-CAB8D |  | Door Assembly for 3-CAB5B, Bronze | 1 | [12 empty] | #FFFFFFFF |  |  | FALSE | FALSE | FALSE
|  |  | North | Edwards |  | Hardware |  |  |  | Hardware | TRUE | 6261-001 |  | Air Sampling Tube - 8" long | 1 | [6 empty] | FALSE | [5 empty] | #FFFFFFFF |  |  | FALSE | FALSE | FALSE | [14 empty] | FALSE
|  |  | North | Edwards |  | Hardware |  |  |  | Hardware | TRUE | MN-HSTPMS1 |  | Emitter (loudspeaker) tripod mounting system. 10' tripod with 14' mast. Additional support and guy wires may be necessary. ECC cannot be mounted to this unit. | 1 | [6 empty] | FALSE | [5 empty] | #FFFFFFFF |  |  | FALSE | FALSE | FALSE | [14 empty] | FALSE
|  |  | North | Edwards |  | Cards & Components |  |  |  | Card | TRUE | 3-ZA90 |  | OBSOLETE - 90 Watt Zoned Amplifier | 1 | 0.035 | 4.6 |  |  |  |  | TRUE | [5 empty] | #FFFFFFFF |  |  | FALSE | FALSE | FALSE | [14 empty] | FALSE
|  |  | North | Edwards |  | Cards & Components |  |  |  | Card | TRUE | 4-FWAL4 | n | Firewall Module | 1 | 0.092 | 0.092 |  |  |  |  | TRUE | [5 empty] | #FFFFFFFF |  |  | FALSE | FALSE | FALSE
|  |  | North | Edwards |  | Hardware |  |  |  | Hardware | TRUE | QS8-5-G-2E-DT |  | OBSOLETE - FAP w/ 5 Option Card Space, Gray, EN-54, Belgian Dutch, 230V | 1 | [6 empty] | FALSE | [5 empty] | #FFFFFFFF |  |  | FALSE | FALSE | FALSE | [14 empty] | FALSE
NFPA 170 HORN |  |  | North | Edwards |  | Horn |  |  |  | Module | TRUE | GL1WN-HD |  | Genesis Horn, 77.1 dBA, White | 1 | 0 | 0.037 |  |  |  |  | FALSE | [5 empty] | #FF0070C0 | FA-NFPA 170 HORN | 1 | FALSE | FALSE | FALSE | 2010 | [13 empty] | FALSE
|  |  | North | Edwards |  | Cards & Components |  |  |  | Card | TRUE | 4-24L24S | + | 24 Indicator 24 Control Display Module | 1 | 0.00852 | 0.00852 |  |  |  |  | TRUE | [5 empty] | #FFFFFFFF |  |  | FALSE | FALSE | FALSE
|  |  | North | Edwards |  | Cards & Components |  |  |  | Card | TRUE | 3-EVDVR |  | Driver Module, 24 LEDs, 12 Switches | 1 | 0.005 | 0.005 |  |  |  |  | TRUE | [5 empty] | #FFFFFFFF |  |  | FALSE | FALSE | FALSE | [14 empty] | FALSE
|  |  | North | Edwards |  | Hardware |  |  |  | Hardware | TRUE | FW-NCZZWP |  | UPGRADE FW-CGSUL license to Non-Redundant Server CLIENT license | 1 | [6 empty] | FALSE | [5 empty] | #FFFFFFFF |  |  | FALSE | FALSE | FALSE | [14 empty] | FALSE
NFPA 170 REMOTE INDICATOR |  |  | North | Edwards |  | Remote Indicator |  |  |  | Module | TRUE | EC-LED |  | LED Alarm Indicator | 1 | [6 empty] | FALSE | [5 empty] | #FFFF0000 | FA-NFPA 170 REMOTE INDICATOR | 1 | FALSE | FALSE | FALSE | [14 empty] | FALSE
|  |  | North | Edwards |  | Cards & Components |  |  |  | Card | TRUE | FSRSI |  | Remote System Indicator /w comm ctrl LEDs & silence sw | 1 | 0.017 | 0.056 |  |  |  |  | TRUE | [5 empty] | #FFFFFFFF |  |  | FALSE | FALSE | FALSE | [14 empty] | FALSE
NFPA 170 SPEAKER STROBE |  |  | North | Edwards |  | Speaker/Strobe |  |  |  | Module | TRUE | G4HFWN-S7VMA |  | 70V Speaker/Strobe, White, 15, 30, 75, 110 cd, Amber | 1 | 0 | 0.078 |  |  |  |  | FALSE | [5 empty] | #FF0070C0 | FA-NFPA 170 SPEAKER STROBE | 1 | FALSE | FALSE | FALSE | 2019 | [13 empty] | FALSE
NFPA 170 SPEAKER WALL |  |  | North | Edwards |  | Speaker |  |  |  | Module | TRUE | WGSRF-SP | ++ | Outdoor rated speaker, wall, red, feugo | 1 | [6 empty] | FALSE | FALSE |  |  |  |  | #FF0070C0 | FA-NFPA 170 SPEAKER WALL | 1 | FALSE | FALSE | FALSE | 2021 | [13 empty] | FALSE |  |  | WP
|  |  | North | Edwards |  | Hardware |  |  |  | Hardware | TRUE | 454750ARE |  | 12/2 Solid Twisted,OS, Red-Jacket FPLP (Plenum) | 1 | [6 empty] | FALSE | [5 empty] | #FFFFFFFF |  |  | FALSE | FALSE | FALSE | [14 empty] | FALSE
|  |  | North | Edwards | [5 empty] | Assembly | TRUE | QS4-12-R-1 |  | FAP w/ 12 Option Card Space, Red | 1 | [6 empty] | FALSE | [5 empty] | #FFFFFFFF |  |  | FALSE | FALSE | FALSE | [14 empty] | FALSE
|  |  | North | Edwards |  | Cards & Components |  |  |  | Card | TRUE | ANS50AMD2 |  | 50 Watt audio notification module with DMR and microphone | 1 | 0.15 | 0.8 |  |  |  |  | TRUE | [5 empty] | #FFFFFFFF |  |  | FALSE | FALSE | FALSE | [14 empty] | FALSE
NFPA 170 SPEAKER STROBE |  |  | North | Edwards |  | Speaker/Strobe |  |  |  | Module | TRUE | G4HFRF-S2VMC |  | 25V Speaker/Strobe, Red, FIRE 15, 30, 75, 110 cd, Clear | 1 | 0 | 0.078 |  |  |  |  | FALSE | [5 empty] | #FF0070C0 | FA-NFPA 170 SPEAKER STROBE | 1 | FALSE | FALSE | FALSE | 2019 | [13 empty] | FALSE
NFPA 170 SPEAKER STROBE |  |  | North | Edwards |  | Speaker/Strobe |  |  |  | Module | TRUE | 757-3A-SS70 |  | 30cdW, 15cdC Strobe, Cone Speaker, 70V .25 .5, 1, 2w | 1 | [6 empty] | FALSE | [5 empty] | #FF0070C0 | FA-NFPA 170 SPEAKER STROBE | 1 | FALSE | FALSE | FALSE | 2019 | [13 empty] | FALSE
NFPA 170 SPEAKER STROBE |  |  | North | Edwards |  | Speaker/Strobe |  |  |  | Module | TRUE | G4WN-S2VMA |  | 25V Speaker/Strobe, White, no markings, Multi-cd amber | 1 | 0 | 0.294 |  |  |  |  | FALSE | [5 empty] | #FF0070C0 | FA-NFPA 170 SPEAKER STROBE | 1 | FALSE | FALSE | FALSE | 2019 | [13 empty] | FALSE
|  |  | North | Edwards |  | Cards & Components |  |  |  | Card | TRUE | 3X-ETH2 |  | 10/100 Ethernet port for CS, prog/diag | 1 | 0.042 | 0.054 |  |  |  |  | TRUE | [5 empty] | #FFFFFFFF |  |  | FALSE | FALSE | FALSE | [14 empty] | FALSE
|  |  | North | Edwards |  | Cards & Components |  |  |  | Card | TRUE | 4-ANNAUDTEL | + | Annunciator Audio Telephone Interface Module (Required for Master Only) | 1 | 0.098 | 0.098 |  |  |  |  | TRUE | [5 empty] | #FFFFFFFF |  |  | FALSE | FALSE | FALSE
|  |  | North | Edwards |  | Hardware |  |  |  | Hardware | TRUE | 75182MRNxx |  | 18/2 Solid Red With colored tracer FPLR | 1 | [6 empty] | FALSE | [5 empty] | #FFFFFFFF |  |  | FALSE | FALSE | FALSE | [14 empty] | FALSE
NFPA 170 HEAT DETECTOR |  |  | North | Edwards |  | Heat Detector |  |  |  | Module | TRUE | SIGA-HFS w/SIGA-AB4G BASE | ++ | Heat Detector, 135F Fixed Temperature | 1 | 4.5e-05 | 4.5e-05 |  |  |  |  | FALSE | [5 empty] | #FFFF0000 | FA-NFPA 170 HEAT DETECTOR | 1 | FALSE | FALSE | FALSE | 1403 | [13 empty] | FALSE
|  |  | North | Edwards |  | Hardware |  |  |  | Hardware | TRUE | G4ERB |  | G4 Dual-Strobe Format Surface Box, red | 1 | [6 empty] | FALSE | [5 empty] | #FFFFFFFF |  |  | FALSE | FALSE | FALSE | [14 empty] | FALSE
|  |  | North | Edwards |  | Cards & Components |  |  |  | Card | TRUE | VS1-GL-F |  | FACP, 1 Loop, 64pt, 2 Cl B NACs, gray, 120v, w/ 8 RY & 8YY LED, FCdn | 1 | [6 empty] | TRUE | [5 empty] | #FFFFFFFF |  |  | FALSE | FALSE | FALSE | [14 empty] | FALSE
|  |  | North | Edwards |  | Cards & Components |  |  |  | Card | TRUE | FSRRM24 |  | Remote Relay Module | 1 | 0.026 | 0.07 |  |  |  |  | TRUE | [5 empty] | #FFFFFFFF |  |  | FALSE | FALSE | FALSE | [14 empty] | FALSE
|  |  | North | Edwards |  | Cards & Components |  |  |  | Card | TRUE | 4-COMREL | n | COMMON RELAY MODULE | 1 | 0 | 0.008 |  |  |  |  | TRUE | [5 empty] | #FFFFFFFF |  |  | FALSE | FALSE | FALSE
NFPA 170 HORN |  |  | North | Edwards |  | Horn |  |  |  | Module | TRUE | G4AWF |  | Wall horn, white, FIRE | 1 | [6 empty] | FALSE |  | GRSW-10 |  |  |  | #FF0070C0 | FA-NFPA 170 HORN | 1 | FALSE | FALSE | FALSE | 2010 | [13 empty] | FALSE
NFPA 170 SMOKE DETECTOR |  |  | North | Edwards |  | Smoke Detector |  |  |  | Module | TRUE | SIGA2-PCOS w/SIGA-IB BASE | ++ | Photoelectric Smoke / Carbon Monoxide Detector | 1 | 7e-05 | 7e-05 |  |  |  |  | FALSE | TRUE |  |  |  |  | #FFFF0000 | FA-NFPA 170 SMOKE DETECTOR | 1 | FALSE | FALSE | FALSE | 1408 | [13 empty] | FALSE
|  |  | North | Edwards | [5 empty] | Module | TRUE | SIGA-AB4G-LF | ++ | Low frequency audible (sounder) base for CO and fire detectors | 1 | 0.006 | 0.0764 |  |  |  |  | FALSE | [5 empty] | #FFFFFFFF |  |  | FALSE | FALSE | FALSE | [14 empty] | FALSE |  |  | LF
|  |  | North | Edwards |  | Cards & Components |  |  |  | Card | TRUE | FSP1004R Mainboard |  | Mainboard for FSP1004R assembly | 1 | 0.128 | 0.242 |  |  |  |  | TRUE | [5 empty] | #FFFFFFFF |  |  | FALSE | FALSE | FALSE | [14 empty] | FALSE
|  |  | North | Edwards |  | Hardware |  |  |  | Hardware | TRUE | 74LV004641 |  | 4 Fiber Multi-Mode OFNR | 1 | [6 empty] | FALSE | [5 empty] | #FFFFFFFF |  |  | FALSE | FALSE | FALSE | [14 empty] | FALSE
|  |  | North | Edwards |  | Hardware |  |  |  | Hardware | TRUE | SoftKeyUSB |  | Fire & Access Software CD-ROM and Software USB Key | 1 | [6 empty] | FALSE | [5 empty] | #FFFFFFFF |  |  | FALSE | FALSE | FALSE | [14 empty] | FALSE
|  |  | North | Edwards |  | Hardware |  |  |  | Hardware | TRUE | 2-WB3D |  | OBSOLETE - Outer and Inner Door for 2-WB3 | 1 | [6 empty] | FALSE | [5 empty] | #FFFFFFFF |  |  | FALSE | FALSE | FALSE | [14 empty] | FALSE
NFPA 170 SMOKE DETECTOR |  |  | North | Edwards |  | Smoke Detector |  |  |  | Module | TRUE | EC2-OS w/EC2-RB4 BASE | + | Smoke detector, photoelectric, two-wire | 1 |  | 0.06 |  |  |  |  | FALSE | TRUE |  |  |  |  | #FFFF0000 | FA-NFPA 170 SMOKE DETECTOR | 1 | FALSE | FALSE | FALSE | 1408 | [13 empty] | FALSE
NFPA 170 SPEAKER STROBE |  |  | North | Edwards |  | Speaker/Strobe |  |  |  | Module | TRUE | WGSVRA | ++ | Outdoor rated speaker strobe, wall, red, alert | 1 | [6 empty] | FALSE | FALSE |  |  |  |  | #FF0070C0 | FA-NFPA 170 SPEAKER STROBE | 1 | FALSE | FALSE | FALSE | 2019 | [13 empty] | FALSE |  |  | WP
NFPA 170 SPEAKER STROBE CEILING |  |  | North | Edwards |  | Speaker/Strobe |  |  |  | Module | TRUE | 965-5A-8SW |  | 15cd Strobe, 8" Square Cone, 70V .5, 1, 2, 4w | 1 | [6 empty] | FALSE | TRUE |  |  |  |  | #FF0070C0 | FA-NFPA 170 SPEAKER STROBE CEILING | 1 | FALSE | FALSE | FALSE | 2020 | [13 empty] | FALSE |  |  | C
|  |  | North | Edwards |  | Hardware |  |  |  | Hardware | TRUE | MN-HSMP650EXWARR2 |  | 650 Watt MP extended warranty - 2 years total. Must be ordered when unit is ordered. | 1 | [6 empty] | FALSE | [5 empty] | #FFFFFFFF |  |  | FALSE | FALSE | FALSE | [14 empty] | FALSE
NFPA 170 HEAT DETECTOR |  |  | North | Edwards |  | Heat Detector |  |  |  | Module | TRUE | 282B-PL |  | Heat Detector, 194 FT, 15F ROR /w plastic mtg plate | 1 | [6 empty] | FALSE | [5 empty] | #FFFF0000 | FA-NFPA 170 HEAT DETECTOR | 1 | FALSE | FALSE | FALSE | 1403 | [13 empty] | FALSE
|  |  | North | Edwards |  | Cards & Components |  |  |  | Card | TRUE | QS4-CPU-1-PG |  | CPU/Display with 1 Annunciator Option Space, Portuguese | 1 | 0.199 | 0.235 |  |  |  |  | TRUE | [5 empty] | #FFFFFFFF |  |  | FALSE | FALSE | FALSE | [14 empty] | FALSE
NFPA 170 HORN |  |  | North | Edwards |  | Horn |  |  |  | Module | TRUE | G1AWN |  | Horn, Wall, White, None | 1 | [12 empty] | #FF0070C0 | FA-NFPA 170 HORN | 1 | FALSE | FALSE | FALSE | 2010
|  |  | North | Edwards |  | Hardware |  |  |  | Hardware | TRUE | MPSR-LP |  | Double action cover for MPSR1-D45WX-GE | 1 | [6 empty] | FALSE | [5 empty] | #FFFFFFFF |  |  | FALSE | FALSE | FALSE | [14 empty] | FALSE
|  |  | North | Edwards |  | Cards & Components |  |  |  | Card | TRUE | BPS6A/230 Mainboard |  | Mainboard for BPS6A/230 assembly | 1 | 0.07 | 0.27 |  |  |  |  | TRUE | [5 empty] | #FFFFFFFF |  |  | FALSE | FALSE | FALSE | [14 empty] | FALSE
NFPA 170 SPEAKER WALL |  |  | North | Edwards |  | Speaker |  |  |  | Module | TRUE | G4HFWA-S2 |  | 25V Speaker, White, running man, ALERT | 1 | [6 empty] | FALSE | [5 empty] | #FF0070C0 | FA-NFPA 170 SPEAKER WALL | 1 | FALSE | FALSE | FALSE | 2021 | [13 empty] | FALSE
|  |  | North | Edwards |  | Cards & Components |  |  |  | Card | TRUE | 3X-PMI |  | Audio system control /w mic and control switches, LEDs | 1 | 0.023 | 0.029 |  |  |  |  | TRUE | [5 empty] | #FFFFFFFF |  |  | FALSE | FALSE | FALSE | [14 empty] | FALSE
|  |  | North | Edwards |  | Hardware |  |  |  | Hardware | TRUE | 2-WBS |  | OBSOLETE - Gray Surface Wallbox | 1 | [6 empty] | FALSE | [5 empty] | #FFFFFFFF |  |  | FALSE | FALSE | FALSE | [14 empty] | FALSE
NFPA 170 HEAT DETECTOR |  |  | North | Edwards |  | Heat Detector |  |  |  | Module | TRUE | 284B-PL | F | Heat Detector, 135°F (57°C) Fixed & Rate-of-rise | 1 | [6 empty] | FALSE | TRUE |  |  |  |  | #FFFF0000 | FA-NFPA 170 HEAT DETECTOR | 1 | FALSE | FALSE | FALSE | 1403 | [13 empty] | FALSE
|  |  | North | Edwards |  | Hardware |  |  |  | Hardware | TRUE | 33-30695A |  | Spare ASD-640 Detector Flow Sensor Assembly | 1 | [6 empty] | FALSE | [5 empty] | #FFFFFFFF |  |  | FALSE | FALSE | FALSE | [14 empty] | FALSE
|  |  | North | Edwards |  | Hardware |  |  |  | Hardware | TRUE | MN-HS32SPKHRG5P |  | 3200 Watt HPSA (5 of 5 Active Panels) replacement speaker head - complete | 1 | [6 empty] | FALSE | [5 empty] | #FFFFFFFF |  |  | FALSE | FALSE | FALSE | [14 empty] | FALSE
|  |  | North | Edwards |  | Cards & Components |  |  |  | Card | TRUE | MN-HS32T5P |  | 3200 Watt Omni-directional HPSA Assembly (5 of 5 Active Panels) with lockable NEMA 4 amplifier, 110V, 60 Hz. inverter/battery charger and electronics enclosure, lockable NEMA 4 battery enclosure (w/o batteries). Enclosures equipped with tamper switches. AC powered amplifier with DC backup. Edwards hard-wire interface included. Batteries and accessories are ordered separately. Tan colored speaker head. | 1 | [6 empty] | TRUE | [5 empty] | #FFFFFFFF |  |  | FALSE | FALSE | FALSE | [14 empty] | FALSE
|  |  | North | Edwards |  | Hardware |  |  |  | Hardware | TRUE | MN-GVTRVL1 |  | Travel expenses - call for quote | 1 | [6 empty] | FALSE | [5 empty] | #FFFFFFFF |  |  | FALSE | FALSE | FALSE | [14 empty] | FALSE
|  |  | North | Edwards |  | Hardware |  |  |  | Hardware | TRUE | 6831-3 |  | Frontplate, Surface, Red, Breakglass, Lock | 1 | [6 empty] | FALSE | [5 empty] | #FFFFFFFF |  |  | FALSE | FALSE | FALSE | [14 empty] | FALSE
NFPA 170 HORN STROBE CEILING |  |  | North | Edwards |  | Horn/Strobe |  |  |  | Module | TRUE | WG4RN-HVMHC (C) |  | Outdoor horn-strobe, red w/o marking, high candela, clear lens | 1 | 0 | 0.526 |  |  |  |  | FALSE | TRUE |  |  |  |  | #FF0070C0 | FA-NFPA 170 HORN STROBE CEILING | 1 | FALSE | FALSE | FALSE | 2013 | [13 empty] | FALSE |  |  | C, WP
NFPA 170 MANUAL PULL |  |  | North | Edwards |  | Manual Station |  |  |  | Module | TRUE | 270-SPOWF |  | Pull Station, cast metal, terminals, French | 1 | [6 empty] | FALSE | [5 empty] | #FFFF0000 | FA-NFPA 170 MANUAL PULL | 1 | FALSE | FALSE | FALSE | 957 | [13 empty] | FALSE
|  |  | North | Edwards |  | Hardware |  |  |  | Hardware | TRUE | 30095 |  | Spare Quadra Filter | 1 | [6 empty] | FALSE | [5 empty] | #FFFFFFFF |  |  | FALSE | FALSE | FALSE | [14 empty] | FALSE
|  |  | North | Edwards |  | Hardware |  |  |  | Hardware | TRUE | MN-GVOSS1 |  | HPSA On-site standard installation (excluding pole or electrical service installation), w/o travel | 1 | [6 empty] | FALSE | [5 empty] | #FFFFFFFF |  |  | FALSE | FALSE | FALSE | [14 empty] | FALSE
NFPA 170 FIRE ALARM CONTROL UNIT | RISER FACP |  | North | Edwards |  | Fire Alarm Control Unit |  |  |  | Assembly | TRUE | FSP502GD |  | FACP - 5 Cl 'B' IDCs, 2 Cl 'B' NACs, 120V, Dialer, Gray | 1 | [6 empty] | FALSE | [5 empty] | #FFFF0000 | FA-NFPA 170 FIRE ALARM CONTROL UNIT | 1 | FALSE | FALSE | FALSE | 202 | [8 empty] | 7,12,18 |  |  |  |  | TRUE
NFPA 170 STROBE WALL |  |  | North | Edwards |  | Strobe |  |  |  | Module | TRUE | G4SEWA-B |  | White Strobe Expander, White, ALERT Marking, Blue Lens | 1 | [6 empty] | TRUE | [5 empty] | #FF0070C0 | FA-NFPA 170 STROBE WALL | 1 | FALSE | FALSE | FALSE
|  |  | North | Edwards |  | Hardware |  |  |  | Hardware | TRUE | QS2-1-G-2E-BR |  | OBSOLETE - FAP w/ 1 Option Card Space, Gray, EN-54, British, 230V | 1 | [6 empty] | FALSE | [5 empty] | #FFFFFFFF |  |  | FALSE | FALSE | FALSE | [14 empty] | FALSE
NFPA 170 NON ADDRESSABLE RELAY |  |  | North | Edwards |  | Non-Addressable Relay |  |  |  | Module | TRUE | MR204/C |  | 4 DPDT Relays /w LED & Metal Enclosure | 1 | 0 | 0.14 |  |  |  |  | FALSE | [5 empty] | #FFFF0000 | FA-NFPA 170 NON ADDRESSABLE RELAY | 1 | FALSE | FALSE | FALSE | 1300 | [13 empty] | FALSE
|  |  | North | Edwards |  | Cards & Components |  |  |  | Card | TRUE | MN-FNS4C2F3 |  | 4 Fast Ethernet (RJ45), 2 GB SFP, Layer 3 Lite. 24 VDC. | 1 | 0.418 | 0.418 |  |  |  |  | TRUE | [5 empty] | #FFFFFFFF |  |  | FALSE | FALSE | FALSE | [14 empty] | FALSE
|  |  | North | Edwards |  | Hardware |  |  |  | Hardware | TRUE | 4-CAB16D |  | Door Assembly for 3-CAB7 | 1 | [12 empty] | #FFFFFFFF |  |  | FALSE | FALSE | FALSE
|  |  | North | Edwards |  | Cards & Components |  |  |  | Card | TRUE | 4-NET-SM | + | SFP network media interface, single mode fiber | 1 | 0.005 | 0.005 |  |  |  |  | TRUE | [5 empty] | #FFFFFFFF |  |  | FALSE | FALSE | FALSE
NFPA 170 SPEAKER WALL |  |  | North | Edwards |  | Speaker |  |  |  | Module | TRUE | 90243A-802-06-L | UL1480 HyperSpike LineWave Loudspeaker Array 4 White | HyperSpike UL LineWave line array loudspeaker 4 White | 1 | [12 empty] | #FF0070C0 | FA-NFPA 170 SPEAKER WALL | 1 | FALSE | FALSE | FALSE | 2021 | [16 empty] | X4
ASD MODULASER DETECTOR |  |  | North | Edwards |  | Air Sampling Detection |  |  |  | Assembly | TRUE | FHSD8330-ULF | ++ | LaserSense Modulaser - Detector module | 1 | [6 empty] | TRUE | [5 empty] | #FFFF0000 | FA-ASD MODULASER DETECTOR | 1 | FALSE | FALSE | FALSE | [17 empty] | Det
|  |  | North | Edwards |  | Cards & Components |  |  |  | Card | TRUE | 2-SMK |  | OBSOLETE - Smoke Power Converter | 1 | [6 empty] | TRUE | [5 empty] | #FFFFFFFF |  |  | FALSE | FALSE | FALSE | [14 empty] | FALSE
|  |  | North | Edwards |  | Hardware |  |  |  | Hardware | TRUE | 2-SMDN-C |  | OBSOLETE - LCD Annunciator /w FA controls for SAN mtg, EST2 | 1 | [6 empty] | FALSE | [5 empty] | #FFFFFFFF |  |  | FALSE | FALSE | FALSE | [14 empty] | FALSE
NFPA 170 SMOKE CO DETECTOR |  |  | North | Edwards |  | Smoke/CO Detector |  |  |  | Module | TRUE | SIGA-PCD w/SIGA-AB4G-LF BASE | ++ | Photoelectric smoke and carbon monoxide life safety detector, | 1 | 5.1e-05 | 6.8e-05 |  |  |  |  | FALSE | TRUE |  |  |  |  | #FFFF0000 | FA-NFPA 170 SMOKE CO DETECTOR | 1 | FALSE | FALSE | FALSE | 1408 | [13 empty] | FALSE |  |  | LF
NFPA 170 PRINTER |  |  | North | Edwards |  | Annunciator |  |  |  | Module | TRUE | PT-1S+ |  | System Event Printer | 1 | [6 empty] | TRUE | [5 empty] | #FFFF0000 | FA-NFPA 170 PRINTER | 1 | FALSE | FALSE
|  |  | North | Edwards |  | Hardware |  |  |  | Hardware | TRUE | QS8-5-G-2E-PG |  | OBSOLETE - FAP w/ 5 Option Card Space, Gray, EN-54, Portugues, 230V | 1 | [6 empty] | FALSE | [5 empty] | #FFFFFFFF |  |  | FALSE | FALSE | FALSE | [14 empty] | FALSE
|  |  | North | Edwards |  | Cards & Components |  |  |  | Card | TRUE | iO64R Mainboard |  | Mainboard for iO64R assembly | 1 | 0.155 | 0.204 | 3.75 |  |  |  | TRUE | [5 empty] | #FFFFFFFF |  |  | FALSE | FALSE | FALSE | [14 empty] | FALSE
|  |  | North | Edwards |  | Hardware |  |  |  | Hardware | TRUE | CM10919 |  | Patress style detachable Sampling Point | 1 | [6 empty] | FALSE | [5 empty] | #FFFFFFFF |  |  | FALSE | FALSE | FALSE | [14 empty] | FALSE
NFPA 170 STROBE WALL |  |  | North | Edwards |  | Strobe |  |  |  | Module | TRUE | G4ERN-B |  | Strobe Expander, Red, no markings, blue | 1 | 0 | 0.078 |  |  |  |  | FALSE | [5 empty] | #FF0070C0 | FA-NFPA 170 STROBE WALL | 1 | FALSE | FALSE | FALSE | 2023 | [13 empty] | FALSE
NFPA 170 SPEAKER WALL |  |  | North | Edwards |  | Speaker |  |  |  | Module | TRUE | G4-S7 |  | 70V Speaker, White, running man | 1 | [6 empty] | FALSE | [5 empty] | #FF0070C0 | FA-NFPA 170 SPEAKER WALL | 1 | FALSE | FALSE | FALSE | 2021 | [13 empty] | FALSE
NFPA 170 HORN |  |  | North | Edwards |  | Horn |  |  |  | Module | TRUE | 879EX-G1 | ++ | Explosion-proof vibrating horn, 24VDC | 1 | 0 | 0.625 |  |  |  |  | FALSE | [5 empty] | #FF0070C0 | FA-NFPA 170 HORN | 1 | FALSE | FALSE | FALSE | 2010 | [13 empty] | FALSE |  |  | EXP
|  |  | North | Edwards |  | Hardware |  |  |  | Hardware | TRUE | 3-CAB7D-E |  | Door Assembly for 3-CAB7, EN-54 Compliance | 1 | [6 empty] | FALSE | [5 empty] | #FFFFFFFF |  |  | FALSE | FALSE | FALSE | [14 empty] | FALSE
|  |  | North | Edwards |  | Hardware |  |  |  | Hardware | TRUE | 960A-8SF |  | 8" Backbox - square, flush | 1 | [6 empty] | FALSE | [5 empty] | #FFFFFFFF |  |  | FALSE | FALSE | FALSE | [14 empty] | FALSE
NFPA 170 STROBE WALL |  |  | North | Edwards |  | Strobe |  |  |  | Module | TRUE | 202-8A-TW |  | 110cdW, 60cdC Strobe, White, Terminals | 1 | [6 empty] | FALSE | TRUE |  |  |  |  | #FF0070C0 | FA-NFPA 170 STROBE WALL | 1 | FALSE | FALSE | FALSE | 2023 | [13 empty] | FALSE |  |  | C
|  |  | North | Edwards |  | Cards & Components |  |  |  | Card | TRUE | 3-ZA40B | n | 40 Watt Zoned Amplifier, Class B, 25 or 70Vrms | 1 | 0.062 | 2.48 |  |  |  |  | TRUE | [5 empty] | #FFFFFFFF |  |  | FALSE | FALSE | FALSE
|  |  | North | Edwards |  | Cards & Components |  |  |  | Card | TRUE | SWU-8 |  | Sixteen Yellow LEDs, 8 2 Pos Switch Module | 1 | 0.001 | 0.048 |  |  |  |  | TRUE | [5 empty] | #FFFFFFFF |  |  | FALSE | FALSE | FALSE | [14 empty] | FALSE
|  |  | North | Edwards |  | Cards & Components |  |  |  | Card | TRUE | IOP3A |  | RS-232 Isolator Module | 1 | 0.06 | 0.07 |  |  |  |  | TRUE | [5 empty] | #FFFFFFFF |  |  | FALSE | FALSE | FALSE | [14 empty] | FALSE
|  |  | North | Edwards |  | Hardware |  |  |  | Hardware | TRUE | LKW-1 |  | FIRE - Wall Orientation | 1 | [6 empty] | FALSE | [5 empty] | #FFFFFFFF |  |  | FALSE | FALSE | FALSE | [14 empty] | FALSE
|  |  | North | Edwards |  | Hardware |  |  |  | Hardware | TRUE | FS2ANN-RW-HT-CAB |  | Wpf Ann Cabinet NEMA4X, CSA4- for 3 R Series Annunciator | 1 | [6 empty] | FALSE | [5 empty] | #FFFFFFFF |  |  | FALSE | FALSE | FALSE | [14 empty] | FALSE |  |  | WP
|  |  | North | Edwards |  | Hardware |  |  |  | Hardware | TRUE | 3-AADC1 |  | System Sensor Loop Controller | 1 | [6 empty] | FALSE | [5 empty] | #FFFFFFFF |  |  | FALSE | FALSE | FALSE | [14 empty] | FALSE
|  |  | North | Edwards |  | Cards & Components |  |  |  | Card | TRUE | iO500GD Mainboard | ++ | Main Board | 1 | 0.172 | 0.267 | 6 |  |  |  | TRUE | [5 empty] | #FFFFFFFF |  |  | FALSE | FALSE | FALSE | [14 empty] | FALSE
NFPA 170 REMOTE INDICATOR |  |  | North | Edwards |  | Remote Indicator |  |  |  | Module | TRUE | 890WDA-G5 |  | R on W, Wall Lamp, 24V | 1 | [6 empty] | FALSE | [5 empty] | #FFFF0000 | FA-NFPA 170 REMOTE INDICATOR | 1 | FALSE | FALSE | FALSE | [14 empty] | FALSE
|  |  | North | Edwards |  | Cards & Components |  |  |  | Card | TRUE | D16L-iO-1 |  | LED Display, 16 Y/R LEDs/zone, left panel mount | 1 | 0.004 | 0.048 |  |  |  |  | TRUE | [5 empty] | #FFFFFFFF |  |  | FALSE | FALSE | FALSE | [14 empty] | FALSE
|  |  | North | Edwards |  | Cards & Components |  |  |  | Card | TRUE | 2-16R8S |  | OBSOLETE - 16 Red, 8 Switch LED Annunciator Module | 1 | [6 empty] | TRUE | [5 empty] | #FFFFFFFF |  |  | FALSE | FALSE | FALSE | [14 empty] | FALSE
|  |  | North | Edwards |  | Cards & Components |  |  |  | Card | TRUE | XGD |  | Driver, 24 LEDs and 12 switches | 1 | 0.005 | 0.158 |  |  |  |  | TRUE | [5 empty] | #FFFFFFFF |  |  | FALSE | FALSE | FALSE | [14 empty] | FALSE
NFPA 170 GAS DETECTOR |  |  | North | Edwards |  | Gas Detection |  |  |  | Module | TRUE | SIGA-COD w/SIGA-AB4G-LF BASE | ++ | Intelligent Carbon Monoxide Detector | 1 | 3.2e-05 | 3.2e-05 |  |  |  |  | FALSE | TRUE |  |  |  |  | #FFFF0000 | FA-NFPA 170 GAS DETECTOR | 1 | FALSE | FALSE | FALSE | 1408 | [13 empty] | FALSE |  |  | LF
NFPA 170 SMOKE DETECTOR |  |  | North | Edwards |  | Smoke Detector |  |  |  | Module | TRUE | SIGA-OSD w/SIGA-SB4 BASE | ++ | Intelligent Optical Smoke Detector | 1 | 3.2e-05 | 4.5e-05 |  |  |  |  | FALSE | TRUE |  |  |  |  | #FFFF0000 | FA-NFPA 170 SMOKE DETECTOR | 1 | FALSE | FALSE | FALSE | 1408 | [13 empty] | FALSE
|  |  | North | Edwards |  | Hardware |  |  |  | Hardware | TRUE | BPSEQ |  | Seismic battery hold-down for 6.5 to 11 AH in a BPS | 1 | [6 empty] | FALSE | [5 empty] | #FFFFFFFF |  |  | FALSE | FALSE | FALSE | [14 empty] | FALSE
|  |  | North | Edwards |  | Cards & Components |  |  |  | Card | TRUE | ADC |  | Escape Series Loop Controller - Single Loop | 1 | [6 empty] | TRUE | [5 empty] | #FFFFFFFF |  |  | FALSE | FALSE | FALSE | [14 empty] | FALSE
NFPA 170 NOTIFICATION CIRCUIT EXTENDER PANEL | RISER NAC |  | North | Edwards |  | Notification Circuit Extender Panel |  |  |  | Assembly | TRUE | BPS10A |  | Remote Booster Power Supply, 10A, 120Vac, red | 1 | [6 empty] | FALSE | [5 empty] | #FFFF0000 | FA-NFPA 170 NOTIFICATION CIRCUIT EXTENDER PANEL | 1 | FALSE | FALSE | FALSE | 212 | [8 empty] | 7,12,18,65 |  |  |  |  | TRUE
|  |  | North | Edwards | [5 empty] | Assembly | TRUE | QS4-5-G-1-FR |  | FAP w/ 5 Option Card Space, Gray, French | 1 | [6 empty] | FALSE | [5 empty] | #FFFFFFFF |  |  | FALSE | FALSE | FALSE | [14 empty] | FALSE
|  |  | North | Edwards |  | Hardware |  |  |  | Hardware | TRUE | LSRA-SB |  | Surface Mount Box - for R-Series | 1 | [6 empty] | FALSE | [5 empty] | #FFFFFFFF |  |  | FALSE | FALSE | FALSE | [14 empty] | FALSE
|  |  | North | Edwards |  | Hardware |  |  |  | Hardware | TRUE | 454709ARE |  | 18/2 Solid Twisted Red-Jacket FPLP (Plenum) | 1 | [6 empty] | FALSE | [5 empty] | #FFFFFFFF |  |  | FALSE | FALSE | FALSE | [14 empty] | FALSE
|  |  | North | Edwards |  | Cards & Components |  |  |  | Card | TRUE | F-XTR120 |  | Expander Transformer, 120 Vac, for 10 zone panels only | 1 | [6 empty] | TRUE | [5 empty] | #FFFFFFFF |  |  | FALSE | FALSE | FALSE | [14 empty] | FALSE
|  |  | North | Edwards |  | Cards & Components |  |  |  | Card | TRUE | 3-NSHM1 |  | Short Haul Modem, First or Last | 1 | 0.09 | 0.09 |  |  |  |  | TRUE | [5 empty] | #FFFFFFFF |  |  | FALSE | FALSE | FALSE | [14 empty] | FALSE
|  |  | North | Edwards |  | Hardware |  |  |  | Hardware | TRUE | 3000-202 |  | Surface Mount Adapter | 1 | [6 empty] | FALSE | [5 empty] | #FFFFFFFF |  |  | FALSE | FALSE | FALSE | [14 empty] | FALSE
|  |  | North | Edwards |  | Hardware |  |  |  | Hardware | TRUE | C-5395G |  | Optional Gray Cover for CR-5395 | 1 | [6 empty] | FALSE | [5 empty] | #FFFFFFFF |  |  | FALSE | FALSE | FALSE | [14 empty] | FALSE
|  |  | North | Edwards |  | Hardware |  |  |  | Hardware | TRUE | QS-2-VR-R |  | OBSOLETE - Red Key-Locked Door for 5/12 Option Card Space Cabinet | 1 | [6 empty] | FALSE | [5 empty] | #FFFFFFFF |  |  | FALSE | FALSE | FALSE | [14 empty] | FALSE
NFPA 170 REMOTE TEST SWITCH |  |  | North | Edwards |  | REMOTE TEST SWITCH |  |  |  | Module | TRUE | C-DTS |  | Remote LED/Test Station | 1 | [6 empty] | FALSE | [5 empty] | #FFFF0000 | FA-NFPA 170 REMOTE TEST SWITCH | 1 | FALSE | FALSE | FALSE | 914 | [13 empty] | FALSE
|  |  | North | Edwards |  | Cards & Components |  |  |  | Card | TRUE | 3-LDSM |  | LED Display Support Module | 1 | 0.005 | 0.005 |  |  |  |  | TRUE | [5 empty] | #FFFFFFFF |  |  | FALSE | FALSE | FALSE | [14 empty] | FALSE
|  |  | North | Edwards |  | Cards & Components |  |  |  | Card | TRUE | 3-RS232 |  | RS232 Communication Card | 1 | 0.058 | 0.058 |  |  |  |  | TRUE | [5 empty] | #FFFFFFFF |  |  | FALSE | FALSE | FALSE | [14 empty] | FALSE
|  |  | North | Edwards |  | Hardware |  |  |  | Hardware | TRUE | QS-Cable12 |  | OBSOLETE - Expansion Cable for 12 Option Card Cabinet | 1 | [6 empty] | FALSE | [5 empty] | #FFFFFFFF |  |  | FALSE | FALSE | FALSE | [14 empty] | FALSE
|  |  | North | Edwards |  | Hardware |  |  |  | Hardware | TRUE | EV2T |  | Semi-Flush Trim 26"w x 26"h, for EV2B - black | 1 | [6 empty] | FALSE | [5 empty] | #FFFFFFFF |  |  | FALSE | FALSE | FALSE | [14 empty] | FALSE
|  |  | North | Edwards |  | Cards & Components |  |  |  | Card | TRUE | RLED-C Mainboard |  | Mainboard for RLED-C assembly | 1 | 0.028 | 0.062 |  |  |  |  | TRUE | [5 empty] | #FFFFFFFF |  |  | FALSE | FALSE | FALSE | [14 empty] | FALSE
NFPA 170 SPEAKER STROBE |  |  | North | Edwards |  | Speaker/Strobe |  |  |  | Module | TRUE | 757-3A-RS70W |  | 30cdW, 15cdC Strobe, Re-Ent Speaker, 70V 2, 4, 8, 15w | 1 | [6 empty] | FALSE | [5 empty] | #FF0070C0 | FA-NFPA 170 SPEAKER STROBE | 1 | FALSE | FALSE | FALSE | 2019 | [13 empty] | FALSE
|  |  | North | Edwards |  | Hardware |  |  |  | Hardware | TRUE | QS1-1-G-1-PG |  | OBSOLETE - FAP w/ 1 Option Card Space, Gray, Portuguese | 1 | [6 empty] | FALSE | [5 empty] | #FFFFFFFF |  |  | FALSE | FALSE | FALSE | [14 empty] | FALSE
|  |  | North | Edwards |  | Hardware |  |  |  | Hardware | TRUE | ECLK1 |  | G1/G4, Alert/Fire Field Installed Label Kit | 1 | [6 empty] | FALSE | [5 empty] | #FFFFFFFF |  |  | FALSE | FALSE | FALSE | [14 empty] | FALSE
|  |  | North | Edwards |  | Hardware |  |  |  | Hardware | TRUE | 4-BRKT-CB | n | Bracket - Chassi / Back Mount | 1 | [12 empty] | #FFFFFFFF |  |  | FALSE | FALSE | FALSE
|  |  | North | Edwards |  | Cards & Components |  |  |  | Card | TRUE | IO-SDC2 |  | Expansion Analog Loop, 500pt | 1 | 0.045 | 0.07 |  |  |  |  | TRUE | [5 empty] | #FFFFFFFF |  |  | FALSE | FALSE | FALSE | [14 empty] | FALSE
|  |  | North | Edwards |  | Hardware |  |  |  | Hardware | TRUE | MN-BRKT8C18F |  | EST3 cabinet mounting bracket for 1 MN-FNS8C18F or 2 MN-FNS(4)(8) | 1 | [6 empty] | FALSE | [5 empty] | #FFFFFFFF |  |  | FALSE | FALSE | FALSE | [14 empty] | FALSE
|  |  | North | Edwards |  | Cards & Components |  |  |  | Card | TRUE | MN-GVZINTLE |  | HPSA to Local Physical Ethernet Interface kit | 1 | [6 empty] | TRUE | [5 empty] | #FFFFFFFF |  |  | FALSE | FALSE | FALSE | [14 empty] | FALSE
|  |  | North | Edwards |  | Cards & Components |  |  |  | Card | TRUE | 3-SDDC2 | ++ | Dual Signature Driver Controller. Comes with two 3-SDC1s. Mounts to Local Rail. | 1 | 0.264 | 0.336 |  |  |  |  | TRUE | [5 empty] | #FFFFFFFF |  |  | FALSE | FALSE | FALSE
|  |  | North | Edwards |  | Hardware |  |  |  | Hardware | TRUE | G1T-FIRE |  | Trim Plate labeled FIRE, for 2 gang or 4" square boxes, white | 1 | [6 empty] | FALSE | [5 empty] | #FFFFFFFF |  |  | FALSE | FALSE | FALSE | [14 empty] | FALSE
|  |  | North | Edwards |  | Hardware |  |  |  | Hardware | TRUE | 73122CI |  | 12/2 CIC (circuit Integrity) Cable FPLR-CI | 1 | [6 empty] | FALSE | [5 empty] | #FFFFFFFF |  |  | FALSE | FALSE | FALSE | [14 empty] | FALSE
NFPA 170 SPEAKER CEILING |  |  | North | Edwards |  | Speaker |  |  |  | Module | TRUE | 965-1A-8RW |  | 8" Round Cone Speaker, 70Vrms, .5, 1, 2, 4w | 1 | [6 empty] | FALSE | TRUE |  |  |  |  | #FF0070C0 | FA-NFPA 170 SPEAKER CEILING | 1 | FALSE | FALSE | FALSE | 2019 | [13 empty] | FALSE |  |  | C
NFPA 170 STROBE WALL |  |  | North | Edwards |  | Strobe |  |  |  | Module | TRUE | G4ERA-R |  | Strobe Expander, Red, ALERT markings, red | 1 | 0 | 0.078 |  |  |  |  | FALSE | [5 empty] | #FF0070C0 | FA-NFPA 170 STROBE WALL | 1 | FALSE | FALSE | FALSE | 2023 | [13 empty] | FALSE
NFPA 170 HEAT DETECTOR |  |  | North | Edwards |  | Heat Detector |  |  |  | Module | TRUE | 302-AW-194 |  | Heat Detector, rate compensated, 194F 90.2C | 1 | [6 empty] | FALSE | [5 empty] | #FFFF0000 | FA-NFPA 170 HEAT DETECTOR | 1 | FALSE | FALSE | FALSE | 1403 | [13 empty] | FALSE
|  |  | North | Edwards |  | Hardware |  |  |  | Hardware | TRUE | 74KP006655 |  | 6 Fiber Multi-Mode Indoor/Outdoor OFNP | 1 | [6 empty] | FALSE | [5 empty] | #FFFFFFFF |  |  | FALSE | FALSE | FALSE | [14 empty] | FALSE
|  |  | North | Edwards |  | Cards & Components |  |  |  | Card | TRUE | QSC-CPU-2-BR |  | OBSOLETE - CPU/Display with 2 Annunciator Option Space, British | 1 | [6 empty] | TRUE | [5 empty] | #FFFFFFFF |  |  | FALSE | FALSE | FALSE | [14 empty] | FALSE
|  |  | North | Edwards |  | Hardware |  |  |  | Hardware | TRUE | C-TRIM |  | Trim Skirt for Standard Base | 1 | [6 empty] | FALSE | [5 empty] | #FFFFFFFF |  |  | FALSE | FALSE | FALSE | [14 empty] | FALSE
|  |  | North | Edwards |  | Hardware |  |  |  | Hardware | TRUE | 3-CAB21DR-E |  | Red Door Assembly for 3-CAB21, EN-54 | 1 | [6 empty] | FALSE | [5 empty] | #FFFFFFFF |  |  | FALSE | FALSE | FALSE | [14 empty] | FALSE
NFPA 170 MANUAL PULL |  |  | North | Edwards |  | Manual Station |  |  |  | Module | TRUE | 270A-SPO |  | Pull Station, cast metal, wire leads | 1 | [6 empty] | FALSE | [5 empty] | #FFFF0000 | FA-NFPA 170 MANUAL PULL | 1 | FALSE | FALSE | FALSE | 957 | [13 empty] | FALSE
NFPA 170 SMOKE DETECTOR |  |  | North | Edwards |  | Smoke Detector |  |  |  | Module | TRUE | SIGA-OSD w/SIGA-AB4G BASE | ++ | Intelligent Optical Smoke Detector | 1 | 3.2e-05 | 4.5e-05 |  |  |  |  | FALSE | TRUE |  |  |  |  | #FFFF0000 | FA-NFPA 170 SMOKE DETECTOR | 1 | FALSE | FALSE | FALSE | 1408 | [13 empty] | FALSE
|  |  | North | Edwards |  | Hardware |  |  |  | Hardware | TRUE | 757A-SB |  | Surface Box - indoor, RED. | 1 | [6 empty] | FALSE | [5 empty] | #FFFFFFFF |  |  | FALSE | FALSE | FALSE | [14 empty] | FALSE
|  |  | North | Edwards |  | Cards & Components |  |  |  | Card | TRUE | 24DC12 |  | 12 Vdc Regulator, 24Vdc to 12Vdc converter, 1A @ 12Vdc | 1 | 0.106 | 0.15 |  |  |  |  | TRUE | [5 empty] | #FFFFFFFF |  |  | FALSE | FALSE | FALSE | [14 empty] | FALSE
|  |  | North | Edwards |  | Hardware |  |  |  | Hardware | TRUE | 260-COPLT-5PKG |  | Adapter plate for when replacing GE/ESL 240-CO (5 count) | 1 | [6 empty] | FALSE | [5 empty] | #FFFFFFFF |  |  | FALSE | FALSE | FALSE | [14 empty] | FALSE
NFPA 170 STROBE WALL |  |  | North | Edwards |  | Strobe |  |  |  | Module | TRUE | G4SEWF-R |  | White Strobe Expander, White, No Marking, Red Lens | 1 | [6 empty] | TRUE | [5 empty] | #FF0070C0 | FA-NFPA 170 STROBE WALL | 1 | FALSE | FALSE | FALSE
NFPA 170 HEAT DETECTOR |  |  | North | Edwards |  | Heat Detector |  |  |  | Module | TRUE | SIGA2-HFS w/SIGA-IB BASE | ++ | Heat Detector, 135F Fixed Temperature | 1 | 4.5e-05 | 4.5e-05 |  |  |  |  | FALSE | [5 empty] | #FFFF0000 | FA-NFPA 170 HEAT DETECTOR | 1 | FALSE | FALSE | FALSE | 1403 | [13 empty] | FALSE
NFPA 170 HEAT DETECTOR |  |  | North | Edwards |  | Heat Detector |  |  |  | Module | TRUE | SIGA-HCD w/SIGA-AB4G BASE | ++ | Multisensor Heat, and CO Detector | 1 | 5.1e-05 | 6.8e-05 |  |  |  |  | FALSE | [5 empty] | #FFFF0000 | FA-NFPA 170 HEAT DETECTOR | 1 | FALSE | FALSE | FALSE | 1403 | [13 empty] | FALSE
NFPA 170 FIRE ALARM CONTROL UNIT | RISER FACP |  | North | Edwards |  | Fire Alarm Control Unit |  |  |  | Assembly | TRUE | iO1000G-2-PG |  | FACP, 1-4 Loop, 1000pt max, 4 Cl B NACs, gray, 230v, Portuguese | 1 | [6 empty] | FALSE | [5 empty] | #FFFF0000 | FA-NFPA 170 FIRE ALARM CONTROL UNIT | 1 | FALSE | FALSE | FALSE | 202 | [8 empty] | 7,12,18 |  |  |  |  | TRUE
|  |  | North | Edwards |  | Hardware |  |  |  | Hardware | TRUE | SDR-32C |  | 32 Open Collectors or LEDs, module | 1 | [6 empty] | FALSE | [5 empty] | #FFFFFFFF |  |  | FALSE | FALSE | FALSE | [14 empty] | FALSE
|  |  | North | Edwards |  | Hardware |  |  |  | Hardware | TRUE | G4AVWA-CVR | ++ | Replacement Appliance Cover, Horn Strobe, White, ALERT | 1 | [12 empty] | #FFFFFFFF |  |  | FALSE | FALSE | FALSE
|  |  | North | Edwards |  | Hardware |  |  |  | Hardware | TRUE | 3-CAB14DR-E |  | Red Door Assembly for 3-CAB14, EN-54 | 1 | [6 empty] | FALSE | [5 empty] | #FFFFFFFF |  |  | FALSE | FALSE | FALSE | [14 empty] | FALSE
NFPA 170 SPEAKER STROBE CEILING |  |  | North | Edwards |  | Speaker/Strobe |  |  |  | Module | TRUE | GC-S2VMH |  | 25V Speaker/Strobe, white, 95, 115, 150, 177 cd, clear | 1 | 0 | 0.342 |  |  |  |  | FALSE | TRUE |  |  |  |  | #FF0070C0 | FA-NFPA 170 SPEAKER STROBE CEILING | 1 | FALSE | FALSE | FALSE | 2020 | [13 empty] | FALSE |  |  | C
|  |  | North | Edwards |  | Cards & Components |  |  |  | Card | TRUE | FSRA10C Mainboard |  | Mainboard for FSRA10C assembly | 1 | 0.017 | 0.098 |  |  |  |  | TRUE | [5 empty] | #FFFFFFFF |  |  | FALSE | FALSE | FALSE | [14 empty] | FALSE
NFPA 170 STROBE WALL |  |  | North | Edwards |  | Strobe |  |  |  | Module | TRUE | G1VRF |  | Strobe, Wall, Red, FIRE | 1 | [12 empty] | #FF0070C0 | FA-NFPA 170 STROBE WALL | 1 | FALSE | FALSE | FALSE | 2023
|  |  | North | Edwards |  | Hardware |  |  |  | Hardware | TRUE | 74KP004648 |  | 4 Fiber Multi-Mode Indoor/Outdoor OFNP | 1 | [6 empty] | FALSE | [5 empty] | #FFFFFFFF |  |  | FALSE | FALSE | FALSE | [14 empty] | FALSE
|  |  | North | Edwards |  | Cards & Components |  |  |  | Card | TRUE | 4X-6/3S1GYR |  | 6 x 3 Switch, 1 Grn, 1 Yel, 1 Red LEDs | 1 | 0.002 | 0.02 |  |  |  |  | TRUE | [5 empty] | #FFFFFFFF |  |  | FALSE | FALSE | FALSE | [14 empty] | FALSE
|  |  | North | Edwards |  | Hardware |  |  |  | Hardware | TRUE | RA-ENC2 |  | Key locked annunciator cover, 2 unit | 1 | [6 empty] | FALSE | [5 empty] | #FFFFFFFF |  |  | FALSE | FALSE | FALSE | [14 empty] | FALSE
|  |  | North | Edwards |  | Cards & Components |  |  |  | Card | TRUE | FSP502GD Mainboard |  | Mainboard for FSP502GD assembly | 1 | 0.169 | 0.331 |  |  |  |  | TRUE | [5 empty] | #FFFFFFFF |  |  | FALSE | FALSE | FALSE | [14 empty] | FALSE
|  |  | North | Edwards |  | Hardware |  |  |  | Hardware | TRUE | Bag of screws |  | Bag of screws | 1 | [6 empty] | TRUE | [5 empty] | #FFFFFFFF |  |  | FALSE | FALSE | FALSE
|  |  | North | Edwards |  | Cards & Components |  |  |  | Card | TRUE | 2-8GYS |  | OBSOLETE - 8 Green, 8 Yellow, 8 Switch LED Annunciator Module | 1 | [6 empty] | TRUE | [5 empty] | #FFFFFFFF |  |  | FALSE | FALSE | FALSE | [14 empty] | FALSE
|  |  | North | Edwards |  | Hardware |  |  |  | Hardware | TRUE | CV10931 |  | One-Hole Wrap-Strap for CPVC and ABS Pipe, Bag of 100 | 1 | [6 empty] | FALSE | [5 empty] | #FFFFFFFF |  |  | FALSE | FALSE | FALSE | [14 empty] | FALSE
|  |  | North | Edwards |  | Hardware |  |  |  | Hardware | TRUE | 443702BR |  | 18/2 Solid Twisted No-Jacket TFN-THHN (Blk/Red) | 1 | [6 empty] | FALSE | [5 empty] | #FFFFFFFF |  |  | FALSE | FALSE | FALSE | [14 empty] | FALSE
NFPA 170 MANUAL PULL |  |  | North | Edwards |  | Manual Station |  |  |  | Module | TRUE | MPSR2-DHTW-GE |  | Wpf, Double Action Station, DPDT, hex screw rest | 1 | [6 empty] | FALSE | [5 empty] | #FFFF0000 | FA-NFPA 170 MANUAL PULL | 1 | FALSE | FALSE | FALSE | 957 | [13 empty] | FALSE |  |  | WP
|  |  | North | Edwards |  | Hardware |  |  |  | Hardware | TRUE | EVLT |  | Lamp test Push Button | 1 | [6 empty] | FALSE | [5 empty] | #FFFFFFFF |  |  | FALSE | FALSE | FALSE | [14 empty] | FALSE
|  |  | North | Edwards | [5 empty] | Card | TRUE | iO1000GC Mainboard |  | Mainboard for iO1000GC assembly |  | 0.231 | 0.44 |  |  |  |  | TRUE | [5 empty] | #FFFFFFFF |  |  | FALSE | FALSE | [15 empty] | FALSE
NFPA 170 STROBE WALL |  |  | North | Edwards |  | Strobe |  |  |  | Module | TRUE | 116DEGEXR-FJ |  | Explosionproof Strobe - Genesis synchronization RED LENS | 1 | 0 | 0.505 |  |  |  |  | FALSE | [5 empty] | #FF0070C0 | FA-NFPA 170 STROBE WALL | 1 | FALSE | FALSE | FALSE | 2023 | [13 empty] | FALSE |  |  | EXP
NFPA 170 MANUAL PULL |  |  | North | Edwards |  | Manual Station |  |  |  | Module | TRUE | MPSR2-SHTW-GE-NYW |  | Wpf, Double Action Station, SPST, hex screw reset, NYC white stripe | 1 | [6 empty] | FALSE | [5 empty] | #FFFF0000 | FA-NFPA 170 MANUAL PULL | 1 | FALSE | FALSE | FALSE | 957 | [13 empty] | FALSE |  |  | WP
|  |  | North | Edwards |  | Hardware |  |  |  | Hardware | TRUE | EVPLED |  | Annunciator Power On LED | 1 | [6 empty] | FALSE | [5 empty] | #FFFFFFFF |  |  | FALSE | FALSE | FALSE | [14 empty] | FALSE
NFPA 170 NOTIFICATION CIRCUIT EXTENDER PANEL | RISER NAC |  | North | Edwards |  | Notification Circuit Extender Panel |  |  |  | Assembly | TRUE | BPS10A/230 |  | Remote Booster Power Supply, 10A, 230Vac, Red | 1 | [6 empty] | FALSE | [5 empty] | #FFFF0000 | FA-NFPA 170 NOTIFICATION CIRCUIT EXTENDER PANEL | 1 | FALSE | FALSE | FALSE | 212 | [8 empty] | 7,12,18,65 |  |  |  |  | TRUE
|  |  | North | Edwards |  | Hardware |  |  |  | Hardware | TRUE | MN-HSEMNQ |  | EASE modeling interior direct/reflected energy. Over 24 interior 3D substructures overlaid on provided PDF/CAD plan view drawing. Modeling based on 125-2Khz band and provide medium resolution graphics with 3db steps in propagation for up to system required acoustic device/array locations onto chloropleth map. Contact Edwards customer service for quote. | 1 | [6 empty] | FALSE | [5 empty] | #FFFFFFFF |  |  | FALSE | FALSE | FALSE | [14 empty] | FALSE
|  |  | North | Edwards |  | Hardware |  |  |  | Hardware | TRUE | STI-3100 |  | 2" Spacer | 1 | [6 empty] | FALSE | [5 empty] | #FFFFFFFF |  |  | FALSE | FALSE | FALSE | [14 empty] | FALSE
NFPA 170 HEAT DETECTOR |  |  | North | Edwards |  | Heat Detector |  |  |  | Module | TRUE | SIGA-HFS w/SIGA-RB BASE | ++ | Heat Detector, 135F Fixed Temperature | 1 | 4.5e-05 | 4.5e-05 |  |  |  |  | FALSE | [5 empty] | #FFFF0000 | FA-NFPA 170 HEAT DETECTOR | 1 | FALSE | FALSE | FALSE | 1403 | [13 empty] | FALSE
NFPA 170 AIR SAMPLING DETECTION PIPING |  |  | North | Edwards |  | Air Sampling Detection |  |  |  | Module | TRUE | 33-30764A |  | ASD-320 Detector w/ Docking Station and Input Relay Card | 1 | [6 empty] | FALSE | [5 empty] | #FFFF0000 | FA-NFPA 170 AIR SAMPLING DETECTION PIPING | 1 | FALSE | FALSE | FALSE | 5010 | [13 empty] | FALSE
|  |  | North | Edwards |  | Hardware |  |  |  | Hardware | TRUE | 449 | ++ | Surface-mount box, outdoor rated, Gray | 1 | [6 empty] | FALSE | [5 empty] | #FFFFFFFF |  |  | FALSE | FALSE | FALSE | [14 empty] | FALSE
NFPA 170 LCD ANNNUNCIATOR DISPLAY | RISER ANNUNCIATOR |  | North | Edwards |  | LCD Annunciator |  |  |  | Module | TRUE | RLCD |  | LCD Ann, 4x20 LCD, w/common LEDs, white | 1 | 0.098 | 0.113 |  |  |  |  | FALSE | [5 empty] | #FFFF0000 | FA-NFPA 170 LCD ANNNUNCIATOR DISPLAY | 1 | FALSE | FALSE | FALSE | 257 | [8 empty] | 7,12,18 |  |  |  |  | FALSE
NFPA 170 HORN STROBE |  |  | North | Edwards |  | Horn/Strobe |  |  |  | Module | TRUE | G1AVRN |  | Horn/Strobe, Wall, Red, None | 1 | [12 empty] | #FF0070C0 | FA-NFPA 170 HORN STROBE | 1 | FALSE | FALSE | FALSE | 2012
|  |  | North | Edwards |  | Hardware |  |  |  | Hardware | TRUE | SD-T42 |  | SuperDuct, Air sample tube, 42 inch | 1 | [6 empty] | FALSE | [5 empty] | #FFFFFFFF |  |  | FALSE | FALSE | FALSE | [14 empty] | FALSE
NFPA 170 SPEAKER STROBE |  |  | North | Edwards |  | Hardware |  |  |  | Hardware | TRUE | WG4WA-SVMA |  | 25/70V Speaker/Strobe, white, ALERT, amber, 13, 25, 59, 62 cd | 1 | [12 empty] | #FF0070C0 | FA-NFPA 170 SPEAKER STROBE | 1 | FALSE | FALSE | FALSE | 2019 | [16 empty] | WP
NFPA 170 SMOKE DETECTOR |  |  | North | Edwards |  | Smoke Detector |  |  |  | Module | TRUE | 511C |  | 2W Smoke Detector 12/24Vdc /w base | 1 |  | 0.06 |  |  |  |  | FALSE | TRUE |  |  |  |  | #FFFF0000 | FA-NFPA 170 SMOKE DETECTOR | 1 | FALSE | FALSE | FALSE | 1408 | [13 empty] | FALSE
|  |  | North | Edwards |  | Cards & Components |  |  |  | Card | TRUE | ANSAUX |  | Audio matching, line input / output card | 1 | [6 empty] | TRUE | [5 empty] | #FFFFFFFF |  |  | FALSE | FALSE | FALSE | [14 empty] | FALSE
|  |  | North | Edwards |  | Hardware |  |  |  | Hardware | TRUE | SR3T-P |  | Surface Mounting Box | 1 | [6 empty] | FALSE | [5 empty] | #FFFFFFFF |  |  | FALSE | FALSE | FALSE | [14 empty] | FALSE
|  |  | North | Edwards |  | Hardware |  |  |  | Hardware | TRUE | 2-WB3D/DF |  | OBSOLETE - Outer Door for 2-WB3(R), No View Window, Red | 1 | [6 empty] | FALSE | [5 empty] | #FFFFFFFF |  |  | FALSE | FALSE | FALSE | [14 empty] | FALSE
|  |  | North | Edwards |  | Hardware |  |  |  | Hardware | TRUE | SD-T78 |  | SuperDuct, Air sample tube, 78 inch | 1 | [6 empty] | FALSE | [5 empty] | #FFFFFFFF |  |  | FALSE | FALSE | FALSE | [14 empty] | FALSE
NFPA 170 SPEAKER STROBE CEILING |  |  | North | Edwards |  | Speaker/Strobe |  |  |  | Module | TRUE | GCWN-S2VMHB |  | 25V Speaker/Strobe white, no markings, High cd, blue | 1 | 0 | 0.502 |  |  |  |  | FALSE | TRUE |  |  |  |  | #FF0070C0 | FA-NFPA 170 SPEAKER STROBE CEILING | 1 | FALSE | FALSE | FALSE | 2020 | [13 empty] | FALSE |  |  | C
|  |  | North | Edwards |  | Hardware |  |  |  | Hardware | TRUE | FW-DARCOM |  | Communication to DACRs (Requires FW V1.5 or later) | 1 | [6 empty] | FALSE | [5 empty] | #FFFFFFFF |  |  | FALSE | FALSE | FALSE | [14 empty] | FALSE
|  |  | North | Edwards |  | Hardware |  |  |  | Hardware | TRUE | 757A-SBW |  | Surface Box - indoor, WHITE. | 1 | [6 empty] | FALSE | [5 empty] | #FFFFFFFF |  |  | FALSE | FALSE | FALSE | [14 empty] | FALSE
NFPA 170 SPEAKER WALL |  |  | North | Edwards |  | Speaker |  |  |  | Module | TRUE | 90243A-804-01-L | UL1480 HyperSpike LineWave Loudspeaker Array 16 Black | HyperSpike UL LineWave line array loudspeaker 16 Black | 1 | [12 empty] | #FF0070C0 | FA-NFPA 170 SPEAKER WALL | 1 | FALSE | FALSE | FALSE | 2021 | [16 empty] | X16
NFPA 170 SMOKE DETECTOR |  |  | North | Edwards |  | Smoke Detector |  |  |  | Module | TRUE | 521NCRXT |  | 2W Smoke Det 8.5-33Vdc /w smart heat 135FT & R of R, relay | 1 |  | 0.025 |  |  |  |  | FALSE | TRUE |  |  |  |  | #FFFF0000 | FA-NFPA 170 SMOKE DETECTOR | 1 | FALSE | FALSE | FALSE | 1408 | [13 empty] | FALSE
NFPA 170 STROBE WALL |  |  | North | Edwards |  | Strobe |  |  |  | Module | TRUE | G4SEWN-G |  | White Strobe Expander, White, No Marking, Green Lens | 1 | [6 empty] | TRUE | [5 empty] | #FF0070C0 | FA-NFPA 170 STROBE WALL | 1 | FALSE | FALSE | FALSE
|  |  | North | Edwards |  | Cards & Components |  |  |  | Card | TRUE | NETCOM-1F |  | Ethernet Device Server Network Interface, 10Base-T, 10Base-FL | 1 | [6 empty] | TRUE | [5 empty] | #FFFFFFFF |  |  | FALSE | FALSE | FALSE | [14 empty] | FALSE
NFPA 170 LCD ANNNUNCIATOR DISPLAY | RISER ANNUNCIATOR |  | North | Edwards |  | Cards & Components |  |  |  | Card | TRUE | 4-4ANN (PAGING) AUX POWER | + | Total Required Assembly Current | 1 | 0.355 | 0.392 |  |  |  |  | FALSE | [5 empty] | #FFFF0000 | FA-NFPA 170 LCD ANNNUNCIATOR DISPLAY | 1 | FALSE | FALSE | FALSE | 257 | [8 empty] | 7,12,18 |  |  |  |  | TRUE
NFPA 170 SMOKE DETECTOR |  |  | North | Edwards |  | Smoke Detector |  |  |  | Module | TRUE | SIGA-IPHSB w/SIGA-SB BASE | ++ | 4D Multisensor Detector, Black | 1 | 4.5e-05 | 4.5e-05 |  |  |  |  | FALSE | TRUE |  |  |  |  | #FFFF0000 | FA-NFPA 170 SMOKE DETECTOR | 1 | FALSE | FALSE | FALSE | 1408 | [13 empty] | FALSE
NFPA 170 GAS DETECTOR |  |  | North | Edwards |  | Gas Detection |  |  |  | Module | TRUE | SIGA2-COS w/SIGA-RB BASE | ++ | Carbon Monoxide Detector | 1 | 4.5e-05 | 4.5e-05 |  |  |  |  | FALSE | [5 empty] | #FFFF0000 | FA-NFPA 170 GAS DETECTOR | 1 | FALSE | FALSE | FALSE | 1402 | [13 empty] | FALSE
NFPA 170 SPEAKER STROBE CEILING |  |  | North | Edwards |  | Speaker/Strobe |  |  |  | Module | TRUE | GCSVWA |  | Speaker/Strobe, Ceiling, White, ALERT | 1 | [6 empty] | FALSE | TRUE |  |  |  |  | #FF0070C0 | FA-NFPA 170 SPEAKER STROBE CEILING | 1 | FALSE | FALSE | FALSE | 2020 | [13 empty] | FALSE |  |  | C
NFPA 170 SPEAKER STROBE CEILING |  |  | North | Edwards |  | Speaker/Strobe |  |  |  | Module | TRUE | GCWA-S7VMHC |  | 70V Speaker/Strobe white, ALERT, 95, 115, 150, 177 cd, clear | 1 | 0 | 0.342 |  |  |  |  | FALSE | TRUE |  |  |  |  | #FF0070C0 | FA-NFPA 170 SPEAKER STROBE CEILING | 1 | FALSE | FALSE | FALSE | 2020 | [13 empty] | FALSE |  |  | C
|  |  | North | Edwards |  | Hardware |  |  |  | Hardware | TRUE | ACDB-SVR |  | Access Control Database Server Application Software | 1 | [6 empty] | FALSE | [5 empty] | #FFFFFFFF |  |  | FALSE | FALSE | FALSE | [14 empty] | FALSE
NFPA 170 SMOKE DETECTOR |  |  | North | Edwards |  | Smoke Detector |  |  |  | Module | TRUE | C2M-PDHRC |  | Smoke Detector - 2 Wire Photo electric, heat | 1 | [6 empty] | FALSE | TRUE |  |  |  |  | #FFFF0000 | FA-NFPA 170 SMOKE DETECTOR | 1 | FALSE | FALSE | FALSE | 1408 | [13 empty] | FALSE
NFPA 170 FIRE ALARM CONTROL UNIT | RISER FACP |  | North | Edwards |  | Fire Alarm Control Unit |  |  |  | Assembly | TRUE | EST1-2Z6 | ++ | Two Zone, Six Expansion Space Panel, 120 VAC | 1 | [6 empty] | FALSE |  |  |  | 13" x 20.19" x 2.75" [33.0 cm x 51.3 cm x 7.0 cm] |  | #FFFF0000 | FA-NFPA 170 FIRE ALARM CONTROL UNIT | 1 | FALSE | FALSE | FALSE | 202 | [8 empty] | 4.5,6.5,10 |  |  |  |  | TRUE
NFPA 170 HORN STROBE CEILING |  |  | North | Edwards |  | Horn/Strobe |  |  |  | Module | TRUE | GCWA-HDVMHC |  | MNEC Horn-Strobe, white, ALERT, 95-177 cd, clear | 1 | 0 | 0.341 |  |  |  |  | FALSE | TRUE |  |  |  |  | #FF0070C0 | FA-NFPA 170 HORN STROBE CEILING | 1 | FALSE | FALSE | FALSE | 2013 | [13 empty] | FALSE |  |  | C
NFPA 170 SPEAKER WALL |  |  | North | Edwards |  | Speaker |  |  |  | Module | TRUE | MN-GVM32 |  | Exterior omni directional HPSA /w ctrl & battery cabinet, 3,200W | 1 | [6 empty] | FALSE | [5 empty] | #FF0070C0 | FA-NFPA 170 SPEAKER WALL | 1 | FALSE | FALSE | FALSE | 2021 | [13 empty] | FALSE
NFPA 170 AMPLIFIER RACK | RISER AMP |  | North | Edwards |  | Cards & Components |  |  |  | Module | TRUE | 1B3-250-240 | ++ | 250 Watt Amplifier, 240VAC | 1 |  | 22 |  | 250 |  |  | TRUE | [5 empty] | #FFFF0000 | FA-NFPA 170 AMPLIFIER RACK | 1 | FALSE | FALSE | FALSE | [14 empty] | TRUE
|  |  | North | Edwards |  | Cards & Components |  |  |  | Card | TRUE | iO64RD Mainboard |  | Mainboard for iO64RD assembly | 1 | 0.155 | 0.204 | 3.75 |  |  |  | TRUE | [5 empty] | #FFFFFFFF |  |  | FALSE | FALSE | FALSE | [14 empty] | FALSE
NFPA 170 GAS DETECTOR |  |  | North | Edwards |  | Gas Detection |  |  |  | Module | TRUE | SIGA-COD w/SIGA-SB BASE | ++ | Intelligent Carbon Monoxide Detector | 1 | 3.2e-05 | 3.2e-05 |  |  |  |  | FALSE | TRUE |  |  |  |  | #FFFF0000 | FA-NFPA 170 GAS DETECTOR | 1 | FALSE | FALSE | FALSE | 1408 | [13 empty] | FALSE
NFPA 170 STROBE WALL |  |  | North | Edwards |  | Strobe |  |  |  | Module | TRUE | G1RF-V1575 |  | Strobe, running man, red, FIRE, 15/75 cd, clear lens | 1 | 0 | 0.255 |  |  |  |  | FALSE | [5 empty] | #FF0070C0 | FA-NFPA 170 STROBE WALL | 1 | FALSE | FALSE | FALSE | 2023 | [13 empty] | FALSE
NFPA 170 MANUAL PULL |  |  | North | Edwards |  | Manual Station |  |  |  | Module | TRUE | 278B-1120 |  | Pull Station, double action, lexan, key reset, terminals | 1 | [6 empty] | FALSE | [5 empty] | #FFFF0000 | FA-NFPA 170 MANUAL PULL | 1 | FALSE | FALSE | FALSE | 957 | [13 empty] | FALSE
NFPA 170 STROBE WALL |  |  | North | Edwards |  | Strobe |  |  |  | Module | TRUE | 116DEGEX-FJ | ++ | Explosionproof Strobe, Diode Polarized, Wall Mount | 1 | [6 empty] | FALSE | [5 empty] | #FF0070C0 | FA-NFPA 170 STROBE WALL | 1 | FALSE | FALSE | FALSE | 2023 | [13 empty] | FALSE |  |  | EXP
NFPA 170 STROBE CEILING |  |  | North | Edwards |  | Strobe |  |  |  | Module | TRUE | GCWN-VMHG |  | Strobe, white, no markings, 95, 115, 150, 177 cd, green | 1 | 0 | 0.342 |  |  |  |  | FALSE | TRUE |  |  |  |  | #FF0070C0 | FA-NFPA 170 STROBE CEILING | 1 | FALSE | FALSE | FALSE | 2022 | [13 empty] | FALSE |  |  | C
NFPA 170 SMOKE HEAT CO DETECTOR |  |  | North | Edwards |  | Smoke/Heat/CO Detector |  |  |  | Module | TRUE | SIGA-OSHCD w/SIGA-SB BASE | ++ | Multisensor Smoke, Heat, and CO Detector | 1 | 3.2e-05 | 4.5e-05 |  |  |  |  | FALSE | TRUE |  |  |  |  | #FFFF0000 | FA-NFPA 170 SMOKE HEAT CO DETECTOR | 1 | FALSE | FALSE | FALSE | 1408 | [13 empty] | FALSE
NFPA 170 SMOKE DETECTOR |  |  | North | Edwards |  | Smoke Detector |  |  |  | Module | TRUE | SIGA-IPHS w/SIGA-AB4G BASE | ++ | 4D Multisensor Detector | 1 | 4.5e-05 | 4.5e-05 |  |  |  |  | FALSE | TRUE |  |  |  |  | #FFFF0000 | FA-NFPA 170 SMOKE DETECTOR | 1 | FALSE | FALSE | FALSE | 1408 | [13 empty] | FALSE
|  |  | North | Edwards |  | Cards & Components |  |  |  | Card | TRUE | 2-CTM |  | OBSOLETE - City Tie Module | 1 | [6 empty] | TRUE | [5 empty] | #FFFFFFFF |  |  | FALSE | FALSE | FALSE | [14 empty] | FALSE
NFPA 170 SPEAKER STROBE |  |  | North | Edwards |  | Speaker/Strobe |  |  |  | Module | TRUE | G4WN-S2VMR |  | 25V Speaker/Strobe, White, no markings, Multi-cd red | 1 | 0 | 0.078 |  |  |  |  | FALSE | [5 empty] | #FF0070C0 | FA-NFPA 170 SPEAKER STROBE | 1 | FALSE | FALSE | FALSE | 2019 | [13 empty] | FALSE
|  |  | North | Edwards |  | Hardware |  |  |  | Hardware | TRUE | CM10960 |  | Sampling Point Identification Decals, Roll of 100 | 1 | [6 empty] | FALSE | [5 empty] | #FFFFFFFF |  |  | FALSE | FALSE | FALSE | [14 empty] | FALSE
NFPA 170 HEAT DETECTOR |  |  | North | Edwards |  | Heat Detector |  |  |  | Module | TRUE | SIGA-HFD w/SIGA-AB4GT BASE | ++ | Intelligent fixed temperature heat detector, Audible Sounder Base | 1 | 5.1e-05 | 6.8e-05 |  |  |  |  | FALSE | [5 empty] | #FFFF0000 | FA-NFPA 170 HEAT DETECTOR | 1 | FALSE | FALSE | FALSE | 1403 | [13 empty] | FALSE
NFPA 170 STROBE WALL |  |  | North | Edwards |  | Strobe |  |  |  | Module | TRUE | GL1WN-VMC |  | Strobe, white, no markings, LED , 15-110 cd, clear lens. | 1 | 0 | 0.03 |  |  |  |  | FALSE | [5 empty] | #FF0070C0 | FA-NFPA 170 STROBE WALL | 1 | FALSE | FALSE | FALSE | 2023 | [13 empty] | FALSE
170 BASIC SHAPE |  |  | North | Edwards |  | Miscellaneous |  |  |  | Assembly | TRUE | 4-CAB7B-E |  | Back Box /w 7 LRM Space w/o Door, EN-54 Compliance | 1 | [12 empty] | #FFFF0000 | FA-170 BASIC SHAPE | 1 | FALSE | FALSE | FALSE
NFPA 170 SPEAKER STROBE |  |  | North | Edwards |  | Speaker/Strobe |  |  |  | Module | TRUE | WG4WF-SVMC |  | 25/70V Speaker/Strobe, white, FIRE, clear, 15, 29, 70, 87 cd | 1 | [6 empty] | FALSE | [5 empty] | #FF0070C0 | FA-NFPA 170 SPEAKER STROBE | 1 | FALSE | FALSE | FALSE | 2019 | [13 empty] | FALSE |  |  | WP
NFPA 170 SPEAKER WALL |  |  | North | Edwards |  | Speaker |  |  |  | Module | TRUE | 90215A-801-01-L | HyperSpike | UL 1480 listed C1D2 certifed TCPA-10 Distributed Audio Speaker with 5 selectable power taps that run off of 25V, 70V and 100 VRMS audio systems. Black. | 1 | [8 empty] | 72377B-801 |  |  |  | #FF0070C0 | FA-NFPA 170 SPEAKER WALL | 1 | FALSE | FALSE | FALSE | 2021
|  |  | North | Edwards |  | Hardware |  |  |  | Hardware | TRUE | SD-T36 |  | SuperDuct, Air sample tube, 36 inch | 1 | [6 empty] | FALSE | [5 empty] | #FFFFFFFF |  |  | FALSE | FALSE | FALSE | [14 empty] | FALSE
|  |  | North | Edwards |  | Cards & Components |  |  |  | Card | TRUE | ATP |  | Audio Terminal Panel | 1 | [6 empty] | TRUE | [5 empty] | #FFFFFFFF |  |  | FALSE | FALSE | FALSE | [14 empty] | FALSE
NFPA 170 ADDRESSABLE INPUT MONITOR MODULE |  |  | North | Edwards |  | Addressable Module |  |  |  | Module | TRUE | SIGA-CT2I | ++ | Dual Input Module, European Operation | 2 | 0.000396 | 0.00068 |  |  |  |  | FALSE | [5 empty] | #FFFF0000 | FA-NFPA 170 ADDRESSABLE INPUT MONITOR MODULE | 1 | FALSE | FALSE | FALSE | 1000 | [13 empty] | FALSE |  |  | DM
NFPA 170 HORN |  |  | North | Edwards |  | Horn |  |  |  | Module | TRUE | 5522M-AQ | + | Horn, 24VDC | 1 |  | 0.25 |  |  |  |  | FALSE | [5 empty] | #FF0070C0 | FA-NFPA 170 HORN | 1 | FALSE | FALSE | FALSE | 2010 | [13 empty] | FALSE
NFPA 170 BELL |  |  | North | Edwards |  | Bell |  |  |  | Module | TRUE | 439D-10AWC |  | Bell, 10" 24Vdc, Red | 1 | [6 empty] | FALSE | [5 empty] | #FFFF0000 | FA-NFPA 170 BELL | 1 | FALSE | FALSE | FALSE | 2000 | [13 empty] | FALSE
|  |  | North | Edwards |  | Hardware |  |  |  | Hardware | TRUE | SIGA-MP2L |  | Extended Half Footprint Plate for 3 Double or 6 Single Modules | 1 | [6 empty] | FALSE | [5 empty] | #FFFFFFFF |  |  | FALSE | FALSE | FALSE | [14 empty] | FALSE
|  |  | North | Edwards |  | Hardware |  |  |  | Hardware | TRUE | 116EX-B |  | Wall Bracket Mounting Elbow | 1 | [6 empty] | FALSE | [5 empty] | #FFFFFFFF |  |  | FALSE | FALSE | FALSE | [14 empty] | FALSE
|  |  | North | Edwards |  | Hardware |  |  |  | Hardware | TRUE | SIGA-AB4GT | ++ | Sounder Base, Temporal 4 & 3 | 1 | 0.00146 | 0.031 |  |  |  |  | FALSE | [5 empty] | #FFFFFFFF |  |  | FALSE | FALSE | FALSE | [14 empty] | FALSE
|  |  | North | Edwards |  | Cards & Components |  |  |  | Card | TRUE | ANST28180 |  | Power Transformer, open frame, 28Vdc @ 180VA (ANS 25/50) | 1 | [6 empty] | TRUE | [5 empty] | #FFFFFFFF |  |  | FALSE | FALSE | FALSE | [14 empty] | FALSE
NFPA 170 SMOKE DETECTOR |  |  | North | Edwards |  | Smoke Detector |  |  |  | Module | TRUE | SIGA-PD w/SIGA-SB4 BASE | ++ | Photoelectric smoke detector | 1 | 3.2e-05 | 3.2e-05 |  |  |  |  | FALSE | TRUE |  |  |  |  | #FFFF0000 | FA-NFPA 170 SMOKE DETECTOR | 1 | FALSE | FALSE | FALSE | 1408 | [13 empty] | FALSE
NFPA 170 SPEAKER STROBE |  |  | North | Edwards |  | Speaker/Strobe |  |  |  | Module | TRUE | G4HFWA-S2VMC |  | 25V Speaker/Strobe, White, ALERT 15, 30, 75, 110 cd, Clear | 1 | 0 | 0.294 |  |  |  |  | FALSE | [5 empty] | #FF0070C0 | FA-NFPA 170 SPEAKER STROBE | 1 | FALSE | FALSE | FALSE | 2019 | [13 empty] | FALSE
NFPA 170 ADDRESSABLE INPUT MONITOR MODULE |  |  | North | Edwards |  | Addressable Module |  |  |  | Module | TRUE | SIGA-CT2 | ++ | Dual Input Module | 2 | 0.000396 | 0.00068 |  |  |  |  | FALSE | [5 empty] | #FFFF0000 | FA-NFPA 170 ADDRESSABLE INPUT MONITOR MODULE | 1 | FALSE | FALSE | FALSE | 1000 | [13 empty] | FALSE |  |  | DM
|  |  | North | Edwards | [5 empty] | Card | TRUE | iO1000G-2 Mainboard |  | Mainboard for iO1000G-2 assembly |  | 0.227 | 0.392 |  |  |  |  | TRUE | [5 empty] | #FFFFFFFF |  |  | FALSE | FALSE | [15 empty] | FALSE
|  |  | North | Edwards |  | Cards & Components |  |  |  | Card | TRUE | 2IDC | ++ | 2 Zone lDC Module P/N240456 | 1 | 0.016 | 0.045 |  |  |  |  | TRUE | [5 empty] | #FFFFFFFF |  |  | FALSE | FALSE | FALSE | [14 empty] | FALSE
|  |  | North | Edwards |  | Hardware |  |  |  | Hardware | TRUE | EV3T |  | Semi-Flush Trim 26"w x 38"h, for EV3B - black | 1 | [6 empty] | FALSE | [5 empty] | #FFFFFFFF |  |  | FALSE | FALSE | FALSE | [14 empty] | FALSE
NFPA 170 SPEAKER STROBE CEILING |  |  | North | Edwards |  | Speaker/Strobe |  |  |  | Module | TRUE | GCSVHWF-FR |  | Speaker/Strobe, Ceiling, White, FEU/FIRE, High CD | 1 | [6 empty] | FALSE | TRUE |  |  |  |  | #FF0070C0 | FA-NFPA 170 SPEAKER STROBE CEILING | 1 | FALSE | FALSE | FALSE | 2020 | [13 empty] | FALSE |  |  | C
|  |  | North | Edwards |  | Hardware |  |  |  | Hardware | TRUE | MN-TP120STD |  | TP Series 120V circuit transient protector module | 1 | [6 empty] | FALSE | [5 empty] | #FFFFFFFF |  |  | FALSE | FALSE | FALSE | [14 empty] | FALSE
NFPA 170 HORN STROBE |  |  | North | Edwards |  | Horn/Strobe |  |  |  | Module | TRUE | 868STRR-N5 w/869-WPB | ++ | Outdoor Rated Surface Mount Horn/Strobe, 120VAC, Red w/Box | 1 |  | 0.115 |  |  | 120 |  | TRUE | [5 empty] | #FF0070C0 | FA-NFPA 170 HORN STROBE | 1 | FALSE | FALSE | FALSE | [17 empty] | HZ
NFPA 170 FIRE ALARM CONTROL UNIT | RISER FACP |  | North | Edwards |  | Fire Alarm Control Unit |  |  |  | Assembly | TRUE | iO64G |  | FACP, 1 Loop, 64pt, 2 Cl B NACs, gray, 120v | 1 | [6 empty] | FALSE | [5 empty] | #FFFF0000 | FA-NFPA 170 FIRE ALARM CONTROL UNIT | 1 | FALSE | FALSE | FALSE | 202 | [8 empty] | 7,12,18,26 |  | 10 |  |  | TRUE
|  |  | North | Edwards |  | Cards & Components |  |  |  | Card | TRUE | MN-HS32G1P |  | 640 Watt Non-Omni directional HPSA Assembly (1 of 5 Active Panels) with lockable NEMA 4 amplifier, 110V/60Hz inverter/battery charger and electronics enclosure, lockable NEMA 4 battery enclosure (w/o batteries). Enclosures equipped with tamper switches. AC powered amplifier with DC backup. Edwards hard-wire interface included. Batteries and accessories are ordered separately. Gray colored speaker head. | 1 | [6 empty] | TRUE | [5 empty] | #FFFFFFFF |  |  | FALSE | FALSE | FALSE | [14 empty] | FALSE
NFPA 170 SPEAKER CEILING |  |  | North | Edwards |  | Speaker |  |  |  | Module | TRUE | 964-5A-8RW |  | 15cd Strobe, 8" Round Cone, 25V .5, 1, 2, 4w | 1 | [6 empty] | FALSE | TRUE |  |  |  |  | #FF0070C0 | FA-NFPA 170 SPEAKER CEILING | 1 | FALSE | FALSE | FALSE | 2019 | [13 empty] | FALSE |  |  | C
NFPA 170 AMPLIFIER RACK | RISER AMP |  | North | Edwards |  | Amplifier |  |  |  | Assembly | TRUE | ANS50MDG2 |  | 50W Audio Notification Panel, Gray | 1 | [6 empty] | FALSE | [5 empty] | #FFFF0000 | FA-NFPA 170 AMPLIFIER RACK | 1 | FALSE | FALSE | FALSE | 300 | [8 empty] | 7,12,18 |  |  |  |  | TRUE
NFPA 170 NON ADDRESSABLE RELAY |  |  | North | Edwards |  | Non-Addressable Relay |  |  |  | Module | TRUE | MR804/T |  | 4 SPDT Relay /w LED, & Track Mtg H'ware | 1 | 0 | 0.06 |  |  |  |  | FALSE | [5 empty] | #FFFF0000 | FA-NFPA 170 NON ADDRESSABLE RELAY | 1 | FALSE | FALSE | FALSE | 1300 | [13 empty] | FALSE
NFPA 170 SMOKE DETECTOR |  |  | North | Edwards |  | Smoke Detector |  |  |  | Module | TRUE | EC5000R (Detector) | + | Fireray 5000 Beam Detector Transmitter/Receiver | 1 | [6 empty] | FALSE | TRUE |  |  |  |  | #FFFF0000 | FA-NFPA 170 SMOKE DETECTOR | 1 | FALSE | FALSE | FALSE | 1408 | [13 empty] | FALSE |  |  | SBD
NFPA 170 HEAT DETECTOR |  |  | North | Edwards |  | Heat Detector |  |  |  | Module | TRUE | 302-AW-135 |  | Heat Detector, rate compensated, 135F 57.2C | 1 | [6 empty] | FALSE | [5 empty] | #FFFF0000 | FA-NFPA 170 HEAT DETECTOR | 1 | FALSE | FALSE | FALSE | 1403 | [13 empty] | FALSE
NFPA 170 SPEAKER WALL |  |  | North | Edwards |  | Speaker |  |  |  | Module | TRUE | G4HFRF-S2 |  | 25V Speaker, Red, running man, FIRE | 1 | [6 empty] | FALSE | [5 empty] | #FF0070C0 | FA-NFPA 170 SPEAKER WALL | 1 | FALSE | FALSE | FALSE | 2021 | [13 empty] | FALSE
NFPA 170 SMOKE HEAT CO DETECTOR |  |  | North | Edwards |  | Smoke/Heat/CO Detector |  |  |  | Module | TRUE | SIGA2-PHCOS w/SIGA-RB BASE | ++ | Photoelectric Smoke / Heat / Carbon Monoxide Detector | 1 | 7e-05 | 7e-05 |  |  |  |  | FALSE | TRUE |  |  |  |  | #FFFF0000 | FA-NFPA 170 SMOKE HEAT CO DETECTOR | 1 | FALSE | FALSE | FALSE | 1410 | [13 empty] | FALSE
|  |  | North | Edwards |  | Cards & Components |  |  |  | Card | TRUE | SMK |  | Smoke Power Converter Module | 1 | 0.002 | 0.002 |  |  |  |  | TRUE | [5 empty] | #FFFFFFFF |  |  | FALSE | FALSE | FALSE | [14 empty] | FALSE
NFPA 170 STROBE WALL |  |  | North | Edwards |  | Strobe |  |  |  | Module | TRUE | G4ERA-B |  | Strobe Expander, Red, ALERT markings, blue | 1 | 0 | 0.078 |  |  |  |  | FALSE | [5 empty] | #FF0070C0 | FA-NFPA 170 STROBE WALL | 1 | FALSE | FALSE | FALSE | 2023 | [13 empty] | FALSE
|  |  | North | Edwards |  | Hardware |  |  |  | Hardware | TRUE | 6832-1 |  | Telephone Wallbox, Red, use -4, 5A-4, 6A-4 phones | 1 | [6 empty] | FALSE | [5 empty] | #FFFFFFFF |  |  | FALSE | FALSE | FALSE | [14 empty] | FALSE
|  |  | North | Edwards |  | Hardware |  |  |  | Hardware | TRUE | MN-HSECCH1 |  | ECC Cabinet heater system kit (120 VAC). Provides terminals for battery heater blanket kits. One used for MN-HS16, MN-HSMP650 or MN-HS32 Series. Two used for MN-HS64 Series. | 1 | [6 empty] | FALSE | [5 empty] | #FFFFFFFF |  |  | FALSE | FALSE | FALSE | [14 empty] | FALSE
NFPA 170 SMOKE DETECTOR |  |  | North | Edwards |  | Smoke Detector |  |  |  | Module | TRUE | 721UT |  | 2W Smoke Detector 12/24Vdc, fast response /w remote A/T LED | 1 |  | 0.06 |  |  |  |  | FALSE | TRUE |  |  |  |  | #FFFF0000 | FA-NFPA 170 SMOKE DETECTOR | 1 | FALSE | FALSE | FALSE | 1408 | [13 empty] | FALSE
|  |  | North | Edwards |  | Hardware |  |  |  | Hardware | TRUE | 454731ARE |  | 16/2 Solid Twisted Red-Jacket FPLR | 1 | [6 empty] | FALSE | [5 empty] | #FFFFFFFF |  |  | FALSE | FALSE | FALSE | [14 empty] | FALSE
NFPA 170 HORN STROBE CEILING |  |  | North | Edwards |  | Horn/Strobe |  |  |  | Module | TRUE | GCAVRF |  | Horn-Strobe, running man, red, fire | 1 | [6 empty] | FALSE | TRUE |  |  |  |  | #FF0070C0 | FA-NFPA 170 HORN STROBE CEILING | 1 | FALSE | FALSE | FALSE | 2013 | [13 empty] | FALSE |  |  | C
NFPA 170 SPEAKER STROBE |  |  | North | Edwards |  | Speaker/Strobe |  |  |  | Module | TRUE | G4RF-S7V1575 |  | 70V Speaker/Strobe, Red, running man, FIRE 15/75 cd | 1 | 0 | 0.294 |  |  |  |  | FALSE | [5 empty] | #FF0070C0 | FA-NFPA 170 SPEAKER STROBE | 1 | FALSE | FALSE | FALSE | 2019 | [13 empty] | FALSE
NFPA 170 HORN STROBE |  |  | North | Edwards |  | Horn/Strobe |  |  |  | Module | TRUE | WG4WN-HVMHC |  | Outdoor horn-strobe, white w/o marking, high candela, clear lens | 1 | 0 | 0.502 |  |  |  |  | FALSE | [5 empty] | #FF0070C0 | FA-NFPA 170 HORN STROBE | 1 | FALSE | FALSE | FALSE | 2012 | [13 empty] | FALSE |  |  | WP
|  |  | North | Edwards |  | Hardware |  |  |  | Hardware | TRUE | 2-WBDS |  | OBSOLETE - Outer and Inner Door for 2-WBS | 1 | [6 empty] | FALSE | [5 empty] | #FFFFFFFF |  |  | FALSE | FALSE | FALSE | [14 empty] | FALSE
NFPA 170 STROBE WALL |  |  | North | Edwards |  | Strobe |  |  |  | Module | TRUE | G4VRN |  | Wall strobe, red, no marking | 1 | [6 empty] | FALSE |  | GRSW-10 |  |  |  | #FF0070C0 | FA-NFPA 170 STROBE WALL | 1 | FALSE | FALSE | FALSE | 2023 | [13 empty] | FALSE
|  |  | North | Edwards |  | Hardware |  |  |  | Hardware | TRUE | 75162MPNSL |  | 16/2 Solid, OS printed "Line Signal Cable" FPLP (Plenum) | 1 | [6 empty] | FALSE | [5 empty] | #FFFFFFFF |  |  | FALSE | FALSE | FALSE | [14 empty] | FALSE
NFPA 170 NON ADDRESSABLE RELAY |  |  | North | Edwards |  | Non-Addressable Relay |  |  |  | Module | TRUE | MR601/S |  | SPDT Relay /w LED, Switch, & Metal Enclosure | 1 | 0.015 | 0.015 |  |  |  |  | FALSE | [5 empty] | #FFFF0000 | FA-NFPA 170 NON ADDRESSABLE RELAY | 1 | FALSE | FALSE | FALSE | 1300 | [13 empty] | FALSE
|  |  | North | Edwards |  | Hardware |  |  |  | Hardware | TRUE | RLCM/B | + | Flush Box for 3-LCDANN | 1 | [6 empty] | FALSE | [5 empty] | #FFFFFFFF |  |  | FALSE | FALSE | FALSE | [14 empty] | FALSE
NFPA 170 SPEAKER WALL |  |  | North | Edwards |  | Speaker |  |  |  | Module | TRUE | MN-GVM08 |  | Exterior omni directional HPSA /w ctrl & battery cabinet, 800W | 1 | [6 empty] | FALSE | [5 empty] | #FF0070C0 | FA-NFPA 170 SPEAKER WALL | 1 | FALSE | FALSE | FALSE | 2021 | [13 empty] | FALSE
|  |  | North | Edwards |  | Cards & Components |  |  |  | Card | TRUE | MN-HS32G5P |  | 3200 Watt Omni-directional HPSA Assembly (5 of 5 Active Panels) with lockable NEMA 4 amplifier, 110V/60 Hz. inverter/battery charger and electronics enclosure, lockable NEMA 4 battery enclosure (w/o batteries). Enclosures equipped with tamper switches. AC powered amplifier with DC backup. Edwards hard-wire interface included. Batteries and accessories are ordered separately. Gray colored speaker head. | 1 | [6 empty] | TRUE | [5 empty] | #FFFFFFFF |  |  | FALSE | FALSE | FALSE | [14 empty] | FALSE
NFPA 170 SMOKE DETECTOR |  |  | North | Edwards |  | Smoke Detector |  |  |  | Module | TRUE | SIGA-IPHS w/SIGA-SB BASE | ++ | 4D Multisensor Detector | 1 | 4.5e-05 | 4.5e-05 |  |  |  |  | FALSE | TRUE |  |  |  |  | #FFFF0000 | FA-NFPA 170 SMOKE DETECTOR | 1 | FALSE | FALSE | FALSE | 1408 | [13 empty] | FALSE
|  |  | North | Edwards |  | Cards & Components |  |  |  | Card | TRUE | RLED24R Mainboard |  | Mainboard for RLED24R assembly | 1 | 0.006 | 0.034 |  |  |  |  | TRUE | [5 empty] | #FFFFFFFF |  |  | FALSE | FALSE | FALSE | [14 empty] | FALSE
|  |  | North | Edwards |  | Hardware |  |  |  | Hardware | TRUE | 4X-LKF |  | French Template | 1 | [6 empty] | FALSE | [5 empty] | #FFFFFFFF |  |  | FALSE | FALSE | FALSE | [14 empty] | FALSE
|  |  | North | Edwards |  | Cards & Components |  |  |  | Card | TRUE | 3-IDC8/4 | ++ | Initiating / Indicating Device Circuit Module | 1 | 0.048 | 0.408 |  |  |  |  | TRUE | [5 empty] | #FFFFFFFF |  |  | FALSE | FALSE | FALSE | [14 empty] | FALSE
NFPA 170 HORN STROBE |  |  | North | Edwards |  | Horn/Strobe |  |  |  | Module | TRUE | 757-8A-T |  | 110cdW, 60cdC Strobe, Horn 97 dbA Avg., Red | 1 | [6 empty] | FALSE | [5 empty] | #FF0070C0 | FA-NFPA 170 HORN STROBE | 1 | FALSE | FALSE | FALSE | 2012 | [13 empty] | FALSE
|  |  | North | Edwards |  | Cards & Components |  |  |  | Card | TRUE | 3-SSDC1 | n | Signature Single Driver Controller (LRM) | 1 | 0.144 | 0.204 |  |  |  |  | TRUE | [5 empty] | #FFFFFFFF |  |  | FALSE | FALSE | FALSE
NFPA 170 SPEAKER STROBE |  |  | North | Edwards |  | Speaker/Strobe |  |  |  | Module | TRUE | G4F-S2VM |  | 25V Speaker/Strobe, White, FIRE running man, 15, 30, 75, 110 cd | 1 | 0 | 0.294 |  |  |  |  | FALSE | [5 empty] | #FF0070C0 | FA-NFPA 170 SPEAKER STROBE | 1 | FALSE | FALSE | FALSE | 2019 | [13 empty] | FALSE
|  |  | North | Edwards |  | Hardware |  |  |  | Hardware | TRUE | EVSC3R-32 |  | In-graphic 3-pos Rotary Switch, ON-OFF wired, 2 points | 1 | [6 empty] | FALSE | [5 empty] | #FFFFFFFF |  |  | FALSE | FALSE | FALSE | [14 empty] | FALSE
NFPA 170 SMOKE DETECTOR |  |  | North | Edwards |  | Smoke Detector |  |  |  | Module | TRUE | EC2-OS w/EC2-SB BASE | + | Smoke detector, photoelectric, two-wire | 1 | 8.8e-05 | 0.06 |  |  |  |  | FALSE | TRUE |  |  |  |  | #FFFF0000 | FA-NFPA 170 SMOKE DETECTOR | 1 | FALSE | FALSE | FALSE | 1408 | [13 empty] | FALSE
|  |  | North | Edwards |  | Hardware |  |  |  | Hardware | TRUE | FS1ANN-WR-HT-CAB |  | Wpf Ann Cabinet NEMA4X, CSA4- for 1 R Series Annunciator | 1 | [6 empty] | FALSE | [5 empty] | #FFFFFFFF |  |  | FALSE | FALSE | FALSE | [14 empty] | FALSE |  |  | WP
|  |  | North | Edwards | [5 empty] | Card | TRUE | iO1000G-SP Mainboard |  | Mainboard for iO1000G-SP assembly |  | 0.227 | 0.392 |  |  |  |  | TRUE | [5 empty] | #FFFFFFFF |  |  | FALSE | FALSE | [15 empty] | FALSE
|  |  | North | Edwards |  | Cards & Components |  |  |  | Card | TRUE | QSC-CPU-2-SPE |  | OBSOLETE - CPU/Display with 2 Annunciator Option Space, Spanish | 1 | [6 empty] | TRUE | [5 empty] | #FFFFFFFF |  |  | FALSE | FALSE | FALSE | [14 empty] | FALSE
|  |  | North | Edwards |  | Hardware |  |  |  | Hardware | TRUE | FW-NSZ5FP |  | License set - Non-Redundant service server . (5 Clients) Auto Added | 1 | [6 empty] | FALSE | [5 empty] | #FFFFFFFF |  |  | FALSE | FALSE | FALSE | [14 empty] | FALSE
NFPA 170 STROBE WALL |  |  | North | Edwards |  | Strobe |  |  |  | Module | TRUE | G1WN-VMA |  | Strobe, white, no markings, A, B, C, D cd, amber lens | 1 | 0 | 0.152 |  |  |  |  | FALSE | [5 empty] | #FF0070C0 | FA-NFPA 170 STROBE WALL | 1 | FALSE | FALSE | FALSE | 2023 | [13 empty] | FALSE
NFPA 170 HORN |  |  | North | Edwards |  | Horn |  |  |  | Module | TRUE | 2447TH-R | + | Temporal Horn, Red | 1 | [6 empty] | FALSE | [5 empty] | #FF0070C0 | FA-NFPA 170 HORN | 1 | FALSE | FALSE | FALSE | 2010 | [13 empty] | FALSE
|  |  | North | Edwards |  | Hardware |  |  |  | Hardware | TRUE | 3-CAB7D |  | Door Assembly for 3-CAB7 | 1 | [6 empty] | FALSE | [5 empty] | #FFFFFFFF |  |  | FALSE | FALSE | FALSE | [14 empty] | FALSE
|  |  | North | Edwards |  | Hardware |  |  |  | Hardware | TRUE | GL1WN-BB1G |  | Single Gang Surface Mount BackBox, White | 1 | [6 empty] | FALSE | [5 empty] | #FFFFFFFF |  |  | FALSE | FALSE | FALSE | [14 empty] | FALSE
|  |  | North | Edwards |  | Cards & Components |  |  |  | Card | TRUE | Encompass 300 watt card | ++ | Encompass 300 watt amplifier card | 1 | [6 empty] | TRUE | [5 empty] | #FFFFFFFF |  |  | FALSE | FALSE | FALSE
NFPA 170 MANUAL PULL |  |  | North | Edwards |  | Manual Station |  |  |  | Module | TRUE | MPSR2-S45W-GE-NYW |  | Wpf, Double Action Station, SPST, Cat 45 key reset, NYC white stripe | 1 | [6 empty] | FALSE | [5 empty] | #FFFF0000 | FA-NFPA 170 MANUAL PULL | 1 | FALSE | FALSE | FALSE | 957 | [13 empty] | FALSE |  |  | WP
NFPA 170 STROBE WALL |  |  | North | Edwards |  | Strobe |  |  |  | Module | TRUE | WGVWF | ++ | Outdoor rated strobe, white, fire | 1 | [6 empty] | FALSE | [5 empty] | #FF0070C0 | FA-NFPA 170 STROBE WALL | 1 | FALSE | FALSE | FALSE | 2023 | [13 empty] | FALSE |  |  | WP
|  |  | North | Edwards |  | Hardware |  |  |  | Hardware | TRUE | MN-GVSOL1 |  | HPSA solar charging array for under 1600 watt with power equalizer and regulator | 1 | [6 empty] | FALSE | [5 empty] | #FFFFFFFF |  |  | FALSE | FALSE | FALSE | [14 empty] | FALSE
|  |  | North | Edwards |  | Cards & Components |  |  |  | Card | TRUE | QS2-CPU-1-DT |  | OBSOLETE - CPU/Display with 1 Annunciator Option Space, Belgian Dutch | 1 | [6 empty] | TRUE | [5 empty] | #FFFFFFFF |  |  | FALSE | FALSE | FALSE | [14 empty] | FALSE
NFPA 170 HORN |  |  | North | Edwards |  | Horn |  |  |  | Module | TRUE | G4ARN |  | Wall horn, red, no marking | 1 | [6 empty] | FALSE |  | GRSW-10 |  |  |  | #FF0070C0 | FA-NFPA 170 HORN | 1 | FALSE | FALSE | FALSE | 2010 | [13 empty] | FALSE
NFPA 170 FIRE ALARM CONTROL UNIT | RISER FACP |  | North | Edwards |  | Fire Alarm Control Unit |  |  |  | Assembly | TRUE | iO64G-2-PG |  | FACP, 1 Loop, 64pt, 2 Cl B NACs, gray, 230v, Portuguese | 1 | [6 empty] | FALSE | [5 empty] | #FFFF0000 | FA-NFPA 170 FIRE ALARM CONTROL UNIT | 1 | FALSE | FALSE | FALSE | 202 | [8 empty] | 7,12,18,26 |  | 10 |  |  | TRUE
|  |  | North | Edwards |  | Hardware |  |  |  | Hardware | TRUE | MN-GVPMM |  | HPSA Pole mount kit for MN-GVM Omni-directional HPSA | 1 | [6 empty] | FALSE | [5 empty] | #FFFFFFFF |  |  | FALSE | FALSE | FALSE | [14 empty] | FALSE
|  |  | North | Edwards |  | Cards & Components |  |  |  | Card | TRUE | 3-BBC/M | n | Booster Power Supply 120V, Multiple Batteries | 1 | 0.07 | 0.07 |  |  |  |  | TRUE | [5 empty] | #FFFFFFFF |  |  | FALSE | FALSE | FALSE
|  |  | North | Edwards |  | Cards & Components |  |  |  | Card | TRUE | 3X-ETH3 |  | 10/100 Ethernet port for CS, prog/diag, FireWorks | 1 | 0.042 | 0.054 |  |  |  |  | TRUE | [5 empty] | #FFFFFFFF |  |  | FALSE | FALSE | FALSE | [14 empty] | FALSE
|  |  | North | Edwards |  | Hardware |  |  |  | Hardware | TRUE | 6831-2 |  | Frontplate, Flush, Red, Lock | 1 | [6 empty] | FALSE | [5 empty] | #FFFFFFFF |  |  | FALSE | FALSE | FALSE | [14 empty] | FALSE
NFPA 170 AMPLIFIER RACK | RISER AMP |  | North | Edwards |  | Amplifier |  |  |  | Assembly | TRUE | ANS50MDR2 |  | 50W Audio Notification Panel, Red | 1 | [6 empty] | FALSE | [5 empty] | #FFFF0000 | FA-NFPA 170 AMPLIFIER RACK | 1 | FALSE | FALSE | FALSE | 300 | [8 empty] | 7,12,18 |  |  |  |  | TRUE
NFPA 170 FIRE ALARM CONTROL UNIT | RISER FACP |  | North | Edwards |  | Fire Alarm Control Unit |  |  |  | Assembly | TRUE | EST1-2Z3 | ++ | Two Zone, Three Expansion Space Panel, 120 VAC | 1 | [6 empty] | FALSE |  |  |  | 12" x 14" x 2.75" [30.5 cm x 35.6 cm x 7.0 cm] |  | #FFFF0000 | FA-NFPA 170 FIRE ALARM CONTROL UNIT | 1 | FALSE | FALSE | FALSE | 202 | [8 empty] | 4.5,6.5,10 |  |  |  |  | TRUE
|  |  | North | Edwards |  | Hardware |  |  |  | Hardware | TRUE | FWUL5RAIDW7 |  | Industrial Grade Workstation, /w RAID HD, UL Listed | 1 | [6 empty] | FALSE | [5 empty] | #FFFFFFFF |  |  | FALSE | FALSE | FALSE | [14 empty] | FALSE
NFPA 170 GRAPHIC ANNUNCIATOR PANEL | RISER ANNUNCIATOR |  | North | Edwards |  | Graphic Annunciator |  |  |  | Module | TRUE | FSCS-2 |  | Smoke Ctrl Graphic Annunciator 17.5"w x 15.75"h viewing area | 1 | [6 empty] | FALSE | [5 empty] | #FFFF0000 | FA-NFPA 170 GRAPHIC ANNUNCIATOR PANEL | 1 | FALSE | FALSE | FALSE | 256 | [13 empty] | FALSE
|  |  | North | Edwards |  | Hardware |  |  |  | Hardware | TRUE | CM10900 |  | ¾” ID x 1” OD x 10' length ABS Sampling Pipe, Red | 1 | [6 empty] | FALSE | [5 empty] | #FFFFFFFF |  |  | FALSE | FALSE | FALSE | [14 empty] | FALSE
NFPA 170 DOOR HOLDER |  |  | North | Edwards |  | Door Holder |  |  |  | Module | TRUE | 1504-AQN5 |  | Flush, Wall Mount, 24Vac/dc or 120Vac | 1 | 0.015 | [5 empty] | FALSE | [5 empty] | #FFFF0000 | FA-NFPA 170 DOOR HOLDER | 1 | FALSE | FALSE | FALSE | 2500 | [13 empty] | FALSE
NFPA 170 DUCT SMOKE DETECTOR |  |  | North | Edwards |  | Duct Smoke Detector |  |  |  | Module | TRUE | EC30DU-3 |  | Photoelectric Duct Smoke Detector | 1 |  | 0.1 |  |  |  |  | FALSE | TRUE |  |  |  |  | #FFFF0000 | FA-NFPA 170 DUCT SMOKE DETECTOR | 1 | FALSE | FALSE | FALSE | 1400 | [13 empty] | FALSE
NFPA 170 NON ADDRESSABLE RELAY |  |  | North | Edwards |  | Non-Addressable Relay |  |  |  | Module | TRUE | MR704/T |  | 4 SPDT Relay /w LED, & Track Mtg H'ware | 1 | 0 | 0.12 |  |  |  |  | FALSE | [5 empty] | #FFFF0000 | FA-NFPA 170 NON ADDRESSABLE RELAY | 1 | FALSE | FALSE | FALSE | 1300 | [13 empty] | FALSE
|  |  | North | Edwards |  | Hardware |  |  |  | Hardware | TRUE | STI-3002 |  | Weatherproof Gasket, two req'd per cover | 1 | [6 empty] | FALSE | [5 empty] | #FFFFFFFF |  |  | FALSE | FALSE | FALSE | [14 empty] | FALSE
NFPA 170 SPEAKER CEILING |  |  | North | Edwards |  | Speaker |  |  |  | Module | TRUE | GCSWA |  | Speaker, Ceiling, White, Alert | 1 | [6 empty] | FALSE | TRUE |  |  |  |  | #FF0070C0 | FA-NFPA 170 SPEAKER CEILING | 1 | FALSE | FALSE | FALSE | 2019 | [13 empty] | FALSE |  |  | C
|  |  | North | Edwards |  | Cards & Components |  |  |  | Card | TRUE | 2-MCD |  | OBSOLETE - Main CPU and Display | 1 | [6 empty] | TRUE | [5 empty] | #FFFFFFFF |  |  | FALSE | FALSE | FALSE | [14 empty] | FALSE
NFPA 170 STROBE CEILING |  |  | North | Edwards |  | Strobe |  |  |  | Module | TRUE | GCWN-VMHA |  | Strobe, white, no markings, 95, 115, 150, 177 cd, amber | 1 | 0 | 0.502 |  |  |  |  | FALSE | TRUE |  |  |  |  | #FF0070C0 | FA-NFPA 170 STROBE CEILING | 1 | FALSE | FALSE | FALSE | 2022 | [13 empty] | FALSE |  |  | C
NFPA 170 SPEAKER STROBE |  |  | North | Edwards |  | Speaker/Strobe |  |  |  | Module | TRUE | G4SVWF |  | Speaker/Strobe, Wall, White, FIRE | 1 | [6 empty] | FALSE | FALSE | GRSW-10 | G4WSB |  |  | #FF0070C0 | FA-NFPA 170 SPEAKER STROBE | 1 | FALSE | FALSE | FALSE | 2019 | [13 empty] | FALSE |  |  | C
|  |  | North | Edwards |  | Hardware |  |  |  | Hardware | TRUE | LKC-7 |  | EMERGENCY - Ceiling Orientation | 1 | [6 empty] | FALSE | [5 empty] | #FFFFFFFF |  |  | FALSE | FALSE | FALSE | [14 empty] | FALSE
|  |  | North | Edwards |  | Cards & Components |  |  |  | Card | TRUE | SFS |  | SFS LED control/display module | 1 | 0.002 | 0.002 |  |  |  |  | TRUE | [5 empty] | #FFFFFFFF |  |  | FALSE | FALSE | FALSE | [14 empty] | FALSE
NFPA 170 SPEAKER STROBE |  |  | North | Edwards |  | Speaker/Strobe |  |  |  | Module | TRUE | 757-7A-RS70 |  | 15/75cd Strobe, Re-Ent Speaker, 70V 2, 4, 8, 15w | 1 | [6 empty] | FALSE | [5 empty] | #FF0070C0 | FA-NFPA 170 SPEAKER STROBE | 1 | FALSE | FALSE | FALSE | 2019 | [13 empty] | FALSE
NFPA 170 ADDRESSABLE INPUT MONITOR MODULE |  |  | North | Edwards |  | Addressable Module |  |  |  | Module | TRUE | SIGA-WTM | ++ | Waterflow / Supervisory Module | 2 | 0.000396 | 0.00068 |  |  |  |  | FALSE | [5 empty] | #FFFF0000 | FA-NFPA 170 ADDRESSABLE INPUT MONITOR MODULE | 1 | FALSE | FALSE | FALSE | 1000 | [13 empty] | FALSE
|  |  | North | Edwards | [5 empty] | Assembly | TRUE | QS4-12-G-2-SP |  | FAP w/ 12 Option Card Space, Gray, Spanish, 230V | 1 | [6 empty] | FALSE | [5 empty] | #FFFFFFFF |  |  | FALSE | FALSE | FALSE | [14 empty] | FALSE
NFPA 170 FIRE PHONE |  |  | North | Edwards |  | Fire Phone |  |  |  | Module | TRUE | 6833-4 |  | 4 State Telephone Receptacle, 1 gang | 1 | 0 | 0.02 |  |  |  |  | FALSE | [5 empty] | #FFFF0000 | FA-NFPA 170 FIRE PHONE | 1 | FALSE | FALSE | FALSE | 208 | [13 empty] | FALSE
|  |  | North | Edwards | [5 empty] | Assembly | TRUE | QS4-5-G-1 |  | FAP w/ 5 Option Card Space, Gray | 1 | [6 empty] | FALSE | [5 empty] | #FFFFFFFF |  |  | FALSE | FALSE | FALSE | [14 empty] | FALSE
|  |  | North | Edwards |  | Hardware |  |  |  | Hardware | TRUE | 2-LSRA |  | OBSOLETE - LCD Annunciator /w scroll ctrl, EST2 | 1 | [6 empty] | FALSE | [5 empty] | #FFFFFFFF |  |  | FALSE | FALSE | FALSE | [14 empty] | FALSE
|  |  | North | Edwards |  | Hardware |  |  |  | Hardware | TRUE | QSC-5-G-2E-BR |  | OBSOLETE - FAP w/ 5 Option Card Spaces, Gray, EN-54, British, 230V | 1 | [6 empty] | FALSE | [5 empty] | #FFFFFFFF |  |  | FALSE | FALSE | FALSE | [14 empty] | FALSE
|  |  | North | Edwards |  | Hardware |  |  |  | Hardware | TRUE | JALX11 |  | Explosion proof outlet body, 1/2" threaded hubs | 1 | [6 empty] | FALSE | [5 empty] | #FFFFFFFF |  |  | FALSE | FALSE | FALSE | [14 empty] | FALSE
|  |  | North | Edwards |  | Hardware |  |  |  | Hardware | TRUE | PROGCABLE-1 |  | Download/Upload Prog. Cable for Bar Code Scanner Port | 1 | [6 empty] | FALSE | [5 empty] | #FFFFFFFF |  |  | FALSE | FALSE | FALSE | [14 empty] | FALSE
NFPA 170 REMOTE ANNUNCIATOR | RISER ANNUNCIATOR |  | North | Edwards |  | Remote Annunciator |  |  |  | Assembly | TRUE | 4-6ANN (PAGING) | + | Metallic bronze Annunciator w/4-ANNCPU, MIC | 1 | [6 empty] | FALSE | [5 empty] | #FFFF0000 | FA-NFPA 170 REMOTE ANNUNCIATOR | 1 | FALSE | FALSE | FALSE | 255 | [13 empty] | FALSE
NFPA 170 SPEAKER CEILING |  |  | North | Edwards |  | Speaker |  |  |  | Module | TRUE | 964-1A-8RW |  | 8" Round Cone Speaker, 25Vrms, .5, 1, 2, 4w | 1 | [6 empty] | FALSE | TRUE |  |  |  |  | #FF0070C0 | FA-NFPA 170 SPEAKER CEILING | 1 | FALSE | FALSE | FALSE | 2019 | [13 empty] | FALSE |  |  | C
|  |  | North | Edwards |  | Hardware |  |  |  | Hardware | TRUE | G1T |  | Trim Plate, for 2 gang or 4" square boxes, white | 1 | [6 empty] | FALSE | [5 empty] | #FFFFFFFF |  |  | FALSE | FALSE | FALSE | [14 empty] | FALSE
|  |  | North | Edwards |  | Hardware |  |  |  | Hardware | TRUE | FWUL5W7 |  | Industrial Grade Workstation, UL Listed | 1 | [6 empty] | FALSE | [5 empty] | #FFFFFFFF |  |  | FALSE | FALSE | FALSE | [14 empty] | FALSE
|  |  | North | Edwards |  | Hardware |  |  |  | Hardware | TRUE | VP-1 |  | Vented Panel, takes 1 Rack Space, 1 3/4" | 1 | [6 empty] | FALSE | [5 empty] | #FFFFFFFF |  |  | FALSE | FALSE | FALSE | [14 empty] | FALSE
NFPA 170 MANUAL PULL |  |  | North | Edwards |  | Manual Station |  |  |  | Module | TRUE | 278B-1110 |  | Pull Station, double action, lexan, tool reset, terminals | 1 | [6 empty] | FALSE | [5 empty] | #FFFF0000 | FA-NFPA 170 MANUAL PULL | 1 | FALSE | FALSE | FALSE | 957 | [13 empty] | FALSE
NFPA 170 SMOKE DETECTOR |  |  | North | Edwards |  | Smoke Detector |  |  |  | Module | TRUE | 521BXT |  | 2W Smoke Det 6-33Vdc /w smart heat 135FT & R of R /w base | 1 |  | 0.02 |  |  |  |  | FALSE | TRUE |  |  |  |  | #FFFF0000 | FA-NFPA 170 SMOKE DETECTOR | 1 | FALSE | FALSE | FALSE | 1408 | [13 empty] | FALSE
|  |  | North | Edwards |  | Cards & Components |  |  |  | Card | TRUE | VS2-GC Mainboard |  | Mainboard for VS2-GC assembly | 1 | 0.231 | 0.44 |  |  |  |  | TRUE | [5 empty] | #FFFFFFFF |  |  | FALSE | FALSE | FALSE | [14 empty] | FALSE
NFPA 170 SPEAKER STROBE CEILING |  |  | North | Edwards |  | Speaker/Strobe |  |  |  | Module | TRUE | GCHFWF-S2VMCH |  | 25V Speaker/Strobe, White, 95, 115, 150, 177,FIRE | 1 | 0 | 0.502 |  |  |  |  | FALSE | TRUE |  |  |  |  | #FF0070C0 | FA-NFPA 170 SPEAKER STROBE CEILING | 1 | FALSE | FALSE | FALSE | 2020 | [13 empty] | FALSE |  |  | C
|  |  | North | Edwards |  | Hardware |  |  |  | Hardware | TRUE | QSC-5-G-2E-IT |  | OBSOLETE - FAP w/ 5 Option Card Spaces, Gray, EN-54, Italian, 230V | 1 | [6 empty] | FALSE | [5 empty] | #FFFFFFFF |  |  | FALSE | FALSE | FALSE | [14 empty] | FALSE
|  |  | North | Edwards |  | Cards & Components |  |  |  | Card | TRUE | QS8-CPU-1-SP |  | OBSOLETE - CPU/Display with 1 Annunciator Option Space, Spanish | 1 | [6 empty] | TRUE | [5 empty] | #FFFFFFFF |  |  | FALSE | FALSE | FALSE | [14 empty] | FALSE
NFPA 170 SMOKE DETECTOR |  |  | North | Edwards |  | Smoke Detector |  |  |  | Module | TRUE | SIGA-PS w/SIGA-AB4G BASE | ++ | Photoelectric Smoke Detector | 1 | 4.5e-05 | 4.5e-05 |  |  |  |  | FALSE | TRUE |  |  |  |  | #FFFF0000 | FA-NFPA 170 SMOKE DETECTOR | 1 | FALSE | FALSE | FALSE | 1408 | [13 empty] | FALSE
NFPA 170 SMOKE CO DETECTOR |  |  | North | Edwards |  | Smoke/CO Detector |  |  |  | Module | TRUE | SIGA-OSCD w/SIGA-AB4GT BASE | ++ | Multisensor Smoke and CO Detector | 1 | 3.2e-05 | 4.5e-05 |  |  |  |  | FALSE | TRUE |  |  |  |  | #FFFF0000 | FA-NFPA 170 SMOKE CO DETECTOR | 1 | FALSE | FALSE | FALSE | 1408 | [13 empty] | FALSE
NFPA 170 FIRE PHONE |  |  | North | Edwards |  | Fire Phone |  |  |  | Module | TRUE | 6830-5A-4 |  | 4 State Handset Assembly, Red, 5' Cord, Push to Talk | 1 | [6 empty] | FALSE | [5 empty] | #FFFF0000 | FA-NFPA 170 FIRE PHONE | 1 | FALSE | FALSE | FALSE | [14 empty] | FALSE
NFPA 170 SYNC MODULE |  |  | North | Edwards |  | Sync Module |  |  |  | Module | TRUE | G1M |  | Precision Sychronization Module - Snap Mount to Signal | 1 | [6 empty] | FALSE | [5 empty] | #FFFF0000 | FA-NFPA 170 SYNC MODULE | 1 | FALSE | FALSE | FALSE | 1300 | [13 empty] | FALSE
|  |  | North | Edwards |  | Hardware |  |  |  | Hardware | TRUE | FWUL5RAIDUKW7 |  | Workstation. Upgrade to Win7, add 500GB HD and 2GB Ram. (For old UL5 machines) | 1 | [6 empty] | FALSE | [5 empty] | #FFFFFFFF |  |  | FALSE | FALSE | FALSE | [14 empty] | FALSE
|  |  | North | Edwards |  | Hardware |  |  |  | Hardware | TRUE | G4RB |  | Surface Mount Box - Red | 1 | [6 empty] | FALSE | [5 empty] | #FFFFFFFF |  |  | FALSE | FALSE | FALSE | [14 empty] | FALSE
NFPA 170 HORN |  |  | North | Edwards |  | Horn |  |  |  | Module | TRUE | G4AWF-SP |  | Wall horn, white, FUEGO | 1 | [6 empty] | FALSE |  | GRSW-10 |  |  |  | #FF0070C0 | FA-NFPA 170 HORN | 1 | FALSE | FALSE | FALSE | 2010 | [13 empty] | FALSE
NFPA 170 STROBE CEILING |  |  | North | Edwards |  | Strobe |  |  |  | Module | TRUE | GCWA-VMHB |  | Strobe, white, ALERT, 95, 115, 150, 177 cd, blue | 1 | 0 | 0.342 |  |  |  |  | FALSE | TRUE |  |  |  |  | #FF0070C0 | FA-NFPA 170 STROBE CEILING | 1 | FALSE | FALSE | FALSE | 2022 | [13 empty] | FALSE |  |  | C
NFPA 170 SPEAKER STROBE CEILING |  |  | North | Edwards |  | Speaker/Strobe |  |  |  | Module | TRUE | GCWN-S7VMA |  | 70V Speaker/Strobe white, no markings, Standard cd, amber | 1 | 0 | 0.168 |  |  |  |  | FALSE | TRUE |  |  |  |  | #FF0070C0 | FA-NFPA 170 SPEAKER STROBE CEILING | 1 | FALSE | FALSE | FALSE | 2020 | [13 empty] | FALSE |  |  | C
|  |  | North | Edwards |  | Hardware |  |  |  | Hardware | TRUE | MN-FNS4HDK1 |  | MN-FNS4 Series switch holder bracket. Used with MN-BRKT Series. | 1 | [6 empty] | FALSE | [5 empty] | #FFFFFFFF |  |  | FALSE | FALSE | FALSE | [14 empty] | FALSE
NFPA 170 SPEAKER WALL |  |  | North | Edwards |  | Speaker |  |  |  | Module | TRUE | WGSWA | ++ | Outdoor rated speaker, wall, white, alert | 1 | [6 empty] | FALSE | FALSE |  |  |  |  | #FF0070C0 | FA-NFPA 170 SPEAKER WALL | 1 | FALSE | FALSE | FALSE | 2021 | [13 empty] | FALSE |  |  | WP
NFPA 170 FIRE ALARM CONTROL UNIT | RISER FACP |  | North | Edwards |  | Fire Alarm Control Unit |  |  |  | Assembly | TRUE | iO1000G-2-SP |  | FACP, 1-4 Loop, 1000pt max, 4 Cl B NACs, gray, 230v, Spanish | 1 | [6 empty] | FALSE | [5 empty] | #FFFF0000 | FA-NFPA 170 FIRE ALARM CONTROL UNIT | 1 | FALSE | FALSE | FALSE | 202 | [8 empty] | 7,12,18 |  |  |  |  | TRUE
NFPA 170 MANUAL PULL |  |  | North | Edwards |  | Manual Station |  |  |  | Module | TRUE | SIGI-271 |  | Fire Alarm Station, European Operation | 1 | 0.00025 | 0.0004 |  |  |  |  | FALSE | [5 empty] | #FFFF0000 | FA-NFPA 170 MANUAL PULL | 1 | FALSE | FALSE | FALSE | 957 | [13 empty] | FALSE
|  |  | North | Edwards |  | Hardware |  |  |  | Hardware | TRUE | PT-1P-220 |  | System Printer, 220Vac, 50-60 Hz. | 1 | [6 empty] | FALSE | [5 empty] | #FFFFFFFF |  |  | FALSE | FALSE | FALSE | [14 empty] | FALSE
|  |  | North | Edwards |  | Cards & Components |  |  |  | Card | TRUE | APS6A Mainboard |  | Mainboard for APS6A assembly | 1 | 0.07 | 0.27 |  |  |  |  | TRUE | [5 empty] | #FFFFFFFF |  |  | FALSE | FALSE | FALSE | [14 empty] | FALSE
NFPA 170 SPEAKER STROBE |  |  | North | Edwards |  | Speaker/Strobe |  |  |  | Module | TRUE | G4-S7VM |  | 70V Speaker/Strobe, White, running man, 15, 30, 75, 110 cd | 1 | 0 | 0.294 |  |  |  |  | FALSE | [5 empty] | #FF0070C0 | FA-NFPA 170 SPEAKER STROBE | 1 | FALSE | FALSE | FALSE | 2019 | [13 empty] | FALSE
NFPA 170 HEAT DETECTOR |  |  | North | Edwards |  | Heat Detector |  |  |  | Module | TRUE | SIGA-HRS w/SIGA-IB BASE | ++ | Heat Detector, 15F ROR, 135F Fixed Temperature | 1 | 4.5e-05 | 4.5e-05 |  |  |  |  | FALSE | [5 empty] | #FFFF0000 | FA-NFPA 170 HEAT DETECTOR | 1 | FALSE | FALSE | FALSE | 1403 | [13 empty] | FALSE
NFPA 170 SMOKE CO DETECTOR |  |  | North | Edwards |  | Smoke/CO Detector |  |  |  | Module | TRUE | SIGA-OSCD w/SIGA-IB BASE | ++ | Multisensor Smoke and CO Detector | 1 | 3.2e-05 | 4.5e-05 |  |  |  |  | FALSE | TRUE |  |  |  |  | #FFFF0000 | FA-NFPA 170 SMOKE CO DETECTOR | 1 | FALSE | FALSE | FALSE | 1410 | [13 empty] | FALSE
|  |  | North | Edwards |  | Cards & Components |  |  |  | Card | TRUE | 4-24L18S | + | 24 Indicator 18 Control Display Module | 1 | 0.00852 | 0.00852 |  |  |  |  | TRUE | [5 empty] | #FFFFFFFF |  |  | FALSE | FALSE | FALSE
|  |  | North | Edwards |  | Hardware |  |  |  | Hardware | TRUE | 2-WB3 |  | OBSOLETE - Gray Wallbox | 1 | [6 empty] | FALSE | [5 empty] | #FFFFFFFF |  |  | FALSE | FALSE | FALSE | [14 empty] | FALSE
NFPA 170 MANUAL PULL |  |  | North | Edwards |  | Manual Station |  |  |  | Module | TRUE | 277B-1120 |  | Pull Station, lexan, key reset, wire leads | 1 | [6 empty] | FALSE | [5 empty] | #FFFF0000 | FA-NFPA 170 MANUAL PULL | 1 | FALSE | FALSE | FALSE | 957 | [13 empty] | FALSE
NFPA 170 LCD ANNNUNCIATOR DISPLAY | RISER ANNUNCIATOR |  | North | Edwards |  | LCD Annunciator |  |  |  | Module | TRUE | RLCD-C-SP |  | LCD Ann, 4x20 LCD, w/common LEDs & Ctrls, white, Spanish | 1 | 0.099 | 0.115 |  |  |  |  | FALSE | [5 empty] | #FFFF0000 | FA-NFPA 170 LCD ANNNUNCIATOR DISPLAY | 1 | FALSE | FALSE | FALSE | 257 | [8 empty] | 7,12,18 |  |  |  |  | FALSE
NFPA 170 SPEAKER WALL |  |  | North | Edwards |  | Speaker |  |  |  | Module | TRUE | G4HFWF-S7 |  | 70V Speaker, White, running man, FIRE | 1 | [6 empty] | FALSE | [5 empty] | #FF0070C0 | FA-NFPA 170 SPEAKER WALL | 1 | FALSE | FALSE | FALSE | 2021 | [13 empty] | FALSE
|  |  | North | Edwards |  | Cards & Components |  |  |  | Card | TRUE | 2-TEL |  | OBSOLETE - Fire Fighter's Master Telephone | 1 | [6 empty] | TRUE | [5 empty] | #FFFFFFFF |  |  | FALSE | FALSE | FALSE | [14 empty] | FALSE
|  |  | North | Edwards |  | Cards & Components |  |  |  | Card | TRUE | CRCXF |  | 120/16.5V Power Transformer | 1 | [6 empty] | TRUE | [5 empty] | #FFFFFFFF |  |  | FALSE | FALSE | FALSE | [14 empty] | FALSE
NFPA 170 FIRE ALARM CONTROL UNIT | RISER FACP |  | North | Edwards |  | Fire Alarm Control Unit |  |  |  | Assembly | TRUE | iO64GL |  | FACP, 1 Loop, 64pt, 2 Cl B NACs, gray, 120v, w/ 16 RY LED, Cdn | 1 | [6 empty] | FALSE | [5 empty] | #FFFF0000 | FA-NFPA 170 FIRE ALARM CONTROL UNIT | 1 | FALSE | FALSE | FALSE | 202 | [8 empty] | 7,12,18,26 |  | 10 |  |  | TRUE
NFPA 170 SPEAKER STROBE CEILING |  |  | North | Edwards |  | Speaker/Strobe |  |  |  | Module | TRUE | GCWN-S2VMB |  | 25V Speaker/Strobe white, no markings, Standard cd, blue | 1 | 0 | 0.318 |  |  |  |  | FALSE | TRUE |  |  |  |  | #FF0070C0 | FA-NFPA 170 SPEAKER STROBE CEILING | 1 | FALSE | FALSE | FALSE | 2020 | [13 empty] | FALSE |  |  | C
NFPA 170 ADDRESSABLE OUTPUT MODULE |  |  | North | Edwards |  | Addressable Control/Relay |  |  |  | Module | TRUE | SIGA-MCR | ++ | - Six Module Positions | 1 | 0.0001 | 0.0001 |  |  |  |  | TRUE | [5 empty] | #FFFF0000 | FA-NFPA 170 ADDRESSABLE OUTPUT MODULE | 1 | FALSE | FALSE | FALSE | [14 empty] | FALSE
NFPA 170 SPEAKER STROBE CEILING |  |  | North | Edwards |  | Speaker/Strobe |  |  |  | Module | TRUE | GCWA-S7VMC |  | 70V Speaker/Strobe white, ALERT, 15, 30, 75, 95 cd, clear | 1 | 0 | 0.168 |  |  |  |  | FALSE | TRUE |  |  |  |  | #FF0070C0 | FA-NFPA 170 SPEAKER STROBE CEILING | 1 | FALSE | FALSE | FALSE | 2020 | [13 empty] | FALSE |  |  | C
GenericN SIREN |  |  | North | Edwards |  | Notification Appliance |  |  |  | Module | TRUE | 5520D-AW |  | Horn/Siren, 24Vdc | 1 | [6 empty] | FALSE | [5 empty] | #FFFF0000 | FA-GenericN SIREN | 1 | FALSE | FALSE | FALSE | [14 empty] | FALSE
NFPA 170 ABORT SWITCH |  |  | North | Edwards |  | Switch |  |  |  | Module | TRUE | RELA-ABT | + | Releasing Abort Station | 1 | [6 empty] | FALSE | [5 empty] | #FFFF0000 | FA-NFPA 170 ABORT SWITCH | 1 | FALSE | FALSE | FALSE | 900 | [13 empty] | FALSE
NFPA 170 ADDRESSABLE OUTPUT MODULE |  |  | North | Edwards |  | Addressable Control/Relay |  |  |  | Module | TRUE | SIGA-CR | ++ | Control Relay Module | 1 | 0.0001 | 0.0001 |  |  |  |  | FALSE | [5 empty] | #FFFF0000 | FA-NFPA 170 ADDRESSABLE OUTPUT MODULE | 1 | FALSE | FALSE | FALSE | 1100 | [13 empty] | FALSE
NFPA 170 SMOKE DETECTOR |  |  | North | Edwards |  | Smoke Detector |  |  |  | Module | TRUE | SIGA-PHS w/SIGA-AB4G BASE | ++ | 3D Multisensor Detector | 1 | 4.5e-05 | 4.5e-05 |  |  |  |  | FALSE | TRUE |  |  |  |  | #FFFF0000 | FA-NFPA 170 SMOKE DETECTOR | 1 | FALSE | FALSE | FALSE | 1408 | [13 empty] | FALSE
|  |  | North | Edwards |  | Hardware |  |  |  | Hardware | TRUE | QSC-5-G-1-SP |  | OBSOLETE - FAP w/ 5 Option Card Spaces, Gray, Spanish | 1 | [6 empty] | FALSE | [5 empty] | #FFFFFFFF |  |  | FALSE | FALSE | FALSE | [14 empty] | FALSE
|  |  | North | Edwards |  | Hardware |  |  |  | Hardware | TRUE | RFF2 |  | RF Filter Board (One Required for Each Loop) | 1 | [6 empty] | FALSE | [5 empty] | #FFFFFFFF |  |  | FALSE | FALSE | FALSE | [14 empty] | FALSE
|  |  | North | Edwards |  | Hardware |  |  |  | Hardware | TRUE | 757A-RR2 |  | Retrofit Ring, 2 Gang Box, RED | 1 | [6 empty] | FALSE | [5 empty] | #FFFFFFFF |  |  | FALSE | FALSE | FALSE | [14 empty] | FALSE
|  |  | North | Edwards |  | Hardware |  |  |  | Hardware | TRUE | CBA72-B-G |  | Wallbox - Gray 28"w x 72"h x 8"d | 1 | [6 empty] | FALSE | [5 empty] | #FFFFFFFF |  |  | FALSE | FALSE | FALSE | [14 empty] | FALSE
NFPA 170 SMOKE DETECTOR |  |  | North | Edwards |  | Smoke Detector |  |  |  | Module | TRUE | SIGA-IPHS w/SIGA-IB BASE | ++ | 4D Multisensor Detector | 1 | 4.5e-05 | 4.5e-05 |  |  |  |  | FALSE | TRUE |  |  |  |  | #FFFF0000 | FA-NFPA 170 SMOKE DETECTOR | 1 | FALSE | FALSE | FALSE | 1408 | [13 empty] | FALSE
|  |  | North | Edwards |  | Hardware |  |  |  | Hardware | TRUE | 990 |  | FIRE RATED INITIATION DEVICE CABLE | 1 | [6 empty] | FALSE | [5 empty] | #FFFFFFFF |  |  | FALSE | FALSE | FALSE | [14 empty] | FALSE
|  |  | North | Edwards |  | Hardware |  |  |  | Hardware | TRUE | PT-1S-220 |  | System Printer, 220Vac, 50-60 Hz. | 1 | [12 empty] | #FFFFFFFF |  |  | FALSE | FALSE | FALSE
NFPA 170 GRAPHIC ANNUNCIATOR PANEL | RISER ANNUNCIATOR |  | North | Edwards |  | Graphic Annunciator |  |  |  | Module | TRUE | EV2-QS4 |  | Graphic Annunciator 17.5"w x10.5"h view area, 72 LEDs typical | 1 | [6 empty] | FALSE | [5 empty] | #FFFF0000 | FA-NFPA 170 GRAPHIC ANNUNCIATOR PANEL | 1 | FALSE | FALSE | FALSE | 256 | [13 empty] | FALSE
NFPA 170 ADDRESSABLE INPUT OUTPUT |  |  | North | Edwards |  | Addressable Module |  |  |  | Module | TRUE | SIGA-UM |  | 2 Class 'B' N.O. Input, PC 1,2,3,4; Universal Module | 2 | 0.000396 | 0.00068 |  |  |  |  | FALSE | [5 empty] | #FFFF0000 | FA-NFPA 170 ADDRESSABLE INPUT OUTPUT | 1 | FALSE | FALSE | FALSE | 1200 | [13 empty] | FALSE
|  |  | North | Edwards |  | Hardware |  |  |  | Hardware | TRUE | 3-CPUDR |  | Blank Door for CPU-3 | 1 | [6 empty] | FALSE | [5 empty] | #FFFFFFFF |  |  | FALSE | FALSE | FALSE | [14 empty] | FALSE
NFPA 170 SMOKE HEAT DETECTOR |  |  | North | Edwards |  | Smoke/Heat Detector |  |  |  | Module | TRUE | SIGA-OSHD w/SIGA-AB4G BASE | ++ | Multisensor Smoke and Heat Detector | 1 | 3.2e-05 | 4.5e-05 |  |  |  |  | FALSE | TRUE |  |  |  |  | #FFFF0000 | FA-NFPA 170 SMOKE HEAT DETECTOR | 1 | FALSE | FALSE | FALSE | 1408 | [13 empty] | FALSE
|  |  | North | Edwards |  | Hardware |  |  |  | Hardware | TRUE | CV10934 |  | 2 hole strap for ¾ in CPVC pipe, Bag of 100 | 1 | [6 empty] | FALSE | [5 empty] | #FFFFFFFF |  |  | FALSE | FALSE | FALSE | [14 empty] | FALSE
NFPA 170 HEAT DETECTOR |  |  | North | Edwards |  | Heat Detector |  |  |  | Module | TRUE | SIGA2-HFS w/SIGA-AB4G BASE | ++ | Heat Detector, 135F Fixed Temperature | 1 | 4.5e-05 | 4.5e-05 |  |  |  |  | FALSE | [5 empty] | #FFFF0000 | FA-NFPA 170 HEAT DETECTOR | 1 | FALSE | FALSE | FALSE | 1403 | [13 empty] | FALSE
NFPA 170 SPEAKER STROBE |  |  | North | Edwards |  | Speaker/Strobe |  |  |  | Module | TRUE | G4WA-S7VMG |  | 70V Speaker/Strobe, White, ALERT, Multi-cd green | 1 | 0 | 0.078 |  |  |  |  | FALSE | [5 empty] | #FF0070C0 | FA-NFPA 170 SPEAKER STROBE | 1 | FALSE | FALSE | FALSE | 2019 | [13 empty] | FALSE
ASD MODULASER DISPLAY |  |  | North | Edwards |  | Air Sampling Detection |  |  |  | Assembly | TRUE | FHSD8300-ULF | ++ | LaserSense Modulaser - Minimum Display Module | 1 | [6 empty] | TRUE | [5 empty] | #FFFF0000 | FA-ASD MODULASER DISPLAY | 1 | FALSE | FALSE | FALSE | [17 empty] | MinDisp
NFPA 170 STROBE WALL |  |  | North | Edwards |  | Strobe |  |  |  | Module | TRUE | WGVRF-SP | ++ | Outdoor rated strobe, red, fuego | 1 | [6 empty] | FALSE | [5 empty] | #FF0070C0 | FA-NFPA 170 STROBE WALL | 1 | FALSE | FALSE | FALSE | 2023 | [13 empty] | FALSE |  |  | WP
|  |  | North | Edwards |  | Hardware |  |  |  | Hardware | TRUE | QS-2-VR |  | OBSOLETE - Gray Key-Locked Door for 5/12 Option Card Space Cabinet | 1 | [6 empty] | FALSE | [5 empty] | #FFFFFFFF |  |  | FALSE | FALSE | FALSE | [14 empty] | FALSE
|  |  | North | Edwards |  | Hardware |  |  |  | Hardware | TRUE | ANSDMRALT |  | Alternate prerecorded DMR mess. From library | 1 | [6 empty] | FALSE | [5 empty] | #FFFFFFFF |  |  | FALSE | FALSE | FALSE | [14 empty] | FALSE
NFPA 170 NON ADDRESSABLE RELAY |  |  | North | Edwards |  | Non-Addressable Relay |  |  |  | Module | TRUE | SIGA-CRR | ++ | Polarity Reversal Relay Module | 1 | 0.0001 | 0.0001 |  |  |  |  | FALSE | [5 empty] | #FFFF0000 | FA-NFPA 170 NON ADDRESSABLE RELAY | 1 | FALSE | FALSE | FALSE | 1300 | [13 empty] | FALSE
|  |  | North | Edwards |  | Cards & Components |  |  |  | Card | TRUE | 3-IDC8/4 | ++ | Initiating / Indicating Device Circuit Module | 1 | 0.048 | 0.408 |  |  |  |  | TRUE | [5 empty] | #FFFFFFFF |  |  | FALSE | FALSE | FALSE
NFPA 170 SPEAKER STROBE CEILING |  |  | North | Edwards |  | Speaker/Strobe |  |  |  | Module | TRUE | 965-5A-8RW |  | 15cd Strobe, 8" Round Cone, 70V .5, 1, 2, 4w | 1 | [6 empty] | FALSE | TRUE |  |  |  |  | #FF0070C0 | FA-NFPA 170 SPEAKER STROBE CEILING | 1 | FALSE | FALSE | FALSE | 2020 | [13 empty] | FALSE |  |  | C
|  |  | North | Edwards |  | Hardware |  |  |  | Hardware | TRUE | 2-DFK |  | OBSOLETE - Gray Semi-Flush Trim Kit for 2-WB7 | 1 | [6 empty] | FALSE | [5 empty] | #FFFFFFFF |  |  | FALSE | FALSE | FALSE | [14 empty] | FALSE
|  |  | North | Edwards |  | Cards & Components |  |  |  | Card | TRUE | iO500RD Mainboard | ++ | Main Board | 1 | 0.172 | 0.267 | 6 |  |  |  | TRUE | [5 empty] | #FFFFFFFF |  |  | FALSE | FALSE | FALSE | [14 empty] | FALSE
NFPA 170 HORN |  |  | North | Edwards |  | Horn |  |  |  | Module | TRUE | 5522M-Y6 | + | Horn, 120-240VAC | 1 | [6 empty] | FALSE | [5 empty] | #FF0070C0 | FA-NFPA 170 HORN | 1 | FALSE | FALSE | FALSE | 2010 | [13 empty] | FALSE
|  |  | North | Edwards |  | Hardware |  |  |  | Hardware | TRUE | 74KP002648 |  | 2 Fiber Multi-Mode Indoor/Outdoor OFNP | 1 | [6 empty] | FALSE | [5 empty] | #FFFFFFFF |  |  | FALSE | FALSE | FALSE | [14 empty] | FALSE
NFPA 170 HEAT DETECTOR |  |  | North | Edwards |  | Heat Detector |  |  |  | Module | TRUE | SIGA2-HCOS w/SIGA-SB BASE | ++ | Heat / Carbon Monoxide Detector | 1 | 4.5e-05 | 4.5e-05 |  |  |  |  | FALSE | [5 empty] | #FFFF0000 | FA-NFPA 170 HEAT DETECTOR | 1 | FALSE | FALSE | FALSE | 1403 | [13 empty] | FALSE
|  |  | North | Edwards |  | Hardware |  |  |  | Hardware | TRUE | MN-HSCUST1 |  | Custom work - Contact Edwards Customer Services | 1 | [6 empty] | FALSE | [5 empty] | #FFFFFFFF |  |  | FALSE | FALSE | FALSE | [14 empty] | FALSE
NFPA 170 SPEAKER STROBE CEILING |  |  | North | Edwards |  | Speaker/Strobe |  |  |  | Module | TRUE | GCWA-S2VMHA |  | 25V Speaker/Strobe white, ALERT, High cd, amber | 1 | 0 | 0.342 |  |  |  |  | FALSE | TRUE |  |  |  |  | #FF0070C0 | FA-NFPA 170 SPEAKER STROBE CEILING | 1 | FALSE | FALSE | FALSE | 2020 | [13 empty] | FALSE |  |  | C
NFPA 170 HEAT DETECTOR |  |  | North | Edwards |  | Heat Detector |  |  |  | Module | TRUE | SIGA2-HCOS w/SIGA-IB BASE | ++ | Heat / Carbon Monoxide Detector | 1 | 4.5e-05 | 4.5e-05 |  |  |  |  | FALSE | [5 empty] | #FFFF0000 | FA-NFPA 170 HEAT DETECTOR | 1 | FALSE | FALSE | FALSE | 1403 | [13 empty] | FALSE
NFPA 170 MANUAL PULL |  |  | North | Edwards |  | Manual Station |  |  |  | Module | TRUE | 270-GAO-DOCF |  | Pull Station, cast metal, 2 stage, 2 N.O. contacts | 1 | [6 empty] | FALSE | [5 empty] | #FFFF0000 | FA-NFPA 170 MANUAL PULL | 1 | FALSE | FALSE | FALSE | 957 | [13 empty] | FALSE
|  |  | North | Edwards |  | Cards & Components |  |  |  | Card | TRUE | 4-FWAL-CAT | n | SFP Network Media Interface, 100Base-TXRJ-45 | 1 | 0.027 | 0.027 |  |  |  |  | TRUE | [5 empty] | #FFFFFFFF |  |  | FALSE | FALSE | FALSE
|  |  | North | Edwards |  | Hardware |  |  |  | Hardware | TRUE | 4-ANNSK | + |  | 1 | [6 empty] | TRUE | [5 empty] | #FFFFFFFF |  |  | FALSE | FALSE | FALSE
NFPA 170 AMPLIFIER RACK | RISER AMP |  | North | Edwards |  | Amplifier |  |  |  | Assembly | TRUE | APS10A w/SIGA-AA30 |  | AA-30 Amplifier with Remote Auxiliary/Booster Power Supply, 10A, 120Vac, Red | 1 | [6 empty] | FALSE | [5 empty] | #FFFF0000 | FA-NFPA 170 AMPLIFIER RACK | 1 | FALSE | FALSE | FALSE | 300 | [8 empty] | 7,12,18,65 |  |  | 10 | 30 | TRUE |  |  | AA30
NFPA 170 HORN |  |  | North | Edwards |  | Horn |  |  |  | Module | TRUE | 889D-AW |  | Explosionproof Horn, 24VDC, Class I, II, & III | 1 | 0 | 0.16 |  |  |  |  | FALSE | [5 empty] | #FF0070C0 | FA-NFPA 170 HORN | 1 | FALSE | FALSE | FALSE | 2010 | [13 empty] | FALSE |  |  | EXP
NFPA 170 SPEAKER WALL |  |  | North | Edwards |  | Speaker |  |  |  | Module | TRUE | G4R-S2 |  | 25V Speaker, Red, running man | 1 | [6 empty] | FALSE | [5 empty] | #FF0070C0 | FA-NFPA 170 SPEAKER WALL | 1 | FALSE | FALSE | FALSE | 2021 | [13 empty] | FALSE
NFPA 170 STROBE WALL |  |  | North | Edwards |  | Strobe |  |  |  | Module | TRUE | G4SERA-A |  | White Strobe Expander, Red, ALERT Marking, Amber Lens | 1 | [6 empty] | TRUE | [5 empty] | #FF0070C0 | FA-NFPA 170 STROBE WALL | 1 | FALSE | FALSE | FALSE
|  |  | North | Edwards |  | Hardware |  |  |  | Hardware | TRUE | G4AWF-CVR | ++ | Replacement Appliance Cover, Horn, White, FIRE | 1 | [12 empty] | #FFFFFFFF |  |  | FALSE | FALSE | FALSE
|  |  | North | Edwards |  | Hardware |  |  |  | Hardware | TRUE | SD-T8 |  | SuperDuct, Air sample tube, 8 inch | 1 | [6 empty] | FALSE | [5 empty] | #FFFFFFFF |  |  | FALSE | FALSE | FALSE | [14 empty] | FALSE
NFPA 170 MANUAL PULL |  |  | North | Edwards |  | Manual Station |  |  |  | Module | TRUE | 270A-DPO |  | Pull Station, double pole, cast metal, wire leads | 1 | [6 empty] | FALSE | [5 empty] | #FFFF0000 | FA-NFPA 170 MANUAL PULL | 1 | FALSE | FALSE | FALSE | 957 | [13 empty] | FALSE
|  |  | North | Edwards |  | Cards & Components |  |  |  | Card | TRUE | SA-ETH |  | Ethernet Port Card | 1 | 0.034 | 0.041 |  |  |  |  | TRUE | [5 empty] | #FFFFFFFF |  |  | FALSE | FALSE | FALSE | [14 empty] | FALSE
|  |  | North | Edwards |  | Hardware |  |  |  | Hardware | TRUE | RR-32RL |  | ADA Pull Station Relocator | 1 | [6 empty] | FALSE | [5 empty] | #FFFFFFFF |  |  | FALSE | FALSE | FALSE | [14 empty] | FALSE
|  |  | North | Edwards |  | Hardware |  |  |  | Hardware | TRUE | 75182MPNxx |  | 18/2 Solid Red With colored tracer FPLP (Plenum) | 1 | [6 empty] | FALSE | [5 empty] | #FFFFFFFF |  |  | FALSE | FALSE | FALSE | [14 empty] | FALSE
NFPA 170 HORN STROBE |  |  | North | Edwards |  | Horn/Strobe |  |  |  | Assembly | TRUE | G4AVWF w/STI |  | Wall horn-strobe, white, FIRE | 1 | [6 empty] | FALSE | [5 empty] | #FF0070C0 | FA-NFPA 170 HORN STROBE | 1 | FALSE | FALSE | FALSE | 2012 | [13 empty] | FALSE
NFPA 170 FIRE ALARM CONTROL UNIT | RISER FACP |  | North | Edwards |  | Fire Alarm Control Unit |  |  |  | Assembly | TRUE | FSP302RD |  | FACP - 3 Cl 'B' IDCs, 2 Cl 'B' NACs, LCD & Dialer 120V, Red | 1 | [6 empty] | FALSE | [5 empty] | #FFFF0000 | FA-NFPA 170 FIRE ALARM CONTROL UNIT | 1 | FALSE | FALSE | FALSE | 202 | [8 empty] | 7,12,18 |  |  |  |  | TRUE
NFPA 170 SPEAKER STROBE |  |  | North | Edwards |  | Speaker/Strobe |  |  |  | Module | TRUE | WG4WA-SVMC |  | 25/70V Speaker/Strobe, white, ALERT, clear, 15, 29, 70, 87 cd | 1 | [6 empty] | FALSE | [5 empty] | #FF0070C0 | FA-NFPA 170 SPEAKER STROBE | 1 | FALSE | FALSE | FALSE | 2019 | [13 empty] | FALSE |  |  | WP
NFPA 170 SPEAKER WALL |  |  | North | Edwards |  | Speaker |  |  |  | Module | TRUE | MN-HSMG25P5N | UL Listed 250W Medium Power Speaker Arrays Gray | Hyperspike Series Medium Power Omni-directional loudspeaker assembly. Four wattage taps: 40 W, 90 W, 125 W, and 250 W. Meets UL Standard 1480 (Speakers for Fire Protective Signaling Systems) and ULC S541 (Speakers for Fire Alarm Systems). Gray | 1 | [12 empty] | #FF0070C0 | FA-NFPA 170 SPEAKER WALL | 1 | FALSE | FALSE | FALSE | 2021
|  |  | North | Edwards |  | Hardware |  |  |  | Hardware | TRUE | LKC-10 |  | ALERT - Ceiling Orientation | 1 | [6 empty] | FALSE | [5 empty] | #FFFFFFFF |  |  | FALSE | FALSE | FALSE | [14 empty] | FALSE
|  |  | North | Edwards |  | Hardware |  |  |  | Hardware | TRUE | MN-FNSFEDSM10K |  | SFP. Single mode fiber, FE, 0m to 10km, 9.5 dB fiber budget, 1310nm | 1 | [6 empty] | FALSE | [5 empty] | #FFFFFFFF |  |  | FALSE | FALSE | FALSE | [14 empty] | FALSE
|  |  | North | Edwards |  | Cards & Components |  |  |  | Card | TRUE | 2-16R |  | OBSOLETE - 16 Red LED Annunciator Module | 1 | [6 empty] | TRUE | [5 empty] | #FFFFFFFF |  |  | FALSE | FALSE | FALSE | [14 empty] | FALSE
|  |  | North | Edwards |  | Hardware |  |  |  | Hardware | TRUE | G4AVRF-FR-CVR | ++ | Replacement Appliance Cover, Horn Strobe, Red, FEU | 1 | [12 empty] | #FFFFFFFF |  |  | FALSE | FALSE | FALSE
|  |  | North | Edwards |  | Cards & Components |  |  |  | Card | TRUE | 3-EASC-E |  | Escape Series Single Loop Controller | 1 | 0.238 | 0.534 |  |  |  |  | TRUE | [5 empty] | #FFFFFFFF |  |  | FALSE | FALSE | FALSE | [14 empty] | FALSE
|  |  | North | Edwards |  | Hardware |  |  |  | Hardware | TRUE | SD-RJ15 |  | SuperDuct, RJ45 wiring harness kit - 15 ft | 1 | [6 empty] | FALSE | [5 empty] | #FFFFFFFF |  |  | FALSE | FALSE | FALSE | [14 empty] | FALSE
NFPA 170 REMOTE VOICE EVACUATION MICROPHONE |  |  | North | Edwards |  | Remote Microphone |  |  |  | Module | TRUE | 3-REMICA | + | Remote Mic Unit - Ann Mount | 1 | 0.052 | 0.052 |  |  |  |  | TRUE | [5 empty] | #FFFF0000 | FA-NFPA 170 REMOTE VOICE EVACUATION MICROPHONE | 1 | FALSE | FALSE | FALSE | [14 empty] | FALSE
|  |  | North | Edwards |  | Cards & Components |  |  |  | Card | TRUE | MN-HS32DFDEMO1 |  | High Power 3200 Watt Omni-directional loudspeaker demonstration kit. Comes with HS Series 3200 Watt Omni-directional loudspeaker, Amplifier, MP3 player, Speaker cable, Line-in cable, and Transit case. This product is to be used for demonstration purposes only and is not avail be for resale. Order tripod and accessories separately. | 1 | [6 empty] | TRUE | [5 empty] | #FFFFFFFF |  |  | FALSE | FALSE | FALSE | [14 empty] | FALSE
NFPA 170 ADDRESSABLE INPUT MONITOR MODULE |  |  | North | Edwards |  | Addressable Module |  |  |  | Module | TRUE | SIGA-RM1 | ++ | Riser Monitor Module, monitors one riser | 1 | 0.0002 | 0.0002 |  |  |  |  | FALSE | [5 empty] | #FFFF0000 | FA-NFPA 170 ADDRESSABLE INPUT MONITOR MODULE | 1 | FALSE | FALSE | FALSE | 1000 | [13 empty] | FALSE
|  |  | North | Edwards |  | Hardware |  |  |  | Hardware | TRUE | FSB-BRKT |  | Mounting Bracket for FSB-PC in MFC or outside CHASx | 1 | [6 empty] | FALSE | [5 empty] | #FFFFFFFF |  |  | FALSE | FALSE | FALSE | [14 empty] | FALSE
|  |  | North | Edwards |  | Hardware |  |  |  | Hardware | TRUE | 451802WDB |  | 18/2 Stranded Twisted Direct Buried (DB) | 1 | [6 empty] | FALSE | [5 empty] | #FFFFFFFF |  |  | FALSE | FALSE | FALSE | [14 empty] | FALSE
|  |  | North | Edwards |  | Hardware |  |  |  | Hardware | TRUE | CBA72-VT-G |  | Vertical Semi Flush Trim 72" - Gray, for a CBA72 wall box | 1 | [6 empty] | FALSE | [5 empty] | #FFFFFFFF |  |  | FALSE | FALSE | FALSE | [14 empty] | FALSE
NFPA 170 SMOKE HEAT CO DETECTOR |  |  | North | Edwards |  | Smoke/Heat/CO Detector |  |  |  | Module | TRUE | SIGA-OSHCD w/SIGA-SB4 BASE | ++ | Multisensor Smoke, Heat, and CO Detector | 1 | 3.2e-05 | 4.5e-05 |  |  |  |  | FALSE | TRUE |  |  |  |  | #FFFF0000 | FA-NFPA 170 SMOKE HEAT CO DETECTOR | 1 | FALSE | FALSE | FALSE | 1408 | [13 empty] | FALSE
NFPA 170 GRAPHIC ANNUNCIATOR PANEL | RISER ANNUNCIATOR |  | North | Edwards |  | Graphic Annunciator |  |  |  | Module | TRUE | FSCS-4 |  | Smoke Ctrl Graphic Annunciator 30"w x 40"h viewing area | 1 | [6 empty] | FALSE | [5 empty] | #FFFF0000 | FA-NFPA 170 GRAPHIC ANNUNCIATOR PANEL | 1 | FALSE | FALSE | FALSE | 256 | [13 empty] | FALSE
|  |  | North | Edwards |  | Hardware |  |  |  | Hardware | TRUE | MN-GVSPTP1 |  | HPSA Speaker circuit transient protector | 1 | [6 empty] | FALSE | [5 empty] | #FFFFFFFF |  |  | FALSE | FALSE | FALSE | [14 empty] | FALSE
|  |  | North | Edwards |  | Cards & Components |  |  |  | Card | TRUE | 4-CPU | + | Main CPU | 1 | 0.211 | 0.211 |  |  |  |  | TRUE | [5 empty] | #FFFFFFFF |  |  | FALSE | FALSE | FALSE
|  |  | North | Edwards |  | Cards & Components |  |  |  | Card | TRUE | QSC-CPU-1 |  | OBSOLETE - CPU/Display with 1 Annunciator Option Space | 1 | [6 empty] | TRUE | [5 empty] | #FFFFFFFF |  |  | FALSE | FALSE | FALSE | [14 empty] | FALSE
NFPA 170 NON ADDRESSABLE RELAY |  |  | North | Edwards |  | Non-Addressable Relay |  |  |  | Module | TRUE | PAM1 |  | SPDT relay, adhesive mount, 6" leads | 1 | 0.015 | 0.015 |  |  |  |  | FALSE | [5 empty] | #FFFF0000 | FA-NFPA 170 NON ADDRESSABLE RELAY | 1 | FALSE | FALSE | FALSE | 1300 | [13 empty] | FALSE
NFPA 170 NON ADDRESSABLE RELAY |  |  | North | Edwards |  | Non-Addressable Relay |  |  |  | Module | TRUE | MR608/T |  | 8 SPDT Relay /w LED, Switch, & Track Mtg H'ware | 1 | 0 | 0.12 |  |  |  |  | FALSE | [5 empty] | #FFFF0000 | FA-NFPA 170 NON ADDRESSABLE RELAY | 1 | FALSE | FALSE | FALSE | 1300 | [13 empty] | FALSE
NFPA 170 HORN STROBE CEILING |  |  | North | Edwards |  | Horn/Strobe |  |  |  | Module | TRUE | GC-HDVM |  | Temporal Horn-Strobe, running man, white, 15, 30, 75, 95 cd | 1 | 0 | 0.275 |  |  |  |  | FALSE | TRUE |  |  |  |  | #FF0070C0 | FA-NFPA 170 HORN STROBE CEILING | 1 | FALSE | FALSE | FALSE | 2013 | [13 empty] | FALSE |  |  | C
NFPA 170 STROBE WALL |  |  | North | Edwards |  | Strobe |  |  |  | Module | TRUE | 202-7A-T |  | 15/75cdW, 60cdC Strobe, Red, Terminals | 1 | [6 empty] | FALSE | TRUE |  |  |  |  | #FF0070C0 | FA-NFPA 170 STROBE WALL | 1 | FALSE | FALSE | FALSE | 2023 | [13 empty] | FALSE |  |  | C
|  |  | North | Edwards |  | Hardware |  |  |  | Hardware | TRUE | G1RT |  | Trim Plate, for 2 gang or 4" square boxes, red | 1 | [6 empty] | FALSE | [5 empty] | #FFFFFFFF |  |  | FALSE | FALSE | FALSE | [14 empty] | FALSE
NFPA 170 SPEAKER CEILING |  |  | North | Edwards |  | Speaker |  |  |  | Module | TRUE | GCHFRF-S2 |  | 25V Speaker, Red, FIRE | 1 | [6 empty] | FALSE | TRUE |  |  |  |  | #FF0070C0 | FA-NFPA 170 SPEAKER CEILING | 1 | FALSE | FALSE | FALSE | 2019 | [13 empty] | FALSE |  |  | C
NFPA 170 HORN STROBE |  |  | North | Edwards |  | Horn/Strobe |  |  |  | Module | TRUE | WG4RF-HVMHC |  | Outdoor horn-strobe, red FIRE marking, candela, clear lens | 1 | 0 | 0.502 |  |  |  |  | FALSE | [5 empty] | #FF0070C0 | FA-NFPA 170 HORN STROBE | 1 | FALSE | FALSE | FALSE | 2012 | [13 empty] | FALSE |  |  | WP
|  |  | North | Edwards |  | Hardware |  |  |  | Hardware | TRUE | 454703ARE |  | 18/2 Solid Twisted Red-Jacket FPLR | 1 | [6 empty] | FALSE | [5 empty] | #FFFFFFFF |  |  | FALSE | FALSE | FALSE | [14 empty] | FALSE
NFPA 170 SPEAKER WALL |  |  | North | Edwards |  | Speaker |  |  |  | Module | TRUE | G4HFWF-S2 |  | 25V Speaker, White, running man, FIRE | 1 | [6 empty] | FALSE | [5 empty] | #FF0070C0 | FA-NFPA 170 SPEAKER WALL | 1 | FALSE | FALSE | FALSE | 2021 | [13 empty] | FALSE
|  |  | North | Edwards |  | Hardware |  |  |  | Hardware | TRUE | C3000-016 |  | Additional Detector Pack (set of transmitter and receiver heads | 1 | [6 empty] | FALSE | [5 empty] | #FFFFFFFF |  |  | FALSE | FALSE | FALSE | [14 empty] | FALSE
|  |  | North | Edwards |  | Hardware |  |  |  | Hardware | TRUE | FW-CGSUL |  | Color Graphics Software /w Common Controls | 1 | [6 empty] | FALSE | [5 empty] | #FFFFFFFF |  |  | FALSE | FALSE | FALSE | [14 empty] | FALSE
NFPA 170 STROBE CEILING |  |  | North | Edwards |  | Strobe |  |  |  | Module | TRUE | GCVWN |  | Strobe, running man, white, none | 1 | [6 empty] | FALSE | TRUE |  |  |  |  | #FF0070C0 | FA-NFPA 170 STROBE CEILING | 1 | FALSE | FALSE | FALSE | 2022 | [13 empty] | FALSE |  |  | C
GenericN CARD ACCESS CONTROL PANEL |  |  | North | Edwards | Security/Access Control | Card Access Control Panel |  |  |  | Module | TRUE | CRCXM |  | Card Reader Controller, 36000 Cards | 1 | [6 empty] | FALSE | [5 empty] | #FFFF0000 | FA-GenericN CARD ACCESS CONTROL PANEL | 1 | FALSE | FALSE | FALSE | 102 | [13 empty] | FALSE
NFPA 170 SPEAKER CEILING |  |  | North | Edwards |  | Speaker |  |  |  | Module | TRUE | GC-S2 |  | 25V Speaker, White, running man | 1 | [6 empty] | FALSE | TRUE |  |  |  |  | #FF0070C0 | FA-NFPA 170 SPEAKER CEILING | 1 | FALSE | FALSE | FALSE | 2019 | [13 empty] | FALSE |  |  | C
|  |  | North | Edwards |  | Hardware |  |  |  | Hardware | TRUE | SIGA-RB |  | Relay Detector Base | 1 | [6 empty] | FALSE | [5 empty] | #FFFFFFFF |  |  | FALSE | FALSE | FALSE | [14 empty] | FALSE
NFPA 170 GRAPHIC ANNUNCIATOR PANEL | RISER ANNUNCIATOR |  | North | Edwards |  | Graphic Annunciator |  |  |  | Module | TRUE | EV3-QS1 |  | Graphic Annunciator 17.5"w x 15.75"h view area, 96 LEDs typical | 1 | [6 empty] | FALSE | [5 empty] | #FFFF0000 | FA-NFPA 170 GRAPHIC ANNUNCIATOR PANEL | 1 | FALSE | FALSE | FALSE | 256 | [13 empty] | FALSE
NFPA 170 SPEAKER WALL |  |  | North | Edwards |  | Speaker |  |  |  | Module | TRUE | WG4WA-S |  | 25/70V Speaker, white, ALERT | 1 | [6 empty] | FALSE | [5 empty] | #FF0070C0 | FA-NFPA 170 SPEAKER WALL | 1 | FALSE | FALSE | FALSE | 2021 | [13 empty] | FALSE |  |  | WP
NFPA 170 GAS DETECTOR |  |  | North | Edwards |  | Gas Detection |  |  |  | Module | TRUE | 260-CO |  | GE SafeAir Carbon Monoxide Detector | 1 | 0.02 | 0.04 |  |  |  |  | FALSE | [5 empty] | #FFFF0000 | FA-NFPA 170 GAS DETECTOR | 1 | FALSE | FALSE | FALSE | 1402 | [13 empty] | FALSE
NFPA 170 SPEAKER STROBE CEILING |  |  | North | Edwards |  | Speaker/Strobe |  |  |  | Module | TRUE | GCHFWN-S7VMAH |  | 70V Ceiling Speaker/Strobe,White, 95, 115, 150, 177 cd, AMBER | 1 | 0 | 0.342 |  |  |  |  | FALSE | TRUE |  |  |  |  | #FF0070C0 | FA-NFPA 170 SPEAKER STROBE CEILING | 1 | FALSE | FALSE | FALSE | 2020 | [13 empty] | FALSE |  |  | C
NFPA 170 HEAT DETECTOR |  |  | North | Edwards |  | Heat Detector |  |  |  | Module | TRUE | SIGA-HRS w/SIGA-SB4 BASE | ++ | Heat Detector, 15F ROR, 135F Fixed Temperature | 1 | 4.5e-05 | 4.5e-05 |  |  |  |  | FALSE | [5 empty] | #FFFF0000 | FA-NFPA 170 HEAT DETECTOR | 1 | FALSE | FALSE | FALSE | 1403 | [13 empty] | FALSE
NFPA 170 SPEAKER WALL |  |  | North | Edwards |  | Speaker |  |  |  | Module | TRUE | G4SWF |  | Speaker, Wall, White, FIRE | 1 | [6 empty] | FALSE | FALSE | GRSW-10 | G4WSB |  |  | #FF0070C0 | FA-NFPA 170 SPEAKER WALL | 1 | FALSE | FALSE | FALSE | 2021 | [13 empty] | FALSE |  |  | C
|  |  | North | Edwards |  | Hardware |  |  |  | Hardware | TRUE | PT-1S |  | System Printer | 1 | [12 empty] | #FFFFFFFF |  |  | FALSE | FALSE | FALSE
NFPA 170 GAS DETECTOR |  |  | North | Edwards |  | Gas Detection |  |  |  | Module | TRUE | SIGA-COD w/SIGA-IB BASE | ++ | Intelligent Carbon Monoxide Detector | 1 | 3.2e-05 | 3.2e-05 |  |  |  |  | FALSE | TRUE |  |  |  |  | #FFFF0000 | FA-NFPA 170 GAS DETECTOR | 1 | FALSE | FALSE | FALSE | 1408 | [13 empty] | FALSE
|  |  | North | Edwards |  | Hardware |  |  |  | Hardware | TRUE | MN-GVBATEX |  | HPSA Extra battery cabinet (w/o batteries) | 1 | [6 empty] | FALSE | [5 empty] | #FFFFFFFF |  |  | FALSE | FALSE | FALSE | [14 empty] | FALSE
|  |  | North | Edwards |  | Cards & Components |  |  |  | Card | TRUE | SA-232 |  | RS232 interface Card | 1 | 0.013 | 0.013 |  |  |  |  | TRUE | [5 empty] | #FFFFFFFF |  |  | FALSE | FALSE | FALSE | [14 empty] | FALSE
|  |  | North | Edwards |  | Hardware |  |  |  | Hardware | TRUE | MN-HS16SPKHRT1P |  | 320 Watt HPSA (1 of 5 Active Panels) replacement speaker head - complete | 1 | [6 empty] | FALSE | [5 empty] | #FFFFFFFF |  |  | FALSE | FALSE | FALSE | [14 empty] | FALSE
NFPA 170 GRAPHIC ANNUNCIATOR PANEL | RISER ANNUNCIATOR |  | North | Edwards |  | Graphic Annunciator |  |  |  | Module | TRUE | EVCBA48 |  | Graphic Annunciator 17.5"w x 37.5"h viewing area, 200 LEDs | 1 | [6 empty] | FALSE | [5 empty] | #FFFF0000 | FA-NFPA 170 GRAPHIC ANNUNCIATOR PANEL | 1 | FALSE | FALSE | FALSE | 256 | [13 empty] | FALSE
NFPA 170 STROBE WALL |  |  | North | Edwards |  | Strobe |  |  |  | Module | TRUE | G4ERA-A |  | Strobe Expander, Red, ALERT markings, amber | 1 | 0 | 0.078 |  |  |  |  | FALSE | [5 empty] | #FF0070C0 | FA-NFPA 170 STROBE WALL | 1 | FALSE | FALSE | FALSE | 2023 | [13 empty] | FALSE
NFPA 170 HORN STROBE |  |  | North | Edwards |  | Horn/Strobe |  |  |  | Module | TRUE | 757-7A-T |  | 15/75cdWC Strobe, Horn 97 dbA Avg., Red | 1 | [6 empty] | FALSE | [5 empty] | #FF0070C0 | FA-NFPA 170 HORN STROBE | 1 | FALSE | FALSE | FALSE | 2012 | [13 empty] | FALSE
|  |  | North | Edwards |  | Hardware |  |  |  | Hardware | TRUE | G4AVRN-CVR | ++ | Replacement Appliance Cover, Horn Strobe, Red, None | 1 | [12 empty] | #FFFFFFFF |  |  | FALSE | FALSE | FALSE
|  |  | North | Edwards |  | Cards & Components |  |  |  | Card | TRUE | MN-HSMP650E5G |  | 650 Watt Omni-directional HPSA Assembly (5 of 5 Active Panels) with lockable NEMA 4 amplifier, 110V/60 Hz inverter/battery charger and electronics enclosure, lockable NEMA 4 battery enclosure (w/o batteries). Enclosures equipped with tamper switches. AC powered amplifier with DC backup. Edwards hard-wire interface included. Batteries and accessories are ordered separately. Eyebolt mount (hanging) or 2" OD mast mount. Gray colored speaker head. | 1 | [6 empty] | TRUE | [5 empty] | #FFFFFFFF |  |  | FALSE | FALSE | FALSE | [14 empty] | FALSE
|  |  | North | Edwards |  | Hardware |  |  |  | Hardware | TRUE | MN-HS16SPKHRG2P |  | 640 Watt HPSA (2 of 5 Active Panels) replacement speaker head - complete | 1 | [6 empty] | FALSE | [5 empty] | #FFFFFFFF |  |  | FALSE | FALSE | FALSE | [14 empty] | FALSE
|  |  | North | Edwards |  | Cards & Components |  |  |  | Card | TRUE | 3X-ETH1 |  | 10/100 Ethernet port for prog/diag | 1 | 0.042 | 0.054 |  |  |  |  | TRUE | [5 empty] | #FFFFFFFF |  |  | FALSE | FALSE | FALSE | [14 empty] | FALSE
|  |  | North | Edwards |  | Hardware |  |  |  | Hardware | TRUE | G1LK-R |  | Field replaceable lens kit, red | 1 | [6 empty] | FALSE | [5 empty] | #FFFFFFFF |  |  | FALSE | FALSE | FALSE | [14 empty] | FALSE
NFPA 170 HORN STROBE |  |  | North | Edwards |  | Horn/Strobe |  |  |  | Module | TRUE | G4AVRN |  | Wall horn-strobe, red, no marking | 1 | [6 empty] | FALSE |  | GRSW-10 |  |  |  | #FF0070C0 | FA-NFPA 170 HORN STROBE | 1 | FALSE | FALSE | FALSE | 2012 | [13 empty] | FALSE
|  |  | North | Edwards |  | Hardware |  |  |  | Hardware | TRUE | STONCO27 |  | 4" Wpf, octagon box and cover | 1 | [6 empty] | FALSE | [5 empty] | #FFFFFFFF |  |  | FALSE | FALSE | FALSE | [14 empty] | FALSE |  |  | WP
NFPA 170 SPEAKER STROBE CEILING |  |  | North | Edwards |  | Speaker/Strobe |  |  |  | Module | TRUE | GCWN-S2VMG |  | 25V Speaker/Strobe white, no markings, Standard cd, green | 1 | 0 | 0.318 |  |  |  |  | FALSE | TRUE |  |  |  |  | #FF0070C0 | FA-NFPA 170 SPEAKER STROBE CEILING | 1 | FALSE | FALSE | FALSE | 2020 | [13 empty] | FALSE |  |  | C
NFPA 170 SPEAKER WALL |  |  | North | Edwards |  | Speaker |  |  |  | Module | TRUE | WG4RN-S |  | 25/70V Speaker, red, no markings | 1 | [6 empty] | FALSE | [5 empty] | #FF0070C0 | FA-NFPA 170 SPEAKER WALL | 1 | FALSE | FALSE | FALSE | 2021 | [13 empty] | FALSE |  |  | WP
|  |  | North | Edwards |  | Cards & Components |  |  |  | Card | TRUE | 2-MCMN |  | OBSOLETE - Main Control Module, Network | 1 | [6 empty] | TRUE | [5 empty] | #FFFFFFFF |  |  | FALSE | FALSE | FALSE | [14 empty] | FALSE
NFPA 170 STROBE WALL |  |  | North | Edwards |  | Strobe |  |  |  | Module | TRUE | 405-5A-T |  | 15cdW Strobe, Red, Terminals | 1 | [6 empty] | FALSE | FALSE |  |  |  |  | #FF0070C0 | FA-NFPA 170 STROBE WALL | 1 | FALSE | FALSE | FALSE | 2023 | [13 empty] | FALSE |  |  | C
NFPA 170 SPEAKER STROBE |  |  | North | Edwards |  | Speaker/Strobe |  |  |  | Module | TRUE | G4WA-S2VMB |  | 25V Speaker/Strobe, White, ALERT, Multi-cd blue | 1 | 0 | 0.294 |  |  |  |  | FALSE | [5 empty] | #FF0070C0 | FA-NFPA 170 SPEAKER STROBE | 1 | FALSE | FALSE | FALSE | 2019 | [13 empty] | FALSE
NFPA 170 NOTIFICATION CIRCUIT EXTENDER PANEL | RISER NAC |  | North | Edwards |  | Notification Circuit Extender Panel |  |  |  | Assembly | TRUE | APS6A |  | Remote Auxiliary/Booster Power Supply, 6.5A, 120Vac, Red | 1 | [6 empty] | FALSE | [5 empty] | #FFFF0000 | FA-NFPA 170 NOTIFICATION CIRCUIT EXTENDER PANEL | 1 | FALSE | FALSE | FALSE | 212 | [8 empty] | 7,12,18,65 |  |  |  |  | TRUE
|  |  | North | Edwards |  | Hardware |  |  |  | Hardware | TRUE | 4-CABLUSBLG | n | CABLE,USB 3.0 A-B MALE,LONG | 1 | [12 empty] | #FFFFFFFF |  |  | FALSE | FALSE | FALSE
NFPA 170 HORN |  |  | North | Edwards |  | Horn |  |  |  | Module | TRUE | WGARF-SP | ++ | Outdoor rated horn, red, fuego | 1 | [6 empty] | FALSE | [5 empty] | #FF0070C0 | FA-NFPA 170 HORN | 1 | FALSE | FALSE | FALSE | 2010 | [13 empty] | FALSE |  |  | WP
NFPA 170 HEAT DETECTOR |  |  | North | Edwards |  | Heat Detector |  |  |  | Module | TRUE | SIGA-HFD w/SIGA-SB4 | ++ | Intelligent fixed temperature heat detector, Standard Detector Base | 1 | 5.1e-05 | 6.8e-05 |  |  |  |  | FALSE | [5 empty] | #FFFF0000 | FA-NFPA 170 HEAT DETECTOR | 1 | FALSE | FALSE | FALSE | 1403 | [13 empty] | FALSE
|  |  | North | Edwards |  | Hardware |  |  |  | Hardware | TRUE | 10ANN/B |  | Flush Box for 6ANN | 1 | [6 empty] | FALSE | [5 empty] | #FFFFFFFF |  |  | FALSE | FALSE | FALSE | [14 empty] | FALSE
|  |  | North | Edwards |  | Hardware |  |  |  | Hardware | TRUE | QS8-12-G-2E-DT |  | OBSOLETE - FAP w/ 12 Option Card Space, Gray, EN-54, Belgian Dutch, 230V | 1 | [6 empty] | FALSE | [5 empty] | #FFFFFFFF |  |  | FALSE | FALSE | FALSE | [14 empty] | FALSE
NFPA 170 HEAT DETECTOR |  |  | North | Edwards |  | Heat Detector |  |  |  | Module | TRUE | E620-582-3 |  | 58C Rate of Rise temperature, Class B, CE | 1 | [6 empty] | FALSE | [5 empty] | #FFFF0000 | FA-NFPA 170 HEAT DETECTOR | 1 | FALSE | FALSE | FALSE | 1403 | [13 empty] | FALSE
|  |  | North | Edwards |  | Hardware |  |  |  | Hardware | TRUE | CM10902 |  | 3/4" ABS to 22mm Copper Tube Adapter | 1 | [6 empty] | FALSE | [5 empty] | #FFFFFFFF |  |  | FALSE | FALSE | FALSE | [14 empty] | FALSE
NFPA 170 STROBE CEILING |  |  | North | Edwards |  | Strobe |  |  |  | Module | TRUE | GCWN-VMHC |  | Strobe, white, no markings, 95, 115, 150, 177 cd, clear | 1 | 0 | 0.342 |  |  |  |  | FALSE | TRUE |  |  |  |  | #FF0070C0 | FA-NFPA 170 STROBE CEILING | 1 | FALSE | FALSE | FALSE | 2022 | [13 empty] | FALSE |  |  | C
NFPA 170 SPEAKER STROBE |  |  | North | Edwards |  | Speaker/Strobe |  |  |  | Module | TRUE | 757-3A-RS25W |  | 30cdW, 15cdC Strobe, Re-Ent Speaker, 25V 2, 4, 8, 15w | 1 | [6 empty] | FALSE | [5 empty] | #FF0070C0 | FA-NFPA 170 SPEAKER STROBE | 1 | FALSE | FALSE | FALSE | 2019 | [13 empty] | FALSE
NFPA 170 REMOTE VOICE EVACUATION MICROPHONE |  |  | North | Edwards |  | Remote Microphone |  |  |  | Module | TRUE | ANSREMR |  | Remote Mic, Red surface / semi-flush cabinet | 1 | 0.02 | 0.04 |  |  |  |  | TRUE | [5 empty] | #FFFF0000 | FA-NFPA 170 REMOTE VOICE EVACUATION MICROPHONE | 1 | FALSE | FALSE | FALSE | 265 | [13 empty] | FALSE
|  |  | North | Edwards |  | Cards & Components |  |  |  | Card | TRUE | 4-FWAL1 | n | Firewall Module | 1 | 0.092 | 0.092 |  |  |  |  | TRUE | [5 empty] | #FFFFFFFF |  |  | FALSE | FALSE | FALSE
NFPA 170 HORN STROBE |  |  | North | Edwards |  | Horn/Strobe |  |  |  | Module | TRUE | 757-4A-T |  | 75cdW, 60cdC Strobe, Horn 97 dbA Avg., Red | 1 | [6 empty] | FALSE | [5 empty] | #FF0070C0 | FA-NFPA 170 HORN STROBE | 1 | FALSE | FALSE | FALSE | 2012 | [13 empty] | FALSE
|  |  | North | Edwards |  | Hardware |  |  |  | Hardware | TRUE | 454719ARE |  | 14/2 Solid Twisted Red-Jacket FPLP (Plenum) | 1 | [6 empty] | FALSE | [5 empty] | #FFFFFFFF |  |  | FALSE | FALSE | FALSE | [14 empty] | FALSE
NFPA 170 SPEAKER STROBE |  |  | North | Edwards |  | Speaker/Strobe |  |  |  | Module | TRUE | G4HFRF-S7VMC |  | 70V Speaker/Strobe, Red, FIRE 15, 30, 75, 110 cd, Clear | 1 | 0 | 0.294 |  |  |  |  | FALSE | [5 empty] | #FF0070C0 | FA-NFPA 170 SPEAKER STROBE | 1 | FALSE | FALSE | FALSE | 2019 | [13 empty] | FALSE
NFPA 170 STROBE WALL |  |  | North | Edwards |  | Strobe |  |  |  | Module | TRUE | G1WA-VMC |  | Strobe, white, ALERT, A, B, C, D cd, clear lens | 1 | 0 | 0.152 |  |  |  |  | FALSE | [5 empty] | #FF0070C0 | FA-NFPA 170 STROBE WALL | 1 | FALSE | FALSE | FALSE | 2023 | [13 empty] | FALSE
|  |  | North | Edwards |  | Cards & Components |  |  |  | Card | TRUE | ANS25AM |  | 25W expander module /w microphone | 1 | [6 empty] | TRUE | [5 empty] | #FFFFFFFF |  |  | FALSE | FALSE | FALSE | [14 empty] | FALSE
|  |  | North | Edwards |  | Hardware |  |  |  | Hardware | TRUE | G4AVRF-SP-CVR | ++ | Replacement Appliance Cover, Horn Strobe, Red, FEUGO | 1 | [12 empty] | #FFFFFFFF |  |  | FALSE | FALSE | FALSE
NFPA 170 ADDRESSABLE INPUT MONITOR MODULE |  |  | North | Edwards |  | Addressable Module |  |  |  | Module | TRUE | SIGA-CT1HT | ++ | Single Input Module High Temperature Operation | 1 | 0.00025 | 0.0004 |  |  |  |  | FALSE | [5 empty] | #FFFF0000 | FA-NFPA 170 ADDRESSABLE INPUT MONITOR MODULE | 1 | FALSE | FALSE | FALSE | 1000 | [13 empty] | FALSE
|  |  | North | Edwards | [5 empty] | Assembly | TRUE | QS4-12-G-1-SP |  | FAP w/ 12 Option Card Space, Gray, Spanish | 1 | [6 empty] | FALSE | [5 empty] | #FFFFFFFF |  |  | FALSE | FALSE | FALSE | [14 empty] | FALSE
NFPA 170 REMOTE INDICATOR |  |  | North | Edwards |  | Remote Indicator |  |  |  | Module | TRUE | 890RDB-G5 |  | W on R, Ceiling Lamp, 24V | 1 | [6 empty] | FALSE | TRUE |  |  |  |  | #FFFF0000 | FA-NFPA 170 REMOTE INDICATOR | 1 | FALSE | FALSE | FALSE | [14 empty] | FALSE |  |  | C
NFPA 170 HORN CEILING |  |  | North | Edwards |  | Horn |  |  |  | Module | TRUE | GCAWF |  | Horn, running man, white, fire, 15, 30, 75. 95 CD | 1 | [6 empty] | FALSE | TRUE |  |  |  |  | #FF0070C0 | FA-NFPA 170 HORN CEILING | 1 | FALSE | FALSE | FALSE | 2011 | [13 empty] | FALSE
|  |  | North | Edwards |  | Hardware |  |  |  | Hardware | TRUE | 74CP006644 |  | 6 Fiber Multi-Mode OFNP | 1 | [6 empty] | FALSE | [5 empty] | #FFFFFFFF |  |  | FALSE | FALSE | FALSE | [14 empty] | FALSE
|  |  | North | Edwards |  | Cards & Components |  |  |  | Card | TRUE | SIN-16-C |  | Sixteen Non-Supervised Input Circuit Module /wo cov | 1 | [6 empty] | TRUE | [5 empty] | #FFFFFFFF |  |  | FALSE | FALSE | FALSE | [14 empty] | FALSE
NFPA 170 MANUAL PULL |  |  | North | Edwards |  | Manual Station |  |  |  | Module | TRUE | 278A-REL |  | Double Action Manaul Release Station | 1 | [6 empty] | FALSE | [5 empty] | #FFFF0000 | FA-NFPA 170 MANUAL PULL | 1 | FALSE | FALSE | FALSE | 957 | [13 empty] | FALSE
|  |  | North | Edwards |  | Hardware |  |  |  | Hardware | TRUE | QS-SCAN |  | OBSOLETE - Scanning Wand for Programming QuickStart Series | 1 | [6 empty] | FALSE | [5 empty] | #FFFFFFFF |  |  | FALSE | FALSE | FALSE | [14 empty] | FALSE
NFPA 170 SMOKE HEAT CO DETECTOR |  |  | North | Edwards |  | Smoke/Heat/CO Detector |  |  |  | Module | TRUE | SIGA-OSHCD w/SIGA-IB BASE | ++ | Multisensor Smoke, Heat, and CO Detector | 1 | 3.2e-05 | 4.5e-05 |  |  |  |  | FALSE | TRUE |  |  |  |  | #FFFF0000 | FA-NFPA 170 SMOKE HEAT CO DETECTOR | 1 | FALSE | FALSE | FALSE | 1408 | [13 empty] | FALSE
NFPA 170 SPEAKER WALL |  |  | North | Edwards |  | Speaker |  |  |  | Module | TRUE | MN-HSMT25P5N | UL Listed 250W Medium Power Speaker Arrays Tan | Hyperspike Series Medium Power Omni-directional loudspeaker assembly. Four wattage taps: 40 W, 90 W, 125 W, and 250 W. Meets UL Standard 1480 (Speakers for Fire Protective Signaling Systems) and ULC S541 (Speakers for Fire Alarm Systems). Tan | 1 | [12 empty] | #FF0070C0 | FA-NFPA 170 SPEAKER WALL | 1 | FALSE | FALSE | FALSE | 2021
NFPA 170 HEAT DETECTOR |  |  | North | Edwards |  | Heat Detector |  |  |  | Module | TRUE | SIGA-HCD w/SIGA-AB4G-LF BASE | ++ | Multisensor Heat, and CO Detector | 1 | 5.1e-05 | 6.8e-05 |  |  |  |  | FALSE | [5 empty] | #FFFF0000 | FA-NFPA 170 HEAT DETECTOR | 1 | FALSE | FALSE | FALSE | 1403 | [13 empty] | FALSE |  |  | LF
NFPA 170 SMOKE HEAT CO DETECTOR |  |  | North | Edwards |  | Smoke/Heat/CO Detector |  |  |  | Module | TRUE | SIGA-PHCD w/SIGA-IB BASE | ++ | Photoelectric, heat detector and carbon monoxide life safety detector | 1 | 5.1e-05 | 6.8e-05 |  |  |  |  | FALSE | TRUE |  |  |  |  | #FFFF0000 | FA-NFPA 170 SMOKE HEAT CO DETECTOR | 1 | FALSE | FALSE | FALSE | 1408 | [13 empty] | FALSE
|  |  | North | Edwards |  | Hardware |  |  |  | Hardware | TRUE | FW-NCZZXP |  | UPGRADE FW-CGS license to Non-Redundant Server CLIENT license | 1 | [6 empty] | FALSE | [5 empty] | #FFFFFFFF |  |  | FALSE | FALSE | FALSE | [14 empty] | FALSE
|  |  | North | Edwards |  | Cards & Components |  |  |  | Card | TRUE | SL30 |  | Annunciator Module, 1-30 Zones, 2 LEDs & 1 Button Per Zone | 1 | [6 empty] | TRUE | [5 empty] | #FFFFFFFF |  |  | FALSE | FALSE | FALSE | [14 empty] | FALSE
NFPA 170 SMOKE HEAT DETECTOR |  |  | North | Edwards |  | Smoke/Heat Detector |  |  |  | Module | TRUE | SIGA-PHD w/SIGA-AB4GT BASE | ++ | Photoelectric smoke and heat detector, 135F w/15F/min ROR | 1 | 5.1e-05 | 6.8e-05 |  |  |  |  | FALSE | TRUE |  |  |  |  | #FFFF0000 | FA-NFPA 170 SMOKE HEAT DETECTOR | 1 | FALSE | FALSE | FALSE | 1408 | [13 empty] | FALSE
NFPA 170 NOTIFICATION CIRCUIT EXTENDER PANEL | RISER NAC |  | North | Edwards |  | Notification Circuit Extender Panel |  |  |  | Assembly | TRUE | APS6A/230 |  | Remote Auxiliary/Booster Power Supply, 6.5A, 230Vac, Red | 1 | [6 empty] | FALSE | [5 empty] | #FFFF0000 | FA-NFPA 170 NOTIFICATION CIRCUIT EXTENDER PANEL | 1 | FALSE | FALSE | FALSE | 212 | [8 empty] | 7,12,18,65 |  |  |  |  | TRUE
GenericN MOTION DETECTOR LONG RANGE |  |  | North | Edwards |  | Motion Detector |  |  |  | Module | TRUE | SIGA-MDS | ++ | PIR Motion Detector /w Swivel Mount | 1 | 0.0006 | 0.0007 |  |  |  |  | FALSE | [5 empty] | #FFFF0000 | FA-GenericN MOTION DETECTOR LONG RANGE | 1 | FALSE | FALSE | FALSE | [14 empty] | FALSE
NFPA 170 AMPLIFIER RACK | RISER AMP |  | North | Edwards |  | Amplifier |  |  |  | Assembly | TRUE | ANS100XR |  | 100W Audio Expander Panel, Red | 1 | [6 empty] | FALSE | [5 empty] | #FFFF0000 | FA-NFPA 170 AMPLIFIER RACK | 1 | FALSE | FALSE | FALSE | 300 | [8 empty] | 7,12,18 |  |  |  |  | TRUE
NFPA 170 NON ADDRESSABLE RELAY |  |  | North | Edwards |  | Non-Addressable Relay |  |  |  | Module | TRUE | MR808/T |  | 8 SPDT Relay /w LED, & Track Mtg H'ware | 1 | 0 | 0.12 |  |  |  |  | FALSE | [5 empty] | #FFFF0000 | FA-NFPA 170 NON ADDRESSABLE RELAY | 1 | FALSE | FALSE | FALSE | 1300 | [13 empty] | FALSE
|  |  | North | Edwards |  | Hardware |  |  |  | Hardware | TRUE | STI-3004 |  | Conduit Insert | 1 | [6 empty] | FALSE | [5 empty] | #FFFFFFFF |  |  | FALSE | FALSE | FALSE | [14 empty] | FALSE
NFPA 170 SPEAKER STROBE |  |  | North | Edwards |  | Speaker/Strobe |  |  |  | Module | TRUE | G4WN-S7VMC |  | 70V Speaker/Strobe, White, no markings, 15, 30, 75, 110 cd | 1 | 0 | 0.294 |  |  |  |  | FALSE | [5 empty] | #FF0070C0 | FA-NFPA 170 SPEAKER STROBE | 1 | FALSE | FALSE | FALSE | 2019 | [13 empty] | FALSE
|  |  | North | Edwards |  | Hardware |  |  |  | Hardware | TRUE | CBA-FHT1 |  | Horizonal Flush Trim for1 CBA48 or CBA72 wallbox, 30"W | 1 | [6 empty] | FALSE | [5 empty] | #FFFFFFFF |  |  | FALSE | FALSE | FALSE | [14 empty] | FALSE
NFPA 170 HORN |  |  | North | Edwards |  | Horn |  |  |  | Module | TRUE | G4AWN |  | Wall horn, white, no marking | 1 | [6 empty] | FALSE |  | GRSW-10 |  |  |  | #FF0070C0 | FA-NFPA 170 HORN | 1 | FALSE | FALSE | FALSE | 2010 | [13 empty] | FALSE
NFPA 170 HORN |  |  | North | Edwards |  | Horn |  |  |  | Module | TRUE | G1F-HD |  | Temporal Horn, 84.4 or 79.4 dBA, white, /w "FIRE" | 1 | 0 | 0.019 |  |  |  |  | FALSE | [5 empty] | #FF0070C0 | FA-NFPA 170 HORN | 1 | FALSE | FALSE | FALSE | 2010 | [13 empty] | FALSE
NFPA 170 SPEAKER STROBE CEILING |  |  | North | Edwards |  | Speaker/Strobe |  |  |  | Module | TRUE | GCWN-S7VMR |  | 70V Speaker/Strobe white, no markings, Standard cd, red | 1 | 0 | 0.318 |  |  |  |  | FALSE | TRUE |  |  |  |  | #FF0070C0 | FA-NFPA 170 SPEAKER STROBE CEILING | 1 | FALSE | FALSE | FALSE | 2020 | [13 empty] | FALSE |  |  | C
|  |  | North | Edwards |  | Hardware |  |  |  | Hardware | TRUE | CM10914 |  | Press Fit Calibrated Sampling Point (white) | 1 | [6 empty] | FALSE | [5 empty] | #FFFFFFFF |  |  | FALSE | FALSE | FALSE | [14 empty] | FALSE
|  |  | North | Edwards |  | Hardware |  |  |  | Hardware | TRUE | 6ANN/B |  | Flush Box for 3ANN | 1 | [6 empty] | FALSE | [5 empty] | #FFFFFFFF |  |  | FALSE | FALSE | FALSE | [14 empty] | FALSE
|  |  | North | Edwards |  | Hardware |  |  |  | Hardware | TRUE | G4AVWN-CVR | ++ | Replacement Appliance Cover, Horn Strobe, White, None | 1 | [12 empty] | #FFFFFFFF |  |  | FALSE | FALSE | FALSE
|  |  | North | Edwards |  | Hardware |  |  |  | Hardware | TRUE | MN-HSECCDCB1 |  | ECC replacement DC Circuit breaker with mounting hardware | 1 | [6 empty] | FALSE | [5 empty] | #FFFFFFFF |  |  | FALSE | FALSE | FALSE | [14 empty] | FALSE
|  |  | North | Edwards |  | Hardware |  |  |  | Hardware | TRUE | PC-1386 |  | 200 Proximity Cards - ISO EST Brand | 1 | [6 empty] | FALSE | [5 empty] | #FFFFFFFF |  |  | FALSE | FALSE | FALSE | [14 empty] | FALSE
|  |  | North | Edwards |  | Hardware |  |  |  | Hardware | TRUE | G4AVWF-CVR | ++ | Replacement Appliance Cover, Horn Strobe, White, FIRE | 1 | [12 empty] | #FFFFFFFF |  |  | FALSE | FALSE | FALSE
|  |  | North | Edwards |  | Hardware |  |  |  | Hardware | TRUE | TRIM-12 |  | Gray Flush Mount Trim Ring for QS-12-G-* | 1 | [6 empty] | FALSE | [5 empty] | #FFFFFFFF |  |  | FALSE | FALSE | FALSE | [14 empty] | FALSE
|  |  | North | Edwards |  | Cards & Components |  |  |  | Card | TRUE | QS8-CPU-2-IT |  | OBSOLETE - CPU/Display with 2 Annunciator Option Space, Italian | 1 | [6 empty] | TRUE | [5 empty] | #FFFFFFFF |  |  | FALSE | FALSE | FALSE | [14 empty] | FALSE
|  |  | North | Edwards |  | Cards & Components |  |  |  | Card | TRUE | 3-BBC/M-230 | n | Booster Power Supply 230V, Multiple Batteries | 1 | 0.07 | 0.07 |  |  |  |  | TRUE | [5 empty] | #FFFFFFFF |  |  | FALSE | FALSE | FALSE
|  |  | North | Edwards |  | Hardware |  |  |  | Hardware | TRUE | QSA-1-F-VR |  | OBSOLETE - Key Locked Door, Flush for 1 Ann. Option Space | 1 | [6 empty] | FALSE | [5 empty] | #FFFFFFFF |  |  | FALSE | FALSE | FALSE | [14 empty] | FALSE
170 BASIC SHAPE |  |  | North | Edwards |  | Miscellaneous |  |  |  | Assembly | TRUE | 3-CAB21B | + | Wallbox only, Three Chassis | 1 | [12 empty] | #FFFF0000 | FA-170 BASIC SHAPE | 1 | FALSE | FALSE | FALSE | [14 empty] | TRUE
NFPA 170 SPEAKER STROBE |  |  | North | Edwards |  | Speaker/Strobe |  |  |  | Module | TRUE | 757-8A-RS70 |  | 110cdW, 60cdC Strobe, Re-Ent Speaker, 70V 2, 4, 8, 15w | 1 | [6 empty] | FALSE | [5 empty] | #FF0070C0 | FA-NFPA 170 SPEAKER STROBE | 1 | FALSE | FALSE | FALSE | 2019 | [13 empty] | FALSE
|  |  | North | Edwards |  | Hardware |  |  |  | Hardware | TRUE | LKC-8 |  | ALARM - Ceiling Orientation | 1 | [6 empty] | FALSE | [5 empty] | #FFFFFFFF |  |  | FALSE | FALSE | FALSE | [14 empty] | FALSE
NFPA 170 SPEAKER WALL |  |  | North | Edwards |  | Speaker |  |  |  | Module | TRUE | G4HFRN-S2 |  | 25V Speaker, Red, running man | 1 | [6 empty] | FALSE | [5 empty] | #FF0070C0 | FA-NFPA 170 SPEAKER WALL | 1 | FALSE | FALSE | FALSE | 2021 | [13 empty] | FALSE
|  |  | North | Edwards |  | Hardware |  |  |  | Hardware | TRUE | GL1RN-BB1G |  | Single Gang Surface Mount BackBox, Red | 1 | [6 empty] | FALSE | [5 empty] | #FFFFFFFF |  |  | FALSE | FALSE | FALSE | [14 empty] | FALSE
NFPA 170 SMOKE DETECTOR |  |  | North | Edwards |  | Smoke Detector |  |  |  | Module | TRUE | SIGA-ISI w/SIGA-SB BASE | ++ | Ionization Smoke Detector, EN-54 Listed | 1 | 4.5e-05 | 4.5e-05 |  |  |  |  | FALSE | TRUE |  |  |  |  | #FFFF0000 | FA-NFPA 170 SMOKE DETECTOR | 1 | FALSE | FALSE | FALSE | 1408 | [13 empty] | FALSE
|  |  | North | Edwards |  | Cards & Components |  |  |  | Card | TRUE | 4-LCDAUDTEL | n | Separate LCD for Mic/FT | 1 | 0.04 | 0.093 |  |  |  |  | TRUE | [5 empty] | #FFFFFFFF |  |  | FALSE | FALSE | FALSE
NFPA 170 SPEAKER CEILING |  |  | North | Edwards |  | Speaker |  |  |  | Module | TRUE | GCHFWF-S2 |  | 25V Speaker, White, FIRE | 1 | [6 empty] | FALSE | TRUE |  |  |  |  | #FF0070C0 | FA-NFPA 170 SPEAKER CEILING | 1 | FALSE | FALSE | FALSE | 2019 | [13 empty] | FALSE |  |  | C
NFPA 170 STROBE CEILING |  |  | North | Edwards |  | Strobe |  |  |  | Module | TRUE | GCVHRF |  | Strobe, running man, red, FIRE, high cd | 1 | [6 empty] | FALSE | TRUE |  |  |  |  | #FF0070C0 | FA-NFPA 170 STROBE CEILING | 1 | FALSE | FALSE | FALSE | 2022 | [13 empty] | FALSE |  |  | C
|  |  | North | Edwards |  | Cards & Components |  |  |  | Card | TRUE | FSUIM |  | Remote Interface Module for a System Interface | 1 | 0.053 | 0.114 |  |  |  |  | TRUE | [5 empty] | #FFFFFFFF |  |  | FALSE | FALSE | FALSE | [14 empty] | FALSE
|  |  | North | Edwards |  | Hardware |  |  |  | Hardware | TRUE | 2-WB3R |  | OBSOLETE - Red Wallbox | 1 | [6 empty] | FALSE | [5 empty] | #FFFFFFFF |  |  | FALSE | FALSE | FALSE | [14 empty] | FALSE
|  |  | North | Edwards |  | Hardware |  |  |  | Hardware | TRUE | FW-RACKKB |  | Keyboard, Rack Mount, uses 2 EIA Spaces | 1 | [6 empty] | FALSE | [5 empty] | #FFFFFFFF |  |  | FALSE | FALSE | FALSE | [14 empty] | FALSE
NFPA 170 HORN |  |  | North | Edwards |  | Horn |  |  |  | Module | TRUE | WGAWF-SP | ++ | Outdoor rated horn, white, fuego | 1 | [6 empty] | FALSE | [5 empty] | #FF0070C0 | FA-NFPA 170 HORN | 1 | FALSE | FALSE | FALSE | 2010 | [13 empty] | FALSE |  |  | WP
|  |  | North | Edwards |  | Hardware |  |  |  | Hardware | TRUE | MN-FNSCABSD1 |  | Blank SD card that can be PC formatted. | 1 | [6 empty] | FALSE | [5 empty] | #FFFFFFFF |  |  | FALSE | FALSE | FALSE | [14 empty] | FALSE
|  |  | North | Edwards |  | Cards & Components |  |  |  | Card | TRUE | SIGA-UIO6 |  | Universal Input-Output Module Board - Six Module Positions | 1 | [6 empty] | TRUE | [5 empty] | #FFFFFFFF |  |  | FALSE | FALSE | FALSE | [14 empty] | FALSE
|  |  | North | Edwards |  | Hardware |  |  |  | Hardware | TRUE | 454747ARE |  | 16/2 Solid Twisted,OS, Red-Jacket FPLP (Plenum) | 1 | [6 empty] | FALSE | [5 empty] | #FFFFFFFF |  |  | FALSE | FALSE | FALSE | [14 empty] | FALSE
|  |  | North | Edwards |  | Cards & Components |  |  |  | Card | TRUE | ANS25MDR2 |  | 25W Audio Notification Panel, Red | 1 | 0.18 | 1 |  |  |  |  | TRUE | [5 empty] | #FFFFFFFF |  |  | FALSE | FALSE | FALSE | [14 empty] | FALSE
|  |  | North | Edwards |  | Hardware |  |  |  | Hardware | TRUE | LKC-5 |  | HALON - Ceiling Orientation | 1 | [6 empty] | FALSE | [5 empty] | #FFFFFFFF |  |  | FALSE | FALSE | FALSE | [14 empty] | FALSE
NFPA 170 LCD ANNNUNCIATOR DISPLAY | RISER ANNUNCIATOR |  | North | Edwards |  | LCD Annunciator |  |  |  | Module | TRUE | RLCD-CR |  | LCD Ann, 4x20 LCD, w/common LEDs & Ctrls, red | 1 | 0.098 | 0.113 |  |  |  |  | FALSE | [5 empty] | #FFFF0000 | FA-NFPA 170 LCD ANNNUNCIATOR DISPLAY | 1 | FALSE | FALSE | FALSE | 257 | [8 empty] | 7,12,18 |  |  |  |  | FALSE
NFPA 170 STROBE WALL |  |  | North | Edwards |  | Strobe |  |  |  | Module | TRUE | G1R-CVM |  | Chime-Strobe, running man, red, 15, 30, 75, 110 cd | 1 | 0 | 0.097 |  |  |  |  | FALSE | [5 empty] | #FF0070C0 | FA-NFPA 170 STROBE WALL | 1 | FALSE | FALSE | FALSE | 2023 | [13 empty] | FALSE
|  |  | North | Edwards |  | Hardware |  |  |  | Hardware | TRUE | CV10927 |  | ¾” CPVC socket end cap, Bag of 25 | 1 | [6 empty] | FALSE | [5 empty] | #FFFFFFFF |  |  | FALSE | FALSE | FALSE | [14 empty] | FALSE
|  |  | North | Edwards |  | Hardware |  |  |  | Hardware | TRUE | QS-1-VR-R |  | OBSOLETE - Red Key-Locked Door for 1 Option Card Space Cabinet | 1 | [6 empty] | FALSE | [5 empty] | #FFFFFFFF |  |  | FALSE | FALSE | FALSE | [14 empty] | FALSE
EMP5 PANEL | 4-CAB8D-DR MOUNTED ON 3-CAB5B |  | North | Edwards |  | Enclosure |  |  |  | Assembly | TRUE | EMP-5 |  | Emergency Paging Panel | 1 | [6 empty] | TRUE | [5 empty] | #FFFF0000 | FA-EMP5 PANEL | 1 | FALSE | FALSE | FALSE
NFPA 170 MANUAL PULL |  |  | North | Edwards |  | Manual Station |  |  |  | Module | TRUE | MPSR2-D45W-GE |  | Wpf, Double Action Station, DPDT, Cat 45 key reset | 1 | [6 empty] | FALSE | [5 empty] | #FFFF0000 | FA-NFPA 170 MANUAL PULL | 1 | FALSE | FALSE | FALSE | 957 | [13 empty] | FALSE |  |  | WP
NFPA 170 HEAT DETECTOR |  |  | North | Edwards |  | Heat Detector |  |  |  | Module | TRUE | EC2-H w/EC2-RB4 BASE | + | Heat detector, 135 fixed/ROR | 1 |  | 0.06 |  |  |  |  | FALSE | TRUE |  |  |  |  | #FFFF0000 | FA-NFPA 170 HEAT DETECTOR | 1 | FALSE | FALSE | FALSE | 1408 | [13 empty] | FALSE
NFPA 170 STROBE CEILING |  |  | North | Edwards |  | Strobe |  |  |  | Module | TRUE | GCVHWF-FR |  | Strobe, running man, white, FEU/FIRE, high cd | 1 | [6 empty] | FALSE | TRUE |  |  |  |  | #FF0070C0 | FA-NFPA 170 STROBE CEILING | 1 | FALSE | FALSE | FALSE | 2022 | [13 empty] | FALSE |  |  | C
|  |  | North | Edwards |  | Cards & Components |  |  |  | Card | TRUE | 3-MODCOMP | + | Modem Communicator, Dialer & TAP Protocol | 1 | 0.06 | 0.095 |  |  | 24 |  | TRUE | [5 empty] | #FFFFFFFF |  |  | FALSE | FALSE | FALSE
|  |  | North | Edwards |  | Hardware |  |  |  | Hardware | TRUE | QSC-5-G-1 |  | OBSOLETE - FAP w/ 5 Option Card Spaces, Gray | 1 | [6 empty] | FALSE | [5 empty] | #FFFFFFFF |  |  | FALSE | FALSE | FALSE | [14 empty] | FALSE
|  |  | North | Edwards |  | Cards & Components |  |  |  | Card | TRUE | SIGA-MCC1 | ++ | Signal Module /w 1 Riser in, 1 Output Ckt, Cl 'B' - UIO Mount | 1 | 0.000223 | 0.0001 |  |  |  |  | TRUE | [5 empty] | #FFFFFFFF |  |  | FALSE | FALSE | FALSE | [14 empty] | FALSE
|  |  | North | Edwards |  | Hardware |  |  |  | Hardware | TRUE | F-TRIM35R |  | Semi-flush Trim ring for FS302 and FS502, Red | 1 | [6 empty] | FALSE | [5 empty] | #FFFFFFFF |  |  | FALSE | FALSE | FALSE | [14 empty] | FALSE
|  |  | North | Edwards |  | Hardware |  |  |  | Hardware | TRUE | G4ARF-FR-CVR | ++ | Replacement Appliance Cover, Horn, Red, FEU | 1 | [12 empty] | #FFFFFFFF |  |  | FALSE | FALSE | FALSE
NFPA 170 SPEAKER STROBE |  |  | North | Edwards |  | Speaker/Strobe |  |  |  | Module | TRUE | WG4WN-SVMA |  | 25/70V Speaker/Strobe, white, n/m, amber, 13, 25, 59, 62 cd | 1 | [6 empty] | FALSE | [5 empty] | #FF0070C0 | FA-NFPA 170 SPEAKER STROBE | 1 | FALSE | FALSE | FALSE | 2019 | [13 empty] | FALSE |  |  | WP
NFPA 170 MINI HORN |  |  | North | Edwards |  | Horn |  |  |  | Module | TRUE | 683-1CR |  | Horn, mini, c/w signal silence & LED, 1 gang, red | 1 | [6 empty] | FALSE | [5 empty] | #FF0070C0 | FA-NFPA 170 MINI HORN | 1 | FALSE | FALSE | FALSE | 2014 | [13 empty] | FALSE
NFPA 170 SPEAKER CEILING |  |  | North | Edwards |  | Speaker |  |  |  | Module | TRUE | 965-1A-8SW |  | 8" Square Cone Speaker, 70Vrms, .5, 1, 2, 4w | 1 | [6 empty] | FALSE | TRUE |  |  |  |  | #FF0070C0 | FA-NFPA 170 SPEAKER CEILING | 1 | FALSE | FALSE | FALSE | 2019 | [13 empty] | FALSE |  |  | C
|  |  | North | Edwards |  | Hardware |  |  |  | Hardware | TRUE | FW-4S |  | Four Seat Web Client (Requires FW V1.5 (or later) and FW-1S) | 1 | [6 empty] | FALSE | [5 empty] | #FFFFFFFF |  |  | FALSE | FALSE | FALSE | [14 empty] | FALSE
NFPA 170 SPEAKER WALL |  |  | North | Edwards |  | Speaker |  |  |  | Module | TRUE | WGSRA | ++ | Outdoor rated speaker, wall, red, alert | 1 | [6 empty] | FALSE | FALSE |  |  |  |  | #FF0070C0 | FA-NFPA 170 SPEAKER WALL | 1 | FALSE | FALSE | FALSE | 2021 | [13 empty] | FALSE |  |  | WP
|  |  | North | Edwards |  | Cards & Components |  |  |  | Card | TRUE | 599 |  | Transformer - Class 2, 120 Vac / 24 Vac - 40VA | 1 | [6 empty] | TRUE | [5 empty] | #FFFFFFFF |  |  | FALSE | FALSE | FALSE | [14 empty] | FALSE
|  |  | North | Edwards |  | Cards & Components |  |  |  | Card | TRUE | 3-4/3GYWR |  | 4 x 3 Switch, 1 Grn, 1 Yel, 1 White, 1 Red LEDs | 1 | 0.002 | 0.02 |  |  |  |  | TRUE | [5 empty] | #FFFFFFFF |  |  | FALSE | FALSE | FALSE | [14 empty] | FALSE
|  |  | North | Edwards |  | Hardware |  |  |  | Hardware | TRUE | MN-GVSOL2 |  | HPSA solar charging array for 1600 - 3200 watts with power equalizer and regulator | 1 | [6 empty] | FALSE | [5 empty] | #FFFFFFFF |  |  | FALSE | FALSE | FALSE | [14 empty] | FALSE
|  |  | North | Edwards |  | Hardware |  |  |  | Hardware | TRUE | SA-TRIM1 |  | Semi-flush trim for 64 point cabinet | 1 | [6 empty] | FALSE | [5 empty] | #FFFFFFFF |  |  | FALSE | FALSE | FALSE | [14 empty] | FALSE
NFPA 170 HORN STROBE |  |  | North | Edwards |  | Horn/Strobe |  |  |  | Module | TRUE | G1AVWN |  | Horn/Strobe, Wall, White, None | 1 | [12 empty] | #FF0070C0 | FA-NFPA 170 HORN STROBE | 1 | FALSE | FALSE | FALSE | 2012
NFPA 170 STROBE CEILING |  |  | North | Edwards |  | Strobe |  |  |  | Module | TRUE | 116DEGEX-FJ | ++ | Explosionproof Strobe, Diode Polarized, Ceiling Mount | 1 | [6 empty] | FALSE | TRUE |  |  |  |  | #FF0070C0 | FA-NFPA 170 STROBE CEILING | 1 | FALSE | FALSE | FALSE | 2023 | [13 empty] | FALSE |  |  | EXP
NFPA 170 AMPLIFIER RACK |  |  | North | Edwards |  | Cards & Components |  |  |  | Card | TRUE | 90250A- AMP |  | 300 Watt Amplifier, Card | 1 | 0.05 | 0.2 |  |  |  |  | TRUE | [5 empty] | #FFFF0000 | FA-NFPA 170 AMPLIFIER RACK | 1 | FALSE | FALSE | FALSE | [14 empty] | FALSE
NFPA 170 HEAT DETECTOR |  |  | North | Edwards |  | Heat Detector |  |  |  | Module | TRUE | SIGA-HRD w/SIGA-SB BASE | ++ | Intelligent fixed temperature/Rate-of-rise heat detector, Standard Detector Base | 1 | 5.1e-05 | 6.8e-05 |  |  |  |  | FALSE | [5 empty] | #FFFF0000 | FA-NFPA 170 HEAT DETECTOR | 1 | FALSE | FALSE | FALSE | 1403 | [13 empty] | FALSE
NFPA 170 AMPLIFIER RACK | RISER AMP |  | North | Edwards |  | Amplifier |  |  |  | Assembly | TRUE | ANS50XR |  | 50W Audio Expander Panel, Red | 1 | [6 empty] | FALSE | [5 empty] | #FFFF0000 | FA-NFPA 170 AMPLIFIER RACK | 1 | FALSE | FALSE | FALSE | 300 | [8 empty] | 7,12,18 |  |  |  |  | TRUE
|  |  | North | Edwards |  | Hardware |  |  |  | Hardware | TRUE | 3-LKR |  | Russian Template | 1 | [6 empty] | FALSE | [5 empty] | #FFFFFFFF |  |  | FALSE | FALSE | FALSE | [14 empty] | FALSE
|  |  | North | Edwards |  | Hardware |  |  |  | Hardware | TRUE | 271-KG1-F3 |  | Replacement Breakglass Pack - Arabic/English | 1 | [6 empty] | FALSE | [5 empty] | #FFFFFFFF |  |  | FALSE | FALSE | FALSE | [14 empty] | FALSE
|  |  | North | Edwards |  | Hardware |  |  |  | Hardware | TRUE | QS1-1-G-2-SP |  | OBSOLETE - FAP w/ 1 Option Card Space, Gray, Spanish, 230V | 1 | [6 empty] | FALSE | [5 empty] | #FFFFFFFF |  |  | FALSE | FALSE | FALSE | [14 empty] | FALSE
|  |  | North | Edwards |  | Cards & Components |  |  |  | Card | TRUE | SLU-16R |  | Sixteen Red LED Module | 1 | 0.001 | 0.018 |  |  |  |  | TRUE | [5 empty] | #FFFFFFFF |  |  | FALSE | FALSE | FALSE | [14 empty] | FALSE
|  |  | North | Edwards |  | Cards & Components |  |  |  | Card | TRUE | 3-ANNCPU3 | + | Annunciator CPU | 1 | 0.144 | 0.144 |  |  |  |  | TRUE | [5 empty] | #FFFFFFFF |  |  | FALSE | FALSE | FALSE | [14 empty] | FALSE
|  |  | North | Edwards |  | Hardware |  |  |  | Hardware | TRUE | G4VRA-CVR | ++ | Replacement Appliance Cover, Strobe, Red, ALERT | 1 | [12 empty] | #FFFFFFFF |  |  | FALSE | FALSE | FALSE
|  |  | North | Edwards |  | Cards & Components |  |  |  | Card | TRUE | SLIC |  | Signature Loop Intelligent Controller | 1 | [6 empty] | TRUE | [5 empty] | #FFFFFFFF |  |  | FALSE | FALSE | FALSE | [14 empty] | FALSE
NFPA 170 SPEAKER CEILING |  |  | North | Edwards |  | Speaker |  |  |  | Module | TRUE | 964-8A-8SW |  | 110cdW, 60cdC Strobe, 8" Square Cone, 25V .5, 1, 2, 4w | 1 | [6 empty] | FALSE | TRUE |  |  |  |  | #FF0070C0 | FA-NFPA 170 SPEAKER CEILING | 1 | FALSE | FALSE | FALSE | 2019 | [13 empty] | FALSE |  |  | C
|  |  | North | Edwards |  | Cards & Components |  |  |  | Card | TRUE | ANS50MDR |  | OBSOLETE - 50W Audio Notification Panel, Red | 1 | [6 empty] | TRUE | [5 empty] | #FFFFFFFF |  |  | FALSE | FALSE | FALSE | [14 empty] | FALSE
NFPA 170 SPEAKER WALL |  |  | North | Edwards |  | Speaker |  |  |  | Module | TRUE | G4WA-S7 |  | 70V Speaker, White, ALERT | 1 | [6 empty] | FALSE | [5 empty] | #FF0070C0 | FA-NFPA 170 SPEAKER WALL | 1 | FALSE | FALSE | FALSE | 2021 | [13 empty] | FALSE
|  |  | North | Edwards |  | Hardware |  |  |  | Hardware | TRUE | 73162CI |  | 16/2 CI (circuit Integrity) Cable FPLR-CI | 1 | [6 empty] | FALSE | [5 empty] | #FFFFFFFF |  |  | FALSE | FALSE | FALSE | [14 empty] | FALSE
NFPA 170 SMOKE DETECTOR |  |  | North | Edwards |  | Smoke Detector |  |  |  | Module | TRUE | EC10U-3 |  | Ion Smoke Detector, low profile, plug-in, UL | 1 |  | 0.1 |  |  |  |  | FALSE | TRUE |  |  |  |  | #FFFF0000 | FA-NFPA 170 SMOKE DETECTOR | 1 | FALSE | FALSE | FALSE | 1408 | [13 empty] | FALSE
NFPA 170 SMOKE DETECTOR |  |  | North | Edwards |  | Smoke Detector |  |  |  | Module | TRUE | 711UT |  | 2W Smoke Detector 12/24Vdc, fast response /w heat | 1 |  | 0.06 |  |  |  |  | FALSE | TRUE |  |  |  |  | #FFFF0000 | FA-NFPA 170 SMOKE DETECTOR | 1 | FALSE | FALSE | FALSE | 1408 | [13 empty] | FALSE
NFPA 170 HORN |  |  | North | Edwards |  | Horn |  |  |  | Module | TRUE | G1RF-HD |  | Temporal Horn, 84.4 or 79.4 dBA, Red, /w "FIRE" | 1 | 0 | 0.019 |  |  |  |  | FALSE | [5 empty] | #FF0070C0 | FA-NFPA 170 HORN | 1 | FALSE | FALSE | FALSE | 2010 | [13 empty] | FALSE
|  |  | North | Edwards |  | Hardware |  |  |  | Hardware | TRUE | BPS10A230-6 |  | 6 Pack, Remote Booster Power Supply, 220Vac Input, Red | 1 | [6 empty] | FALSE | [5 empty] | #FFFFFFFF |  |  | FALSE | FALSE | FALSE | [14 empty] | FALSE
|  |  | North | Edwards |  | Hardware |  |  |  | Hardware | TRUE | 2-WB7D |  | OBSOLETE - Outer and Inner Door for 2-WP7 | 1 | [6 empty] | FALSE | [5 empty] | #FFFFFFFF |  |  | FALSE | FALSE | FALSE | [14 empty] | FALSE
|  |  | North | Edwards |  | Hardware |  |  |  | Hardware | TRUE | SIGA-SB |  | Standard Detector Base | 1 | [6 empty] | FALSE | [5 empty] | #FFFFFFFF |  |  | FALSE | FALSE | FALSE | [14 empty] | FALSE
|  |  | North | Edwards |  | Hardware |  |  |  | Hardware | TRUE | BP3 |  | Blank Plate, 3 EIA Space | 1 | [6 empty] | FALSE | [5 empty] | #FFFFFFFF |  |  | FALSE | FALSE | FALSE | [14 empty] | FALSE
|  |  | North | Edwards |  | Hardware |  |  |  | Hardware | TRUE | SD-T18 |  | SuperDuct, Air sample tube, 18 inch | 1 | [6 empty] | FALSE | [5 empty] | #FFFFFFFF |  |  | FALSE | FALSE | FALSE | [14 empty] | FALSE
|  |  | North | Edwards |  | Cards & Components |  |  |  | Card | TRUE | VS1-GL Mainboard |  | Mainboard for VS1-GL assembly | 1 | 0.214 | 0.377 |  |  |  |  | TRUE | [5 empty] | #FFFFFFFF |  |  | FALSE | FALSE | FALSE | [14 empty] | FALSE
|  |  | North | Edwards |  | Hardware |  |  |  | Hardware | TRUE | MN-HS16TPC |  | 1600 Watt class optional protective cover. | 1 | [6 empty] | FALSE | [5 empty] | #FFFFFFFF |  |  | FALSE | FALSE | FALSE | [14 empty] | FALSE
NFPA 170 SPEAKER STROBE CEILING |  |  | North | Edwards |  | Speaker/Strobe |  |  |  | Module | TRUE | GCWN-S7VMHG |  | 70V Speaker/Strobe white, no markings, High cd, green | 1 | 0 | 0.502 |  |  |  |  | FALSE | TRUE |  |  |  |  | #FF0070C0 | FA-NFPA 170 SPEAKER STROBE CEILING | 1 | FALSE | FALSE | FALSE | 2020 | [13 empty] | FALSE |  |  | C
|  |  | North | Edwards |  | Cards & Components |  |  |  | Card | TRUE | MN-HS16T1P |  | 320 Watt non-Omni HPSA Assembly (1 of 5 Active Panels) with lockable NEMA 4 amplifier, 110V/60 Hz inverter/battery charger and electronics enclosure, lockable NEMA 4 battery enclosure (w/o batteries). Enclosures equipped with tamper switches. AC powered amplifier with DC backup. Edwards hard-wire interface included. Batteries and accessories are ordered separately. Tan colored speaker head. | 1 | [6 empty] | TRUE | [5 empty] | #FFFFFFFF |  |  | FALSE | FALSE | FALSE | [14 empty] | FALSE
|  |  | North | Edwards |  | Hardware |  |  |  | Hardware | TRUE | WBB-1 |  | Weatherproof Box for MB Series Bells | 1 | [6 empty] | FALSE | [5 empty] | #FFFFFFFF |  |  | FALSE | FALSE | FALSE | [14 empty] | FALSE
NFPA 170 GRAPHIC ANNUNCIATOR PANEL | RISER ANNUNCIATOR |  | North | Edwards |  | Graphic Annunciator |  |  |  | Module | TRUE | EV3 |  | Graphic Annunciator 17.5"w x 26.25"h view area, 156 LEDs typical | 1 | [6 empty] | FALSE | [5 empty] | #FFFF0000 | FA-NFPA 170 GRAPHIC ANNUNCIATOR PANEL | 1 | FALSE | FALSE | FALSE | 256 | [13 empty] | FALSE
|  |  | North | Edwards |  | Hardware |  |  |  | Hardware | TRUE | 511-A |  | Grille - for (1) 4" bell, grill horn, or chime | 1 | [6 empty] | FALSE | [5 empty] | #FFFFFFFF |  |  | FALSE | FALSE | FALSE | [14 empty] | FALSE
|  |  | North | Edwards |  | Cards & Components |  |  |  | Card | TRUE | GFD | + | Ground Fault Detector for 4-NET-XT | 1 | 0.032 | 0.032 |  |  |  |  | TRUE | [5 empty] | #FFFFFFFF |  |  | FALSE | FALSE | FALSE
|  |  | North | Edwards |  | Cards & Components |  |  |  | Card | TRUE | SIGA-APS | ++ | 6.4A Auxiliary Power Supply | 1 | 0.07 | 0.27 |  |  |  |  | TRUE | [5 empty] | #FFFFFFFF |  |  | FALSE | FALSE | FALSE | [14 empty] | FALSE
NFPA 170 SMOKE DETECTOR |  |  | North | Edwards |  | Smoke Detector |  |  |  | Module | TRUE | SIGA-IS w/SIGA-AB4G-LF BASE | ++ | Ionization Smoke Detector | 1 | 4.5e-05 | 4.5e-05 |  |  |  |  | FALSE | TRUE |  |  |  |  | #FFFF0000 | FA-NFPA 170 SMOKE DETECTOR | 1 | FALSE | FALSE | FALSE | 1408 | [13 empty] | FALSE |  |  | LF
NFPA 170 REMOTE ANNUNCIATOR | RISER ANNUNCIATOR |  | North | Edwards |  | Remote Annunciator |  |  |  | Assembly | TRUE | 4-2ANN | ++ | Annunciator Assembly - Configuration 2302092 | 1 | [6 empty] | FALSE | [5 empty] | #FFFF0000 | FA-NFPA 170 REMOTE ANNUNCIATOR | 1 | FALSE | FALSE | FALSE | 255 | [8 empty] | 7,12,18 |  |  |  |  | TRUE
NFPA 170 AMPLIFIER RACK | RISER AMP |  | North | Edwards |  | Amplifier |  |  |  | Assembly | TRUE | ANS25XG |  | 25W Audio Expander Panel, Gray | 1 | [6 empty] | FALSE | [5 empty] | #FFFF0000 | FA-NFPA 170 AMPLIFIER RACK | 1 | FALSE | FALSE | FALSE | 300 | [8 empty] | 7,12,18 |  |  |  |  | TRUE
|  |  | North | Edwards | [5 empty] | Assembly | TRUE | QS4-5-G-2-SP |  | FAP w/ 5 Option Card Space, Gray, Spanish, 230V | 1 | [6 empty] | FALSE | [5 empty] | #FFFFFFFF |  |  | FALSE | FALSE | FALSE | [14 empty] | FALSE
|  |  | North | Edwards |  | Cards & Components |  |  |  | Card | TRUE | FW-XPC1 |  | RS-232 Extender (short haul modem), (no UL) | 1 | [6 empty] | TRUE | [5 empty] | #FFFFFFFF |  |  | FALSE | FALSE | FALSE | [14 empty] | FALSE
NFPA 170 SMOKE DETECTOR |  |  | North | Edwards |  | Smoke Detector |  |  |  | Module | TRUE | SIGA-ISI w/SIGA-RB BASE | ++ | Ionization Smoke Detector, EN-54 Listed | 1 | 4.5e-05 | 4.5e-05 |  |  |  |  | FALSE | TRUE |  |  |  |  | #FFFF0000 | FA-NFPA 170 SMOKE DETECTOR | 1 | FALSE | FALSE | FALSE | 1408 | [13 empty] | FALSE
|  |  | North | Edwards |  | Hardware |  |  |  | Hardware | TRUE | HKHS3024 |  | Pelco - 30 Watt 24 Vac Heater Kit | 1 | [6 empty] | FALSE | [5 empty] | #FFFFFFFF |  |  | FALSE | FALSE | FALSE | [14 empty] | FALSE
NFPA 170 LCD ANNNUNCIATOR DISPLAY | RISER ANNUNCIATOR |  | North | Edwards |  | LCD Annunciator |  |  |  | Module | TRUE | 3-LCDANN | ++ | Remote LCD Command Module Annunciator, Base | 1 | 0.184 | 0.186 |  |  |  |  | FALSE | [5 empty] | #FFFF0000 | FA-NFPA 170 LCD ANNNUNCIATOR DISPLAY | 1 | FALSE | FALSE | FALSE | 257 | [8 empty] | 7,12,18 |  |  |  |  | FALSE
|  |  | North | Edwards |  | Cards & Components |  |  |  | Card | TRUE | 3-EADC-E |  | Escape Series Dual Loop Controller | 1 | 0.453 | 1.048 |  |  |  |  | TRUE | [5 empty] | #FFFFFFFF |  |  | FALSE | FALSE | FALSE | [14 empty] | FALSE
NFPA 170 STROBE WALL |  |  | North | Edwards |  | Strobe |  |  |  | Module | TRUE | 405-6A-T |  | 60cdW, 30cdC Strobe, Red, Terminals | 1 | [6 empty] | FALSE | FALSE |  |  |  |  | #FF0070C0 | FA-NFPA 170 STROBE WALL | 1 | FALSE | FALSE | FALSE | 2023 | [13 empty] | FALSE |  |  | C
|  |  | North | Edwards |  | Hardware |  |  |  | Hardware | TRUE | MN-FNSFEMM2K |  | SFP. Multimode fiber, FE, 0m to 2km, 9 dB fiber budget, 1310nm | 1 | [6 empty] | FALSE | [5 empty] | #FFFFFFFF |  |  | FALSE | FALSE | FALSE | [14 empty] | FALSE
|  |  | North | Edwards |  | Cards & Components |  |  |  | Card | TRUE | 33-30709A |  | ASD-CM Stand-Alone Command Module in steel case | 1 | [6 empty] | TRUE | [5 empty] | #FFFFFFFF |  |  | FALSE | FALSE | FALSE | [14 empty] | FALSE
NFPA 170 SPEAKER STROBE |  |  | North | Edwards |  | Speaker/Strobe |  |  |  | Module | TRUE | WG4WA-SVMHC |  | 25/70V Speaker/Strobe, white, ALERT, clear, 102, 123, 147, 161 cd | 1 | [6 empty] | FALSE | [5 empty] | #FF0070C0 | FA-NFPA 170 SPEAKER STROBE | 1 | FALSE | FALSE | FALSE | 2019 | [13 empty] | FALSE |  |  | WP
NFPA 170 SPEAKER WALL |  |  | North | Edwards |  | Speaker |  |  |  | Module | TRUE | WG4RF-S |  | 25/70V Speaker, red, FIRE | 1 | [6 empty] | FALSE | [5 empty] | #FF0070C0 | FA-NFPA 170 SPEAKER WALL | 1 | FALSE | FALSE | FALSE | 2021 | [13 empty] | FALSE |  |  | WP
NFPA 170 STROBE CEILING |  |  | North | Edwards |  | Strobe |  |  |  | Module | TRUE | GCWA-VMB |  | Strobe, white, ALERT, 15, 30, 75, 95 cd, blue | 1 | 0 | 0.168 |  |  |  |  | FALSE | TRUE |  |  |  |  | #FF0070C0 | FA-NFPA 170 STROBE CEILING | 1 | FALSE | FALSE | FALSE | 2022 | [13 empty] | FALSE |  |  | C
NFPA 170 SMOKE DETECTOR |  |  | North | Edwards |  | Smoke Detector |  |  |  | Module | TRUE | SIGA-PHS w/SIGA-RB BASE | ++ | 3D Multisensor Detector | 1 | 4.5e-05 | 4.5e-05 |  |  |  |  | FALSE | TRUE |  |  |  |  | #FFFF0000 | FA-NFPA 170 SMOKE DETECTOR | 1 | FALSE | FALSE | FALSE | 1408 | [13 empty] | FALSE
|  |  | North | Edwards |  | Hardware |  |  |  | Hardware | TRUE | EVCOLOR |  | Mult-color silk screen graphic | 1 | [6 empty] | FALSE | [5 empty] | #FFFFFFFF |  |  | FALSE | FALSE | FALSE | [14 empty] | FALSE
|  |  | North | Edwards |  | Hardware |  |  |  | Hardware | TRUE | 74LV006661 |  | 6 Fiber Multi-Mode OFNR | 1 | [6 empty] | FALSE | [5 empty] | #FFFFFFFF |  |  | FALSE | FALSE | FALSE | [14 empty] | FALSE
|  |  | North | Edwards |  | Hardware |  |  |  | Hardware | TRUE | QSC-12-G-2E-BR |  | OBSOLETE - FAP w/ 12 Option Card Spaces, Gray, EN-54, British, 230V | 1 | [6 empty] | FALSE | [5 empty] | #FFFFFFFF |  |  | FALSE | FALSE | FALSE | [14 empty] | FALSE
|  |  | North | Edwards |  | Hardware |  |  |  | Hardware | TRUE | 2-CORPL |  | OBSOLETE - Replacement CO Sensor | 1 | [6 empty] | FALSE | [5 empty] | #FFFFFFFF |  |  | FALSE | FALSE | FALSE | [14 empty] | FALSE
|  |  | North | Edwards |  | Hardware |  |  |  | Hardware | TRUE | CM10923 |  | In-line Sampling Point Adaptor - ABS, 3/4" to 3/8” quick connect | 1 | [6 empty] | FALSE | [5 empty] | #FFFFFFFF |  |  | FALSE | FALSE | FALSE | [14 empty] | FALSE
|  |  | North | Edwards |  | Cards & Components |  |  |  | Card | TRUE | FW-MOD |  | Modem for ACDB updates from this computer (UL) | 1 | [6 empty] | TRUE | [5 empty] | #FFFFFFFF |  |  | FALSE | FALSE | FALSE | [14 empty] | FALSE
NFPA 170 SMOKE CO DETECTOR |  |  | North | Edwards |  | Smoke/CO Detector |  |  |  | Module | TRUE | SIGA-PCD w/SIGA-SB BASE | ++ | Photoelectric smoke and carbon monoxide life safety detector, | 1 | 5.1e-05 | 6.8e-05 |  |  |  |  | FALSE | TRUE |  |  |  |  | #FFFF0000 | FA-NFPA 170 SMOKE CO DETECTOR | 1 | FALSE | FALSE | FALSE | 1408 | [13 empty] | FALSE
NFPA 170 SMOKE DETECTOR |  |  | North | Edwards |  | Smoke Detector |  |  |  | Module | TRUE | SIGA2-PS w/SIGA-IB BASE | ++ | Photoelectric Smoke Detector | 1 | 4.5e-05 | 4.5e-05 |  |  |  |  | FALSE | TRUE |  |  |  |  | #FFFF0000 | FA-NFPA 170 SMOKE DETECTOR | 1 | FALSE | FALSE | FALSE | 1408 | [13 empty] | FALSE
NFPA 170 MANUAL PULL |  |  | North | Edwards |  | Manual Station |  |  |  | Module | TRUE | 278B-2110 |  | Pull Stat, dble act, 2 stage, lex, tool, term | 1 | [6 empty] | FALSE | [5 empty] | #FFFF0000 | FA-NFPA 170 MANUAL PULL | 1 | FALSE | FALSE | FALSE | 957 | [13 empty] | FALSE
NFPA 170 MANUAL PULL |  |  | North | Edwards |  | Manual Station |  |  |  | Module | TRUE | MPSR2-S45W-GE |  | Wpf, Double Action Station, SPST, Cat 45 key reset | 1 | [6 empty] | FALSE | [5 empty] | #FFFF0000 | FA-NFPA 170 MANUAL PULL | 1 | FALSE | FALSE | FALSE | 957 | [13 empty] | FALSE |  |  | WP
NFPA 170 SPEAKER STROBE CEILING |  |  | North | Edwards |  | Speaker/Strobe |  |  |  | Module | TRUE | 965-7A-8SW |  | 15/75cd Strobe, 8" Square Cone, 70V .5, 1, 2, 4w | 1 | [6 empty] | FALSE | TRUE |  |  |  |  | #FF0070C0 | FA-NFPA 170 SPEAKER STROBE CEILING | 1 | FALSE | FALSE | FALSE | 2020 | [13 empty] | FALSE |  |  | C
|  |  | North | Edwards |  | Hardware |  |  |  | Hardware | TRUE | 30730 |  | ASD External Filter Assembly | 1 | [6 empty] | FALSE | [5 empty] | #FFFFFFFF |  |  | FALSE | FALSE | FALSE | [14 empty] | FALSE
NFPA 170 SPEAKER STROBE CEILING |  |  | North | Edwards |  | Speaker/Strobe |  |  |  | Module | TRUE | GCHFWN-S7VMC |  | 70V Ceiling Speaker/Strobe,15, 30, 75, 95 | 1 | 0 | 0.168 |  |  |  |  | FALSE | TRUE |  |  |  |  | #FF0070C0 | FA-NFPA 170 SPEAKER STROBE CEILING | 1 | FALSE | FALSE | FALSE | 2020 | [13 empty] | FALSE |  |  | C
|  |  | North | Edwards |  | Hardware |  |  |  | Hardware | TRUE | 4X-DR |  | Display Filler Module, covers LRMs w/o a Display/Control Module | 1 | [6 empty] | FALSE | [5 empty] | #FFFFFFFF |  |  | FALSE | FALSE | FALSE | [14 empty] | FALSE
|  |  | North | Edwards |  | Hardware |  |  |  | Hardware | TRUE | EV3B |  | Wall Box, Textured Black, 24"w x 36"h x 3 1/2" D - black | 1 | [6 empty] | FALSE | [5 empty] | #FFFFFFFF |  |  | FALSE | FALSE | FALSE | [14 empty] | FALSE
|  |  | North | Edwards |  | Hardware |  |  |  | Hardware | TRUE | SD-MAG |  | SuperDuct, Test magnet kit | 1 | [6 empty] | FALSE | [5 empty] | #FFFFFFFF |  |  | FALSE | FALSE | FALSE | [14 empty] | FALSE
NFPA 170 SMOKE DETECTOR |  |  | North | Edwards |  | Smoke Detector |  |  |  | Module | TRUE | SIGA-PHS w/SIGA-AB4G-LF BASE | ++ | 3D Multisensor Detector | 1 | 4.5e-05 | 4.5e-05 |  |  |  |  | FALSE | TRUE |  |  |  |  | #FFFF0000 | FA-NFPA 170 SMOKE DETECTOR | 1 | FALSE | FALSE | FALSE | 1408 | [13 empty] | FALSE |  |  | LF
|  |  | North | Edwards |  | Cards & Components |  |  |  | Card | TRUE | 3-12SY |  | 12 Switch, 12 Yel LED Ctrl Dis Mod | 1 | 0.002 | 0.02 |  |  |  |  | TRUE | [5 empty] | #FFFFFFFF |  |  | FALSE | FALSE | FALSE | [14 empty] | FALSE
NFPA 170 HEAT DETECTOR |  |  | North | Edwards |  | Heat Detector |  |  |  | Module | TRUE | EC2-H w/EC2-SB4 BASE | + | Heat detector, 135 fixed/ROR | 1 |  | 0.06 |  |  |  |  | FALSE | TRUE |  |  |  |  | #FFFF0000 | FA-NFPA 170 HEAT DETECTOR | 1 | FALSE | FALSE | FALSE | 1408 | [13 empty] | FALSE
|  |  | North | Edwards |  | Hardware |  |  |  | Hardware | TRUE | QSC-12-R-2E-BR |  | OBSOLETE - FAP w/ 12 Option Card Spaces, Red, EN-54, British, 230V | 1 | [6 empty] | FALSE | [5 empty] | #FFFFFFFF |  |  | FALSE | FALSE | FALSE | [14 empty] | FALSE
|  |  | North | Edwards |  | Cards & Components |  |  |  | Card | TRUE | MN-NETRLY4 |  | Network Relay Module, 4 inputs, 4 outputs, all dry N.O. | 1 | [6 empty] | TRUE | [5 empty] | #FFFFFFFF |  |  | FALSE | FALSE | FALSE | [14 empty] | FALSE
|  |  | North | Edwards |  | Cards & Components |  |  |  | Card | TRUE | 3-ZA20A | + | 20 Watt Zoned Amplifier, Class A, 25 or 70Vrms | 1 | 0.062 | 1.12 |  |  |  |  | TRUE | [5 empty] | #FFFFFFFF |  |  | FALSE | FALSE | FALSE
NFPA 170 STROBE CEILING |  |  | North | Edwards |  | Strobe |  |  |  | Module | TRUE | GCWA-VMHA |  | Strobe, white, ALERT, 95, 115, 150, 177 cd, amber | 1 | 0 | 0.502 |  |  |  |  | FALSE | TRUE |  |  |  |  | #FF0070C0 | FA-NFPA 170 STROBE CEILING | 1 | FALSE | FALSE | FALSE | 2022 | [13 empty] | FALSE |  |  | C
NFPA 170 DUCT SMOKE DETECTOR |  |  | North | Edwards |  | Duct Smoke Detector |  |  |  | Assembly | TRUE | SIGA-DH |  | Duct Detector Housing w/SIGA-PS, SIGA-LED, SIGA-SB, SIGA-DTS, 24" Sampling Tubes | 1 | [6 empty] | FALSE | TRUE |  |  |  |  | #FFFF0000 | FA-NFPA 170 DUCT SMOKE DETECTOR | 1 | FALSE | FALSE | FALSE | 1400 | [8 empty] | 7,12,18 |  |  |  |  | TRUE |  |  | DH
NFPA 170 HEAT DETECTOR |  |  | North | Edwards |  | Heat Detector |  |  |  | Module | TRUE | SIGA2-HRS w/SIGA-AB4G-LF BASE | ++ | Heat Detector, 15F ROR, 135F Fixed Temperature | 1 | 4.5e-05 | 4.5e-05 |  |  |  |  | FALSE | [5 empty] | #FFFF0000 | FA-NFPA 170 HEAT DETECTOR | 1 | FALSE | FALSE | FALSE | 1403 | [13 empty] | FALSE |  |  | LF
NFPA 170 STROBE CEILING |  |  | North | Edwards |  | Strobe |  |  |  | Module | TRUE | GCF-VM |  | Strobe, running man, white, FIRE, 15, 30, 75, 95 cd, clear | 1 | 0 | 0.168 |  |  |  |  | FALSE | TRUE |  |  |  |  | #FF0070C0 | FA-NFPA 170 STROBE CEILING | 1 | FALSE | FALSE | FALSE | 2022 | [13 empty] | FALSE |  |  | C
|  |  | North | Edwards |  | Hardware |  |  |  | Hardware | TRUE | 27193-11-NY |  | One gang surface mount box, red, no bottom KO | 1 | [6 empty] | FALSE | [5 empty] | #FFFFFFFF |  |  | FALSE | FALSE | FALSE | [14 empty] | FALSE
|  |  | North | Edwards |  | Cards & Components |  |  |  | Card | TRUE | 3-SSDC1-E | n | Signature Single Driver Controller (LRM) | 1 | 0.12 | 0.132 |  |  |  |  | TRUE | [5 empty] | #FFFFFFFF |  |  | FALSE | FALSE | FALSE
|  |  | North | Edwards |  | Cards & Components |  |  |  | Card | TRUE | RSA4-CPU |  | Annunciator CPU and Power Card, LSS | 1 | [6 empty] | TRUE | [5 empty] | #FFFFFFFF |  |  | FALSE | FALSE | FALSE | [14 empty] | FALSE
|  |  | North | Edwards |  | Hardware |  |  |  | Hardware | TRUE | 271-KG1-F1 |  | Replacement Breakglass Pack - Polish/English | 1 | [6 empty] | FALSE | [5 empty] | #FFFFFFFF |  |  | FALSE | FALSE | FALSE | [14 empty] | FALSE
NFPA 170 SPEAKER STROBE CEILING |  |  | North | Edwards |  | Speaker/Strobe |  |  |  | Module | TRUE | GCWA-S7VMB |  | 70V Speaker/Strobe white, ALERT, Standard cd, blue | 1 | 0 | 0.318 |  |  |  |  | FALSE | TRUE |  |  |  |  | #FF0070C0 | FA-NFPA 170 SPEAKER STROBE CEILING | 1 | FALSE | FALSE | FALSE | 2020 | [13 empty] | FALSE |  |  | C
|  |  | North | Edwards |  | Cards & Components |  |  |  | Card | TRUE | ANS100AM |  | 100W expander module /w microphone | 1 | [6 empty] | TRUE | [5 empty] | #FFFFFFFF |  |  | FALSE | FALSE | FALSE | [14 empty] | FALSE
|  |  | North | Edwards |  | Hardware |  |  |  | Hardware | TRUE | MN-HSECCPM1 |  | ECC pole-mount installation kit. For use with MN-HS16 & MN-HS32 Series only. | 1 | [6 empty] | FALSE | [5 empty] | #FFFFFFFF |  |  | FALSE | FALSE | FALSE | [14 empty] | FALSE
NFPA 170 SPEAKER STROBE |  |  | North | Edwards |  | Speaker/Strobe |  |  |  | Module | TRUE | WG4WN-SVMHA |  | 25/70V Speaker/Strobe, white, n/m, amber, 84, 101, 125, 130 cd | 1 | [6 empty] | FALSE | [5 empty] | #FF0070C0 | FA-NFPA 170 SPEAKER STROBE | 1 | FALSE | FALSE | FALSE | 2019 | [13 empty] | FALSE |  |  | WP
NFPA 170 SPEAKER WALL |  |  | North | Edwards |  | Speaker |  |  |  | Module | TRUE | G4F-S2 |  | 25V Speaker, White, running man, FIRE | 1 | [6 empty] | FALSE | [5 empty] | #FF0070C0 | FA-NFPA 170 SPEAKER WALL | 1 | FALSE | FALSE | FALSE | 2021 | [13 empty] | FALSE
NFPA 170 FIRE ALARM CONTROL UNIT | RISER FACP |  | North | Edwards |  | Fire Alarm Control Unit |  |  |  | Assembly | TRUE | iO64GD |  | FACP, 1 Loop, 64pt, 2 Cl B NACs, gray, w/dialer, 120v | 1 | [6 empty] | FALSE | [5 empty] | #FFFF0000 | FA-NFPA 170 FIRE ALARM CONTROL UNIT | 1 | FALSE | FALSE | FALSE | 202 | [8 empty] | 7,12,18,26 |  | 10 |  |  | TRUE
|  |  | North | Edwards |  | Cards & Components |  |  |  | Card | TRUE | iO64GL-F Mainboard |  | Mainboard for iO64GL-F assembly | 1 | 0.155 | 0.204 | 3.75 |  |  |  | TRUE | [5 empty] | #FFFFFFFF |  |  | FALSE | FALSE | FALSE | [14 empty] | FALSE
NFPA 170 REMOTE ANNUNCIATOR | RISER ANNUNCIATOR |  | North | Edwards |  | Remote Annunciator |  |  |  | Assembly | TRUE | RLED-CR |  | LED Ann, Y/R LEDs for 16 zones, w/com Ctrls, red | 1 | [6 empty] | FALSE | [5 empty] | #FFFF0000 | FA-NFPA 170 REMOTE ANNUNCIATOR | 1 | FALSE | FALSE | FALSE | 255 | [8 empty] | 7,12,18 |  |  |  |  | TRUE
|  |  | North | Edwards |  | Hardware |  |  |  | Hardware | TRUE | 3-EVRMF |  | Rack Mounting Frame for EST3 Modules - 6 module spaces | 1 | [6 empty] | FALSE | [5 empty] | #FFFFFFFF |  |  | FALSE | FALSE | FALSE | [14 empty] | FALSE
NFPA 170 SPEAKER STROBE |  |  | North | Edwards |  | Speaker/Strobe |  |  |  | Module | TRUE | G4HFWA-S2VMA |  | 25V Speaker/Strobe, White, ALERT 15, 30, 75, 110 cd, Amber | 1 | 0 | 0.078 |  |  |  |  | FALSE | [5 empty] | #FF0070C0 | FA-NFPA 170 SPEAKER STROBE | 1 | FALSE | FALSE | FALSE | 2019 | [13 empty] | FALSE
|  |  | North | Edwards | [5 empty] | Assembly | TRUE | QS4-12-G-1-PG |  | FAP w/ 12 Option Card Space, Gray, Portuguese | 1 | [6 empty] | FALSE | [5 empty] | #FFFFFFFF |  |  | FALSE | FALSE | FALSE | [14 empty] | FALSE
NFPA 170 SPEAKER WALL |  |  | North | Edwards |  | Speaker |  |  |  | Module | TRUE | WG4WN-S |  | 25/70V Speaker, white, no markings | 1 | [6 empty] | FALSE | [5 empty] | #FF0070C0 | FA-NFPA 170 SPEAKER WALL | 1 | FALSE | FALSE | FALSE | 2021 | [13 empty] | FALSE |  |  | WP
|  |  | North | Edwards |  | Cards & Components |  |  |  | Card | TRUE | 3-ASU |  | Audio Source Unit /w 0 Rail Spaces & Inner door filler plate | 1 | 0.08 | 0.08 |  |  |  |  | TRUE | [5 empty] | #FFFFFFFF |  |  | FALSE | FALSE | FALSE | [14 empty] | FALSE
NFPA 170 NON ADDRESSABLE RELAY |  |  | North | Edwards |  | Non-Addressable Relay |  |  |  | Module | TRUE | MR801/S |  | SPDT Relay /w LED, & Metal Enclosure | 1 | 0.015 | 0.015 |  |  |  |  | FALSE | [5 empty] | #FFFF0000 | FA-NFPA 170 NON ADDRESSABLE RELAY | 1 | FALSE | FALSE | FALSE | 1300 | [13 empty] | FALSE
|  |  | North | Edwards |  | Hardware |  |  |  | Hardware | TRUE | 454722ARE |  | 18/2 Solid Twisted, OS, Red-Jacket FPLR | 1 | [6 empty] | FALSE | [5 empty] | #FFFFFFFF |  |  | FALSE | FALSE | FALSE | [14 empty] | FALSE
|  |  | North | Edwards |  | Hardware |  |  |  | Hardware | TRUE | 74UP004648 |  | 4 Fiber Multi-Mode OFNP | 1 | [6 empty] | FALSE | [5 empty] | #FFFFFFFF |  |  | FALSE | FALSE | FALSE | [14 empty] | FALSE
|  |  | North | Edwards |  | Hardware |  |  |  | Hardware | TRUE | MN-HSEMDQ |  | EASE modeling exterior direct/reflected energy. Over 12 3D buildings overlaid on Google earth map or provided PDF/CAD site topology drawing. Modeling based on 125-2Khz band and provide medium resolution graphics with 3dB steps in propagation for system required acoustic device/array locations onto chloropleth map. Contact Edwards Customer Service for quote. | 1 | [6 empty] | FALSE | [5 empty] | #FFFFFFFF |  |  | FALSE | FALSE | FALSE | [14 empty] | FALSE
|  |  | North | Edwards |  | Hardware |  |  |  | Hardware | TRUE | 3000-201 |  | Adjustment Bracket | 1 | [6 empty] | FALSE | [5 empty] | #FFFFFFFF |  |  | FALSE | FALSE | FALSE | [14 empty] | FALSE
NFPA 170 NOTIFICATION CIRCUIT EXTENDER PANEL | RISER NAC |  | North | Edwards |  | Notification Circuit Extender Panel |  |  |  | Assembly | TRUE | BPS6A/230 |  | Remote Booster Power Supply, 6.5A, 230Vac, Red | 1 | [6 empty] | FALSE | [5 empty] | #FFFF0000 | FA-NFPA 170 NOTIFICATION CIRCUIT EXTENDER PANEL | 1 | FALSE | FALSE | FALSE | 212 | [8 empty] | 7,12,18,65 |  |  |  |  | TRUE
|  |  | North | Edwards |  | Hardware |  |  |  | Hardware | TRUE | FSAT2 |  | Annunciator Trim Plate, 2 gang | 1 | [6 empty] | FALSE | [5 empty] | #FFFFFFFF |  |  | FALSE | FALSE | FALSE | [14 empty] | FALSE
|  |  | North | Edwards |  | Cards & Components |  |  |  | Card | TRUE | 4-FWAL-SMD | n | SFP Network Media Interface, Bi-directional Single Mode Fiber | 1 | 0.035 | 0.035 |  |  |  |  | TRUE | [5 empty] | #FFFFFFFF |  |  | FALSE | FALSE | FALSE
NFPA 170 HORN STROBE CEILING |  |  | North | Edwards |  | Horn/Strobe |  |  |  | Module | TRUE | WG4WF-HVMHC (C) |  | Outdoor horn-strobe, white, FIRE marking, high candela, clear lens | 1 | 0 | 0.24 |  |  |  |  | FALSE | TRUE |  |  |  |  | #FF0070C0 | FA-NFPA 170 HORN STROBE CEILING | 1 | FALSE | FALSE | FALSE | 2013 | [13 empty] | FALSE |  |  | C, WP
NFPA 170 MANUAL PULL |  |  | North | Edwards |  | Manual Station |  |  |  | Module | TRUE | 200-GAOF |  | Pull Station, cast metal, 2 stage, OC, French | 1 | [6 empty] | FALSE | [5 empty] | #FFFF0000 | FA-NFPA 170 MANUAL PULL | 1 | FALSE | FALSE | FALSE | 957 | [13 empty] | FALSE
NFPA 170 SPEAKER STROBE CEILING |  |  | North | Edwards |  | Speaker/Strobe |  |  |  | Module | TRUE | GCHFWF-S7VMCH |  | 70V Ceiling Speaker/Strobe, White, 95, 115, 150, 177 cd, FIRE | 1 | 0 | 0.342 |  |  |  |  | FALSE | TRUE |  |  |  |  | #FF0070C0 | FA-NFPA 170 SPEAKER STROBE CEILING | 1 | FALSE | FALSE | FALSE | 2020 | [13 empty] | FALSE |  |  | C
|  |  | North | Edwards |  | Cards & Components |  |  |  | Card | TRUE | QS1-CPU-1 |  | OBSOLETE - CPU/Display with 1 Annunciator Option Space | 1 | [6 empty] | TRUE | [5 empty] | #FFFFFFFF |  |  | FALSE | FALSE | FALSE | [14 empty] | FALSE
|  |  | North | Edwards |  | Cards & Components |  |  |  | Card | TRUE | SLU-16Y |  | Sixteen Yellow LED Module | 1 | 0.001 | 0.018 |  |  |  |  | TRUE | [5 empty] | #FFFFFFFF |  |  | FALSE | FALSE | FALSE | [14 empty] | FALSE
|  |  | North | Edwards |  | Hardware |  |  |  | Hardware | TRUE | MN-HSDCECC2K |  | DC Powered Amplifier ECC | 1 | [6 empty] | FALSE | [5 empty] | #FFFFFFFF |  |  | FALSE | FALSE | FALSE | [14 empty] | FALSE
NFPA 170 SPEAKER WALL |  |  | North | Edwards |  | Speaker |  |  |  | Module | TRUE | MN-HSMP200D170 |  | 200 Watt Directional (60x30 degree) loudspeaker w/int70.7 VRMS transformer | 1 | [6 empty] | FALSE | [5 empty] | #FF0070C0 | FA-NFPA 170 SPEAKER WALL | 1 | FALSE | FALSE | FALSE | 2021 | [13 empty] | FALSE
NFPA 170 DUCT SMOKE DETECTOR |  |  | North | Edwards |  | Duct Smoke Detector |  |  |  | Assembly | TRUE | SD-2W |  | SuperDuct Photo Detector - Conventional | 1 |  | 0.1 |  |  |  |  | FALSE | TRUE |  |  |  |  | #FFFF0000 | FA-NFPA 170 DUCT SMOKE DETECTOR | 1 | FALSE | FALSE | FALSE | 1400 | [13 empty] | FALSE
|  |  | North | Edwards |  | Hardware |  |  |  | Hardware | TRUE | C-5395W |  | Optional White Cover for CR-5395 | 1 | [6 empty] | FALSE | [5 empty] | #FFFFFFFF |  |  | FALSE | FALSE | FALSE | [14 empty] | FALSE
|  |  | North | Edwards |  | Hardware |  |  |  | Hardware | TRUE | AB4G-SB |  | Surface Box for 4" Detector Bases | 1 | [6 empty] | FALSE | [5 empty] | #FFFFFFFF |  |  | FALSE | FALSE | FALSE | [14 empty] | FALSE
|  |  | North | Edwards |  | Hardware |  |  |  | Hardware | TRUE | 3-CAB21D |  | Door Assembly for 3-CAB21 | 1 | [6 empty] | FALSE | [5 empty] | #FFFFFFFF |  |  | FALSE | FALSE | FALSE | [14 empty] | FALSE
|  |  | North | Edwards |  | Hardware |  |  |  | Hardware | TRUE | 403-3A-R |  | Bell/Strobe Plate, 24Vdc, 30cdW, 15cdC | 1 | [6 empty] | FALSE | [5 empty] | #FFFFFFFF |  |  | FALSE | FALSE | FALSE | [14 empty] | FALSE
NFPA 170 HORN STROBE CEILING |  |  | North | Edwards |  | Horn/Strobe |  |  |  | Module | TRUE | GCWA-HDVMHB |  | MNEC Horn-Strobe, white, ALERT, 95-177 cd, blue | 1 | 0 | 0.341 |  |  |  |  | FALSE | TRUE |  |  |  |  | #FF0070C0 | FA-NFPA 170 HORN STROBE CEILING | 1 | FALSE | FALSE | FALSE | 2013 | [13 empty] | FALSE |  |  | C
|  |  | North | Edwards |  | Hardware |  |  |  | Hardware | TRUE | FW-19LCDWRACK |  | Monitor Rack Kit - uses xx EIA Spaces, for FW-19LCDWTS | 1 | [6 empty] | FALSE | [5 empty] | #FFFFFFFF |  |  | FALSE | FALSE | FALSE | [14 empty] | FALSE
NFPA 170 GRAPHIC ANNUNCIATOR PANEL | RISER ANNUNCIATOR |  | North | Edwards |  | Graphic Annunciator |  |  |  | Module | TRUE | FSCS-3 |  | Smoke Ctrl Graphic Annunciator 17.5"w x 26.25"h viewing area | 1 | [6 empty] | FALSE | [5 empty] | #FFFF0000 | FA-NFPA 170 GRAPHIC ANNUNCIATOR PANEL | 1 | FALSE | FALSE | FALSE | 256 | [13 empty] | FALSE
|  |  | North | Edwards |  | Hardware |  |  |  | Hardware | TRUE | FW-RSZ5UP |  | UPGRADE 5 Seat Non-Redundant SERVER to 5 seat redundant SERVER cluster | 1 | [6 empty] | FALSE | [5 empty] | #FFFFFFFF |  |  | FALSE | FALSE | FALSE | [14 empty] | FALSE
|  |  | North | Edwards |  | Hardware |  |  |  | Hardware | TRUE | 3-CAB14B CABINET |  | Cabinet Hardware Only | 1 | [6 empty] | TRUE | [5 empty] | #FFFFFFFF |  |  | FALSE | FALSE | FALSE
KEY SWITCH |  |  | North | Edwards |  | Switch |  |  |  | Module | TRUE | RELA-SRV |  | Releasing Service Solenoid Disconnect Switch | 1 | [6 empty] | FALSE | [5 empty] | #FFFF0000 | FA-KEY SWITCH | 1 | FALSE | FALSE | FALSE | 927 | [13 empty] | FALSE
NFPA 170 SMOKE DETECTOR |  |  | North | Edwards |  | Smoke Detector |  |  |  | Module | TRUE | SIGA2-PHS w/SIGA-SB BASE | ++ | Photoelectric Smoke/Heat Detector | 1 | 7e-05 | 7e-05 |  |  |  |  | FALSE | TRUE |  |  |  |  | #FFFF0000 | FA-NFPA 170 SMOKE DETECTOR | 1 | FALSE | FALSE | FALSE | 1408 | [13 empty] | FALSE
|  |  | North | Edwards |  | Hardware |  |  |  | Hardware | TRUE | 271-KG1-F200 |  | Replacement Breakglass Pack - Hug./English | 1 | [6 empty] | FALSE | [5 empty] | #FFFFFFFF |  |  | FALSE | FALSE | FALSE | [14 empty] | FALSE
NFPA 170 SMOKE CO DETECTOR |  |  | North | Edwards |  | Smoke/CO Detector |  |  |  | Module | TRUE | SIGA-OSCD w/SIGA-SB BASE | ++ | Multisensor Smoke and CO Detector | 1 | 3.2e-05 | 4.5e-05 |  |  |  |  | FALSE | TRUE |  |  |  |  | #FFFF0000 | FA-NFPA 170 SMOKE CO DETECTOR | 1 | FALSE | FALSE | FALSE | 1410 | [13 empty] | FALSE
|  |  | North | Edwards |  | Hardware |  |  |  | Hardware | TRUE | 4-CAB24DL |  | Door Assembly for 3-CAB21 | 1 | [12 empty] | #FFFFFFFF |  |  | FALSE | FALSE | FALSE
|  |  | North | Edwards |  | Cards & Components |  |  |  | Card | TRUE | QS4-CPU-2-SP |  | CPU/Display with 2 Annunciator Option Space, Spanish | 1 | 0.199 | 0.235 |  |  |  |  | TRUE | [5 empty] | #FFFFFFFF |  |  | FALSE | FALSE | FALSE | [14 empty] | FALSE
|  |  | North | Edwards |  | Hardware |  |  |  | Hardware | TRUE | 3-CAB24DR-E |  | Red Door Assembly for 3-CAB14, EN-54 | 1 | [12 empty] | #FFFFFFFF |  |  | FALSE | FALSE | FALSE
NFPA 170 BELL |  |  | North | Edwards |  | Bell |  |  |  | Module | TRUE | 439DEX-8AW |  | 8" Explosionproof Bell, 24Vdc, Class I, II, & III | 1 | [6 empty] | FALSE | [5 empty] | #FFFF0000 | FA-NFPA 170 BELL | 1 | FALSE | FALSE | FALSE | 2000 | [13 empty] | FALSE
|  |  | North | Edwards |  | Cards & Components |  |  |  | Card | TRUE | MN-TK10 |  | Terminal block with duplicate terminals for multiple wire landing | 1 | [6 empty] | TRUE | [5 empty] | #FFFFFFFF |  |  | FALSE | FALSE | FALSE | [14 empty] | FALSE
|  |  | North | Edwards |  | Cards & Components |  |  |  | Card | TRUE | RLED-CR Mainboard |  | Mainboard for RLED-CR assembly | 1 | 0.028 | 0.062 |  |  |  |  | TRUE | [5 empty] | #FFFFFFFF |  |  | FALSE | FALSE | FALSE | [14 empty] | FALSE
NFPA 170 REMOTE TEST SWITCH |  |  | North | Edwards |  | REMOTE TEST SWITCH |  |  |  | Module | TRUE | SIGA-DTS |  | Duct Smoke Detector Test Station | 1 | 0.00025 | 0.0004 |  |  |  |  | FALSE | [5 empty] | #FFFF0000 | FA-NFPA 170 REMOTE TEST SWITCH | 1 | FALSE | FALSE | FALSE | 914 | [13 empty] | FALSE |  |  | DTS
|  |  | North | Edwards |  | Cards & Components |  |  |  | Card | TRUE | FSP302RD Mainboard |  | Mainboard for FSP302RD assembly | 1 | 0.161 | 0.287 |  |  |  |  | TRUE | [5 empty] | #FFFFFFFF |  |  | FALSE | FALSE | FALSE | [14 empty] | FALSE
NFPA 170 SPEAKER WALL |  |  | North | Edwards |  | Speaker |  |  |  | Module | TRUE | MN-HSMR25P5N | UL Listed 250W Medium Power Speaker Arrays Red | Hyperspike Series Medium Power Omni-directional loudspeaker assembly. Four wattage taps: 40 W, 90 W, 125 W, and 250 W. Meets UL Standard 1480 (Speakers for Fire Protective Signaling Systems) and ULC S541 (Speakers for Fire Alarm Systems). Red | 1 | [12 empty] | #FF0070C0 | FA-NFPA 170 SPEAKER WALL | 1 | FALSE | FALSE | FALSE | 2021
|  |  | North | Edwards |  | Cards & Components |  |  |  | Card | TRUE | 4-FWAL-SMU | n | SFP Network Media Interface, Bi-directional Single Mode Fiber | 1 | 0.035 | 0.035 |  |  |  |  | TRUE | [5 empty] | #FFFFFFFF |  |  | FALSE | FALSE | FALSE
|  |  | North | Edwards |  | Cards & Components |  |  |  | Card | TRUE | LNI2000 |  | Dialer to Network Interface (load included in 24DC12) | 1 | [6 empty] | TRUE | [5 empty] | #FFFFFFFF |  |  | FALSE | FALSE | FALSE | [14 empty] | FALSE
NFPA 170 END OF LINE DEVICE |  |  | North | Edwards |  | End-of-Line Device |  |  |  | Module | TRUE | RELA-EOL | ++ | Polarized End of Line Relay [one relay required per solenoid] | 1 | 0.015 | 0.015 |  |  |  |  | FALSE | [5 empty] | #FFFF0000 | FA-NFPA 170 END OF LINE DEVICE | 1 | FALSE | FALSE | FALSE | 5050 | [13 empty] | FALSE |  |  | R
GenericN MISC CONTROLLER |  |  | North | Edwards |  | Hardware |  |  |  | Module | TRUE | ESD-CT |  | SuperDuct, Controller (terminals), 4-wire | 1 | [6 empty] | FALSE | [5 empty] | #FFFF0000 | FA-GenericN MISC CONTROLLER | 1 | FALSE | FALSE | FALSE | [14 empty] | FALSE |  |  | CT
|  |  | North | Edwards |  | Hardware |  |  |  | Hardware | TRUE | MN-AUDSOF1 |  | Audio optimization software package | 1 | [6 empty] | FALSE | [5 empty] | #FFFFFFFF |  |  | FALSE | FALSE | FALSE | [14 empty] | FALSE
|  |  | North | Edwards |  | Cards & Components |  |  |  | Card | TRUE | FSRA10 Mainboard |  | Mainboard for FSRA10 assembly | 1 | 0.017 | 0.098 |  |  |  |  | TRUE | [5 empty] | #FFFFFFFF |  |  | FALSE | FALSE | FALSE | [14 empty] | FALSE
NFPA 170 SPEAKER WALL |  |  | North | Edwards |  | Speaker |  |  |  | Module | TRUE | 757-1A-S70 |  | Cone Speaker, 70Vrms .25 .5, 1, 2w | 1 | [6 empty] | FALSE | [5 empty] | #FF0070C0 | FA-NFPA 170 SPEAKER WALL | 1 | FALSE | FALSE | FALSE | 2021 | [13 empty] | FALSE
|  |  | North | Edwards |  | Cards & Components |  |  |  | Card | TRUE | 3-12/S2Y |  | 12 Switch, 12 Yel, 12 Yel Ctrl Dis Mod | 1 | 0.002 | 0.038 |  |  |  |  | TRUE | [5 empty] | #FFFFFFFF |  |  | FALSE | FALSE | FALSE | [14 empty] | FALSE
|  |  | North | Edwards |  | Hardware |  |  |  | Hardware | TRUE | MN-HS64SPKHRG5P |  | 6400 Watt HPSA (5 of 5 Active Panels) replacement speaker head - complete | 1 | [6 empty] | FALSE | [5 empty] | #FFFFFFFF |  |  | FALSE | FALSE | FALSE | [14 empty] | FALSE
|  |  | North | Edwards |  | Hardware |  |  |  | Hardware | TRUE | KPDISP-CF |  | Keypad Display Fire Only Configuration Software | 1 | [6 empty] | FALSE | [5 empty] | #FFFFFFFF |  |  | FALSE | FALSE | FALSE | [14 empty] | FALSE
|  |  | North | Edwards |  | Cards & Components |  |  |  | Card | TRUE | 3X-NET |  | Network option card, RS485, Cl A or B, max 64 nodes | 1 | 0.098 | 0.098 |  |  |  |  | TRUE | [5 empty] | #FFFFFFFF |  |  | FALSE | FALSE | FALSE | [14 empty] | FALSE
NFPA 170 STROBE CEILING |  |  | North | Edwards |  | Strobe |  |  |  | Module | TRUE | GCWN-VMA |  | Strobe, white, no markings, 15, 30, 75, 95 cd, amber | 1 | 0 | 0.318 |  |  |  |  | FALSE | TRUE |  |  |  |  | #FF0070C0 | FA-NFPA 170 STROBE CEILING | 1 | FALSE | FALSE | FALSE | 2022 | [13 empty] | FALSE |  |  | C
|  |  | North | Edwards |  | Cards & Components |  |  |  | Card | TRUE | EST-SRA1 |  | Annunciator CPU for single loop QS panels | 1 | 0.07 | 0.09 |  |  |  |  | TRUE | [5 empty] | #FFFFFFFF |  |  | FALSE | FALSE | FALSE | [14 empty] | FALSE
|  |  | North | Edwards |  | Hardware |  |  |  | Hardware | TRUE | MN-HSHHPSTC1 |  | Hand-held portable amplified loudspeaker system ruggedized transportation case. | 1 | [6 empty] | FALSE | [5 empty] | #FFFFFFFF |  |  | FALSE | FALSE | FALSE | [14 empty] | FALSE
|  |  | North | Edwards |  | Hardware |  |  |  | Hardware | TRUE | E6-BR1 |  | Recess Mount Detector Base, CE | 1 | [6 empty] | FALSE | [5 empty] | #FFFFFFFF |  |  | FALSE | FALSE | FALSE | [14 empty] | FALSE
NFPA 170 STROBE CEILING |  |  | North | Edwards |  | Strobe |  |  |  | Module | TRUE | GC-VM |  | Strobe, running man, white, 15, 30, 75, 95 cd, clear | 1 | 0 | 0.168 |  |  |  |  | FALSE | TRUE |  |  |  |  | #FF0070C0 | FA-NFPA 170 STROBE CEILING | 1 | FALSE | FALSE | FALSE | 2022 | [13 empty] | FALSE |  |  | C
NFPA 170 STROBE WALL |  |  | North | Edwards |  | Strobe |  |  |  | Module | TRUE | 57EDFA-G1 | ++ | Heavy Duty Double Flash Strobe Light, Amber, 2.3M peak candlepower | 1 |  | 2.2 |  |  |  |  | TRUE | [5 empty] | #FF0070C0 | FA-NFPA 170 STROBE WALL | 1 | FALSE | FALSE | FALSE
NFPA 170 HEAT DETECTOR |  |  | North | Edwards |  | Heat Detector |  |  |  | Module | TRUE | SIGA2-HRS w/SIGA-AB4GT BASE | ++ | Heat Detector, 15F ROR, 135F Fixed Temperature | 1 | 4.5e-05 | 4.5e-05 |  |  |  |  | FALSE | [5 empty] | #FFFF0000 | FA-NFPA 170 HEAT DETECTOR | 1 | FALSE | FALSE | FALSE | 1403 | [13 empty] | FALSE
|  |  | North | Edwards |  | Cards & Components |  |  |  | Card | TRUE | 2-CPU |  | OBSOLETE - Network Annunciator CPU | 1 | [6 empty] | TRUE | [5 empty] | #FFFFFFFF |  |  | FALSE | FALSE | FALSE | [14 empty] | FALSE
NFPA 170 HORN STROBE CEILING |  |  | North | Edwards |  | Horn/Strobe |  |  |  | Module | TRUE | GCWA-HDVMB |  | MNEC Horn-Strobe, white, ALERT, 15-95 cd, blue | 1 | 0 | 0.275 |  |  |  |  | FALSE | TRUE |  |  |  |  | #FF0070C0 | FA-NFPA 170 HORN STROBE CEILING | 1 | FALSE | FALSE | FALSE | 2013 | [13 empty] | FALSE |  |  | C
|  |  | North | Edwards |  | Cards & Components |  |  |  | Card | TRUE | 3-SDC1 | ++ | Signature Device Card - upgrades a 3-SSDC2 to a 3-SDDC2. | 1 | 0.144 | 0.204 |  |  |  |  | TRUE | [5 empty] | #FFFFFFFF |  |  | FALSE | FALSE | FALSE | [14 empty] | FALSE
|  |  | North | Edwards |  | Cards & Components |  |  |  | Card | TRUE | ANS25AMD2 |  | 25 Watt audio notification module with DMR and microphone | 1 | 0.18 | 1.1 |  |  |  |  | TRUE | [5 empty] | #FFFFFFFF |  |  | FALSE | FALSE | FALSE | [14 empty] | FALSE
|  |  | North | Edwards |  | Hardware |  |  |  | Hardware | TRUE | 3-CAB14D |  | Door Assembly for 3-CAB14 | 1 | [6 empty] | FALSE | [5 empty] | #FFFFFFFF |  |  | FALSE | FALSE | FALSE | [14 empty] | FALSE
|  |  | North | Edwards |  | Hardware |  |  |  | Hardware | TRUE | 2-SMDN |  | OBSOLETE - LCD Annunciator /w scroll ctrl for SAN mtg, EST2 | 1 | [6 empty] | FALSE | [5 empty] | #FFFFFFFF |  |  | FALSE | FALSE | FALSE | [14 empty] | FALSE
NFPA 170 CHIME |  |  | North | Edwards |  | Chime |  |  |  | Module | TRUE | G1R-C |  | Chime, running man, red | 1 | 0 | 0.026 |  |  |  |  | FALSE | [5 empty] | #FFFF0000 | FA-NFPA 170 CHIME | 1 | FALSE | FALSE | FALSE | 2003 | [13 empty] | FALSE
|  |  | North | Edwards |  | Hardware |  |  |  | Hardware | TRUE | 3-LCDXL1KBL |  | Extended cable for 3-LCDXL1 mtg in 3-ANNs | 1 | [6 empty] | FALSE | [5 empty] | #FFFFFFFF |  |  | FALSE | FALSE | FALSE | [14 empty] | FALSE
NFPA 170 SMOKE HEAT CO DETECTOR |  |  | North | Edwards |  | Smoke/Heat/CO Detector |  |  |  | Module | TRUE | SIGA2-PHCOS w/SIGA-AB4G BASE | ++ | Photoelectric Smoke / Heat / Carbon Monoxide Detector | 1 | 7e-05 | 7e-05 |  |  |  |  | FALSE | TRUE |  |  |  |  | #FFFF0000 | FA-NFPA 170 SMOKE HEAT CO DETECTOR | 1 | FALSE | FALSE | FALSE | 1410 | [13 empty] | FALSE
NFPA 170 STROBE WALL |  |  | North | Edwards |  | Strobe |  |  |  | Module | TRUE | G4EWN-G |  | Strobe Expander, white, no markings, green | 1 | 0 | 0.078 |  |  |  |  | FALSE | [5 empty] | #FF0070C0 | FA-NFPA 170 STROBE WALL | 1 | FALSE | FALSE | FALSE | 2023 | [13 empty] | FALSE
NFPA 170 HORN STROBE CEILING |  |  | North | Edwards |  | Horn/Strobe |  |  |  | Module | TRUE | GCAVRN |  | Horn-Strobe, running man, red, none | 1 | [6 empty] | FALSE | TRUE |  |  |  |  | #FF0070C0 | FA-NFPA 170 HORN STROBE CEILING | 1 | FALSE | FALSE | FALSE | 2013 | [13 empty] | FALSE |  |  | C
|  |  | North | Edwards |  | Cards & Components |  |  |  | Card | TRUE | ANS25A |  | 25W expander module | 1 | 0.18 | 1.1 |  |  |  |  | TRUE | [5 empty] | #FFFFFFFF |  |  | FALSE | FALSE | FALSE | [14 empty] | FALSE
NFPA 170 SPEAKER STROBE |  |  | North | Edwards |  | Speaker/Strobe |  |  |  | Module | TRUE | WGSVRF | ++ | Outdoor rated speaker strobe, wall, red, fire | 1 | [6 empty] | FALSE | FALSE |  |  |  |  | #FF0070C0 | FA-NFPA 170 SPEAKER STROBE | 1 | FALSE | FALSE | FALSE | 2019 | [13 empty] | FALSE |  |  | WP
|  |  | North | Edwards |  | Cards & Components |  |  |  | Card | TRUE | ANSSW8 |  | 8 position switch/LED module. | 1 | 0.005 | 0.02 |  |  |  |  | TRUE | [5 empty] | #FFFFFFFF |  |  | FALSE | FALSE | FALSE | [14 empty] | FALSE
|  |  | North | Edwards |  | Hardware |  |  |  | Hardware | TRUE | 30812 |  | RDU In-Fill Plate | 1 | [6 empty] | FALSE | [5 empty] | #FFFFFFFF |  |  | FALSE | FALSE | FALSE | [14 empty] | FALSE
|  |  | North | Edwards |  | Cards & Components |  |  |  | Card | TRUE | VS1-GL-F Mainboard |  | Mainboard for VS1-GL-F assembly | 1 | 0.214 | 0.377 |  |  |  |  | TRUE | [5 empty] | #FFFFFFFF |  |  | FALSE | FALSE | FALSE | [14 empty] | FALSE
NFPA 170 MANUAL PULL |  |  | North | Edwards |  | Manual Station |  |  |  | Module | TRUE | MPSR2-SHTW-GE |  | Wpf, Double Action Station, SPST, hex screw reset | 1 | [6 empty] | FALSE | [5 empty] | #FFFF0000 | FA-NFPA 170 MANUAL PULL | 1 | FALSE | FALSE | FALSE | 957 | [13 empty] | FALSE |  |  | WP
NFPA 170 SMOKE DETECTOR |  |  | North | Edwards |  | Smoke Detector |  |  |  | Module | TRUE | 521B |  | 2W Smoke Detector, 6-33Vdc /w base | 1 |  | 0.02 |  |  |  |  | FALSE | TRUE |  |  |  |  | #FFFF0000 | FA-NFPA 170 SMOKE DETECTOR | 1 | FALSE | FALSE | FALSE | 1408 | [13 empty] | FALSE
|  |  | North | Edwards |  | Cards & Components |  |  |  | Card | TRUE | QSC-CPU-2-PGE |  | OBSOLETE - CPU/Display with 2 Annunciator Option Space, Portuguese | 1 | [6 empty] | TRUE | [5 empty] | #FFFFFFFF |  |  | FALSE | FALSE | FALSE | [14 empty] | FALSE
|  |  | North | Edwards |  | Hardware |  |  |  | Hardware | TRUE | 12V65A |  | 65 AH Battery | 1 | [12 empty] | #FFFFFFFF |  |  | FALSE | FALSE | FALSE
NFPA 170 STROBE CEILING |  |  | North | Edwards |  | Strobe |  |  |  | Module | TRUE | GC-VMH |  | Strobe, running man, white, 95, 115, 150, 177 cd, clear | 1 | 0 | 0.342 |  |  |  |  | FALSE | TRUE |  |  |  |  | #FF0070C0 | FA-NFPA 170 STROBE CEILING | 1 | FALSE | FALSE | FALSE | 2022 | [13 empty] | FALSE |  |  | C
NFPA 170 AIR SAMPLING DETECTION PIPING |  |  | North | Edwards |  | Air Sampling Detection |  |  |  | Module | TRUE | 33-30621A |  | ASD-640 Detector in molded plastic case | 1 | [6 empty] | FALSE | [5 empty] | #FFFF0000 | FA-NFPA 170 AIR SAMPLING DETECTION PIPING | 1 | FALSE | FALSE | FALSE | 5010 | [13 empty] | FALSE
NFPA 170 SMOKE HEAT CO DETECTOR |  |  | North | Edwards |  | Smoke/Heat/CO Detector |  |  |  | Module | TRUE | SIGA-PHCD w/SIGA-SB BASE | ++ | Photoelectric, heat detector and carbon monoxide life safety detector | 1 | 5.1e-05 | 6.8e-05 |  |  |  |  | FALSE | TRUE |  |  |  |  | #FFFF0000 | FA-NFPA 170 SMOKE HEAT CO DETECTOR | 1 | FALSE | FALSE | FALSE | 1408 | [13 empty] | FALSE
NFPA 170 MANUAL PULL |  |  | North | Edwards |  | Manual Station |  |  |  | Module | TRUE | 276B-1120 |  | Pull Station, lexan, key reset, terminals | 1 | [6 empty] | FALSE | [5 empty] | #FFFF0000 | FA-NFPA 170 MANUAL PULL | 1 | FALSE | FALSE | FALSE | 957 | [13 empty] | FALSE
|  |  | North | Edwards |  | Cards & Components |  |  |  | Card | TRUE | ANSZSC4A |  | Class 'A' converter, use with ANSZS4B, converts 4 B's to 4 A's, snap track | 1 | [6 empty] | TRUE | [5 empty] | #FFFFFFFF |  |  | FALSE | FALSE | FALSE | [14 empty] | FALSE
|  |  | North | Edwards |  | Hardware |  |  |  | Hardware | TRUE | P-027193 |  | Cast Box for Surface Mounting | 1 | [6 empty] | FALSE | [5 empty] | #FFFFFFFF |  |  | FALSE | FALSE | FALSE | [14 empty] | FALSE
|  |  | North | Edwards |  | Hardware |  |  |  | Hardware | TRUE | EVLTPS |  | Lamp Test Power Supply (obsolete, uses power source) | 1 | [6 empty] | FALSE | [5 empty] | #FFFFFFFF |  |  | FALSE | FALSE | FALSE | [14 empty] | FALSE
|  |  | North | Edwards |  | Cards & Components |  |  |  | Card | TRUE | QS8-CPU-2-BR |  | OBSOLETE - CPU/Display with 2 Annunciator Option Space, British | 1 | [6 empty] | TRUE | [5 empty] | #FFFFFFFF |  |  | FALSE | FALSE | FALSE | [14 empty] | FALSE
GenericN PROXIMITY READER |  |  | North | Edwards | Security/Access Control | Prox Reader |  |  |  | Module | TRUE | CR-5355 |  | Proximity Reader, Wall Mount | 1 | [6 empty] | FALSE | [5 empty] | #FFFF0000 | FA-GenericN PROXIMITY READER | 1 | FALSE | FALSE | FALSE | [14 empty] | FALSE
NFPA 170 SPEAKER WALL |  |  | North | Edwards |  | Speaker |  |  |  | Module | TRUE | 90243A-801-05-L | UL1480 HyperSpike LineWave Loudspeaker Array 2 Red | HyperSpike UL LineWave line array loudspeaker 2 Red | 1 | [12 empty] | #FF0070C0 | FA-NFPA 170 SPEAKER WALL | 1 | FALSE | FALSE | FALSE | 2021 | [16 empty] | X2
|  |  | North | Edwards |  | Hardware |  |  |  | Hardware | TRUE | 454720ARE |  | 12/2 Solid Twisted Red-Jacket FPLR | 1 | [6 empty] | FALSE | [5 empty] | #FFFFFFFF |  |  | FALSE | FALSE | FALSE | [14 empty] | FALSE
NFPA 170 HORN STROBE CEILING |  |  | North | Edwards |  | Horn/Strobe |  |  |  | Module | TRUE | GCWN-HDVMB |  | MNEC Horn-Strobe, white, no markings, 15-95 cd, blue | 1 | 0 | 0.18 |  |  |  |  | FALSE | TRUE |  |  |  |  | #FF0070C0 | FA-NFPA 170 HORN STROBE CEILING | 1 | FALSE | FALSE | FALSE | 2013 | [13 empty] | FALSE |  |  | C
NFPA 170 HORN STROBE |  |  | North | Edwards |  | Horn/Strobe |  |  |  | Module | TRUE | G1F-HDVM |  | Temporal Horn, 84.4 or 79.4 dBA, 15, 30, 75, 110 cd Strobe, white, "FIRE" | 1 | 0 | 0.119 |  |  |  |  | FALSE | [5 empty] | #FF0070C0 | FA-NFPA 170 HORN STROBE | 1 | FALSE | FALSE | FALSE | 2012 | [13 empty] | FALSE
|  |  | North | Edwards |  | Hardware |  |  |  | Hardware | TRUE | SIGA-SB4 |  | Standard Detector Base for 4" square box | 1 | [6 empty] | FALSE | [5 empty] | #FFFFFFFF |  |  | FALSE | FALSE | FALSE | [14 empty] | FALSE
|  |  | North | Edwards |  | Hardware |  |  |  | Hardware | TRUE | SIGA-TS |  | Trim Skirt / Ring, Octagon Box | 1 | [6 empty] | FALSE | [5 empty] | #FFFFFFFF |  |  | FALSE | FALSE | FALSE | [14 empty] | FALSE
|  |  | North | Edwards |  | Cards & Components |  |  |  | Card | TRUE | MN-HS32T1P |  | 640 Watt Non-Omni directional HPSA Assembly (1 of 5 Active Panels) with lockable NEMA 4 amplifier, 110V/60 Hz. inverter/battery charger and electronics enclosure, lockable NEMA 4 battery enclosure (w/o batteries). Enclosures equipped with tamper switches. AC powered amplifier with DC backup. Edwards hard-wire interface included. Batteries and accessories are ordered separately. Tan colored speaker head. | 1 | [6 empty] | TRUE | [5 empty] | #FFFFFFFF |  |  | FALSE | FALSE | FALSE | [14 empty] | FALSE
NFPA 170 SPEAKER STROBE |  |  | North | Edwards |  | Speaker/Strobe |  |  |  | Module | TRUE | G4WN-S2VMC |  | 25V Speaker/Strobe, White, no markings, 15, 30, 75, 110 cd | 1 | 0 | 0.294 |  |  |  |  | FALSE | [5 empty] | #FF0070C0 | FA-NFPA 170 SPEAKER STROBE | 1 | FALSE | FALSE | FALSE | 2019 | [13 empty] | FALSE
|  |  | North | Edwards |  | Hardware |  |  |  | Hardware | TRUE | 3-RCCEQ65 |  | Seismic battery hold-down for 65 AH in a RCC cabinet | 1 | [12 empty] | #FFFFFFFF |  |  | FALSE | FALSE | FALSE
|  |  | North | Edwards |  | Hardware |  |  |  | Hardware | TRUE | MN-HS16SPKHRT3P |  | 960 Watt HPSA (3 of 5 Active Panels) replacement speaker head - complete | 1 | [6 empty] | FALSE | [5 empty] | #FFFFFFFF |  |  | FALSE | FALSE | FALSE | [14 empty] | FALSE
NFPA 170 SPEAKER STROBE |  |  | North | Edwards |  | Speaker/Strobe |  |  |  | Module | TRUE | 757-7A-SS25W |  | 15/75cd Strobe, Cone Speaker, 25V .25 .5, 1, 2w | 1 | [6 empty] | FALSE | [5 empty] | #FF0070C0 | FA-NFPA 170 SPEAKER STROBE | 1 | FALSE | FALSE | FALSE | 2019 | [13 empty] | FALSE
|  |  | North | Edwards |  | Hardware |  |  |  | Hardware | TRUE | SD-T120 |  | SuperDuct, Air sample tube, 120 inch | 1 | [6 empty] | FALSE | [5 empty] | #FFFFFFFF |  |  | FALSE | FALSE | FALSE | [14 empty] | FALSE
NFPA 170 SPEAKER STROBE CEILING |  |  | North | Edwards |  | Speaker/Strobe |  |  |  | Module | TRUE | 965-3A-8RW |  | 30cd Strobe, 8" Round Cone, 70V .5, 1, 2, 4w | 1 | [6 empty] | FALSE | TRUE |  |  |  |  | #FF0070C0 | FA-NFPA 170 SPEAKER STROBE CEILING | 1 | FALSE | FALSE | FALSE | 2020 | [13 empty] | FALSE |  |  | C
NFPA 170 GAS DETECTOR |  |  | North | Edwards |  | Gas Detection |  |  |  | Module | TRUE | 250-CO |  | GE SafeAir Carbon Monoxide Detector | 1 | [6 empty] | FALSE | [5 empty] | #FFFF0000 | FA-NFPA 170 GAS DETECTOR | 1 | FALSE | FALSE | FALSE | 1402 | [13 empty] | FALSE
|  |  | North | Edwards |  | Cards & Components |  |  |  | Card | TRUE | ADC-EX |  | Escape Series Expansino Loop Card | 1 | [6 empty] | TRUE | [5 empty] | #FFFFFFFF |  |  | FALSE | FALSE | FALSE | [14 empty] | FALSE
|  |  | North | Edwards |  | Hardware |  |  |  | Hardware | TRUE | FW-NCZZFP |  | PIN Code -New non-redundant system client . Auto Added | 1 | [6 empty] | FALSE | [5 empty] | #FFFFFFFF |  |  | FALSE | FALSE | FALSE | [14 empty] | FALSE
NFPA 170 MINI HORN |  |  | North | Edwards |  | Horn |  |  |  | Module | TRUE | 683-1C |  | Horn, mini, c/w signal silence & LED, 1 gang, beige | 1 | [6 empty] | FALSE | [5 empty] | #FF0070C0 | FA-NFPA 170 MINI HORN | 1 | FALSE | FALSE | FALSE | 2014 | [13 empty] | FALSE
NFPA 170 HORN STROBE |  |  | North | Edwards |  | Horn/Strobe |  |  |  | Module | TRUE | WGAVWF | ++ | Outdoor rated horn-strobe, white, fire | 1 | [6 empty] | FALSE | [5 empty] | #FF0070C0 | FA-NFPA 170 HORN STROBE | 1 | FALSE | FALSE | FALSE | 2012 | [13 empty] | FALSE |  |  | WP
NFPA 170 STROBE WALL |  |  | North | Edwards |  | Strobe |  |  |  | Module | TRUE | G4VWF-SP |  | Wall strobe, white, FUEGO | 1 | [6 empty] | FALSE |  | GRSW-10 |  |  |  | #FF0070C0 | FA-NFPA 170 STROBE WALL | 1 | FALSE | FALSE | FALSE | 2023 | [13 empty] | FALSE
NFPA 170 SPEAKER CEILING |  |  | North | Edwards |  | Speaker |  |  |  | Module | TRUE | GCF-S2 |  | 25V Speaker, White, FIRE | 1 | [6 empty] | FALSE | TRUE |  |  |  |  | #FF0070C0 | FA-NFPA 170 SPEAKER CEILING | 1 | FALSE | FALSE | FALSE | 2019 | [13 empty] | FALSE |  |  | C
|  |  | North | Edwards |  | Cards & Components |  |  |  | Card | TRUE | iO64G Mainboard |  | Mainboard for iO64G assembly | 1 | 0.155 | 0.204 | 3.75 |  |  |  | TRUE | [5 empty] | #FFFFFFFF |  |  | FALSE | FALSE | FALSE | [14 empty] | FALSE
EQUIPMENT ENCLOSURE |  |  | North | Edwards |  | Enclosure |  |  |  | Assembly | TRUE | TCS-6 |  | Portable Handset Storage Cabinet | 1 | [6 empty] | FALSE | [5 empty] | #FFFF0000 | FA-EQUIPMENT ENCLOSURE | 1 | FALSE | FALSE | FALSE | [14 empty] | FALSE
|  |  | North | Edwards |  | Hardware |  |  |  | Hardware | TRUE | MN-GVM2432EXW |  | HPSA 2nd year extended warranty 2400-3200 watt MN-GVM series | 1 | [6 empty] | FALSE | [5 empty] | #FFFFFFFF |  |  | FALSE | FALSE | FALSE | [14 empty] | FALSE
|  |  | North | Edwards |  | Cards & Components |  |  |  | Card | TRUE | SFS1-CPU |  | EST3X Mainboard | 1 | 0.115 | 0.115 |  |  |  |  | TRUE | [5 empty] | #FFFFFFFF |  |  | FALSE | FALSE | FALSE | [14 empty] | FALSE
|  |  | North | Edwards |  | Cards & Components |  |  |  | Card | TRUE | 2-SMDN Mainboard |  | OBSOLETE - Mainboard for 2-SMDN assembly | 1 | 0.08 | 0.08 |  |  |  |  | TRUE | [5 empty] | #FFFFFFFF |  |  | FALSE | FALSE | FALSE | [14 empty] | FALSE
NFPA 170 STROBE WALL |  |  | North | Edwards |  | Strobe |  |  |  | Module | TRUE | GL1WF-VMC |  | Strobe, white , FIRE , LED , 15-110 cd, clear lens. | 1 | [6 empty] | FALSE | [5 empty] | #FF0070C0 | FA-NFPA 170 STROBE WALL | 1 | FALSE | FALSE | FALSE | 2023 | [13 empty] | FALSE
|  |  | North | Edwards |  | Cards & Components |  |  |  | Card | TRUE | ZA8-2 |  | Class A 8 (2 Convertible to NAC) Conventional Zone Module | 1 | [6 empty] | TRUE | [5 empty] | #FFFFFFFF |  |  | FALSE | FALSE | FALSE | [14 empty] | FALSE
|  |  | North | Edwards |  | Cards & Components |  |  |  | Card | TRUE | 3-12/S1GY |  | 12 Switch, 12 Grn, 12 Yel Ctrl Dis Mod | 1 | 0.002 | 0.038 |  |  |  |  | TRUE | [5 empty] | #FFFFFFFF |  |  | FALSE | FALSE | FALSE | [14 empty] | FALSE
|  |  | North | Edwards |  | Cards & Components |  |  |  | Card | TRUE | CTM |  | City Tie Module, 4" square, 2 gang mtg. | 1 | 0.02 | 0.2 |  |  |  |  | TRUE | [5 empty] | #FFFFFFFF |  |  | FALSE | FALSE | FALSE | [14 empty] | FALSE
|  |  | North | Edwards |  | Hardware |  |  |  | Hardware | TRUE | FW-42LCDVMK2 |  | 42" Wall Mount Bracket Kit - dual display, vertical | 1 | [6 empty] | FALSE | [5 empty] | #FFFFFFFF |  |  | FALSE | FALSE | FALSE | [14 empty] | FALSE
|  |  | North | Edwards |  | Cards & Components |  |  |  | Card | TRUE | 2-3ANN/D |  | OBSOLETE - Gray Door for 3ANN - space for 1 LCD, 3 Ann. Modules | 1 | [6 empty] | TRUE | [5 empty] | #FFFFFFFF |  |  | FALSE | FALSE | FALSE | [14 empty] | FALSE
|  |  | North | Edwards |  | Cards & Components |  |  |  | Card | TRUE | QSC-CPU-2 |  | OBSOLETE - CPU/Display with 2 Annunciator Option Space | 1 | [6 empty] | TRUE | [5 empty] | #FFFFFFFF |  |  | FALSE | FALSE | FALSE | [14 empty] | FALSE
NFPA 170 SPEAKER WALL |  |  | North | Edwards |  | Speaker |  |  |  | Module | TRUE | G4SWN |  | Speaker, Wall, White, None | 1 | [6 empty] | FALSE | FALSE | GRSW-10 | G4WSB |  |  | #FF0070C0 | FA-NFPA 170 SPEAKER WALL | 1 | FALSE | FALSE | FALSE | 2021 | [13 empty] | FALSE |  |  | C
NFPA 170 SPEAKER STROBE CEILING |  |  | North | Edwards |  | Speaker/Strobe |  |  |  | Module | TRUE | GCWA-S7VMG |  | 70V Speaker/Strobe white, ALERT, Standard cd, green | 1 | 0 | 0.318 |  |  |  |  | FALSE | TRUE |  |  |  |  | #FF0070C0 | FA-NFPA 170 SPEAKER STROBE CEILING | 1 | FALSE | FALSE | FALSE | 2020 | [13 empty] | FALSE |  |  | C
NFPA 170 SPEAKER WALL |  |  | North | Edwards |  | Speaker |  |  |  | Module | TRUE | G4R-S7 |  | 70V Speaker, Red, running man, | 1 | [6 empty] | FALSE | [5 empty] | #FF0070C0 | FA-NFPA 170 SPEAKER WALL | 1 | FALSE | FALSE | FALSE | 2021 | [13 empty] | FALSE
|  |  | North | Edwards |  | Hardware |  |  |  | Hardware | TRUE | VSMUSB |  | Vigilant Site Monitor Software & USB Software Key | 1 | [6 empty] | FALSE | [5 empty] | #FFFFFFFF |  |  | FALSE | FALSE | FALSE | [14 empty] | FALSE
NFPA 170 HORN |  |  | North | Edwards |  | Horn |  |  |  | Module | TRUE | G1RF-P |  | Genesis Horn, 77.1 dBA, running man, red, FIRE | 1 | 0 | 0.019 |  |  |  |  | FALSE | [5 empty] | #FF0070C0 | FA-NFPA 170 HORN | 1 | FALSE | FALSE | FALSE | 2010 | [13 empty] | FALSE
NFPA 170 STROBE CEILING |  |  | North | Edwards |  | Strobe |  |  |  | Module | TRUE | GCWA-VMHC |  | Strobe, white, ALERT, 95, 115, 150, 177 cd, clear | 1 | 0 | 0.502 |  |  |  |  | FALSE | TRUE |  |  |  |  | #FF0070C0 | FA-NFPA 170 STROBE CEILING | 1 | FALSE | FALSE | FALSE | 2022 | [13 empty] | FALSE |  |  | C
NFPA 170 STROBE WALL |  |  | North | Edwards |  | Strobe |  |  |  | Module | TRUE | 405-7A-T |  | 15/75cdWC Strobe, Red, Terminals | 1 | [6 empty] | FALSE | FALSE |  |  |  |  | #FF0070C0 | FA-NFPA 170 STROBE WALL | 1 | FALSE | FALSE | FALSE | 2023 | [13 empty] | FALSE |  |  | C
|  |  | North | Edwards |  | Hardware |  |  |  | Hardware | TRUE | 74347U |  | Surface mount box, 4' square, oudoor rated, red | 1 | [6 empty] | FALSE | [5 empty] | #FFFFFFFF |  |  | FALSE | FALSE | FALSE | [14 empty] | FALSE
|  |  | North | Edwards |  | Hardware |  |  |  | Hardware | TRUE | MN-HSBHK1X |  | Battery compliment heating blankets (set of 2) for use with MN-HSBX1 Extended Battery Enclosure. 120 VAC. Requires MN-HSECCH1. | 1 | [6 empty] | FALSE | [5 empty] | #FFFFFFFF |  |  | FALSE | FALSE | FALSE | [14 empty] | FALSE
|  |  | North | Edwards |  | Cards & Components |  |  |  | Card | TRUE | ZR8 |  | Relay Module, 8 Programmable Relays, Form A or Form B | 1 | [6 empty] | TRUE | [5 empty] | #FFFFFFFF |  |  | FALSE | FALSE | FALSE | [14 empty] | FALSE
|  |  | North | Edwards |  | Hardware |  |  |  | Hardware | TRUE | LKW-9 |  | FUEGO - Wall Orientation | 1 | [6 empty] | FALSE | [5 empty] | #FFFFFFFF |  |  | FALSE | FALSE | FALSE | [14 empty] | FALSE
ASD ENDCAP |  |  | North | Edwards |  | Air Sampling Detection |  |  |  | Module | TRUE | ASD ENDCAP | ++ | ASD ENDCAP | 1 | [6 empty] | TRUE | [5 empty] | #FFFF0000 | FA-ASD ENDCAP | 1 | FALSE | FALSE | FALSE
NFPA 170 SPEAKER STROBE |  |  | North | Edwards |  | Speaker/Strobe |  |  |  | Module | TRUE | G4WN-S2 |  | 25V Speaker/Strobe, White, no markings | 1 | 0 | 0.294 |  |  |  |  | FALSE | [5 empty] | #FF0070C0 | FA-NFPA 170 SPEAKER STROBE | 1 | FALSE | FALSE | FALSE | 2019 | [13 empty] | FALSE
NFPA 170 SPEAKER STROBE |  |  | North | Edwards |  | Speaker/Strobe |  |  |  | Module | TRUE | 757-8A-SS70W |  | 110cdW, 60cdC Strobe, Cone Speaker, 70V .25 .5, 1, 2w | 1 | [6 empty] | FALSE | [5 empty] | #FF0070C0 | FA-NFPA 170 SPEAKER STROBE | 1 | FALSE | FALSE | FALSE | 2019 | [13 empty] | FALSE
|  |  | North | Edwards |  | Cards & Components |  |  |  | Card | TRUE | SIGA-MIO | ++ | Input/Output Module- UIO Mount | 1 | 0.00025 | 0.00043 |  |  |  |  | TRUE | [5 empty] | #FFFFFFFF |  |  | FALSE | FALSE | FALSE | [14 empty] | FALSE
|  |  | North | Edwards |  | Hardware |  |  |  | Hardware | TRUE | 443754B |  | 14/2 Solid Twisted No-Jacket TFN-THHN (Yel/Br) | 1 | [6 empty] | FALSE | [5 empty] | #FFFFFFFF |  |  | FALSE | FALSE | FALSE | [14 empty] | FALSE
NFPA 170 STROBE CEILING |  |  | North | Edwards |  | Strobe |  |  |  | Module | TRUE | GCVHRF-FR |  | Strobe, running man, red, FEU/FIRE, high cd | 1 | [6 empty] | FALSE | TRUE |  |  |  |  | #FF0070C0 | FA-NFPA 170 STROBE CEILING | 1 | FALSE | FALSE | FALSE | 2022 | [13 empty] | FALSE |  |  | C
NFPA 170 AMPLIFIER RACK |  |  | North | Edwards |  | Amplifier |  |  |  | Assembly | TRUE | AMP-RACK |  | 19" rack /w space for three 3-EVDVRAs | 1 | [6 empty] | TRUE | [5 empty] | #FFFF0000 | FA-NFPA 170 AMPLIFIER RACK | 1 | FALSE | FALSE | FALSE | [14 empty] | FALSE
NFPA 170 SPEAKER STROBE |  |  | North | Edwards |  | Speaker/Strobe |  |  |  | Module | TRUE | G4HFWN-S7VMC |  | 70V Speaker/Strobe, White, 15, 30, 75, 110 cd, Clear | 1 | 0 | 0.294 |  |  |  |  | FALSE | [5 empty] | #FF0070C0 | FA-NFPA 170 SPEAKER STROBE | 1 | FALSE | FALSE | FALSE | 2019 | [13 empty] | FALSE
|  |  | North | Edwards |  | Cards & Components |  |  |  | Card | TRUE | 4-PPS/M-230 | n | Primary Power Supply 230V | 1 | [6 empty] | TRUE | [5 empty] | #FFFFFFFF |  |  | FALSE | FALSE | FALSE
|  |  | North | Edwards |  | Cards & Components |  |  |  | Card | TRUE | 2-6ANN/D |  | OBSOLETE - Gray Door for 6ANN - space for 1 LCD, 6 Ann. Modules | 1 | [6 empty] | TRUE | [5 empty] | #FFFFFFFF |  |  | FALSE | FALSE | FALSE | [14 empty] | FALSE
NFPA 170 STROBE WALL |  |  | North | Edwards |  | Strobe |  |  |  | Module | TRUE | 405-8A-T |  | 110cdW, 60cdC Strobe, Red, Terminals | 1 | [6 empty] | FALSE | FALSE |  |  |  |  | #FF0070C0 | FA-NFPA 170 STROBE WALL | 1 | FALSE | FALSE | FALSE | 2023 | [13 empty] | FALSE |  |  | C
NFPA 170 HORN |  |  | North | Edwards |  | Horn |  |  |  | Module | TRUE | G1R-P |  | Genesis Horn, 77.1 dBA, running man, red | 1 | 0 | 0.036 |  |  |  |  | FALSE | [5 empty] | #FF0070C0 | FA-NFPA 170 HORN | 1 | FALSE | FALSE | FALSE | 2010 | [13 empty] | FALSE
NFPA 170 HEAT DETECTOR |  |  | North | Edwards |  | Heat Detector |  |  |  | Module | TRUE | 302-EPM-194 |  | Heat Detector, rate comp, 194F 90.2C, requires JALX11 | 1 | [6 empty] | FALSE | [5 empty] | #FFFF0000 | FA-NFPA 170 HEAT DETECTOR | 1 | FALSE | FALSE | FALSE | 1403 | [13 empty] | FALSE
|  |  | North | Edwards |  | Hardware |  |  |  | Hardware | TRUE | MN-HSWB1 |  | Emitter head (loudspeaker) wall-mount bracket & installation kit | 1 | [6 empty] | FALSE | [5 empty] | #FFFFFFFF |  |  | FALSE | FALSE | FALSE | [14 empty] | FALSE
NFPA 170 SPEAKER WALL |  |  | North | Edwards |  | Speaker |  |  |  | Module | TRUE | MN-GVD32 |  | Exterior directional HPSA /w ctrl & battery cabinet, 3200W, 360° | 1 | [6 empty] | FALSE | [5 empty] | #FF0070C0 | FA-NFPA 170 SPEAKER WALL | 1 | FALSE | FALSE | FALSE | 2021 | [13 empty] | FALSE
NFPA 170 AMPLIFIER RACK |  |  | North | Edwards |  | Amplifier |  |  |  | Assembly | TRUE | RKU-61-24B |  | 19" Rack Mount Enclosure - 35 EIA Spaces | 1 | [6 empty] | FALSE | [5 empty] | #FFFF0000 | FA-NFPA 170 AMPLIFIER RACK | 1 | FALSE | FALSE | FALSE | [14 empty] | FALSE
NFPA 170 SMOKE DETECTOR |  |  | North | Edwards |  | Smoke Detector |  |  |  | Module | TRUE | SIGA2-PCOS w/SIGA-AB4G-LF BASE | ++ | Photoelectric Smoke / Carbon Monoxide Detector | 1 | 7e-05 | 7e-05 |  |  |  |  | FALSE | TRUE |  |  |  |  | #FFFF0000 | FA-NFPA 170 SMOKE DETECTOR | 1 | FALSE | FALSE | FALSE | 1408 | [13 empty] | FALSE |  |  | LF
NFPA 170 HORN STROBE |  |  | North | Edwards |  | Horn/Strobe |  |  |  | Module | TRUE | G1AVWF |  | Horn/Strobe, Wall, White, FIRE | 1 | [12 empty] | #FF0070C0 | FA-NFPA 170 HORN STROBE | 1 | FALSE | FALSE | FALSE | 2012
NFPA 170 HORN STROBE |  |  | North | Edwards |  | Horn/Strobe |  |  |  | Module | TRUE | WG4WF-HVMC |  | Outdoor rated horn-strobe, white with FIRE marking, clear lens | 1 | 0 | 0.297 |  |  |  |  | FALSE | [5 empty] | #FF0070C0 | FA-NFPA 170 HORN STROBE | 1 | FALSE | FALSE | FALSE | 2012 | [13 empty] | FALSE |  |  | WP
NFPA 170 SPEAKER WALL |  |  | North | Edwards |  | Speaker |  |  |  | Module | TRUE | 90243A-802-01-L | UL1480 HyperSpike LineWave Loudspeaker Array 4 Black | HyperSpike UL LineWave line array loudspeaker 4 Black | 1 | [12 empty] | #FF0070C0 | FA-NFPA 170 SPEAKER WALL | 1 | FALSE | FALSE | FALSE | 2021 | [16 empty] | X4
NFPA 170 FIRE PHONE |  |  | North | Edwards |  | Fire Phone |  |  |  | Module | TRUE | 6830-4 |  | 4 State Handset Assembly, Red, 5' Cord | 1 | [6 empty] | FALSE | [5 empty] | #FFFF0000 | FA-NFPA 170 FIRE PHONE | 1 | FALSE | FALSE | FALSE | [14 empty] | FALSE
NFPA 170 HORN STROBE |  |  | North | Edwards |  | Horn/Strobe |  |  |  | Module | TRUE | G4AVWF-FR |  | Wall horn-strobe, white, FEU | 1 | [6 empty] | FALSE |  | GRSW-10 |  |  |  | #FF0070C0 | FA-NFPA 170 HORN STROBE | 1 | FALSE | FALSE | FALSE | 2012 | [13 empty] | FALSE
|  |  | North | Edwards |  | Cards & Components |  |  |  | Card | TRUE | QS4-CPU-2-FR |  | CPU/Display with 2 Annunciator Option Space, French | 1 | 0.199 | 0.235 |  |  |  |  | TRUE | [5 empty] | #FFFFFFFF |  |  | FALSE | FALSE | FALSE | [14 empty] | FALSE
NFPA 170 SPEAKER CEILING |  |  | North | Edwards |  | Speaker |  |  |  | Module | TRUE | 964-3A-8SW |  | 30cd Strobe, 8" Square Cone, 25V .5, 1, 2, 4w | 1 | [6 empty] | FALSE | TRUE |  |  |  |  | #FF0070C0 | FA-NFPA 170 SPEAKER CEILING | 1 | FALSE | FALSE | FALSE | 2019 | [13 empty] | FALSE |  |  | C
|  |  | North | Edwards |  | Cards & Components |  |  |  | Card | TRUE | SL30L |  | Annunciator Module, 30 Zones with Text Labeling Area | 1 | [6 empty] | TRUE | [5 empty] | #FFFFFFFF |  |  | FALSE | FALSE | FALSE | [14 empty] | FALSE
|  |  | North | Edwards |  | Hardware |  |  |  | Hardware | TRUE | 1500-1 |  | Catch plate extension assembly, 1.5" | 1 | [6 empty] | FALSE | [5 empty] | #FFFFFFFF |  |  | FALSE | FALSE | FALSE | [14 empty] | FALSE
NFPA 170 HORN STROBE CEILING |  |  | North | Edwards |  | Horn/Strobe |  |  |  | Module | TRUE | GCWA-HDVMG |  | MNEC Horn-Strobe, white, ALERT, 15-95 cd, green | 1 | 0 | 0.18 |  |  |  |  | FALSE | TRUE |  |  |  |  | #FF0070C0 | FA-NFPA 170 HORN STROBE CEILING | 1 | FALSE | FALSE | FALSE | 2013 | [13 empty] | FALSE |  |  | C
|  |  | North | Edwards |  | Hardware |  |  |  | Hardware | TRUE | MN-HS32SPKHRT1P |  | 640 Watt HPSA (1 of 5 Active Panels) replacement speaker head - complete | 1 | [6 empty] | FALSE | [5 empty] | #FFFFFFFF |  |  | FALSE | FALSE | FALSE | [14 empty] | FALSE
GenericN MISC CONTROLLER |  |  | North | Edwards |  | Hardware |  |  |  | Module | TRUE | ESD-CJ |  | SuperDuct, Controller (RJ45), 4-wire | 1 | [6 empty] | FALSE | [5 empty] | #FFFF0000 | FA-GenericN MISC CONTROLLER | 1 | FALSE | FALSE | FALSE | [14 empty] | FALSE |  |  | CJ
|  |  | North | Edwards |  | Cards & Components |  |  |  | Card | TRUE | 2-DLM |  | OBSOLETE - Class 'A' Network Data Line Monitor | 1 | [6 empty] | TRUE | [5 empty] | #FFFFFFFF |  |  | FALSE | FALSE | FALSE | [14 empty] | FALSE
NFPA 170 HORN |  |  | North | Edwards |  | Horn |  |  |  | Module | TRUE | WGAWF | ++ | Outdoor rated horn, white, fire | 1 | [6 empty] | FALSE | [5 empty] | #FF0070C0 | FA-NFPA 170 HORN | 1 | FALSE | FALSE | FALSE | 2010 | [13 empty] | FALSE |  |  | WP
|  |  | North | Edwards |  | Cards & Components |  |  |  | Card | TRUE | SA-DACT | ++ | Dual Line Dialer | 1 | 0.041 | 0.1 |  |  |  |  | TRUE | [5 empty] | #FFFFFFFF |  |  | FALSE | FALSE | FALSE | [14 empty] | FALSE
|  |  | North | Edwards |  | Hardware |  |  |  | Hardware | TRUE | MN-HSMPDF300DEMO1 |  | Medium Power 300 Watt Omni-directional loudspeaker demonstration kit. Comes with HS Series 300 Watt Omni-directional loudspeaker, Amplifier, MP3 player, Speaker cable, Line-in cable, and Transit case. This product is to be used for demonstration purposes only and is not available for resale. | 1 | [6 empty] | FALSE | [5 empty] | #FFFFFFFF |  |  | FALSE | FALSE | FALSE | [14 empty] | FALSE
NFPA 170 SPEAKER STROBE CEILING |  |  | North | Edwards |  | Speaker/Strobe |  |  |  | Module | TRUE | GCHFRF-S2VMC |  | 25V Ceiling Speaker/Strobe, Red, 15, 30, 75, 95 cd,FIRE | 1 | 0 | 0.318 |  |  |  |  | FALSE | TRUE |  |  |  |  | #FF0070C0 | FA-NFPA 170 SPEAKER STROBE CEILING | 1 | FALSE | FALSE | FALSE | 2020 | [13 empty] | FALSE |  |  | C
|  |  | North | Edwards |  | Hardware |  |  |  | Hardware | TRUE | MN-HS32SPKHRT3P |  | 1920 Watt HPSA (3 of 5 Active Panels) replacement speaker head - complete | 1 | [6 empty] | FALSE | [5 empty] | #FFFFFFFF |  |  | FALSE | FALSE | FALSE | [14 empty] | FALSE
NFPA 170 HORN STROBE CEILING |  |  | North | Edwards |  | Horn/Strobe |  |  |  | Module | TRUE | GCWA-HDVMHA |  | MNEC Horn-Strobe, white, ALERT, 95-177 cd, amber | 1 | 0 | 0.341 |  |  |  |  | FALSE | TRUE |  |  |  |  | #FF0070C0 | FA-NFPA 170 HORN STROBE CEILING | 1 | FALSE | FALSE | FALSE | 2013 | [13 empty] | FALSE |  |  | C
NFPA 170 BELL |  |  | North | Edwards |  | Bell |  |  |  | Module | TRUE | 439DEX-10AW |  | 10" Explosionproof Bell, 24Vdc, Class I, II, & III | 1 | [6 empty] | FALSE | [5 empty] | #FFFF0000 | FA-NFPA 170 BELL | 1 | FALSE | FALSE | FALSE | 2000 | [13 empty] | FALSE
|  |  | North | Edwards |  | Hardware |  |  |  | Hardware | TRUE | STI-6580 |  | Heater 8 Watts, 12Vac, requires 12 Vac | 1 | [6 empty] | FALSE | [5 empty] | #FFFFFFFF |  |  | FALSE | FALSE | FALSE | [14 empty] | FALSE
NFPA 170 FIRE ALARM CONTROL UNIT | RISER FACP |  | North | Edwards |  | Fire Alarm Control Unit |  |  |  | Assembly | TRUE | iO500G | ++ | FACP, 1 Loop, 500pt max, 4 Cl B NACs, gray, 120v | 1 | [6 empty] | FALSE | [5 empty] | #FFFF0000 | FA-NFPA 170 FIRE ALARM CONTROL UNIT | 1 | FALSE | FALSE | FALSE | 202 | [8 empty] | 7,12,18,26 |  | 18 |  |  | TRUE
NFPA 170 STROBE CEILING |  |  | North | Edwards |  | Strobe |  |  |  | Module | TRUE | GCVHRN |  | Strobe, running man, red, None, high cd | 1 | [6 empty] | FALSE | TRUE |  |  |  |  | #FF0070C0 | FA-NFPA 170 STROBE CEILING | 1 | FALSE | FALSE | FALSE | 2022 | [13 empty] | FALSE |  |  | C
NFPA 170 HORN STROBE |  |  | North | Edwards |  | Horn/Strobe |  |  |  | Module | TRUE | G4AVWN |  | Wall horn-strobe, white, no marking | 1 | [6 empty] | FALSE |  | GRSW-10 |  |  |  | #FF0070C0 | FA-NFPA 170 HORN STROBE | 1 | FALSE | FALSE | FALSE | 2012 | [13 empty] | FALSE
|  |  | North | Edwards |  | Cards & Components |  |  |  | Card | TRUE | ANSZS2A |  | 2 Cl 'A' circuits, (max 25W ea) /w zone switches & All Call switch | 1 | [6 empty] | TRUE | [5 empty] | #FFFFFFFF |  |  | FALSE | FALSE | FALSE | [14 empty] | FALSE
NFPA 170 GAS DETECTOR |  |  | North | Edwards |  | Gas Detection |  |  |  | Module | TRUE | SIGA2-COS w/SIGA-IB BASE | ++ | Carbon Monoxide Detector | 1 | 4.5e-05 | 4.5e-05 |  |  |  |  | FALSE | [5 empty] | #FFFF0000 | FA-NFPA 170 GAS DETECTOR | 1 | FALSE | FALSE | FALSE | 1402 | [13 empty] | FALSE
NFPA 170 SPEAKER STROBE CEILING |  |  | North | Edwards |  | Speaker/Strobe |  |  |  | Module | TRUE | GCHFWA-S2VMCH |  | 25V Speaker/Strobe, White, 95, 115, 150, 177 cd,ALERT | 1 | 0 | 0.342 |  |  |  |  | FALSE | TRUE |  |  |  |  | #FF0070C0 | FA-NFPA 170 SPEAKER STROBE CEILING | 1 | FALSE | FALSE | FALSE | 2020 | [13 empty] | FALSE |  |  | C
|  |  | North | Edwards |  | Hardware |  |  |  | Hardware | TRUE | 4-LCDAUDTELCAB-CB | n | DISPLAY,Mic/FT LCD MOD w/ Chassis Back Mounting Plate | 1 | [12 empty] | #FFFFFFFF |  |  | FALSE | FALSE | FALSE
|  |  | North | Edwards |  | Cards & Components |  |  |  | Card | TRUE | SDR-32K |  | 32 Open Collector Mod for Relays /w cover | 1 | [6 empty] | TRUE | [5 empty] | #FFFFFFFF |  |  | FALSE | FALSE | FALSE | [14 empty] | FALSE
NFPA 170 MANUAL PULL |  |  | North | Edwards |  | Manual Station |  |  |  | Module | TRUE | MPSR1-D45WX-GE |  | Explosion Proof Pull Station, Class I(B,C,D), II(E,F,G), & III | 1 | [6 empty] | FALSE | [5 empty] | #FFFF0000 | FA-NFPA 170 MANUAL PULL | 1 | FALSE | FALSE | FALSE | 957 | [13 empty] | FALSE
|  |  | North | Edwards |  | Hardware |  |  |  | Hardware | TRUE | QSC-5-G-2E-PGE |  | OBSOLETE - FAP w/ 5 Option Card Spaces, Gray, EN-54, Portugues, 230V | 1 | [6 empty] | FALSE | [5 empty] | #FFFFFFFF |  |  | FALSE | FALSE | FALSE | [14 empty] | FALSE
NFPA 170 HORN |  |  | North | Edwards |  | Horn |  |  |  | Module | TRUE | GL1RF-HD |  | Genesis Horn, 77.1 dBA, red, FIRE | 1 | 0 | 0.037 |  |  |  |  | FALSE | [5 empty] | #FF0070C0 | FA-NFPA 170 HORN | 1 | FALSE | FALSE | FALSE | 2010 | [13 empty] | FALSE
NFPA 170 SPEAKER STROBE CEILING |  |  | North | Edwards |  | Speaker/Strobe |  |  |  | Module | TRUE | GCWN-S7VMHC |  | 70V Speaker/Strobe white, no markings, 95, 115, 150, 177 cd, clear | 1 | 0 | 0.342 |  |  |  |  | FALSE | TRUE |  |  |  |  | #FF0070C0 | FA-NFPA 170 SPEAKER STROBE CEILING | 1 | FALSE | FALSE | FALSE | 2020 | [13 empty] | FALSE |  |  | C
NFPA 170 SPEAKER WALL |  |  | North | Edwards |  | Speaker |  |  |  | Module | TRUE | WGSWF-FR | ++ | Outdoor rated speaker, wall, white, fire fuego | 1 | [6 empty] | FALSE | FALSE |  |  |  |  | #FF0070C0 | FA-NFPA 170 SPEAKER WALL | 1 | FALSE | FALSE | FALSE | 2021 | [13 empty] | FALSE |  |  | WP
NFPA 170 LCD ANNNUNCIATOR DISPLAY | RISER ANNUNCIATOR |  | North | Edwards |  | LCD Annunciator |  |  |  | Module | TRUE | RLCD-SP |  | LCD Ann, 4x20 LCD, w/common LEDs, white, Spanish | 1 | 0.098 | 0.113 |  |  |  |  | FALSE | [5 empty] | #FFFF0000 | FA-NFPA 170 LCD ANNNUNCIATOR DISPLAY | 1 | FALSE | FALSE | FALSE | 257 | [8 empty] | 7,12,18 |  |  |  |  | FALSE
|  |  | North | Edwards |  | Hardware |  |  |  | Hardware | TRUE | G1LK-G |  | Field replaceable lens kit, green | 1 | [6 empty] | FALSE | [5 empty] | #FFFFFFFF |  |  | FALSE | FALSE | FALSE | [14 empty] | FALSE
|  |  | North | Edwards |  | Cards & Components |  |  |  | Card | TRUE | 3-BPS/M | n | Booster Power Supply 120V | 1 | 0.05 | 0.05 |  |  |  |  | TRUE | [5 empty] | #FFFFFFFF |  |  | FALSE | FALSE | FALSE
NFPA 170 SPEAKER WALL |  |  | North | Edwards |  | Speaker |  |  |  | Module | TRUE | MN-HSMP200D1 |  | 200 Watt Directional (60x30 degree) loudspeaker. With mounting bracket. | 1 | [6 empty] | FALSE | [5 empty] | #FF0070C0 | FA-NFPA 170 SPEAKER WALL | 1 | FALSE | FALSE | FALSE | 2021 | [13 empty] | FALSE
|  |  | North | Edwards |  | Cards & Components |  |  |  | Card | TRUE | ANS100MDG |  | OBSOLETE - 100W Audio Notification Panel, Gray | 1 | [6 empty] | TRUE | [5 empty] | #FFFFFFFF |  |  | FALSE | FALSE | FALSE | [14 empty] | FALSE
|  |  | North | Edwards |  | Hardware |  |  |  | Hardware | TRUE | LKW-10 |  | ALERT - Wall Orientation | 1 | [6 empty] | FALSE | [5 empty] | #FFFFFFFF |  |  | FALSE | FALSE | FALSE | [14 empty] | FALSE
|  |  | North | Edwards |  | Hardware |  |  |  | Hardware | TRUE | FireKeyUSB |  | Fire Software CD-ROM and Software USB Key | 1 | [6 empty] | FALSE | [5 empty] | #FFFFFFFF |  |  | FALSE | FALSE | FALSE | [14 empty] | FALSE
NFPA 170 FIRE ALARM CONTROL UNIT | RISER FACP |  | North | Edwards |  | Fire Alarm Control Unit |  |  |  | Assembly | TRUE | iO500GD | ++ | FACP, 1 Loop, 500pt max, 4 Cl B NACs, gray, w/dialer, 120v | 1 | [6 empty] | FALSE | [5 empty] | #FFFF0000 | FA-NFPA 170 FIRE ALARM CONTROL UNIT | 1 | FALSE | FALSE | FALSE | 202 | [8 empty] | 7,12,18,26 |  | 18 |  |  | TRUE
|  |  | North | Edwards |  | Cards & Components |  |  |  | Card | TRUE | ANST2885 |  | Power Transformer, open frame, 28Vdc @ 100VA (ANS 25) | 1 | [6 empty] | TRUE | [5 empty] | #FFFFFFFF |  |  | FALSE | FALSE | FALSE | [14 empty] | FALSE
|  |  | North | Edwards |  | Hardware |  |  |  | Hardware | TRUE | SV+ |  | SiteVision+ | 1 | [6 empty] | FALSE | [5 empty] | #FFFFFFFF |  |  | FALSE | FALSE | FALSE | [14 empty] | FALSE
|  |  | North | Edwards | [5 empty] | Card | TRUE | iO1000RD Mainboard |  | Mainboard for iO1000RD assembly |  | 0.268 | 0.433 |  |  |  |  | TRUE | [5 empty] | #FFFFFFFF |  |  | FALSE | FALSE | [15 empty] | FALSE
NFPA 170 SPEAKER STROBE CEILING |  |  | North | Edwards |  | Speaker/Strobe |  |  |  | Module | TRUE | GCSVRN |  | Speaker/Strobe, Ceiling, Red, None | 1 | [6 empty] | FALSE | TRUE |  |  |  |  | #FF0070C0 | FA-NFPA 170 SPEAKER STROBE CEILING | 1 | FALSE | FALSE | FALSE | 2020 | [13 empty] | FALSE |  |  | C
|  |  | North | Edwards |  | Hardware |  |  |  | Hardware | TRUE | 3-LRMF |  | Blank LRM Filler | 1 | [6 empty] | FALSE | [5 empty] | #FFFFFFFF |  |  | FALSE | FALSE | FALSE | [14 empty] | FALSE
NFPA 170 AMPLIFIER RACK | RISER AMP |  | North | Edwards |  | Cards & Components |  |  |  | Module | TRUE | 1B3-125 | ++ | 120 Watt Amplifier, 120VAC | 1 |  | 11.5 |  | 125 |  |  | TRUE | [5 empty] | #FFFF0000 | FA-NFPA 170 AMPLIFIER RACK | 1 | FALSE | FALSE | FALSE | [14 empty] | TRUE
NFPA 170 SPEAKER WALL |  |  | North | Edwards |  | Speaker |  |  |  | Module | TRUE | 72542B-801-L | Transformer for UL1480 HyperSpike LineWave Loudspeaker | UL LineWave 25V/70V/100V Transformer 8 speaker | 1 | [12 empty] | #FF0070C0 | FA-NFPA 170 SPEAKER WALL | 1 | FALSE | FALSE | FALSE | 2021
|  |  | North | Edwards |  | Hardware |  |  |  | Hardware | TRUE | 454724ARE |  | 16/4 Solid Twisted Red-Jacket FPLR | 1 | [6 empty] | FALSE | [5 empty] | #FFFFFFFF |  |  | FALSE | FALSE | FALSE | [14 empty] | FALSE
NFPA 170 MANUAL PULL |  |  | North | Edwards |  | Manual Station |  |  |  | Module | TRUE | 277B-1110 |  | Pull Station, lexan, tool reset, wire leads | 1 | [6 empty] | FALSE | [5 empty] | #FFFF0000 | FA-NFPA 170 MANUAL PULL | 1 | FALSE | FALSE | FALSE | 957 | [13 empty] | FALSE
NFPA 170 HORN STROBE CEILING |  |  | North | Edwards |  | Horn/Strobe |  |  |  | Module | TRUE | GCWN-HDVMHC |  | MNEC Horn-Strobe, white, no markings, 95-177 cd, clear | 1 | 0 | 0.341 |  |  |  |  | FALSE | TRUE |  |  |  |  | #FF0070C0 | FA-NFPA 170 HORN STROBE CEILING | 1 | FALSE | FALSE | FALSE | 2013 | [13 empty] | FALSE |  |  | C
NFPA 170 HEAT DETECTOR |  |  | North | Edwards |  | Heat Detector |  |  |  | Module | TRUE | SIGA2-HFS w/SIGA-AB4GT BASE | ++ | Heat Detector, 135F Fixed Temperature | 1 | 4.5e-05 | 4.5e-05 |  |  |  |  | FALSE | [5 empty] | #FFFF0000 | FA-NFPA 170 HEAT DETECTOR | 1 | FALSE | FALSE | FALSE | 1403 | [13 empty] | FALSE
NFPA 170 NOTIFICATION CIRCUIT EXTENDER PANEL | RISER NAC |  | North | Edwards |  | Notification Circuit Extender Panel |  |  |  | Assembly | TRUE | APS10A/230 |  | Remote Auxiliary/Booster Power Supply, 10A, 230Vac, Red | 1 | [6 empty] | FALSE | [5 empty] | #FFFF0000 | FA-NFPA 170 NOTIFICATION CIRCUIT EXTENDER PANEL | 1 | FALSE | FALSE | FALSE | 212 | [8 empty] | 7,12,18,65 |  |  |  |  | TRUE
NFPA 170 SPEAKER CEILING |  |  | North | Edwards |  | Speaker |  |  |  | Module | TRUE | GCHFWN-S2 |  | 25V Speaker, White, | 1 | [6 empty] | FALSE | TRUE |  |  |  |  | #FF0070C0 | FA-NFPA 170 SPEAKER CEILING | 1 | FALSE | FALSE | FALSE | 2019 | [13 empty] | FALSE |  |  | C
NFPA 170 SMOKE DETECTOR |  |  | North | Edwards |  | Smoke Detector |  |  |  | Module | TRUE | SIGA2-PHS w/SIGA-AB4G BASE | ++ | Photoelectric Smoke/Heat Detector | 1 | 7e-05 | 7e-05 |  |  |  |  | FALSE | TRUE |  |  |  |  | #FFFF0000 | FA-NFPA 170 SMOKE DETECTOR | 1 | FALSE | FALSE | FALSE | 1408 | [13 empty] | FALSE
NFPA 170 SPEAKER STROBE |  |  | North | Edwards |  | Speaker/Strobe |  |  |  | Module | TRUE | 757-8A-SS25 |  | 110cdW, 60cdC Strobe, Cone Speaker, 25V .25 .5, 1, 2w | 1 | [6 empty] | FALSE | [5 empty] | #FF0070C0 | FA-NFPA 170 SPEAKER STROBE | 1 | FALSE | FALSE | FALSE | 2019 | [13 empty] | FALSE
|  |  | North | Edwards |  | Cards & Components |  |  |  | Card | TRUE | FSP502G-2 Mainboard |  | Mainboard for FSP502G-2 assembly | 1 | 0.12 | 0.17 |  |  |  |  | TRUE | [5 empty] | #FFFFFFFF |  |  | FALSE | FALSE | FALSE | [14 empty] | FALSE
|  |  | North | Edwards |  | Hardware |  |  |  | Hardware | TRUE | 511-1 |  | Backbox, for 511-A | 1 | [6 empty] | FALSE | [5 empty] | #FFFFFFFF |  |  | FALSE | FALSE | FALSE | [14 empty] | FALSE
|  |  | North | Edwards |  | Cards & Components |  |  |  | Card | TRUE | 4X-24R |  | 24 Red LED Display Module | 1 | 0.002 | 0.038 |  |  |  |  | TRUE | [5 empty] | #FFFFFFFF |  |  | FALSE | FALSE | FALSE | [14 empty] | FALSE
NFPA 170 SMOKE DETECTOR |  |  | North | Edwards |  | Smoke Detector |  |  |  | Module | TRUE | SIGA-OSD | ++ | Intelligent Optical Smoke Detector | 1 | 3.2e-05 | 4.5e-05 |  |  |  |  | FALSE | TRUE |  |  |  |  | #FFFF0000 | FA-NFPA 170 SMOKE DETECTOR | 1 | FALSE | FALSE | FALSE | 1408 | [13 empty] | FALSE
|  |  | North | Edwards |  | Hardware |  |  |  | Hardware | TRUE | 6832-1D |  | Telephone Wallbox, Red, use with -NY-F4, -NY-S4 phones | 1 | [6 empty] | FALSE | [5 empty] | #FFFFFFFF |  |  | FALSE | FALSE | FALSE | [14 empty] | FALSE
|  |  | North | Edwards |  | Hardware |  |  |  | Hardware | TRUE | EST3 |  | Panels | 1 | [6 empty] | FALSE | [5 empty] | #FFFFFFFF |  |  | FALSE | FALSE | FALSE | [9 empty] | 7,12,18,55,65 |  |  |  |  | FALSE
|  |  | North | Edwards |  | Hardware |  |  |  | Hardware | TRUE | 271-KR1/SR/GS |  | Manual Breakglass Station & Box - No Glass | 1 | [6 empty] | FALSE | [5 empty] | #FFFFFFFF |  |  | FALSE | FALSE | FALSE | [14 empty] | FALSE
NFPA 170 SPEAKER WALL |  |  | North | Edwards |  | Speaker |  |  |  | Module | TRUE | 90243A-802-07-L | UL1480 HyperSpike LineWave Loudspeaker Array 4 Gray | HyperSpike UL LineWave line array loudspeaker 4 Gray | 1 | [12 empty] | #FF0070C0 | FA-NFPA 170 SPEAKER WALL | 1 | FALSE | FALSE | FALSE | 2021 | [16 empty] | X4
|  |  | North | Edwards |  | Hardware |  |  |  | Hardware | TRUE | 74DP002648 |  | 2 Fiber Multi-Mode OFNP | 1 | [6 empty] | FALSE | [5 empty] | #FFFFFFFF |  |  | FALSE | FALSE | FALSE | [14 empty] | FALSE
NFPA 170 FIRE PHONE |  |  | North | Edwards |  | Fire Phone |  |  |  | Module | TRUE | 6830-6A-4 |  | 4 State 'Handset Assembly, Red, 5' Armored Cord, Push to Talk | 1 | [6 empty] | FALSE | [5 empty] | #FFFF0000 | FA-NFPA 170 FIRE PHONE | 1 | FALSE | FALSE | FALSE | [14 empty] | FALSE
NFPA 170 AMPLIFIER RACK | ENCOMPASS90250A RISER |  | North | Edwards |  | Amplifier |  |  |  | Assembly | TRUE | 90250A-802 |  | 600 Watt Amplifier, 120VAC | 1 | [6 empty] | FALSE | [5 empty] | #FFFF0000 | FA-NFPA 170 AMPLIFIER RACK | 1 | FALSE | FALSE | FALSE | [14 empty] | TRUE
NFPA 170 AMPLIFIER RACK | RISER AMP |  | North | Edwards |  | Amplifier |  |  |  | Assembly | TRUE | ANS25XR |  | 25W Audio Expander Panel, Red | 1 | [6 empty] | FALSE | [5 empty] | #FFFF0000 | FA-NFPA 170 AMPLIFIER RACK | 1 | FALSE | FALSE | FALSE | 300 | [8 empty] | 7,12,18 |  |  |  |  | TRUE
NFPA 170 SPEAKER STROBE |  |  | North | Edwards |  | Speaker/Strobe |  |  |  | Module | TRUE | G4WA-S7VMR |  | 70V Speaker/Strobe, White, ALERT, Multi-cd red | 1 | 0 | 0.294 |  |  |  |  | FALSE | [5 empty] | #FF0070C0 | FA-NFPA 170 SPEAKER STROBE | 1 | FALSE | FALSE | FALSE | 2019 | [13 empty] | FALSE
|  |  | North | Edwards |  | Hardware |  |  |  | Hardware | TRUE | MN-HS64TPC |  | 6400 Watt class optional protective cover | 1 | [6 empty] | FALSE | [5 empty] | #FFFFFFFF |  |  | FALSE | FALSE | FALSE | [14 empty] | FALSE
NFPA 170 HORN |  |  | North | Edwards |  | Horn |  |  |  | Module | TRUE | 878EX-G5 | ++ | Explosion-proof vibrating horn, 24VAC | 1 | 0 | 0.625 |  |  |  |  | FALSE | [5 empty] | #FF0070C0 | FA-NFPA 170 HORN | 1 | FALSE | FALSE | FALSE | 2010 | [13 empty] | FALSE |  |  | EXP
|  |  | North | Edwards |  | Hardware |  |  |  | Hardware | TRUE | MN-TPRJ31STD |  | TP Series RJ31 transient protector module | 1 | [6 empty] | FALSE | [5 empty] | #FFFFFFFF |  |  | FALSE | FALSE | FALSE | [14 empty] | FALSE
NFPA 170 SPEAKER STROBE CEILING |  |  | North | Edwards |  | Speaker/Strobe |  |  |  | Module | TRUE | GCHFWF-S7VMC |  | 70V Ceiling Speaker/Strobe,White,15, 30, 75, 95 cd,FIRE | 1 | 0 | 0.168 |  |  |  |  | FALSE | TRUE |  |  |  |  | #FF0070C0 | FA-NFPA 170 SPEAKER STROBE CEILING | 1 | FALSE | FALSE | FALSE | 2020 | [13 empty] | FALSE |  |  | C
NFPA 170 SMOKE DETECTOR |  |  | North | Edwards |  | Smoke Detector |  |  |  | Module | TRUE | SIGA-OSD w/SIGA-SB BASE | ++ | Intelligent Optical Smoke Detector | 1 | 3.2e-05 | 4.5e-05 |  |  |  |  | FALSE | TRUE |  |  |  |  | #FFFF0000 | FA-NFPA 170 SMOKE DETECTOR | 1 | FALSE | FALSE | FALSE | 1408 | [13 empty] | FALSE
|  |  | North | Edwards |  | Hardware |  |  |  | Hardware | TRUE | CM10908 |  | 3/4" Red ABS Straight Coupling | 1 | [6 empty] | FALSE | [5 empty] | #FFFFFFFF |  |  | FALSE | FALSE | FALSE | [14 empty] | FALSE
NFPA 170 SPEAKER STROBE |  |  | North | Edwards |  | Speaker/Strobe |  |  |  | Module | TRUE | 757-7A-RS25W |  | 15/75cd Strobe, Re-Ent Speaker, 25V 2, 4, 8, 15w | 1 | [6 empty] | FALSE | [5 empty] | #FF0070C0 | FA-NFPA 170 SPEAKER STROBE | 1 | FALSE | FALSE | FALSE | 2019 | [13 empty] | FALSE
NFPA 170 HEAT DETECTOR |  |  | North | Edwards |  | Heat Detector |  |  |  | Module | TRUE | CR200-2 |  | Heat Detector, 200 FT, 15F ROR | 1 | [6 empty] | FALSE | [5 empty] | #FFFF0000 | FA-NFPA 170 HEAT DETECTOR | 1 | FALSE | FALSE | FALSE | 1403 | [13 empty] | FALSE
|  |  | North | Edwards |  | Cards & Components |  |  |  | Card | TRUE | 3-FIB |  | Fiber Communication Card, Class B ***Existing*** | 1 | 0.105 | 0.105 |  |  |  |  | TRUE | [5 empty] | #FFFFFFFF |  |  | FALSE | FALSE | FALSE | [14 empty] | FALSE
|  |  | North | Edwards |  | Hardware |  |  |  | Hardware | TRUE | 740214L |  | 18/2 Solid Twisted,OS, Red-Jacket FPL Mid Cap 1x500' | 1 | [6 empty] | FALSE | [5 empty] | #FFFFFFFF |  |  | FALSE | FALSE | FALSE | [14 empty] | FALSE
NFPA 170 SPEAKER WALL |  |  | North | Edwards |  | Speaker |  |  |  | Module | TRUE | 90243A-804-07-L | UL1480 HyperSpike LineWave Loudspeaker Array 16 Gray | HyperSpike UL LineWave line array loudspeaker 16 Gray | 1 | [12 empty] | #FF0070C0 | FA-NFPA 170 SPEAKER WALL | 1 | FALSE | FALSE | FALSE | 2021 | [16 empty] | X16
NFPA 170 SMOKE DETECTOR |  |  | North | Edwards |  | Smoke Detector |  |  |  | Module | TRUE | TS7-2T |  | 2W Sm Det 12/24Vdc, heat, remote A/T LED, 721UT/w702 base | 1 |  | 0.06 |  |  |  |  | FALSE | TRUE |  |  |  |  | #FFFF0000 | FA-NFPA 170 SMOKE DETECTOR | 1 | FALSE | FALSE | FALSE | 1408 | [13 empty] | FALSE
NFPA 170 STROBE WALL |  |  | North | Edwards |  | Strobe |  |  |  | Module | TRUE | G4VWF-FR |  | Wall strobe, white, FEU | 1 | [6 empty] | FALSE |  | GRSW-10 |  |  |  | #FF0070C0 | FA-NFPA 170 STROBE WALL | 1 | FALSE | FALSE | FALSE | 2023 | [13 empty] | FALSE
NFPA 170 SPEAKER WALL |  |  | North | Edwards |  | Speaker |  |  |  | Module | TRUE | WGSRF | ++ | Outdoor rated speaker, wall, red, fire | 1 | [6 empty] | FALSE | FALSE |  |  |  |  | #FF0070C0 | FA-NFPA 170 SPEAKER WALL | 1 | FALSE | FALSE | FALSE | 2021 | [13 empty] | FALSE |  |  | WP
GenericN PROXIMITY READER |  |  | North | Edwards | Security/Access Control | Prox Reader |  |  |  | Module | TRUE | CR-5365 |  | Proximity Reader, Mullion Mount, charcoal | 1 | [6 empty] | FALSE | [5 empty] | #FFFF0000 | FA-GenericN PROXIMITY READER | 1 | FALSE | FALSE | FALSE | [14 empty] | FALSE
NFPA 170 STROBE WALL |  |  | North | Edwards |  | Strobe |  |  |  | Module | TRUE | 405-3A-TW |  | 30cdW, 15cdC Strobe, White, Terminals | 1 | [6 empty] | FALSE | FALSE |  |  |  |  | #FF0070C0 | FA-NFPA 170 STROBE WALL | 1 | FALSE | FALSE | FALSE | 2023 | [13 empty] | FALSE |  |  | C
|  |  | North | Edwards |  | Cards & Components |  |  |  | Card | TRUE | 30803 |  | Relay Card for RDU | 1 | [6 empty] | TRUE | [5 empty] | #FFFFFFFF |  |  | FALSE | FALSE | FALSE | [14 empty] | FALSE
NFPA 170 AMPLIFIER RACK |  |  | North | Edwards |  | Amplifier |  |  |  | Assembly | TRUE | RKU-36 |  | Amplifier Cabinet, 21 Rack Spaces, 36.75" | 1 | [6 empty] | FALSE | [5 empty] | #FFFF0000 | FA-NFPA 170 AMPLIFIER RACK | 1 | FALSE | FALSE | FALSE | [14 empty] | FALSE
NFPA 170 SPEAKER STROBE CEILING |  |  | North | Edwards |  | Speaker/Strobe |  |  |  | Module | TRUE | GCFR-S7VM |  | 70V Speaker/Strobe, red, FIRE, 15, 30, 75, 95 cd, clear | 1 | 0 | 0.168 |  |  |  |  | FALSE | TRUE |  |  |  |  | #FF0070C0 | FA-NFPA 170 SPEAKER STROBE CEILING | 1 | FALSE | FALSE | FALSE | 2020 | [13 empty] | FALSE |  |  | C
|  |  | North | Edwards |  | Cards & Components |  |  |  | Card | TRUE | FSP1004RD Mainboard |  | Mainboard for FSP1004RD assembly | 1 | 0.193 | 0.349 |  |  |  |  | TRUE | [5 empty] | #FFFFFFFF |  |  | FALSE | FALSE | FALSE | [14 empty] | FALSE
NFPA 170 ADDRESSABLE INPUT MONITOR MODULE |  |  | North | Edwards |  | Addressable Module |  |  |  | Module | TRUE | SIGA-MCT2 | ++ | Dual Input Module - UIO Motherboard Mount | 2 | 0.000396 | 0.00068 |  |  |  |  | TRUE | [5 empty] | #FFFF0000 | FA-NFPA 170 ADDRESSABLE INPUT MONITOR MODULE | 1 | FALSE | FALSE | FALSE | [14 empty] | FALSE |  |  | DM
NFPA 170 HEAT DETECTOR |  |  | North | Edwards |  | Heat Detector |  |  |  | Module | TRUE | EC2-H w/EC2-RB BASE | + | Heat detector, 135 fixed/ROR | 1 |  | 0.06 |  |  |  |  | FALSE | TRUE |  |  |  |  | #FFFF0000 | FA-NFPA 170 HEAT DETECTOR | 1 | FALSE | FALSE | FALSE | 1408 | [13 empty] | FALSE
|  |  | North | Edwards |  | Hardware |  |  |  | Hardware | TRUE | 3-BTSEN-E |  | Battery Cabinet Temperature Sensor, Power Dist. | 1 | [12 empty] | #FFFFFFFF |  |  | FALSE | FALSE | FALSE
|  |  | North | Edwards |  | Cards & Components |  |  |  | Card | TRUE | SIGA-MD | ++ | PIR Motion Detector | 1 | 0.0006 | 0.0007 |  |  |  |  | TRUE | [5 empty] | #FFFFFFFF |  |  | FALSE | FALSE | FALSE | [14 empty] | FALSE
NFPA 170 SMOKE DETECTOR |  |  | North | Edwards |  | Smoke Detector |  |  |  | Module | TRUE | SIGA2-PHS w/SIGA-RB BASE | ++ | Photoelectric Smoke/Heat Detector | 1 | 7e-05 | 7e-05 |  |  |  |  | FALSE | TRUE |  |  |  |  | #FFFF0000 | FA-NFPA 170 SMOKE DETECTOR | 1 | FALSE | FALSE | FALSE | 1408 | [13 empty] | FALSE
|  |  | North | Edwards |  | Hardware |  |  |  | Hardware | TRUE | G4VRF-FR-CVR | ++ | Replacement Appliance Cover, Strobe, Red, FEU | 1 | [12 empty] | #FFFFFFFF |  |  | FALSE | FALSE | FALSE
|  |  | North | Edwards |  | Cards & Components |  |  |  | Card | TRUE | FSP101G |  | OBSOLETE - FACP - 1 Cl 'B' IDCs, 1 Cl 'B' NACs, 120V, Gray | 1 | [6 empty] | TRUE | [5 empty] | #FFFFFFFF |  |  | FALSE | FALSE | FALSE | [14 empty] | FALSE
NFPA 170 HORN STROBE |  |  | North | Edwards |  | Horn/Strobe |  |  |  | Module | TRUE | WG4RF-HVMC |  | Outdoor rated horn-strobe, red with FIRE marking, clear lens | 1 | 0 | 0.297 |  |  |  |  | FALSE | [5 empty] | #FF0070C0 | FA-NFPA 170 HORN STROBE | 1 | FALSE | FALSE | FALSE | 2012 | [13 empty] | FALSE |  |  | WP
NFPA 170 SMOKE DETECTOR |  |  | North | Edwards |  | Smoke Detector |  |  |  | Module | TRUE | SIGA-OSD w/SIGA-IB BASE | ++ | Intelligent Optical Smoke Detector | 1 | 3.2e-05 | 4.5e-05 |  |  |  |  | FALSE | TRUE |  |  |  |  | #FFFF0000 | FA-NFPA 170 SMOKE DETECTOR | 1 | FALSE | FALSE | FALSE | 1408 | [13 empty] | FALSE
KEY SWITCH |  |  | North | Edwards |  | Switch |  |  |  | Module | TRUE | RKEY |  | Remote enable/disable keyswitch, single gang | 1 | [6 empty] | FALSE | [5 empty] | #FFFF0000 | FA-KEY SWITCH | 1 | FALSE | FALSE | FALSE | 927 | [13 empty] | FALSE
|  |  | North | Edwards |  | Hardware |  |  |  | Hardware | TRUE | QSC-5-G-2 |  | OBSOLETE - FAP w/ 5 Option Card Spaces, Gray, 230V | 1 | [6 empty] | FALSE | [5 empty] | #FFFFFFFF |  |  | FALSE | FALSE | FALSE | [14 empty] | FALSE
NFPA 170 SMOKE DETECTOR |  |  | North | Edwards |  | Smoke Detector |  |  |  | Module | TRUE | SIGA2-PCOS w/SIGA-RB BASE | ++ | Photoelectric Smoke / Carbon Monoxide Detector | 1 | 7e-05 | 7e-05 |  |  |  |  | FALSE | TRUE |  |  |  |  | #FFFF0000 | FA-NFPA 170 SMOKE DETECTOR | 1 | FALSE | FALSE | FALSE | 1408 | [13 empty] | FALSE
|  |  | North | Edwards |  | Cards & Components |  |  |  | Card | TRUE | MN-NETSW1 |  | 10/100 Ethernet Network Switch Hub - multimode (UL) | 1 | [6 empty] | TRUE | [5 empty] | #FFFFFFFF |  |  | FALSE | FALSE | FALSE | [14 empty] | FALSE
|  |  | North | Edwards |  | Hardware |  |  |  | Hardware | TRUE | MN-HS64EXWARR2 |  | 6400 Watt class extended warranty - 2 years total. Must be ordered when HPSA is ordered. | 1 | [6 empty] | FALSE | [5 empty] | #FFFFFFFF |  |  | FALSE | FALSE | FALSE | [14 empty] | FALSE
|  |  | North | Edwards |  | Hardware |  |  |  | Hardware | TRUE | TRIM-5 |  | Gray Flush Mount Trim Ring for QS-5-G-* | 1 | [6 empty] | FALSE | [5 empty] | #FFFFFFFF |  |  | FALSE | FALSE | FALSE | [14 empty] | FALSE
|  |  | North | Edwards |  | Hardware |  |  |  | Hardware | TRUE | QSC-5-R-1 |  | OBSOLETE - FAP w/ 5 Option Card Spaces, Red | 1 | [6 empty] | FALSE | [5 empty] | #FFFFFFFF |  |  | FALSE | FALSE | FALSE | [14 empty] | FALSE
|  |  | North | Edwards |  | Hardware |  |  |  | Hardware | TRUE | MN-HS64SPKHRT5P |  | Tan HS Series 6400 Watt HPSA (5 of 5 Active Panels) replacement speaker head - complete | 1 | [6 empty] | FALSE | [5 empty] | #FFFFFFFF |  |  | FALSE | FALSE | FALSE | [14 empty] | FALSE
NFPA 170 BATTERY CABINET |  |  | North | Edwards |  | Enclosure |  |  |  | Assembly | TRUE | BC-1R |  | Battery Cabinet, red | 1 | [12 empty] | #FFFF0000 | FA-NFPA 170 BATTERY CABINET | 1 | FALSE | FALSE | FALSE
|  |  | North | Edwards |  | Hardware |  |  |  | Hardware | TRUE | SIGA-TSB |  | Trim Skirt / Ring, Octagon, use /w IPHSB to hide white base | 1 | [6 empty] | FALSE | [5 empty] | #FFFFFFFF |  |  | FALSE | FALSE | FALSE | [14 empty] | FALSE
NFPA 170 SPEAKER STROBE CEILING |  |  | North | Edwards |  | Speaker/Strobe |  |  |  | Module | TRUE | GCWN-S2VMC |  | 25V Speaker/Strobe white, no markings, 15, 30, 75, 95 cd, clear | 1 | 0 | 0.318 |  |  |  |  | FALSE | TRUE |  |  |  |  | #FF0070C0 | FA-NFPA 170 SPEAKER STROBE CEILING | 1 | FALSE | FALSE | FALSE | 2020 | [13 empty] | FALSE |  |  | C
NFPA 170 MANUAL PULL |  |  | North | Edwards |  | Manual Station |  |  |  | Module | TRUE | 276B-1420 |  | Pull Station, 1 N.O., 1 N.C., lexan, key reset, terminals | 1 | [6 empty] | FALSE | [5 empty] | #FFFF0000 | FA-NFPA 170 MANUAL PULL | 1 | FALSE | FALSE | FALSE | 957 | [13 empty] | FALSE
NFPA 170 HORN STROBE |  |  | North | Edwards |  | Horn/Strobe |  |  |  | Module | TRUE | WG4RN-HVMC |  | Outdoor rated horn-strobe, red without marking, clear lens | 1 | 0 | 0.297 |  |  |  |  | FALSE | [5 empty] | #FF0070C0 | FA-NFPA 170 HORN STROBE | 1 | FALSE | FALSE | FALSE | 2012 | [13 empty] | FALSE |  |  | WP
|  |  | North | Edwards |  | Hardware |  |  |  | Hardware | TRUE | 454718ARE |  | 14/2 Solid Twisted Red-Jacket FPLR | 1 | [6 empty] | FALSE | [5 empty] | #FFFFFFFF |  |  | FALSE | FALSE | FALSE | [14 empty] | FALSE
NFPA 170 HEAT DETECTOR |  |  | North | Edwards |  | Heat Detector |  |  |  | Module | TRUE | SIGA2-HRS w/SIGA-AB4G BASE | ++ | Heat Detector, 15F ROR, 135F Fixed Temperature | 1 | 4.5e-05 | 4.5e-05 |  |  |  |  | FALSE | [5 empty] | #FFFF0000 | FA-NFPA 170 HEAT DETECTOR | 1 | FALSE | FALSE | FALSE | 1403 | [13 empty] | FALSE
|  |  | North | Edwards |  | Hardware |  |  |  | Hardware | TRUE | QSC-12-G-2 |  | OBSOLETE - FAP w/ 12 Option Card Spaces, Gray, 230V | 1 | [6 empty] | FALSE | [5 empty] | #FFFFFFFF |  |  | FALSE | FALSE | FALSE | [14 empty] | FALSE
NFPA 170 MANUAL PULL |  |  | North | Edwards |  | Manual Station |  |  |  | Module | TRUE | 270-SPO |  | Pull Station, cast metal, terminals | 1 | [6 empty] | FALSE | [5 empty] | #FFFF0000 | FA-NFPA 170 MANUAL PULL | 1 | FALSE | FALSE | FALSE | 957 | [13 empty] | FALSE
|  |  | North | Edwards |  | Hardware |  |  |  | Hardware | TRUE | EVSSLED |  | Signals Silence LED | 1 | [6 empty] | FALSE | [5 empty] | #FFFFFFFF |  |  | FALSE | FALSE | FALSE | [14 empty] | FALSE
NFPA 170 SMOKE HEAT CO DETECTOR |  |  | North | Edwards |  | Smoke/Heat/CO Detector |  |  |  | Module | TRUE | SIGA-PHCD w/SIGA-AB4G BASE | ++ | Photoelectric, heat detector and carbon monoxide life safety detector | 1 | 5.1e-05 | 6.8e-05 |  |  |  |  | FALSE | TRUE |  |  |  |  | #FFFF0000 | FA-NFPA 170 SMOKE HEAT CO DETECTOR | 1 | FALSE | FALSE | FALSE | 1408 | [13 empty] | FALSE
|  |  | North | Edwards |  | Cards & Components |  |  |  | Card | TRUE | EST-SRA4 |  | Annunciator CPU for multi loop QS panels | 1 | 0.07 | 0.09 |  |  |  |  | TRUE | [5 empty] | #FFFFFFFF |  |  | FALSE | FALSE | FALSE | [14 empty] | FALSE
NFPA 170 SPEAKER STROBE |  |  | North | Edwards |  | Speaker/Strobe |  |  |  | Module | TRUE | WG4WN-SVMC |  | 25/70V Speaker/Strobe, white, n/m, clear, 15, 29, 70, 87 cd | 1 | [6 empty] | FALSE | [5 empty] | #FF0070C0 | FA-NFPA 170 SPEAKER STROBE | 1 | FALSE | FALSE | FALSE | 2019 | [13 empty] | FALSE |  |  | WP
NFPA 170 STROBE WALL |  |  | North | Edwards |  | Strobe |  |  |  | Module | TRUE | G1VWN |  | Strobe, Wall, White, None | 1 | [12 empty] | #FF0070C0 | FA-NFPA 170 STROBE WALL | 1 | FALSE | FALSE | FALSE | 2023
|  |  | North | Edwards |  | Cards & Components |  |  |  | Card | TRUE | ANS25MDR |  | OBSOLETE - 25W Audio Notification Panel, Red | 1 | [6 empty] | TRUE | [5 empty] | #FFFFFFFF |  |  | FALSE | FALSE | FALSE | [14 empty] | FALSE
NFPA 170 FIRE ALARM CONTROL UNIT | RISER FACP |  | North | Edwards |  | Fire Alarm Control Unit |  |  |  | Assembly | TRUE | FSP1004G-2 |  | FACP - 10 Cl 'B' IDCs, 4 Cl 'B' NACs, 230V, Gray | 1 | [6 empty] | FALSE | [5 empty] | #FFFF0000 | FA-NFPA 170 FIRE ALARM CONTROL UNIT | 1 | FALSE | FALSE | FALSE | 202 | [8 empty] | 7,12,18 |  |  |  |  | TRUE
|  |  | North | Edwards |  | Hardware |  |  |  | Hardware | TRUE | EVSC3-33 |  | In-graphic 3-pos Toggle Switch, ON-AUTO-OFF wired, 3 points | 1 | [6 empty] | FALSE | [5 empty] | #FFFFFFFF |  |  | FALSE | FALSE | FALSE | [14 empty] | FALSE
|  |  | North | Edwards |  | Hardware |  |  |  | Hardware | TRUE | G4VWF-SP-CVR | ++ | Replacement Appliance Cover, Strobe, White, FEUGO | 1 | [12 empty] | #FFFFFFFF |  |  | FALSE | FALSE | FALSE
NFPA 170 FIRE ALARM CONTROL UNIT | RISER FACP |  | North | Edwards |  | Fire Alarm Control Unit |  |  |  | Assembly | TRUE | EST4 Assembly | ++ | EST4 Main FACP - Configuration 230209 | 1 | [6 empty] | FALSE | [5 empty] | #FFFF0000 | FA-NFPA 170 FIRE ALARM CONTROL UNIT | 1 | FALSE | FALSE | FALSE | 202 | [8 empty] | 7,12,18,55,65 |  |  |  |  | TRUE
NFPA 170 BELL |  |  | North | Edwards |  | Bell |  |  |  | Module | TRUE | 439D-10AW |  | Bell, 10" 24Vdc, Gray | 1 | [6 empty] | FALSE | [5 empty] | #FFFF0000 | FA-NFPA 170 BELL | 1 | FALSE | FALSE | FALSE | 2000 | [13 empty] | FALSE
|  |  | North | Edwards |  | Cards & Components |  |  |  | Card | TRUE | MN-FNS8C2F3 |  | 8 Fast Ethernet (RJ45), 2 GB Combo SFP/RJ45, Layer 3 Lite. 24 VDC. | 1 | 0.439 | 0.439 |  |  |  |  | TRUE | [5 empty] | #FFFFFFFF |  |  | FALSE | FALSE | FALSE | [14 empty] | FALSE
|  |  | North | Edwards |  | Hardware |  |  |  | Hardware | TRUE | ACDB8 |  | Access Control Database for 8 Doors | 1 | [6 empty] | FALSE | [5 empty] | #FFFFFFFF |  |  | FALSE | FALSE | FALSE | [14 empty] | FALSE
NFPA 170 SPEAKER CEILING |  |  | North | Edwards |  | Speaker |  |  |  | Module | TRUE | 965-1A-4RW |  | 4" Round Cone Speaker, 70Vrms, .25, .5, 1, 2w | 1 | [6 empty] | FALSE | TRUE |  |  |  |  | #FF0070C0 | FA-NFPA 170 SPEAKER CEILING | 1 | FALSE | FALSE | FALSE | 2019 | [13 empty] | FALSE |  |  | C
NFPA 170 SPEAKER STROBE |  |  | North | Edwards |  | Speaker/Strobe |  |  |  | Module | TRUE | G4-S2VM |  | 25V Speaker/Strobe, White, running man, 15, 30, 75, 110 cd | 1 | 0 | 0.078 |  |  |  |  | FALSE | [5 empty] | #FF0070C0 | FA-NFPA 170 SPEAKER STROBE | 1 | FALSE | FALSE | FALSE | 2019 | [13 empty] | FALSE
|  |  | North | Edwards |  | Hardware |  |  |  | Hardware | TRUE | 960A-8RF |  | 8" Backbox - round, flush | 1 | [6 empty] | FALSE | [5 empty] | #FFFFFFFF |  |  | FALSE | FALSE | FALSE | [14 empty] | FALSE
|  |  | North | Edwards |  | Hardware |  |  |  | Hardware | TRUE | 30711 |  | Interference Suppression Ferrite Rings (Pack of 5) | 1 | [6 empty] | FALSE | [5 empty] | #FFFFFFFF |  |  | FALSE | FALSE | FALSE | [14 empty] | FALSE
|  |  | North | Edwards |  | Hardware |  |  |  | Hardware | TRUE | MN-GVM816EXW |  | HPSA 2nd year extended warranty 800-1600 watt MN-GVM series | 1 | [6 empty] | FALSE | [5 empty] | #FFFFFFFF |  |  | FALSE | FALSE | FALSE | [14 empty] | FALSE
NFPA 170 HEAT DETECTOR |  |  | North | Edwards |  | Heat Detector |  |  |  | Module | TRUE | SIGA2-HFS w/SIGA-AB4G-LF BASE | ++ | Heat Detector, 135F Fixed Temperature | 1 | 4.5e-05 | 4.5e-05 |  |  |  |  | FALSE | [5 empty] | #FFFF0000 | FA-NFPA 170 HEAT DETECTOR | 1 | FALSE | FALSE | FALSE | 1403 | [13 empty] | FALSE |  |  | LF
NFPA 170 SPEAKER WALL |  |  | North | Edwards |  | Speaker |  |  |  | Module | TRUE | MN-GVD16 |  | Exterior directional HPSA /w ctrl & battery cabinet, 1600W, 360° | 1 | [6 empty] | FALSE | [5 empty] | #FF0070C0 | FA-NFPA 170 SPEAKER WALL | 1 | FALSE | FALSE | FALSE | 2021 | [13 empty] | FALSE
|  |  | North | Edwards |  | Hardware |  |  |  | Hardware | TRUE | GL1RN-TP |  | Trime Plate, Red, 4sq Box | 1 | [6 empty] | FALSE | [5 empty] | #FFFFFFFF |  |  | FALSE | FALSE | FALSE | [14 empty] | FALSE
NFPA 170 SPEAKER STROBE CEILING |  |  | North | Edwards |  | Speaker/Strobe |  |  |  | Module | TRUE | GCHFWA-S2VMAH |  | 25V Speaker/Strobe, White, 95, 115, 150, 177 cd, ALERT,AMBER | 1 | 0 | 0.502 |  |  |  |  | FALSE | TRUE |  |  |  |  | #FF0070C0 | FA-NFPA 170 SPEAKER STROBE CEILING | 1 | FALSE | FALSE | FALSE | 2020 | [13 empty] | FALSE |  |  | C
NFPA 170 MANUAL PULL |  |  | North | Edwards |  | Manual Station |  |  |  | Module | TRUE | 278B-1420 |  | Pull Station, double action, 1 N.O., 1 N.C., key, term | 1 | [6 empty] | FALSE | [5 empty] | #FFFF0000 | FA-NFPA 170 MANUAL PULL | 1 | FALSE | FALSE | FALSE | 957 | [13 empty] | FALSE
|  |  | North | Edwards |  | Hardware |  |  |  | Hardware | TRUE | EVTS |  | Trouble Silence Switch | 1 | [6 empty] | FALSE | [5 empty] | #FFFFFFFF |  |  | FALSE | FALSE | FALSE | [14 empty] | FALSE
|  |  | North | Edwards |  | Hardware |  |  |  | Hardware | TRUE | VS2-G-F |  | FACP, 1-2 Loop, 500pt max, 4 Cl B NACs, gray, 120v, w/ 8RY LED, FCdn | 1 | [6 empty] | FALSE | [5 empty] | #FFFFFFFF |  |  | FALSE | FALSE | FALSE | [14 empty] | FALSE
|  |  | North | Edwards |  | Hardware |  |  |  | Hardware | TRUE | 3-ANNBF |  | Blank LRM Filler | 1 | [6 empty] | FALSE | [5 empty] | #FFFFFFFF |  |  | FALSE | FALSE | FALSE | [14 empty] | FALSE
|  |  | North | Edwards |  | Hardware |  |  |  | Hardware | TRUE | SIGA-AB4G | ++ | Audible Sounder Base | 1 | 0.00146 | 0.024 |  |  |  |  | FALSE | [5 empty] | #FFFFFFFF |  |  | FALSE | FALSE | FALSE | [14 empty] | FALSE
|  |  | North | Edwards |  | Hardware |  |  |  | Hardware | TRUE | 403-5A-R |  | Bell/Strobe Plate, 24Vdc, 15cdW | 1 | [6 empty] | FALSE | [5 empty] | #FFFFFFFF |  |  | FALSE | FALSE | FALSE | [14 empty] | FALSE
|  |  | North | Edwards |  | Cards & Components |  |  |  | Card | TRUE | FSP302GD Mainboard |  | Mainboard for FSP302GD assembly | 1 | 0.161 | 0.287 |  |  |  |  | TRUE | [5 empty] | #FFFFFFFF |  |  | FALSE | FALSE | FALSE | [14 empty] | FALSE
NFPA 170 SMOKE DETECTOR |  |  | North | Edwards |  | Smoke Detector |  |  |  | Module | TRUE | SIGA-PHSI w/SIGA-RB BASE | ++ | 3D Multisensor Detector, EN-54 Listed | 1 | 4.5e-05 | 4.5e-05 |  |  |  |  | FALSE | TRUE |  |  |  |  | #FFFF0000 | FA-NFPA 170 SMOKE DETECTOR | 1 | FALSE | FALSE | FALSE | 1408 | [13 empty] | FALSE
NFPA 170 HORN STROBE |  |  | North | Edwards |  | Horn/Strobe |  |  |  | Module | TRUE | 757-3A-TW |  | 30cdW, 15cdC Strobe, Horn 97 dbA Avg., White | 1 | [6 empty] | FALSE | [5 empty] | #FF0070C0 | FA-NFPA 170 HORN STROBE | 1 | FALSE | FALSE | FALSE | 2012 | [13 empty] | FALSE
|  |  | North | Edwards |  | Cards & Components |  |  |  | Card | TRUE | SIGA-MCRR | ++ | Polarity Reversal Relay Module - UIO Mount | 1 | 0.0001 | 0.0001 |  |  |  |  | TRUE | [5 empty] | #FFFFFFFF |  |  | FALSE | FALSE | FALSE | [14 empty] | FALSE
NFPA 170 STROBE WALL |  |  | North | Edwards |  | Strobe |  |  |  | Module | TRUE | G4EWA-B |  | Strobe Expander, white, ALERT markings, blue | 1 | 0 | 0.078 |  |  |  |  | FALSE | [5 empty] | #FF0070C0 | FA-NFPA 170 STROBE WALL | 1 | FALSE | FALSE | FALSE | 2023 | [13 empty] | FALSE
|  |  | North | Edwards |  | Cards & Components |  |  |  | Card | TRUE | ANSRSI8 |  | Eight input remote serial interface module. Recording 8 mes. Include. | 1 | [6 empty] | TRUE | [5 empty] | #FFFFFFFF |  |  | FALSE | FALSE | FALSE | [14 empty] | FALSE
NFPA 170 SPEAKER STROBE CEILING |  |  | North | Edwards |  | Speaker/Strobe |  |  |  | Module | TRUE | 965-8A-4RW |  | 110cdW, 60cdC Strobe, 4" Round Cone, 70V .25, .5, 1, 2w | 1 | [6 empty] | FALSE | TRUE |  |  |  |  | #FF0070C0 | FA-NFPA 170 SPEAKER STROBE CEILING | 1 | FALSE | FALSE | FALSE | 2020 | [13 empty] | FALSE |  |  | C
NFPA 170 HORN |  |  | North | Edwards |  | Horn |  |  |  | Module | TRUE | G4ARF |  | Wall horn, red, FIRE | 1 | [6 empty] | FALSE |  | GRSW-10 |  |  |  | #FF0070C0 | FA-NFPA 170 HORN | 1 | FALSE | FALSE | FALSE | 2010 | [13 empty] | FALSE
NFPA 170 REMOTE INDICATOR |  |  | North | Edwards |  | Remote Indicator |  |  |  | Module | TRUE | SIGA-LED |  | Remote Alarm LED, use with Standard Base & SIGA-SD only | 1 | 0 | 0.002 |  |  |  |  | FALSE | [5 empty] | #FFFF0000 | FA-NFPA 170 REMOTE INDICATOR | 1 | FALSE | FALSE | FALSE | [14 empty] | FALSE
|  |  | North | Edwards |  | Hardware |  |  |  | Hardware | TRUE | MN-HSMP650DFDEMO1 |  | Medium Power 650 Watt Omni-directional loudspeaker demonstration kit. Comes with HS Series 650 Watt Omni-directional loudspeaker, Amplifier, MP3 player, Speaker cable, Line-in cable, and Transit case. This product is to be used for demonstration purposes only and is not available for resale. | 1 | [6 empty] | FALSE | [5 empty] | #FFFFFFFF |  |  | FALSE | FALSE | FALSE | [14 empty] | FALSE
|  |  | North | Edwards |  | Hardware |  |  |  | Hardware | TRUE | G1LK-A |  | Field replaceable lens kit, amber | 1 | [6 empty] | FALSE | [5 empty] | #FFFFFFFF |  |  | FALSE | FALSE | FALSE | [14 empty] | FALSE
|  |  | North | Edwards |  | Hardware |  |  |  | Hardware | TRUE | FW-UL6S |  | Server. 1 Xeon processor, 128 GB RAM. Windows 7 Ultimate | 1 | [6 empty] | FALSE | [5 empty] | #FFFFFFFF |  |  | FALSE | FALSE | FALSE | [14 empty] | FALSE
NFPA 170 SPEAKER STROBE CEILING |  |  | North | Edwards |  | Speaker/Strobe |  |  |  | Module | TRUE | GCWN-S2VMHG |  | 25V Speaker/Strobe white, no markings, High cd, green | 1 | 0 | 0.502 |  |  |  |  | FALSE | TRUE |  |  |  |  | #FF0070C0 | FA-NFPA 170 SPEAKER STROBE CEILING | 1 | FALSE | FALSE | FALSE | 2020 | [13 empty] | FALSE |  |  | C
NFPA 170 AMPLIFIER RACK |  |  | North | Edwards |  | Amplifier |  |  |  | Assembly | TRUE | RKU-42 |  | Amplifier Cabinet, 24 Rack Spaces, 42" | 1 | [6 empty] | FALSE | [5 empty] | #FFFF0000 | FA-NFPA 170 AMPLIFIER RACK | 1 | FALSE | FALSE | FALSE | [14 empty] | FALSE
NFPA 170 REMOTE VOICE EVACUATION MICROPHONE | NFPA 170 REMOTE VOICE EVACUATION MICROPHONE |  | North | Edwards |  | Remote Microphone |  |  |  | Assembly | TRUE | EST3-MIC |  | Remote Paging Console, Flush | 1 | [6 empty] | FALSE | [5 empty] | #FFFF0000 | FA-NFPA 170 REMOTE VOICE EVACUATION MICROPHONE | 1 | FALSE | FALSE | FALSE | 255 | [8 empty] | 7,12,18 |  |  |  |  | TRUE
|  |  | North | Edwards |  | Cards & Components |  |  |  | Card | TRUE | 2-DACT |  | OBSOLETE - Dual Line Dialer, supports 4/2 & Contact ID | 1 | [6 empty] | TRUE | [5 empty] | #FFFFFFFF |  |  | FALSE | FALSE | FALSE | [14 empty] | FALSE
NFPA 170 HORN STROBE CEILING |  |  | North | Edwards |  | Horn/Strobe |  |  |  | Module | TRUE | WG4WN-HVMC (C) |  | Outdoor rated horn-strobe, white without marking, clear lens | 1 | 0 | 0.297 |  |  |  |  | FALSE | TRUE |  |  |  |  | #FF0070C0 | FA-NFPA 170 HORN STROBE CEILING | 1 | FALSE | FALSE | FALSE | 2013 | [13 empty] | FALSE |  |  | C, WP
|  |  | North | Edwards |  | Hardware |  |  |  | Hardware | TRUE | FW-CGS |  | Color Graphics Software /wo Common Controls | 1 | [6 empty] | FALSE | [5 empty] | #FFFFFFFF |  |  | FALSE | FALSE | FALSE | [14 empty] | FALSE
|  |  | North | Edwards |  | Hardware |  |  |  | Hardware | TRUE | P-039250 |  | Steel Box for Surface Mounting | 1 | [6 empty] | FALSE | [5 empty] | #FFFFFFFF |  |  | FALSE | FALSE | FALSE | [14 empty] | FALSE
|  |  | North | Edwards |  | Hardware |  |  |  | Hardware | TRUE | 3-RCC14R-E |  | Red Remote Chassis Cabinet /w Cover, EN-54 | 1 | [12 empty] | #FFFFFFFF |  |  | FALSE | FALSE | FALSE
NFPA 170 SPEAKER STROBE |  |  | North | Edwards |  | Speaker/Strobe |  |  |  | Module | TRUE | G4WN-S2VMB |  | 25V Speaker/Strobe, White, no markings, Multi-cd blue | 1 | 0 | 0.078 |  |  |  |  | FALSE | [5 empty] | #FF0070C0 | FA-NFPA 170 SPEAKER STROBE | 1 | FALSE | FALSE | FALSE | 2019 | [13 empty] | FALSE
NFPA 170 HORN |  |  | North | Edwards |  | Horn |  |  |  | Module | TRUE | G1R-HD |  | Temporal Horn, 84.4 or 79.4 dBA, red | 1 | 0 | 0.036 |  |  |  |  | FALSE | [5 empty] | #FF0070C0 | FA-NFPA 170 HORN | 1 | FALSE | FALSE | FALSE | 2010 | [13 empty] | FALSE
NFPA 170 ADDRESSABLE INPUT MONITOR MODULE |  |  | North | Edwards |  | Addressable Module |  |  |  | Module | TRUE | SIGA-SEC2 |  | Dual Input Security Module, Surface Mount | 2 | 0.00072 | 0.00085 |  |  |  |  | FALSE | [5 empty] | #FFFF0000 | FA-NFPA 170 ADDRESSABLE INPUT MONITOR MODULE | 1 | FALSE | FALSE | FALSE | 1000 | [13 empty] | FALSE
NFPA 170 HORN STROBE |  |  | North | Edwards |  | Horn/Strobe |  |  |  | Module | TRUE | G1R-HDVM |  | Temporal Horn, 84.4 or 79.4 dBA, 15, 30, 75, 110 cd Strobe, red | 1 | 0 | 0.119 |  |  |  |  | FALSE | [5 empty] | #FF0070C0 | FA-NFPA 170 HORN STROBE | 1 | FALSE | FALSE | FALSE | 2012 | [13 empty] | FALSE
NFPA 170 SPEAKER STROBE |  |  | North | Edwards |  | Speaker/Strobe |  |  |  | Module | TRUE | G4HFWN-S2VMC |  | 25V Speaker/Strobe, White, 15, 30, 75, 110 cd, Clear | 1 | 0 | 0.294 |  |  |  |  | FALSE | [5 empty] | #FF0070C0 | FA-NFPA 170 SPEAKER STROBE | 1 | FALSE | FALSE | FALSE | 2019 | [13 empty] | FALSE
|  |  | North | Edwards | [5 empty] | Card | TRUE | iO1000G Mainboard |  | Mainboard for iO1000G assembly |  | 0.227 | 0.392 |  |  |  |  | TRUE | [5 empty] | #FFFFFFFF |  |  | FALSE | FALSE | [15 empty] | FALSE
|  |  | North | Edwards |  | Hardware |  |  |  | Hardware | TRUE | 3-LKF |  | French Canadian Template | 1 | [6 empty] | FALSE | [5 empty] | #FFFFFFFF |  |  | FALSE | FALSE | FALSE | [14 empty] | FALSE
|  |  | North | Edwards |  | Cards & Components |  |  |  | Card | TRUE | APS10A Mainboard |  | Mainboard for APS10A assembly | 1 | 0.07 | 0.27 |  |  |  |  | TRUE | [5 empty] | #FFFFFFFF |  |  | FALSE | FALSE | FALSE | [14 empty] | FALSE
|  |  | North | Edwards |  | Hardware |  |  |  | Hardware | TRUE | EV4B |  | Wall Box, Textured Black, 36"w x 48"h x 3 1/2" D - black | 1 | [6 empty] | FALSE | [5 empty] | #FFFFFFFF |  |  | FALSE | FALSE | FALSE | [14 empty] | FALSE
NFPA 170 HEAT DETECTOR |  |  | North | Edwards |  | Heat Detector |  |  |  | Module | TRUE | SIGA2-HCOS w/SIGA-AB4G BASE | ++ | Heat / Carbon Monoxide Detector | 1 | 4.5e-05 | 4.5e-05 |  |  |  |  | FALSE | [5 empty] | #FFFF0000 | FA-NFPA 170 HEAT DETECTOR | 1 | FALSE | FALSE | FALSE | 1403 | [13 empty] | FALSE
|  |  | North | Edwards |  | Cards & Components |  |  |  | Card | TRUE | QS4-CPU-2 |  | CPU/Display with 2 Annunciator Option Space | 1 | 0.199 | 0.235 |  |  |  |  | TRUE | [5 empty] | #FFFFFFFF |  |  | FALSE | FALSE | FALSE | [14 empty] | FALSE
|  |  | North | Edwards |  | Hardware |  |  |  | Hardware | TRUE | VSMIP |  | Site Monitor PIN letter to enable IP connection to VS panels | 1 | [6 empty] | FALSE | [5 empty] | #FFFFFFFF |  |  | FALSE | FALSE | FALSE | [14 empty] | FALSE
170 BASIC SHAPE |  |  | North | Edwards |  | Miscellaneous |  |  |  | Assembly | TRUE | 3-CAB7B-E |  | Back Box /w 7 LRM Space w/o Door, EN-54 Compliance | 1 | [6 empty] | FALSE | [5 empty] | #FFFF0000 | FA-170 BASIC SHAPE | 1 | FALSE | FALSE | FALSE | [14 empty] | TRUE
|  |  | North | Edwards |  | Hardware |  |  |  | Hardware | TRUE | 73122CIC |  | 12/2 CI (circuit Integrity) Cable FPLR-CIC (in conduit) | 1 | [6 empty] | FALSE | [5 empty] | #FFFFFFFF |  |  | FALSE | FALSE | FALSE | [14 empty] | FALSE
NFPA 170 STROBE WALL |  |  | North | Edwards |  | Strobe |  |  |  | Module | TRUE | G4VWN |  | Wall strobe, white, no marking | 1 | [6 empty] | FALSE |  | GRSW-10 |  |  |  | #FF0070C0 | FA-NFPA 170 STROBE WALL | 1 | FALSE | FALSE | FALSE | 2023 | [13 empty] | FALSE
NFPA 170 SPEAKER STROBE |  |  | North | Edwards |  | Speaker/Strobe |  |  |  | Module | TRUE | WG4RF-SVMHC |  | 25/70V Speaker/Strobe, red, FIRE, clear, 102, 123, 147, 161 cd | 1 | [6 empty] | FALSE | [5 empty] | #FF0070C0 | FA-NFPA 170 SPEAKER STROBE | 1 | FALSE | FALSE | FALSE | 2019 | [13 empty] | FALSE |  |  | WP
NFPA 170 NON ADDRESSABLE RELAY |  |  | North | Edwards |  | Non-Addressable Relay |  |  |  | Module | TRUE | MR104T |  | 4 SPDT Relays /w LED & Track Mtg Hardware | 1 | 0 | 0.06 |  |  |  |  | FALSE | [5 empty] | #FFFF0000 | FA-NFPA 170 NON ADDRESSABLE RELAY | 1 | FALSE | FALSE | FALSE | 1300 | [13 empty] | FALSE
NFPA 170 SMOKE DETECTOR |  |  | North | Edwards |  | Smoke Detector |  |  |  | Module | TRUE | SIGA-IPHS w/SIGA-AB4G-LF BASE | ++ | 4D Multisensor Detector | 1 | 4.5e-05 | 4.5e-05 |  |  |  |  | FALSE | TRUE |  |  |  |  | #FFFF0000 | FA-NFPA 170 SMOKE DETECTOR | 1 | FALSE | FALSE | FALSE | 1408 | [13 empty] | FALSE |  |  | LF
|  |  | North | Edwards |  | Cards & Components |  |  |  | Card | TRUE | 2-PPS/6A-220 |  | OBSOLETE - 6.0A Primary Power Supply, 220Vac | 1 | [6 empty] | TRUE | [5 empty] | #FFFFFFFF |  |  | FALSE | FALSE | FALSE | [14 empty] | FALSE
|  |  | North | Edwards |  | Cards & Components |  |  |  | Card | TRUE | 3-ZA15 |  | OBSOLETE - 15 Watt Zoned Amplifier | 1 | 0.076 | 0.893 |  |  |  |  | TRUE | [5 empty] | #FFFFFFFF |  |  | FALSE | FALSE | FALSE | [14 empty] | FALSE
NFPA 170 HORN |  |  | North | Edwards |  | Horn |  |  |  | Module | TRUE | WGARF | ++ | Outdoor rated horn, red, fire | 1 | [6 empty] | FALSE | [5 empty] | #FF0070C0 | FA-NFPA 170 HORN | 1 | FALSE | FALSE | FALSE | 2010 | [13 empty] | FALSE |  |  | WP
NFPA 170 SMOKE DETECTOR |  |  | North | Edwards |  | Smoke Detector |  |  |  | Module | TRUE | C3000-103 |  | Reflective Beam Smoke Detector, Single As'bly, 16.5 to 393 ft. | 1 | 0.004 | 0.014 |  |  |  |  | FALSE | TRUE |  |  |  |  | #FFFF0000 | FA-NFPA 170 SMOKE DETECTOR | 1 | FALSE | FALSE | FALSE | 1408 | [13 empty] | FALSE
NFPA 170 HORN |  |  | North | Edwards |  | Horn |  |  |  | Module | TRUE | G1F-P |  | Genesis Horn, 77.1 dBA, white, running man, FIRE | 1 | 0 | 0.036 |  |  |  |  | FALSE | [5 empty] | #FF0070C0 | FA-NFPA 170 HORN | 1 | FALSE | FALSE | FALSE | 2010 | [13 empty] | FALSE
NFPA 170 SMOKE DETECTOR |  |  | North | Edwards |  | Smoke Detector |  |  |  | Module | TRUE | SIGA-PHSI w/SIGA-AB4G BASE | ++ | 3D Multisensor Detector, EN-54 Listed | 1 | 4.5e-05 | 4.5e-05 |  |  |  |  | FALSE | TRUE |  |  |  |  | #FFFF0000 | FA-NFPA 170 SMOKE DETECTOR | 1 | FALSE | FALSE | FALSE | 1408 | [13 empty] | FALSE
NFPA 170 STROBE WALL |  |  | North | Edwards |  | Strobe |  |  |  | Module | TRUE | G4EWN-C |  | Strobe Expander, White, no markings, clear | 1 | 0 | 0.294 |  |  |  |  | FALSE | [5 empty] | #FF0070C0 | FA-NFPA 170 STROBE WALL | 1 | FALSE | FALSE | FALSE | 2023 | [13 empty] | FALSE
NFPA 170 SMOKE DETECTOR |  |  | North | Edwards |  | Smoke Detector |  |  |  | Module | TRUE | SIGA-IPHSI |  | 4D Multisensor Detector, EN-54 Listed | 1 | 4.5e-05 | 4.5e-05 |  |  |  |  | FALSE | TRUE |  |  |  |  | #FFFF0000 | FA-NFPA 170 SMOKE DETECTOR | 1 | FALSE | FALSE | FALSE | 1408 | [13 empty] | FALSE
NFPA 170 ADDRESSABLE INPUT OUTPUT |  |  | North | Edwards |  | Addressable Module |  |  |  | Module | TRUE | SIGA-MAB | ++ | 1 Class 'B' N.O. Input, PC 1,2,3,4; Class A/B Module - UIO Mount | 1 | 0.000396 | 0.00068 |  |  |  |  | TRUE | [5 empty] | #FFFF0000 | FA-NFPA 170 ADDRESSABLE INPUT OUTPUT | 1 | FALSE | FALSE | FALSE | [14 empty] | FALSE
|  |  | North | Edwards |  | Hardware |  |  |  | Hardware | TRUE | 2-WB7DR |  | OBSOLETE - Outer and Inner Door for 2-WB7R | 1 | [6 empty] | FALSE | [5 empty] | #FFFFFFFF |  |  | FALSE | FALSE | FALSE | [14 empty] | FALSE
|  |  | North | Edwards |  | Hardware |  |  |  | Hardware | TRUE | 276-K1 |  | Station Reset Key (one supplied /w each station) | 1 | [6 empty] | FALSE | [5 empty] | #FFFFFFFF |  |  | FALSE | FALSE | FALSE | [14 empty] | FALSE
|  |  | North | Edwards |  | Hardware |  |  |  | Hardware | TRUE | WG4WTS |  | Surface Skirt for Genesis WG4 (wpf), white | 1 | [6 empty] | FALSE | [5 empty] | #FFFFFFFF |  |  | FALSE | FALSE | FALSE | [14 empty] | FALSE |  |  | WP
NFPA 170 HORN STROBE |  |  | North | Edwards |  | Horn/Strobe |  |  |  | Module | TRUE | 757-5A-TW |  | 15cdWC Strobe, Horn 97 dbA Avg., White | 1 | [6 empty] | FALSE | [5 empty] | #FF0070C0 | FA-NFPA 170 HORN STROBE | 1 | FALSE | FALSE | FALSE | 2012 | [13 empty] | FALSE
NFPA 170 SPEAKER CEILING |  |  | North | Edwards |  | Speaker |  |  |  | Module | TRUE | GCWA-S7 |  | 70V Speaker, white, Alert markings | 1 | [6 empty] | FALSE | TRUE |  |  |  |  | #FF0070C0 | FA-NFPA 170 SPEAKER CEILING | 1 | FALSE | FALSE | FALSE | 2019 | [13 empty] | FALSE |  |  | C
|  |  | North | Edwards |  | Hardware |  |  |  | Hardware | TRUE | MN-GVRMAD |  | HPSA Roof-mount apparatus for MN-GVD Directional HPSA | 1 | [6 empty] | FALSE | [5 empty] | #FFFFFFFF |  |  | FALSE | FALSE | FALSE | [14 empty] | FALSE
|  |  | North | Edwards |  | Hardware |  |  |  | Hardware | TRUE | QS8-12-G-2E-SP |  | OBSOLETE - FAP w/ 12 Option Card Space, Gray, EN-54, Spanish, 230V | 1 | [6 empty] | FALSE | [5 empty] | #FFFFFFFF |  |  | FALSE | FALSE | FALSE | [14 empty] | FALSE
|  |  | North | Edwards |  | Hardware |  |  |  | Hardware | TRUE | 740216L |  | 14/2 Solid Twisted,OS, Red-Jacket FPL Mid Cap 1x500' | 1 | [6 empty] | FALSE | [5 empty] | #FFFFFFFF |  |  | FALSE | FALSE | FALSE | [14 empty] | FALSE
|  |  | North | Edwards |  | Hardware |  |  |  | Hardware | TRUE | SIGI-IBS |  | Isolator Detector Base, European | 1 | [6 empty] | FALSE | [5 empty] | #FFFFFFFF |  |  | FALSE | FALSE | FALSE | [14 empty] | FALSE
|  |  | North | Edwards |  | Hardware |  |  |  | Hardware | TRUE | EV2B |  | Wall Box, Textured Black, 24"w x 24"h x 3 1/2" D - black | 1 | [6 empty] | FALSE | [5 empty] | #FFFFFFFF |  |  | FALSE | FALSE | FALSE | [14 empty] | FALSE
|  |  | North | Edwards |  | Hardware |  |  |  | Hardware | TRUE | MN-HSPM16 |  | Portable tripod mast. Extends up to 16' | 1 | [6 empty] | FALSE | [5 empty] | #FFFFFFFF |  |  | FALSE | FALSE | FALSE | [14 empty] | FALSE
NFPA 170 SPEAKER STROBE CEILING |  |  | North | Edwards |  | Speaker/Strobe |  |  |  | Module | TRUE | GCWA-S2VMR |  | 25V Speaker/Strobe white, ALERT, Standard cd, red | 1 | 0 | 0.318 |  |  |  |  | FALSE | TRUE |  |  |  |  | #FF0070C0 | FA-NFPA 170 SPEAKER STROBE CEILING | 1 | FALSE | FALSE | FALSE | 2020 | [13 empty] | FALSE |  |  | C
|  |  | North | Edwards |  | Cards & Components |  |  |  | Card | TRUE | 4-FWAL3 | n | Firewall Module | 1 | 0.092 | 0.092 |  |  |  |  | TRUE | [5 empty] | #FFFFFFFF |  |  | FALSE | FALSE | FALSE
NFPA 170 STROBE WALL |  |  | North | Edwards |  | Strobe |  |  |  | Module | TRUE | 116DEGEXA-FJ |  | Explosionproof Strobe - Genesis synchronization | 1 | 0 | 0.505 |  |  |  |  | FALSE | [5 empty] | #FF0070C0 | FA-NFPA 170 STROBE WALL | 1 | FALSE | FALSE | FALSE | 2023 | [13 empty] | FALSE |  |  | EXP
|  |  | North | Edwards |  | Hardware |  |  |  | Hardware | TRUE | SIGA-IB4 |  | Isolator Detector Base for 4" square box | 1 | 5.1e-05 | 6.8e-05 |  |  |  |  | FALSE | [5 empty] | #FFFFFFFF |  |  | FALSE | FALSE | FALSE | [14 empty] | FALSE
|  |  | North | Edwards |  | Hardware |  |  |  | Hardware | TRUE | 3-SFS1 |  | EST3X Electronics Chassis | 1 | [6 empty] | FALSE | [5 empty] | #FFFFFFFF |  |  | FALSE | FALSE | FALSE | [14 empty] | FALSE
NFPA 170 HORN STROBE CEILING |  |  | North | Edwards |  | Horn/Strobe |  |  |  | Module | TRUE | GCFR-HDVM |  | Temporal Horn-Strobe, runnning man, red, FIRE, 15, 30, 75, 95 cd | 1 | 0 | 0.18 |  |  |  |  | FALSE | TRUE |  |  |  |  | #FF0070C0 | FA-NFPA 170 HORN STROBE CEILING | 1 | FALSE | FALSE | FALSE | 2013 | [13 empty] | FALSE |  |  | C
|  |  | North | Edwards |  | Hardware |  |  |  | Hardware | TRUE | FW-NS15FP |  | License set - Non-Redundant service server . (15 Clients) Auto Added | 1 | [6 empty] | FALSE | [5 empty] | #FFFFFFFF |  |  | FALSE | FALSE | FALSE | [14 empty] | FALSE
NFPA 170 STROBE WALL |  |  | North | Edwards |  | Strobe |  |  |  | Module | TRUE | G1RF-VM |  | Wall Strobe, Switch Select 15, 30, 75, 110 cd, red, /w FIRE | 1 | 0 | 0.255 |  |  |  |  | FALSE | [5 empty] | #FF0070C0 | FA-NFPA 170 STROBE WALL | 1 | FALSE | FALSE | FALSE | 2023 | [13 empty] | FALSE
|  |  | North | Edwards |  | Cards & Components |  |  |  | Card | TRUE | MN-HS32G2P |  | 1280 Watt Non-Omni directional HPSA Assembly (2 of 5 Active Panels) with lockable NEMA 4 amplifier, 110V/60 Hz. inverter/battery charger and electronics enclosure, lockable NEMA 4 battery enclosure (w/o batteries). Enclosures equipped with tamper switches. AC powered amplifier with DC backup. Edwards hard-wire interface included. Batteries and accessories are ordered separately. Gray colored speaker head. | 1 | [6 empty] | TRUE | [5 empty] | #FFFFFFFF |  |  | FALSE | FALSE | FALSE | [14 empty] | FALSE
NFPA 170 STROBE CEILING |  |  | North | Edwards |  | Strobe |  |  |  | Module | TRUE | GCWA-VMR |  | Strobe, white, ALERT, 15, 30, 75, 95 cd, red | 1 | 0 | 0.318 |  |  |  |  | FALSE | TRUE |  |  |  |  | #FF0070C0 | FA-NFPA 170 STROBE CEILING | 1 | FALSE | FALSE | FALSE | 2022 | [13 empty] | FALSE |  |  | C
NFPA 170 SPEAKER CEILING |  |  | North | Edwards |  | Speaker |  |  |  | Module | TRUE | GCWA-S2 |  | 25V Speaker, white, Alert markings | 1 | [6 empty] | FALSE | TRUE |  |  |  |  | #FF0070C0 | FA-NFPA 170 SPEAKER CEILING | 1 | FALSE | FALSE | FALSE | 2019 | [13 empty] | FALSE |  |  | C
|  |  | North | Edwards |  | Hardware |  |  |  | Hardware | TRUE | 4-BRKT-CS | n | Bracket - Chassi / Side Mount | 1 | [12 empty] | #FFFFFFFF |  |  | FALSE | FALSE | FALSE
NFPA 170 AMPLIFIER RACK |  |  | North | Edwards |  | Amplifier |  |  |  | Assembly | TRUE | RKU-70 |  | Amplifier Cabinet, 40 Rack Spaces, 70" | 1 | [6 empty] | FALSE | [5 empty] | #FFFF0000 | FA-NFPA 170 AMPLIFIER RACK | 1 | FALSE | FALSE | FALSE | [14 empty] | FALSE
|  |  | North | Edwards |  | Cards & Components |  |  |  | Card | TRUE | 3-CPU3 |  | Central Processor Module | 1 | 0.155 | 0.165 |  |  |  |  | TRUE | [5 empty] | #FFFFFFFF |  |  | FALSE | FALSE | FALSE | [14 empty] | FALSE
NFPA 170 FIRE ALARM CONTROL UNIT | RISER FACP |  | North | Edwards |  | Fire Alarm Control Unit |  |  |  | Assembly | TRUE | iO1000G-F |  | FACP, 1-4 Loop, 1000pt max, 4 Cl B NACs, gray, 120v, w/ 16 RY LED, FCdn | 1 | [6 empty] | FALSE | [5 empty] | #FFFF0000 | FA-NFPA 170 FIRE ALARM CONTROL UNIT | 1 | FALSE | FALSE | FALSE | 202 | [8 empty] | 7,12,18 |  |  |  |  | TRUE
|  |  | North | Edwards |  | Hardware |  |  |  | Hardware | TRUE | EVZSWLED |  | In-graphic LED - White for FSCS series graphics | 1 | [6 empty] | FALSE | [5 empty] | #FFFFFFFF |  |  | FALSE | FALSE | FALSE | [14 empty] | FALSE
NFPA 170 FIRE ALARM CONTROL UNIT | RISER FACP |  | North | Edwards |  | Fire Alarm Control Unit |  |  |  | Assembly | TRUE | iO64G-PG |  | FACP, 1 Loop, 64pt, 2 Cl B NACs, gray, 120v, Portuguese | 1 | [6 empty] | FALSE | [5 empty] | #FFFF0000 | FA-NFPA 170 FIRE ALARM CONTROL UNIT | 1 | FALSE | FALSE | FALSE | 202 | [8 empty] | 7,12,18,26 |  | 10 |  |  | TRUE
NFPA 170 SPEAKER WALL |  |  | North | Edwards |  | Speaker |  |  |  | Module | TRUE | WGSRN | ++ | Outdoor rated speaker, wall, red, none | 1 | [6 empty] | FALSE | FALSE |  |  |  |  | #FF0070C0 | FA-NFPA 170 SPEAKER WALL | 1 | FALSE | FALSE | FALSE | 2021 | [13 empty] | FALSE |  |  | WP
NFPA 170 GRAPHIC ANNUNCIATOR PANEL | RISER ANNUNCIATOR |  | North | Edwards |  | Graphic Annunciator |  |  |  | Module | TRUE | EV3-QS4 |  | Graphic Annunciator 17.5"w x 15.75"h view area, 96 LEDs typical | 1 | [6 empty] | FALSE | [5 empty] | #FFFF0000 | FA-NFPA 170 GRAPHIC ANNUNCIATOR PANEL | 1 | FALSE | FALSE | FALSE | 256 | [13 empty] | FALSE
NFPA 170 SMOKE CO DETECTOR |  |  | North | Edwards |  | Smoke/CO Detector |  |  |  | Module | TRUE | SIGA-OSCD w/SIGA-SB BASE | ++ | Multisensor Smoke and CO Detector | 1 | 3.2e-05 | 4.5e-05 |  |  |  |  | FALSE | TRUE |  |  |  |  | #FFFF0000 | FA-NFPA 170 SMOKE CO DETECTOR | 1 | FALSE | FALSE | FALSE | 1408 | [13 empty] | FALSE
NFPA 170 SMOKE CO DETECTOR |  |  | North | Edwards |  | Smoke/CO Detector |  |  |  | Module | TRUE | SIGA-OSCD w/SIGA-RB BASE | ++ | Multisensor Smoke and CO Detector | 1 | 3.2e-05 | 4.5e-05 |  |  |  |  | FALSE | TRUE |  |  |  |  | #FFFF0000 | FA-NFPA 170 SMOKE CO DETECTOR | 1 | FALSE | FALSE | FALSE | 1408 | [13 empty] | FALSE
|  |  | North | Edwards |  | Hardware |  |  |  | Hardware | TRUE | FW-RSZ5FP |  | License set - Redundant service server . (5 Clients) Auto Added | 1 | [6 empty] | FALSE | [5 empty] | #FFFFFFFF |  |  | FALSE | FALSE | FALSE | [14 empty] | FALSE
|  |  | North | Edwards |  | Cards & Components |  |  |  | Card | TRUE | 4X-12/S1RY |  | 12 Switch, 12 Red, 12 Yel Display/Control Module | 1 | 0.002 | 0.038 |  |  |  |  | TRUE | [5 empty] | #FFFFFFFF |  |  | FALSE | FALSE | FALSE | [14 empty] | FALSE
NFPA 170 SPEAKER STROBE CEILING |  |  | North | Edwards |  | Speaker/Strobe |  |  |  | Module | TRUE | GCWA-S7VMHB |  | 70V Speaker/Strobe white, ALERT, High cd, blue | 1 | 0 | 0.502 |  |  |  |  | FALSE | TRUE |  |  |  |  | #FF0070C0 | FA-NFPA 170 SPEAKER STROBE CEILING | 1 | FALSE | FALSE | FALSE | 2020 | [13 empty] | FALSE |  |  | C
NFPA 170 SMOKE DETECTOR |  |  | North | Edwards |  | Smoke Detector |  |  |  | Module | TRUE | E630-1 |  | Photo Smoke Detector, low profile, plug-in, CE | 1 | [6 empty] | FALSE | TRUE |  |  |  |  | #FFFF0000 | FA-NFPA 170 SMOKE DETECTOR | 1 | FALSE | FALSE | FALSE | 1408 | [13 empty] | FALSE
|  |  | North | Edwards |  | Cards & Components |  |  |  | Card | TRUE | 2-SMDN-C Mainboard |  | OBSOLETE - Mainboard for 2-SMDN-C assembly | 1 | 0.08 | 0.08 |  |  |  |  | TRUE | [5 empty] | #FFFFFFFF |  |  | FALSE | FALSE | FALSE | [14 empty] | FALSE
NFPA 170 SMOKE DETECTOR |  |  | North | Edwards |  | Smoke Detector |  |  |  | Module | TRUE | SIGA2-PS w/SIGA-AB4GT BASE | ++ | Photoelectric Smoke Detector | 1 | 4.5e-05 | 4.5e-05 |  |  |  |  | FALSE | TRUE |  |  |  |  | #FFFF0000 | FA-NFPA 170 SMOKE DETECTOR | 1 | FALSE | FALSE | FALSE | 1408 | [13 empty] | FALSE
NFPA 170 FIRE ALARM CONTROL UNIT | RISER FACP |  | North | Edwards |  | Fire Alarm Control Unit |  |  |  | Assembly | TRUE | iO1000GC |  | FACP, 1-4 Loop, 1000pt max, 4 Cl B NACs, gray, 120v, w/ 16 RY LED, ECdn | 1 | [6 empty] | FALSE | [5 empty] | #FFFF0000 | FA-NFPA 170 FIRE ALARM CONTROL UNIT | 1 | FALSE | FALSE | FALSE | 202 | [8 empty] | 7,12,18 |  |  |  |  | TRUE
|  |  | North | Edwards |  | Cards & Components |  |  |  | Card | TRUE | 3-PPS/M | n | Primary Power Supply 120V | 1 | [6 empty] | TRUE | [5 empty] | #FFFFFFFF |  |  | FALSE | FALSE | FALSE
NFPA 170 HEAT DETECTOR |  |  | North | Edwards |  | Heat Detector |  |  |  | Module | TRUE | SIGA-HFS w/SIGA-AB4GT BASE | ++ | Heat Detector, 135F Fixed Temperature | 1 | 4.5e-05 | 4.5e-05 |  |  |  |  | FALSE | [5 empty] | #FFFF0000 | FA-NFPA 170 HEAT DETECTOR | 1 | FALSE | FALSE | FALSE | 1403 | [13 empty] | FALSE
|  |  | North | Edwards |  | Cards & Components |  |  |  | Card | TRUE | QS2-CPU-1-BR |  | OBSOLETE - CPU/Display with 1 Annunciator Option Space, British | 1 | [6 empty] | TRUE | [5 empty] | #FFFFFFFF |  |  | FALSE | FALSE | FALSE | [14 empty] | FALSE
NFPA 170 STROBE CEILING |  |  | North | Edwards |  | Strobe |  |  |  | Module | TRUE | GCWN-VMG |  | Strobe, white, no markings, 15, 30, 75, 95 cd, green | 1 | 0 | 0.168 |  |  |  |  | FALSE | TRUE |  |  |  |  | #FF0070C0 | FA-NFPA 170 STROBE CEILING | 1 | FALSE | FALSE | FALSE | 2022 | [13 empty] | FALSE |  |  | C
NFPA 170 SPEAKER STROBE |  |  | North | Edwards |  | Speaker/Strobe |  |  |  | Module | TRUE | 757-8A-RS25 |  | 110cdW, 60cdC Strobe, Re-Ent Speaker, 25V 2, 4, 8, 15w | 1 | [6 empty] | FALSE | [5 empty] | #FF0070C0 | FA-NFPA 170 SPEAKER STROBE | 1 | FALSE | FALSE | FALSE | 2019 | [13 empty] | FALSE
|  |  | North | Edwards |  | Hardware |  |  |  | Hardware | TRUE | 454704ARE |  | 18/4 Solid Twisted Red-Jacket FPLR | 1 | [6 empty] | FALSE | [5 empty] | #FFFFFFFF |  |  | FALSE | FALSE | FALSE | [14 empty] | FALSE
NFPA 170 SPEAKER STROBE CEILING |  |  | North | Edwards |  | Speaker/Strobe |  |  |  | Module | TRUE | GCWA-S2VMHC |  | 25V Speaker/Strobe white, ALERT, 95, 115, 150, 177 cd, clear | 1 | 0 | 0.342 |  |  |  |  | FALSE | TRUE |  |  |  |  | #FF0070C0 | FA-NFPA 170 SPEAKER STROBE CEILING | 1 | FALSE | FALSE | FALSE | 2020 | [13 empty] | FALSE |  |  | C
NFPA 170 GRAPHIC ANNUNCIATOR PANEL | RISER ANNUNCIATOR |  | North | Edwards |  | Graphic Annunciator |  |  |  | Module | TRUE | EV1 |  | Graphic Annunciator 17.5"w x10.5"h view area, 72 LEDs typical | 1 | [6 empty] | FALSE | [5 empty] | #FFFF0000 | FA-NFPA 170 GRAPHIC ANNUNCIATOR PANEL | 1 | FALSE | FALSE | FALSE | 256 | [13 empty] | FALSE
|  |  | North | Edwards |  | Cards & Components |  |  |  | Card | TRUE | 3-BPS/M-230-E | n | Booster Power Supply 230V, EN-54 Compliance | 1 | 0.05 | 0.05 |  |  |  |  | TRUE | [5 empty] | #FFFFFFFF |  |  | FALSE | FALSE | FALSE
NFPA 170 SPEAKER CEILING |  |  | North | Edwards |  | Speaker |  |  |  | Module | TRUE | GCHFWF-S7 |  | 70V Speaker, White, FIRE | 1 | [6 empty] | FALSE | TRUE |  |  |  |  | #FF0070C0 | FA-NFPA 170 SPEAKER CEILING | 1 | FALSE | FALSE | FALSE | 2019 | [13 empty] | FALSE |  |  | C
NFPA 170 ADDRESSABLE OUTPUT MODULE |  |  | North | Edwards |  | Addressable Control/Relay |  |  |  | Module | TRUE | SIGA-CC1 | ++ | Signal Module /w 1 Riser in, 1 Output Ckt, Cl 'B' | 1 | 0.000223 | 0.0001 |  |  |  |  | FALSE | [5 empty] | #FFFF0000 | FA-NFPA 170 ADDRESSABLE OUTPUT MODULE | 1 | FALSE | FALSE | FALSE | 1100 | [13 empty] | FALSE
|  |  | North | Edwards |  | Hardware |  |  |  | Hardware | TRUE | WG4RTS |  | Surface Skirt for Genesis WG4 (wpf), red | 1 | [6 empty] | FALSE | [5 empty] | #FFFFFFFF |  |  | FALSE | FALSE | FALSE | [14 empty] | FALSE |  |  | WP
|  |  | North | Edwards |  | Hardware |  |  |  | Hardware | TRUE | MN-HSHHPS36VB |  | Hand-held portable amplified loudspeaker system replacement/backup rechargeable battery pack (without charger) | 1 | [6 empty] | FALSE | [5 empty] | #FFFFFFFF |  |  | FALSE | FALSE | FALSE | [14 empty] | FALSE
|  |  | North | Edwards |  | Hardware |  |  |  | Hardware | TRUE | 74347U | ++ | Surface-mount box, outdoor rated, Red | 1 | [6 empty] | FALSE | [5 empty] | #FFFFFFFF |  |  | FALSE | FALSE | FALSE | [14 empty] | FALSE
NFPA 170 SMOKE DETECTOR |  |  | North | Edwards |  | Smoke Detector |  |  |  | Module | TRUE | SIGA-PS w/SIGA-AB4G-LF BASE | ++ | Photoelectric Smoke Detector | 1 | 0.00045 | 4.5e-05 |  |  |  |  | FALSE | TRUE |  |  |  |  | #FFFF0000 | FA-NFPA 170 SMOKE DETECTOR | 1 | FALSE | FALSE | FALSE | 1408 | [13 empty] | FALSE |  |  | LF
NFPA 170 LCD ANNNUNCIATOR DISPLAY | RISER ANNUNCIATOR |  | North | Edwards |  | LCD Annunciator |  |  |  | Module | TRUE | RLCD-C-PG |  | LCD Ann, 4x20 LCD, w/common LEDs & Ctrls, white, Portuguese | 1 | 0.099 | 0.115 |  |  |  |  | FALSE | [5 empty] | #FFFF0000 | FA-NFPA 170 LCD ANNNUNCIATOR DISPLAY | 1 | FALSE | FALSE | FALSE | 257 | [8 empty] | 7,12,18 |  |  |  |  | FALSE
|  |  | North | Edwards |  | Cards & Components |  |  |  | Card | TRUE | 3-24Y |  | 24 Yel LED Display Mod | 1 | 0.002 | 0.038 |  |  |  |  | TRUE | [5 empty] | #FFFFFFFF |  |  | FALSE | FALSE | FALSE | [14 empty] | FALSE
|  |  | North | Edwards | [5 empty] | Card | TRUE | iO1000R Mainboard |  | Mainboard for iO1000R assembly |  | 0.227 | 0.392 |  |  |  |  | TRUE | [5 empty] | #FFFFFFFF |  |  | FALSE | FALSE | [15 empty] | FALSE
|  |  | North | Edwards |  | Hardware |  |  |  | Hardware | TRUE | 454744ARE |  | 12/4 Solid Twisted Red-Jacket FPLP (Plenum) | 1 | [6 empty] | FALSE | [5 empty] | #FFFFFFFF |  |  | FALSE | FALSE | FALSE | [14 empty] | FALSE
|  |  | North | Edwards |  | Hardware |  |  |  | Hardware | TRUE | 1206B |  | Detector Wire Guard | 1 | [6 empty] | FALSE | [5 empty] | #FFFFFFFF |  |  | FALSE | FALSE | FALSE | [14 empty] | FALSE
|  |  | North | Edwards |  | Hardware |  |  |  | Hardware | TRUE | MN-BRKT3 |  | Mounting Bracket | 1 | [6 empty] | FALSE | [5 empty] | #FFFFFFFF |  |  | FALSE | FALSE | FALSE | [14 empty] | FALSE
NFPA 170 SPEAKER STROBE CEILING |  |  | North | Edwards |  | Speaker/Strobe |  |  |  | Module | TRUE | GCHFWN-S2VMCH |  | 25V Speaker/Strobe, White, 95, 115, 150, 177 cd | 1 | 0 | 0.342 |  |  |  |  | FALSE | TRUE |  |  |  |  | #FF0070C0 | FA-NFPA 170 SPEAKER STROBE CEILING | 1 | FALSE | FALSE | FALSE | 2020 | [13 empty] | FALSE |  |  | C
|  |  | North | Edwards |  | Cards & Components |  |  |  | Card | TRUE | 4-MIC | + | Paging Microphone | 1 | 0.008 | 0.038 |  |  |  |  | TRUE | [5 empty] | #FFFFFFFF |  |  | FALSE | FALSE | FALSE
NFPA 170 SPEAKER STROBE CEILING |  |  | North | Edwards |  | Speaker/Strobe |  |  |  | Module | TRUE | GCHFWN-S7VMBH |  | 70V Ceiling Speaker/Strobe,White, 95, 115, 150, 177 cd, BLUE | 1 | 0 | 0.342 |  |  |  |  | FALSE | TRUE |  |  |  |  | #FF0070C0 | FA-NFPA 170 SPEAKER STROBE CEILING | 1 | FALSE | FALSE | FALSE | 2020 | [13 empty] | FALSE |  |  | C
NFPA 170 SMOKE DETECTOR |  |  | North | Edwards |  | Smoke Detector |  |  |  | Module | TRUE | EC5000R (Prism) | + | Fireray 5000 Beam Detector Prism | 1 | [6 empty] | FALSE | TRUE |  |  |  |  | #FFFF0000 | FA-NFPA 170 SMOKE DETECTOR | 1 | FALSE | FALSE | FALSE | 1408 | [13 empty] | FALSE |  |  | SBP
|  |  | North | Edwards |  | Hardware |  |  |  | Hardware | TRUE | QSC-12-G-2E-SPE |  | OBSOLETE - FAP w/ 12 Option Card Spaces, Gray, EN-54, Spanish, 230V | 1 | [6 empty] | FALSE | [5 empty] | #FFFFFFFF |  |  | FALSE | FALSE | FALSE | [14 empty] | FALSE
|  |  | North | Edwards |  | Cards & Components |  |  |  | Card | TRUE | D16L-iO-2 |  | LED Display, 16 Y/R LEDs/zone, right panel mount | 1 | 0.004 | 0.048 |  |  |  |  | TRUE | [5 empty] | #FFFFFFFF |  |  | FALSE | FALSE | FALSE | [14 empty] | FALSE
|  |  | North | Edwards |  | Hardware |  |  |  | Hardware | TRUE | 513-1 |  | Backbox for 513-A Grill | 1 | [6 empty] | FALSE | [5 empty] | #FFFFFFFF |  |  | FALSE | FALSE | FALSE | [14 empty] | FALSE
NFPA 170 SMOKE HEAT CO DETECTOR |  |  | North | Edwards |  | Smoke/Heat/CO Detector |  |  |  | Module | TRUE | SIGA-PHCD w/SIGA-SB4 BASE | ++ | Photoelectric, heat detector and carbon monoxide life safety detector | 1 | 5.1e-05 | 6.8e-05 |  |  |  |  | FALSE | TRUE |  |  |  |  | #FFFF0000 | FA-NFPA 170 SMOKE HEAT CO DETECTOR | 1 | FALSE | FALSE | FALSE | 1408 | [13 empty] | FALSE
NFPA 170 MANUAL PULL |  |  | North | Edwards |  | Manual Station |  |  |  | Module | TRUE | 276B-1110 |  | Pull Station, lexan, tool reset, terminals | 1 | [6 empty] | FALSE | [5 empty] | #FFFF0000 | FA-NFPA 170 MANUAL PULL | 1 | FALSE | FALSE | FALSE | 957 | [13 empty] | FALSE
|  |  | North | Edwards |  | Hardware |  |  |  | Hardware | TRUE | 276-K2 |  | GA Key for SIGA-270P 2 Stage Station | 1 | [6 empty] | FALSE | [5 empty] | #FFFFFFFF |  |  | FALSE | FALSE | FALSE | [14 empty] | FALSE
NFPA 170 FIRE ALARM CONTROL UNIT | RISER FACP |  | North | Edwards |  | Fire Alarm Control Unit |  |  |  | Assembly | TRUE | iO1000GD |  | FACP, 1-4 Loop, 1000pt max, 4 Cl B NACs, gray, w/dialer, 120v | 1 | [6 empty] | FALSE | [5 empty] | #FFFF0000 | FA-NFPA 170 FIRE ALARM CONTROL UNIT | 1 | FALSE | FALSE | FALSE | 202 | [8 empty] | 7,12,18 |  |  | 6 |  | TRUE
|  |  | North | Edwards |  | Cards & Components |  |  |  | Card | TRUE | 2250002 | n | EMI Filter/Ferrite Cable Clamp for Riser Cable | 1 | [6 empty] | TRUE | [5 empty] | #FFFFFFFF |  |  | FALSE | FALSE | FALSE
|  |  | North | Edwards |  | Hardware |  |  |  | Hardware | TRUE | 2-SPRC1 |  | OBSOLETE - Replacement Smoke Chambers (for SIGA2-PS) | 1 | [6 empty] | FALSE | [5 empty] | #FFFFFFFF |  |  | FALSE | FALSE | FALSE | [14 empty] | FALSE
|  |  | North | Edwards |  | Cards & Components |  |  |  | Card | TRUE | IO-SDC1 |  | Expansion Analog Loop, 250pt | 1 | 0.055 | 0.08 |  |  |  |  | TRUE | [5 empty] | #FFFFFFFF |  |  | FALSE | FALSE | FALSE | [14 empty] | FALSE
NFPA 170 SPEAKER CEILING |  |  | North | Edwards |  | Speaker |  |  |  | Module | TRUE | GCHFRN-S7 |  | 70V Speaker, Red, | 1 | [6 empty] | FALSE | TRUE |  |  |  |  | #FF0070C0 | FA-NFPA 170 SPEAKER CEILING | 1 | FALSE | FALSE | FALSE | 2019 | [13 empty] | FALSE |  |  | C
|  |  | North | Edwards |  | Cards & Components |  |  |  | Card | TRUE | F-DACT |  | Digital Communicator, Modem, LCD Module | 1 | 0.065 | 0.107 |  |  |  |  | TRUE | [5 empty] | #FFFFFFFF |  |  | FALSE | FALSE | FALSE | [14 empty] | FALSE
|  |  | North | Edwards |  | Cards & Components |  |  |  | Card | TRUE | ANS100A |  | 100W expander module | 1 | 0.18 | 1.2 |  |  |  |  | TRUE | [5 empty] | #FFFFFFFF |  |  | FALSE | FALSE | FALSE | [14 empty] | FALSE
|  |  | North | Edwards |  | Cards & Components |  |  |  | Card | TRUE | 3X-NET8 |  | Network option card, RS485, Cl A or B, max 8 nodes | 1 | 0.098 | 0.098 |  |  |  |  | TRUE | [5 empty] | #FFFFFFFF |  |  | FALSE | FALSE | FALSE | [14 empty] | FALSE
NFPA 170 AIR SAMPLING DETECTION PIPING |  |  | North | Edwards |  | Air Sampling Detection |  |  |  | Module | TRUE | 33-30672A |  | ASD-320 Detector w/ Docking Station | 1 | [6 empty] | FALSE | [5 empty] | #FFFF0000 | FA-NFPA 170 AIR SAMPLING DETECTION PIPING | 1 | FALSE | FALSE | FALSE | 5010 | [13 empty] | FALSE
|  |  | North | Edwards |  | Hardware |  |  |  | Hardware | TRUE | EVRP |  | Reset Push Button | 1 | [6 empty] | FALSE | [5 empty] | #FFFFFFFF |  |  | FALSE | FALSE | FALSE | [14 empty] | FALSE
|  |  | North | Edwards |  | Cards & Components |  |  |  | Card | TRUE | 4-2ANN AUX POWER | ++ | Total Required Assembly Current | 1 | 0.197 | 0.25 |  |  |  |  | TRUE | [5 empty] | #FFFFFFFF |  |  | FALSE | FALSE | FALSE
|  |  | North | Edwards |  | Hardware |  |  |  | Hardware | TRUE | SIGA-DMP |  | Duct Detector Mounting Plate | 1 | [6 empty] | FALSE | [5 empty] | #FFFFFFFF |  |  | FALSE | FALSE | FALSE | [14 empty] | FALSE
|  |  | North | Edwards |  | Cards & Components |  |  |  | Card | TRUE | RTU |  | Remote Trouble Unit | 1 | [6 empty] | TRUE | [5 empty] | #FFFFFFFF |  |  | FALSE | FALSE | FALSE | [14 empty] | FALSE
|  |  | North | Edwards |  | Hardware |  |  |  | Hardware | TRUE | FW-42LCDWTS |  | 42" Monitor, /w T Scrn,W Format, Blk, 1920x1080 | 1 | [6 empty] | FALSE | [5 empty] | #FFFFFFFF |  |  | FALSE | FALSE | FALSE | [14 empty] | FALSE
|  |  | North | Edwards |  | Hardware |  |  |  | Hardware | TRUE | 454749ARE |  | 14/4 Solid Twisted,OS, Red-Jacket FPLP (Plenum) | 1 | [6 empty] | FALSE | [5 empty] | #FFFFFFFF |  |  | FALSE | FALSE | FALSE | [14 empty] | FALSE
|  |  | North | Edwards |  | Hardware |  |  |  | Hardware | TRUE | C-PST |  | Detector picker/sensitivity tester | 1 | [6 empty] | FALSE | [5 empty] | #FFFFFFFF |  |  | FALSE | FALSE | FALSE | [14 empty] | FALSE
NFPA 170 STROBE WALL |  |  | North | Edwards |  | Strobe |  |  |  | Module | TRUE | G1RF-CVM |  | Chime-Strobe, running man, FIRE, red, 15, 30, 75, 110 cd | 1 | 0 | 0.097 |  |  |  |  | FALSE | [5 empty] | #FF0070C0 | FA-NFPA 170 STROBE WALL | 1 | FALSE | FALSE | FALSE | 2023 | [13 empty] | FALSE
NFPA 170 HORN STROBE |  |  | North | Edwards |  | Horn/Strobe |  |  |  | Module | TRUE | 868STRC-AQ w/869-WPB | ++ | Outdoor Rated Surface Mount Horn/Strobe, 24VDC, Clear w/Box | 1 |  | 0.39 |  |  | 24 |  | TRUE | [5 empty] | #FF0070C0 | FA-NFPA 170 HORN STROBE | 1 | FALSE | FALSE | FALSE | [17 empty] | HZ
|  |  | North | Edwards |  | Hardware |  |  |  | Hardware | TRUE | G4VRF-CVR | ++ | Replacement Appliance Cover, Strobe, Red, FIRE | 1 | [12 empty] | #FFFFFFFF |  |  | FALSE | FALSE | FALSE
NFPA 170 SPEAKER CEILING |  |  | North | Edwards |  | Speaker |  |  |  | Module | TRUE | GCSRN |  | Speaker, Ceiling, Red, None | 1 | [6 empty] | FALSE | TRUE |  |  |  |  | #FF0070C0 | FA-NFPA 170 SPEAKER CEILING | 1 | FALSE | FALSE | FALSE | 2019 | [13 empty] | FALSE |  |  | C
NFPA 170 SPEAKER STROBE CEILING |  |  | North | Edwards |  | Speaker/Strobe |  |  |  | Module | TRUE | GCHFWF-S2VMC |  | 25V Ceiling Speaker/Strobe,White, 15, 30, 75, 95 cd, FIRE | 1 | 0 | 0.168 |  |  |  |  | FALSE | TRUE |  |  |  |  | #FF0070C0 | FA-NFPA 170 SPEAKER STROBE CEILING | 1 | FALSE | FALSE | FALSE | 2020 | [13 empty] | FALSE |  |  | C
NFPA 170 SPEAKER WALL |  |  | North | Edwards |  | Speaker |  |  |  | Module | TRUE | 757-1A-R25 | + | Re-Entrant Speaker, 25V 2, 4, 8, 15w | 1 | [6 empty] | FALSE | [5 empty] | #FF0070C0 | FA-NFPA 170 SPEAKER WALL | 1 | FALSE | FALSE | FALSE | 2021 | [13 empty] | FALSE
|  |  | North | Edwards |  | Hardware |  |  |  | Hardware | TRUE | SIGA-RB4 |  | Relay Detector Base for 4" square box | 1 | [6 empty] | FALSE | [5 empty] | #FFFFFFFF |  |  | FALSE | FALSE | FALSE | [14 empty] | FALSE
NFPA 170 HORN STROBE |  |  | North | Edwards |  | Horn/Strobe |  |  |  | Module | TRUE | G1RF-HDV1575 |  | Horn-Strobe, running man, red, "FIRE", 15/75 cd | 1 | 0 | 0.119 |  |  |  |  | FALSE | [5 empty] | #FF0070C0 | FA-NFPA 170 HORN STROBE | 1 | FALSE | FALSE | FALSE | 2012 | [13 empty] | FALSE
NFPA 170 HORN STROBE |  |  | North | Edwards |  | Horn/Strobe |  |  |  | Module | TRUE | WGAVWF-FR | ++ | Outdoor rated horn-strobe, white, fire feu | 1 | [6 empty] | FALSE | [5 empty] | #FF0070C0 | FA-NFPA 170 HORN STROBE | 1 | FALSE | FALSE | FALSE | 2012 | [13 empty] | FALSE |  |  | WP
|  |  | North | Edwards |  | Hardware |  |  |  | Hardware | TRUE | 4-MPLT |  | Mouting Plate | 1 | [12 empty] | #FFFFFFFF |  |  | FALSE | FALSE | FALSE
|  |  | North | Edwards |  | Hardware |  |  |  | Hardware | TRUE | RZI-MPL |  | Mounting Bracket | 1 | [6 empty] | FALSE | [5 empty] | #FFFFFFFF |  |  | FALSE | FALSE | FALSE | [14 empty] | FALSE
NFPA 170 MULTI FUNCTION CABINET |  |  | North | Edwards |  | Enclosure |  |  |  | Assembly | TRUE | MFC-A () |  | Multi-Function Cabinet w/ UIO6R and (4) MCR, (2) MCT2's | 1 | [6 empty] | FALSE | [5 empty] | #FFFF0000 | FA-NFPA 170 MULTI FUNCTION CABINET | 1 | FALSE | FALSE | FALSE | 400 | [13 empty] | FALSE
|  |  | North | Edwards |  | Hardware |  |  |  | Hardware | TRUE | 512-A |  | Grille - for (1) 6" bell, grill horn, or chime | 1 | [6 empty] | FALSE | [5 empty] | #FFFFFFFF |  |  | FALSE | FALSE | FALSE | [14 empty] | FALSE
|  |  | North | Edwards |  | Cards & Components |  |  |  | Card | TRUE | MN-HS16G5P |  | 1600 Watt Omni-directional HPSA Assembly (5 of 5 Active Panels) with lockable NEMA 4 amplifier, 110V/60 Hz. inverter/battery charger and electronics enclosure, lockable NEMA 4 battery enclosure (w/o batteries). Enclosures equipped with tamper switches. AC powered amplifier with DC backup. Edwards hard-wire interface included. Batteries and accessories are ordered separately. Gray colored speaker head. | 1 | [6 empty] | TRUE | [5 empty] | #FFFFFFFF |  |  | FALSE | FALSE | FALSE | [14 empty] | FALSE
|  |  | North | Edwards |  | Hardware |  |  |  | Hardware | TRUE | MN-HS64SPKHRG3P |  | 3840 Watt HPSA (3 of 5 Active Panels) replacement speaker head - complete | 1 | [6 empty] | FALSE | [5 empty] | #FFFFFFFF |  |  | FALSE | FALSE | FALSE | [14 empty] | FALSE
|  |  | North | Edwards |  | Cards & Components |  |  |  | Card | TRUE | ANSBKUP |  | Backup amplifier switching module - Class 'B' | 1 | 0.04 | 0.01 |  |  |  |  | TRUE | [5 empty] | #FFFFFFFF |  |  | FALSE | FALSE | FALSE | [14 empty] | FALSE
|  |  | North | Edwards |  | Hardware |  |  |  | Hardware | TRUE | TRIM6 |  | Semi-flush trim | 1 | [6 empty] | FALSE | [5 empty] | #FFFFFFFF |  |  | FALSE | FALSE | FALSE | [14 empty] | FALSE
NFPA 170 SMOKE HEAT CO DETECTOR |  |  | North | Edwards |  | Smoke/Heat/CO Detector |  |  |  | Module | TRUE | SIGA-PHCD w/SIGA-AB4GT BASE | ++ | Photoelectric, heat detector and carbon monoxide life safety detector | 1 | 5.1e-05 | 6.8e-05 |  |  |  |  | FALSE | TRUE |  |  |  |  | #FFFF0000 | FA-NFPA 170 SMOKE HEAT CO DETECTOR | 1 | FALSE | FALSE | FALSE | 1408 | [13 empty] | FALSE
NFPA 170 HORN |  |  | North | Edwards |  | Horn |  |  |  | Module | TRUE | G1-HD |  | Temporal Horn, 84.4 or 79.4 dBA, white | 1 | 0 | 0.019 |  |  |  |  | FALSE | [5 empty] | #FF0070C0 | FA-NFPA 170 HORN | 1 | FALSE | FALSE | FALSE | 2010 | [13 empty] | FALSE
NFPA 170 HORN |  |  | North | Edwards |  | Horn |  |  |  | Module | TRUE | G1AWF |  | Horn, Wall, White, FIRE | 1 | [12 empty] | #FF0070C0 | FA-NFPA 170 HORN | 1 | FALSE | FALSE | FALSE | 2010
|  |  | North | Edwards |  | Hardware |  |  |  | Hardware | TRUE | 10ANN/B-S |  | Surface Box for 6ANN | 1 | [6 empty] | FALSE | [5 empty] | #FFFFFFFF |  |  | FALSE | FALSE | FALSE | [14 empty] | FALSE
|  |  | North | Edwards |  | Hardware |  |  |  | Hardware | TRUE | QSC-12-G-1 |  | OBSOLETE - FAP w/ 12 Option Card Spaces, Gray | 1 | [6 empty] | FALSE | [5 empty] | #FFFFFFFF |  |  | FALSE | FALSE | FALSE | [14 empty] | FALSE
|  |  | North | Edwards |  | Hardware |  |  |  | Hardware | TRUE | MN-BRKT1 |  | Mounting Bracket for EST3 cabinet, 1 chassis space | 1 | [6 empty] | FALSE | [5 empty] | #FFFFFFFF |  |  | FALSE | FALSE | FALSE | [14 empty] | FALSE
|  |  | North | Edwards |  | Hardware |  |  |  | Hardware | TRUE | EV4T |  | Semi-Flush Trim 38"w x 50"h, for EV3B - black | 1 | [6 empty] | FALSE | [5 empty] | #FFFFFFFF |  |  | FALSE | FALSE | FALSE | [14 empty] | FALSE
NFPA 170 FIRE ALARM CONTROL UNIT | RISER FACP |  | North | Edwards |  | Fire Alarm Control Unit |  |  |  | Assembly | TRUE | QS2-1-G | ++ | Single loop system. 1 option card space. Gray enclosure, 115v transformer. | 1 | [6 empty] | FALSE | [5 empty] | #FFFF0000 | FA-NFPA 170 FIRE ALARM CONTROL UNIT | 1 | FALSE | FALSE | FALSE | [9 empty] | 7,12,26,33,40 |  |  |  |  | TRUE
|  |  | North | Edwards |  | Hardware |  |  |  | Hardware | TRUE | QS8-12-G-2E-PG |  | OBSOLETE - FAP w/ 12 Option Card Space, Gray, EN-54, Portugues, 230V | 1 | [6 empty] | FALSE | [5 empty] | #FFFFFFFF |  |  | FALSE | FALSE | FALSE | [14 empty] | FALSE
NFPA 170 STROBE WALL |  |  | North | Edwards |  | Strobe |  |  |  | Module | TRUE | G4EWN-B |  | Strobe Expander, white, no markings, blue | 1 | 0 | 0.294 |  |  |  |  | FALSE | [5 empty] | #FF0070C0 | FA-NFPA 170 STROBE WALL | 1 | FALSE | FALSE | FALSE | 2023 | [13 empty] | FALSE
NFPA 170 SPEAKER STROBE CEILING |  |  | North | Edwards |  | Speaker/Strobe |  |  |  | Module | TRUE | GCF-S2VMH |  | 25V Speaker/Strobe, white, FIRE, 95, 115, 150, 177 cd, clear | 1 | 0 | 0.342 |  |  |  |  | FALSE | TRUE |  |  |  |  | #FF0070C0 | FA-NFPA 170 SPEAKER STROBE CEILING | 1 | FALSE | FALSE | FALSE | 2020 | [13 empty] | FALSE |  |  | C
NFPA 170 STROBE WALL |  |  | North | Edwards |  | Strobe |  |  |  | Module | TRUE | G4EWN-R |  | Strobe Expander, white, no markings, red Lens | 1 | 0 | 0.078 |  |  |  |  | FALSE | [5 empty] | #FF0070C0 | FA-NFPA 170 STROBE WALL | 1 | FALSE | FALSE | FALSE | 2023 | [13 empty] | FALSE
NFPA 170 MANUAL PULL |  |  | North | Edwards |  | Manual Station |  |  |  | Module | TRUE | XAL53 |  | Explosion Proof Pull Station, Class I(C,D), II(E,F,G), & III | 1 | [6 empty] | FALSE | [5 empty] | #FFFF0000 | FA-NFPA 170 MANUAL PULL | 1 | FALSE | FALSE | FALSE | 957 | [13 empty] | FALSE
NFPA 170 HORN STROBE |  |  | North | Edwards |  | Horn/Strobe |  |  |  | Module | TRUE | 757-5A-T |  | 15cdWC Strobe, Horn 97 dbA Avg., Red | 1 | [6 empty] | FALSE | [5 empty] | #FF0070C0 | FA-NFPA 170 HORN STROBE | 1 | FALSE | FALSE | FALSE | 2012 | [13 empty] | FALSE
|  |  | North | Edwards |  | Hardware |  |  |  | Hardware | TRUE | 3-CAB21B CABINET |  | Cabinet Hardware Only | 1 | [6 empty] | TRUE | [5 empty] | #FFFFFFFF |  |  | FALSE | FALSE | FALSE
NFPA 170 HEAT DETECTOR |  |  | North | Edwards |  | Heat Detector |  |  |  | Module | TRUE | 302-135 |  | Heat Detector, rate compensated, 135F 57.2C | 1 | [6 empty] | FALSE | [5 empty] | #FFFF0000 | FA-NFPA 170 HEAT DETECTOR | 1 | FALSE | FALSE | FALSE | 1403 | [13 empty] | FALSE
NFPA 170 SPEAKER STROBE |  |  | North | Edwards |  | Speaker/Strobe |  |  |  | Module | TRUE | 757-7A-SS70 |  | 15/75cd Strobe, Cone Speaker, 70V .25 .5, 1, 2w, red | 1 | [6 empty] | FALSE | [5 empty] | #FF0070C0 | FA-NFPA 170 SPEAKER STROBE | 1 | FALSE | FALSE | FALSE | 2019 | [13 empty] | FALSE
NFPA 170 SPEAKER STROBE CEILING |  |  | North | Edwards |  | Speaker/Strobe |  |  |  | Module | TRUE | 965-8A-8RW |  | 110cdW, 60cdC Strobe, 8" Round Cone, 70V .5, 1, 2, 4w | 1 | [6 empty] | FALSE | TRUE |  |  |  |  | #FF0070C0 | FA-NFPA 170 SPEAKER STROBE CEILING | 1 | FALSE | FALSE | FALSE | 2020 | [13 empty] | FALSE |  |  | C
170 BASIC SHAPE |  |  | North | Edwards |  | Miscellaneous |  |  |  | Assembly | TRUE | 3-CAB14B |  | Back Box /w 14 LRM Space w/o Door | 1 | [12 empty] | #FFFF0000 | FA-170 BASIC SHAPE | 1 | FALSE | FALSE | FALSE | [14 empty] | TRUE
|  |  | North | Edwards |  | Hardware |  |  |  | Hardware | TRUE | G4VRN-CVR | ++ | Replacement Appliance Cover, Strobe, Red, None | 1 | [12 empty] | #FFFFFFFF |  |  | FALSE | FALSE | FALSE
|  |  | North | Edwards |  | Cards & Components |  |  |  | Card | TRUE | 30902US |  | 2.5 Amp 24V DC Regulated Power Supply | 1 | [6 empty] | TRUE | [5 empty] | #FFFFFFFF |  |  | FALSE | FALSE | FALSE | [14 empty] | FALSE
NFPA 170 FIRE ALARM CONTROL UNIT | RISER FACP |  | North | Edwards |  | Fire Alarm Control Unit |  |  |  | Assembly | TRUE | 3X-SFS1R |  | FACP /w CPU, 1 loop, 4 NACs, 10A power supply, red | 1 | [6 empty] | FALSE | [5 empty] | #FFFF0000 | FA-NFPA 170 FIRE ALARM CONTROL UNIT | 1 | FALSE | FALSE | FALSE | 202 | [8 empty] | 7,12,18 |  |  |  |  | TRUE
|  |  | North | Edwards |  | Hardware |  |  |  | Hardware | TRUE | QS8-5-R-2E-BR |  | OBSOLETE - FAP w/ 5 Option Card Red, EN-54, British, 230V | 1 | [6 empty] | FALSE | [5 empty] | #FFFFFFFF |  |  | FALSE | FALSE | FALSE | [14 empty] | FALSE
|  |  | North | Edwards |  | Cards & Components |  |  |  | Card | TRUE | 3-ATPINT |  | Audio Terminal Panel Interface | 1 | [6 empty] | TRUE | [5 empty] | #FFFFFFFF |  |  | FALSE | FALSE | FALSE | [14 empty] | FALSE
NFPA 170 HORN |  |  | North | Edwards |  | Horn |  |  |  | Module | TRUE | WG4RF-H |  | Outdoor rated horn, red with FIRE marking | 1 | [6 empty] | FALSE | [5 empty] | #FF0070C0 | FA-NFPA 170 HORN | 1 | FALSE | FALSE | FALSE | 2010 | [13 empty] | FALSE |  |  | WP
|  |  | North | Edwards |  | Hardware |  |  |  | Hardware | TRUE | 6831-4 |  | Frontplate, Surface, Red, Lock | 1 | [6 empty] | FALSE | [5 empty] | #FFFFFFFF |  |  | FALSE | FALSE | FALSE | [14 empty] | FALSE
|  |  | North | Edwards |  | Hardware |  |  |  | Hardware | TRUE | 75162MPNxx |  | 16/2 Solid Red With colored tracer FPLP (Plenum) | 1 | [6 empty] | FALSE | [5 empty] | #FFFFFFFF |  |  | FALSE | FALSE | FALSE | [14 empty] | FALSE
|  |  | North | Edwards |  | Hardware |  |  |  | Hardware | TRUE | LKC-4 |  | SMOKE - Ceiling Orientation | 1 | [6 empty] | FALSE | [5 empty] | #FFFFFFFF |  |  | FALSE | FALSE | FALSE | [14 empty] | FALSE
NFPA 170 LCD ANNNUNCIATOR DISPLAY | RISER ANNUNCIATOR |  | North | Edwards |  | LCD Annunciator |  |  |  | Module | TRUE | RLCD-F |  | LCD Ann, 4x20 LCD, w/common LEDs, white, French | 1 | 0.098 | 0.113 |  |  |  |  | FALSE | [5 empty] | #FFFF0000 | FA-NFPA 170 LCD ANNNUNCIATOR DISPLAY | 1 | FALSE | FALSE | FALSE | 257 | [8 empty] | 7,12,18 |  |  |  |  | FALSE
NFPA 170 SPEAKER WALL |  |  | North | Edwards |  | Speaker |  |  |  | Module | TRUE | 90243A-802-05-L | UL1480 HyperSpike LineWave Loudspeaker Array 4 Red | HyperSpike UL LineWave line array loudspeaker 4 Red | 1 | [12 empty] | #FF0070C0 | FA-NFPA 170 SPEAKER WALL | 1 | FALSE | FALSE | FALSE | 2021 | [16 empty] | X4
|  |  | North | Edwards |  | Hardware |  |  |  | Hardware | TRUE | 75122MPNxx |  | 12/2 Solid Red With colored tracer FPLP (Plenum) | 1 | [6 empty] | FALSE | [5 empty] | #FFFFFFFF |  |  | FALSE | FALSE | FALSE | [14 empty] | FALSE
|  |  | North | Edwards |  | Hardware |  |  |  | Hardware | TRUE | G1LK-B |  | Field replaceable lens kit, blue | 1 | [6 empty] | FALSE | [5 empty] | #FFFFFFFF |  |  | FALSE | FALSE | FALSE | [14 empty] | FALSE
|  |  | North | Edwards |  | Hardware |  |  |  | Hardware | TRUE | G4VRF-SP-CVR | ++ | Replacement Appliance Cover, Strobe, Red, FEUGO | 1 | [12 empty] | #FFFFFFFF |  |  | FALSE | FALSE | FALSE
|  |  | North | Edwards |  | Hardware |  |  |  | Hardware | TRUE | SD-PH |  | Protective Housing - for high humidity environments | 1 | [6 empty] | FALSE | [5 empty] | #FFFFFFFF |  |  | FALSE | FALSE | FALSE | [14 empty] | FALSE
|  |  | North | Edwards |  | Hardware |  |  |  | Hardware | TRUE | QSC-5-G-2-SP |  | OBSOLETE - FAP w/ 5 Option Card Spaces, Gray, Spanish, 230V | 1 | [6 empty] | FALSE | [5 empty] | #FFFFFFFF |  |  | FALSE | FALSE | FALSE | [14 empty] | FALSE
NFPA 170 FIRE ALARM CONTROL UNIT | RISER FACP |  | North | Edwards |  | Fire Alarm Control Unit |  |  |  | Assembly | TRUE | QS1-1-R-1 | ++ | Single Loop System. 1 option card space. Red enclosure, 115v transformer. | 1 | [6 empty] | FALSE | [5 empty] | #FFFF0000 | FA-NFPA 170 FIRE ALARM CONTROL UNIT | 1 | FALSE | FALSE | FALSE | [9 empty] | 7,12,26,33,40 |  |  |  |  | TRUE
|  |  | North | Edwards |  | Hardware |  |  |  | Hardware | TRUE | FW-ULVID3 |  | FireWorks FW-UL6W or FW-UL6S video card with 3 HDMI ports | 1 | [6 empty] | FALSE | [5 empty] | #FFFFFFFF |  |  | FALSE | FALSE | FALSE | [14 empty] | FALSE
|  |  | North | Edwards |  | Hardware |  |  |  | Hardware | TRUE | 4-CABLUSBSM | n | CABLE,USB 3.0 A-B MALE,SHORT | 1 | [12 empty] | #FFFFFFFF |  |  | FALSE | FALSE | FALSE
|  |  | North | Edwards |  | Hardware |  |  |  | Hardware | TRUE | MN-HSECCLD |  | ECC Replacement lower door. One used for MN-HS16 & MN-HS32 Series. Two used for MN-HS64 Series. | 1 | [6 empty] | FALSE | [5 empty] | #FFFFFFFF |  |  | FALSE | FALSE | FALSE | [14 empty] | FALSE
|  |  | North | Edwards |  | Hardware |  |  |  | Hardware | TRUE | 12V1A2 |  | Battery, 1.2AH | 1 | [6 empty] | FALSE | [5 empty] | #FFFFFFFF |  |  | FALSE | FALSE | FALSE | [14 empty] | FALSE
|  |  | North | Edwards |  | Hardware |  |  |  | Hardware | TRUE | MN-HS64SPKHRT1P |  | Tan HS Series 1280 Watt HPSA (1 of 5 Active Panels) replacement speaker head - complete | 1 | [6 empty] | FALSE | [5 empty] | #FFFFFFFF |  |  | FALSE | FALSE | FALSE | [14 empty] | FALSE
NFPA 170 DOOR HOLDER |  |  | North | Edwards |  | Door Holder |  |  |  | Module | TRUE | 1508-AQN5 |  | Surface, Wall Mount, 24Vac/dc or 120Vac | 1 | 0.015 | [5 empty] | FALSE | [5 empty] | #FFFF0000 | FA-NFPA 170 DOOR HOLDER | 1 | FALSE | FALSE | FALSE | 2500 | [13 empty] | FALSE
|  |  | North | Edwards | [5 empty] | Assembly | TRUE | QS4-5-G-1-SP |  | FAP w/ 5 Option Card Space, Gray, Spanish | 1 | [6 empty] | FALSE | [5 empty] | #FFFFFFFF |  |  | FALSE | FALSE | FALSE | [14 empty] | FALSE
|  |  | North | Edwards |  | Hardware |  |  |  | Hardware | TRUE | EVSC3R-44 |  | In-graphic 4-pos Rotary Switch, ALL wired, 4 points | 1 | [6 empty] | FALSE | [5 empty] | #FFFFFFFF |  |  | FALSE | FALSE | FALSE | [14 empty] | FALSE
|  |  | North | Edwards |  | Hardware |  |  |  | Hardware | TRUE | 3-TAMP5 |  | Cabinet Tamper Switch | 1 | [12 empty] | #FFFFFFFF |  |  | FALSE | FALSE | FALSE
NFPA 170 STROBE WALL |  |  | North | Edwards |  | Strobe |  |  |  | Module | TRUE | G1-VM |  | Wall Strobe, Switch Select 15, 30, 75, 110 cd, white | 1 | 0 | 0.255 |  |  |  |  | FALSE | [5 empty] | #FF0070C0 | FA-NFPA 170 STROBE WALL | 1 | FALSE | FALSE | FALSE | 2023 | [13 empty] | FALSE
NFPA 170 HORN |  |  | North | Edwards |  | Horn |  |  |  | Module | TRUE | G4ARF-SP |  | Wall horn, red, FUEGO | 1 | [6 empty] | FALSE |  | GRSW-10 |  |  |  | #FF0070C0 | FA-NFPA 170 HORN | 1 | FALSE | FALSE | FALSE | 2010 | [13 empty] | FALSE
NFPA 170 SMOKE DETECTOR |  |  | North | Edwards |  | Smoke Detector |  |  |  | Module | TRUE | SIGA-PS w/SIGA-SB BASE | ++ | Photoelectric Smoke Detector | 1 | 4.5e-05 | 4.5e-05 |  |  |  |  | FALSE | TRUE |  |  |  |  | #FFFF0000 | FA-NFPA 170 SMOKE DETECTOR | 1 | FALSE | FALSE | FALSE | 1408 | [13 empty] | FALSE
NFPA 170 SPEAKER STROBE CEILING |  |  | North | Edwards |  | Speaker/Strobe |  |  |  | Module | TRUE | GCWA-S2VMB |  | 25V Speaker/Strobe white, ALERT, Standard cd, blue | 1 | 0 | 0.168 |  |  |  |  | FALSE | TRUE |  |  |  |  | #FF0070C0 | FA-NFPA 170 SPEAKER STROBE CEILING | 1 | FALSE | FALSE | FALSE | 2020 | [13 empty] | FALSE |  |  | C
NFPA 170 SPEAKER STROBE CEILING |  |  | North | Edwards |  | Speaker/Strobe |  |  |  | Module | TRUE | 965-7A-4RW |  | 15/75cd Strobe, 4" Round Cone, 70V .25 .5, 1, 2w | 1 | [6 empty] | FALSE | TRUE |  |  |  |  | #FF0070C0 | FA-NFPA 170 SPEAKER STROBE CEILING | 1 | FALSE | FALSE | FALSE | 2020 | [13 empty] | FALSE |  |  | C
NFPA 170 SPEAKER STROBE CEILING |  |  | North | Edwards |  | Speaker/Strobe |  |  |  | Module | TRUE | GCSVHWN |  | Speaker/Strobe, Ceiling, White, None, High CD | 1 | [6 empty] | FALSE | TRUE |  |  |  |  | #FF0070C0 | FA-NFPA 170 SPEAKER STROBE CEILING | 1 | FALSE | FALSE | FALSE | 2020 | [13 empty] | FALSE |  |  | C
|  |  | North | Edwards |  | Cards & Components |  |  |  | Card | TRUE | 33-30436A |  | ASD Input Relay Card | 1 | [6 empty] | TRUE | [5 empty] | #FFFFFFFF |  |  | FALSE | FALSE | FALSE | [14 empty] | FALSE
|  |  | North | Edwards |  | Hardware |  |  |  | Hardware | TRUE | SIGA-TS4 |  | Trim Skirt / Ring, 4" Box | 1 | [6 empty] | FALSE | [5 empty] | #FFFFFFFF |  |  | FALSE | FALSE | FALSE | [14 empty] | FALSE
|  |  | North | Edwards |  | Cards & Components |  |  |  | Card | TRUE | 3-EVDVRA |  | Driver Module, 24 LEDs, 12 Switches /w cable for 3 party ann. | 1 | 0.005 | 0.005 |  |  |  |  | TRUE | [5 empty] | #FFFFFFFF |  |  | FALSE | FALSE | FALSE | [14 empty] | FALSE
NFPA 170 STROBE CEILING |  |  | North | Edwards |  | Strobe |  |  |  | Module | TRUE | GCVHWN |  | Strobe, running man, white, None, high cd | 1 | [6 empty] | FALSE | TRUE |  |  |  |  | #FF0070C0 | FA-NFPA 170 STROBE CEILING | 1 | FALSE | FALSE | FALSE | 2022 | [13 empty] | FALSE |  |  | C
NFPA 170 SPEAKER WALL |  |  | North | Edwards |  | Speaker |  |  |  | Module | TRUE | WGSWF | ++ | Outdoor rated speaker, wall, white, fire | 1 | [6 empty] | FALSE | FALSE |  |  |  |  | #FF0070C0 | FA-NFPA 170 SPEAKER WALL | 1 | FALSE | FALSE | FALSE | 2021 | [13 empty] | FALSE |  |  | WP
NFPA 170 SPEAKER STROBE CEILING |  |  | North | Edwards |  | Speaker/Strobe |  |  |  | Module | TRUE | GCWA-S7VMHA |  | 70V Speaker/Strobe white, ALERT, High cd, amber | 1 | 0 | 0.342 |  |  |  |  | FALSE | TRUE |  |  |  |  | #FF0070C0 | FA-NFPA 170 SPEAKER STROBE CEILING | 1 | FALSE | FALSE | FALSE | 2020 | [13 empty] | FALSE |  |  | C
|  |  | North | Edwards |  | Hardware |  |  |  | Hardware | TRUE | MN-HSBX1 |  | ECC Battery Extension enclosure (without batteries). Includes tamper switch, battery shelf and cabling. Can be mounted to the side or below the ECC primary battery enclosure. | 1 | [6 empty] | FALSE | [5 empty] | #FFFFFFFF |  |  | FALSE | FALSE | FALSE | [14 empty] | FALSE
NFPA 170 DOOR HOLDER |  |  | North | Edwards |  | Door Holder |  |  |  | Module | TRUE | 1501-AQN5 |  | Single, Floor Mount, 24Vac/dc or 120Vac | 1 | 0.015 | [5 empty] | FALSE | [5 empty] | #FFFF0000 | FA-NFPA 170 DOOR HOLDER | 1 | FALSE | FALSE | FALSE | 2500 | [13 empty] | FALSE
NFPA 170 HORN |  |  | North | Edwards |  | Horn |  |  |  | Module | TRUE | G4LFWF-H | + | Low Frequency(520hz) horn, White, FIRE | 1 | 0 | 0.16 |  |  |  |  | FALSE | [5 empty] | #FF0070C0 | FA-NFPA 170 HORN | 1 | FALSE | FALSE | FALSE | 2021 | [13 empty] | FALSE |  |  | LF
NFPA 170 HORN STROBE CEILING |  |  | North | Edwards |  | Horn/Strobe |  |  |  | Module | TRUE | GC-HDVMH |  | Temporal Horn-Strobe, running man, white, 95, 115, 150, 177 cd | 1 | 0 | 0.341 |  |  |  |  | FALSE | TRUE |  |  |  |  | #FF0070C0 | FA-NFPA 170 HORN STROBE CEILING | 1 | FALSE | FALSE | FALSE | 2013 | [13 empty] | FALSE |  |  | C
NFPA 170 STROBE WALL |  |  | North | Edwards |  | Strobe |  |  |  | Module | TRUE | 105DHISTC-FC |  | Explosionproof Strobe | 1 |  | 10.8 |  |  |  |  | TRUE | [5 empty] | #FF0070C0 | FA-NFPA 170 STROBE WALL | 1 | FALSE | FALSE | FALSE
|  |  | North | Edwards |  | Hardware |  |  |  | Hardware | TRUE | FW-10S |  | Ten Seat Web Client (Requires FW V1.6 (or later) and FW-1S) | 1 | [6 empty] | FALSE | [5 empty] | #FFFFFFFF |  |  | FALSE | FALSE | FALSE | [14 empty] | FALSE
NFPA 170 SPEAKER STROBE CEILING |  |  | North | Edwards |  | Speaker/Strobe |  |  |  | Module | TRUE | GCWA-S2VMA |  | 25V Speaker/Strobe white, ALERT, Standard cd, amber | 1 | 0 | 0.318 |  |  |  |  | FALSE | TRUE |  |  |  |  | #FF0070C0 | FA-NFPA 170 SPEAKER STROBE CEILING | 1 | FALSE | FALSE | FALSE | 2020 | [13 empty] | FALSE |  |  | C
NFPA 170 GRAPHIC ANNUNCIATOR PANEL | RISER ANNUNCIATOR |  | North | Edwards |  | Graphic Annunciator |  |  |  | Module | TRUE | FSCS-1 |  | Smoke Ctrl Graphic Annunciator 17.5"w x10.5"h viewing area | 1 | [6 empty] | FALSE | [5 empty] | #FFFF0000 | FA-NFPA 170 GRAPHIC ANNUNCIATOR PANEL | 1 | FALSE | FALSE | FALSE | 256 | [13 empty] | FALSE
|  |  | North | Edwards |  | Cards & Components |  |  |  | Card | TRUE | FSP1004G-2 Mainboard |  | Mainboard for FSP1004G-2 assembly | 1 | 0.145 | 0.25 |  |  |  |  | TRUE | [5 empty] | #FFFFFFFF |  |  | FALSE | FALSE | FALSE | [14 empty] | FALSE
NFPA 170 HORN STROBE |  |  | North | Edwards |  | Horn/Strobe |  |  |  | Module | TRUE | 757-7A-TW |  | 15/75cdWC Strobe, Horn 97 dbA Avg., White | 1 | [6 empty] | FALSE | [5 empty] | #FF0070C0 | FA-NFPA 170 HORN STROBE | 1 | FALSE | FALSE | FALSE | 2012 | [13 empty] | FALSE
NFPA 170 STROBE WALL |  |  | North | Edwards |  | Strobe |  |  |  | Module | TRUE | G4ERN-A |  | Strobe Expander, Red, no markings, amber | 1 | 0 | 0.294 |  |  |  |  | FALSE | [5 empty] | #FF0070C0 | FA-NFPA 170 STROBE WALL | 1 | FALSE | FALSE | FALSE | 2023 | [13 empty] | FALSE
NFPA 170 SMOKE DETECTOR |  |  | North | Edwards |  | Smoke Detector |  |  |  | Module | TRUE | 23901-00 |  | Prism - Beam Detector | 1 | [6 empty] | FALSE | TRUE |  |  |  |  | #FFFF0000 | FA-NFPA 170 SMOKE DETECTOR | 1 | FALSE | FALSE | FALSE | 1408 | [13 empty] | FALSE
|  |  | North | Edwards |  | Hardware |  |  |  | Hardware | TRUE | 3-TAMP |  | Cabinet Tamper Switch | 1 | [12 empty] | #FFFFFFFF |  |  | FALSE | FALSE | FALSE
NFPA 170 STROBE WALL |  |  | North | Edwards |  | Strobe |  |  |  | Module | TRUE | CS405-7A-T |  | Outdoor Strobe, 15/75cd, Red, Terminals | 1 | 0 | 0.15 |  |  |  |  | FALSE | FALSE |  |  |  |  | #FF0070C0 | FA-NFPA 170 STROBE WALL | 1 | FALSE | FALSE | FALSE | 2023 | [13 empty] | FALSE
NFPA 170 SPEAKER STROBE CEILING |  |  | North | Edwards |  | Speaker/Strobe |  |  |  | Module | TRUE | 965-3A-8SW |  | 30cd Strobe, 8" Square Cone, 70V .5, 1, 2, 4w | 1 | [6 empty] | FALSE | TRUE |  |  |  |  | #FF0070C0 | FA-NFPA 170 SPEAKER STROBE CEILING | 1 | FALSE | FALSE | FALSE | 2020 | [13 empty] | FALSE |  |  | C
NFPA 170 HORN STROBE |  |  | North | Edwards |  | Horn/Strobe |  |  |  | Module | TRUE | G4F-S7V1575 |  | 70V Speaker/Strobe, White, running man, FIRE, 15/75 cd | 1 | 0 | 0.078 |  |  |  |  | FALSE | [5 empty] | #FF0070C0 | FA-NFPA 170 HORN STROBE | 1 | FALSE | FALSE | FALSE | 2012 | [13 empty] | FALSE
NFPA 170 REMOTE ANNUNCIATOR | RISER ANNUNCIATOR |  | North | Edwards |  | Remote Annunciator |  |  |  | Assembly | TRUE | RLED24R |  | LED Ann, Y/R LEDs for 24 zones, red | 1 | [6 empty] | FALSE | [5 empty] | #FFFF0000 | FA-NFPA 170 REMOTE ANNUNCIATOR | 1 | FALSE | FALSE | FALSE | 255 | [8 empty] | 7,12,18 |  |  |  |  | TRUE
|  |  | North | Edwards |  | Hardware |  |  |  | Hardware | TRUE | CM10905 |  | 3/4" Red ABS 45° Elbow | 1 | [6 empty] | FALSE | [5 empty] | #FFFFFFFF |  |  | FALSE | FALSE | FALSE | [14 empty] | FALSE
|  |  | North | Edwards |  | Hardware |  |  |  | Hardware | TRUE | CM10954 |  | 3/4" Red ABS Pipe Clip | 1 | [6 empty] | FALSE | [5 empty] | #FFFFFFFF |  |  | FALSE | FALSE | FALSE | [14 empty] | FALSE
NFPA 170 STROBE WALL |  |  | North | Edwards |  | Strobe |  |  |  | Module | TRUE | 405-6A-TW |  | 60cdW, 30cdC Strobe, White, Terminals | 1 | [6 empty] | FALSE | FALSE |  |  |  |  | #FF0070C0 | FA-NFPA 170 STROBE WALL | 1 | FALSE | FALSE | FALSE | 2023 | [13 empty] | FALSE |  |  | C
|  |  | North | Edwards |  | Hardware |  |  |  | Hardware | TRUE | MN-TPBLK1 |  | TP Series Single circuit breaker lockout kit | 1 | [6 empty] | FALSE | [5 empty] | #FFFFFFFF |  |  | FALSE | FALSE | FALSE | [14 empty] | FALSE
NFPA 170 SMOKE DETECTOR |  |  | North | Edwards |  | Smoke Detector |  |  |  | Module | TRUE | EC2-OS w/EC2-RB BASE | + | Smoke detector, photoelectric, two-wire | 1 | 8.8e-05 | 0.06 |  |  |  |  | FALSE | TRUE |  |  |  |  | #FFFF0000 | FA-NFPA 170 SMOKE DETECTOR | 1 | FALSE | FALSE | FALSE | 1408 | [13 empty] | FALSE
|  |  | North | Edwards |  | Hardware |  |  |  | Hardware | TRUE | 3-CAB24DRL-E |  | Red Door Assembly for 3-CAB21, EN-54 | 1 | [12 empty] | #FFFFFFFF |  |  | FALSE | FALSE | FALSE
NFPA 170 STROBE WALL |  |  | North | Edwards |  | Strobe |  |  |  | Module | TRUE | G1WA-VMA |  | Strobe, white, ALERT, A, B, C, D cd, amber lens | 1 | 0 | 0.255 |  |  |  |  | FALSE | [5 empty] | #FF0070C0 | FA-NFPA 170 STROBE WALL | 1 | FALSE | FALSE | FALSE | 2023 | [13 empty] | FALSE
NFPA 170 STROBE WALL |  |  | North | Edwards |  | Strobe |  |  |  | Module | TRUE | G4SEWA-G |  | White Strobe Expander, White, ALERT Marking, Green Lens | 1 | [6 empty] | TRUE | [5 empty] | #FF0070C0 | FA-NFPA 170 STROBE WALL | 1 | FALSE | FALSE | FALSE
|  |  | North | Edwards |  | Cards & Components |  |  |  | Card | TRUE | FSP502G Mainboard |  | Mainboard for FSP502G assembly | 1 | 0.104 | 0.224 |  |  |  |  | TRUE | [5 empty] | #FFFFFFFF |  |  | FALSE | FALSE | FALSE | [14 empty] | FALSE
NFPA 170 SPEAKER STROBE CEILING |  |  | North | Edwards |  | Speaker/Strobe |  |  |  | Module | TRUE | GCHFWA-S2VMC |  | 25V Ceiling Speaker/Strobe, White, 15, 30, 75, 95 cd, ALERT | 1 | 0 | 0.318 |  |  |  |  | FALSE | TRUE |  |  |  |  | #FF0070C0 | FA-NFPA 170 SPEAKER STROBE CEILING | 1 | FALSE | FALSE | FALSE | 2020 | [13 empty] | FALSE |  |  | C
|  |  | North | Edwards |  | Cards & Components |  |  |  | Card | TRUE | 4-NET-TP | + | Twisted Pair SFP network controller | 1 | 0.032 | 0.032 |  |  |  |  | TRUE | [5 empty] | #FFFFFFFF |  |  | FALSE | FALSE | FALSE
|  |  | North | Edwards |  | Hardware |  |  |  | Hardware | TRUE | MN-TP1201P |  | TP Series 120V AC line transient protector module | 1 | [6 empty] | FALSE | [5 empty] | #FFFFFFFF |  |  | FALSE | FALSE | FALSE | [14 empty] | FALSE
|  |  | North | Edwards |  | Hardware |  |  |  | Hardware | TRUE | 3-XFP |  | Filler Plate for Inner Door to Cover Chassis Space | 1 | [6 empty] | FALSE | [5 empty] | #FFFFFFFF |  |  | FALSE | FALSE | FALSE | [14 empty] | FALSE
NFPA 170 AIR SAMPLING DETECTION PIPING |  |  | North | Edwards |  | Air Sampling Detection |  |  |  | Assembly | TRUE | 9-30721-KFB |  | ReadySET detector with communication card | 1 | [6 empty] | FALSE | [5 empty] | #FFFF0000 | FA-NFPA 170 AIR SAMPLING DETECTION PIPING | 1 | FALSE | FALSE | FALSE | 5010 | [8 empty] | 7,12,18 |  |  |  |  | TRUE
NFPA 170 SMOKE DETECTOR |  |  | North | Edwards |  | Smoke Detector |  |  |  | Module | TRUE | SIGA-IPHSB w/SIGA-RB BASE | ++ | 4D Multisensor Detector, Black | 1 | 4.5e-05 | 4.5e-05 |  |  |  |  | FALSE | TRUE |  |  |  |  | #FFFF0000 | FA-NFPA 170 SMOKE DETECTOR | 1 | FALSE | FALSE | FALSE | 1408 | [13 empty] | FALSE
|  |  | North | Edwards |  | Hardware |  |  |  | Hardware | TRUE | 2-LSRA-C |  | OBSOLETE - LCD Annunciator /w FA controls, EST2 | 1 | [6 empty] | FALSE | [5 empty] | #FFFFFFFF |  |  | FALSE | FALSE | FALSE | [14 empty] | FALSE
NFPA 170 NOTIFICATION CIRCUIT EXTENDER PANEL | RISER NAC |  | North | Edwards |  | Notification Circuit Extender Panel |  |  |  | Assembly | TRUE | APS10A |  | Remote Auxiliary/Booster Power Supply, 10A, 120Vac, Red | 1 | [6 empty] | FALSE | [5 empty] | #FFFF0000 | FA-NFPA 170 NOTIFICATION CIRCUIT EXTENDER PANEL | 1 | FALSE | FALSE | FALSE | 212 | [8 empty] | 7,12,18,65 |  |  |  |  | TRUE
NFPA 170 SPEAKER WALL |  |  | North | Edwards |  | Speaker |  |  |  | Module | TRUE | 5553-25/70-G | + | Series Adaptatone Millennium Speaker, Hazardous Location | 1 | [6 empty] | FALSE | [5 empty] | #FF0070C0 | FA-NFPA 170 SPEAKER WALL | 1 | FALSE | FALSE | FALSE | 2021 | [13 empty] | FALSE |  |  | HZ
|  |  | North | Edwards |  | Hardware |  |  |  | Hardware | TRUE | MN-GVSP1 |  | HPSA 2-piece steel pole | 1 | [6 empty] | FALSE | [5 empty] | #FFFFFFFF |  |  | FALSE | FALSE | FALSE | [14 empty] | FALSE
NFPA 170 SPEAKER STROBE CEILING |  |  | North | Edwards |  | Speaker/Strobe |  |  |  | Module | TRUE | GCHFRF-S7VMC |  | 70V Ceiling Speaker/Strobe,red, 15, 30, 75, 95 cd,FIRE | 1 | 0 | 0.168 |  |  |  |  | FALSE | TRUE |  |  |  |  | #FF0070C0 | FA-NFPA 170 SPEAKER STROBE CEILING | 1 | FALSE | FALSE | FALSE | 2020 | [13 empty] | FALSE |  |  | C
NFPA 170 NOTIFICATION CIRCUIT EXTENDER PANEL | RISER NAC |  | North | Edwards |  | Notification Circuit Extender Panel |  |  |  | Assembly | TRUE | BPS6A |  | Remote Booster Power Supply, 6.5A, 120Vac, red | 1 | [6 empty] | FALSE | [5 empty] | #FFFF0000 | FA-NFPA 170 NOTIFICATION CIRCUIT EXTENDER PANEL | 1 | FALSE | FALSE | FALSE | 212 | [8 empty] | 7,12,18,65 |  |  |  |  | TRUE
|  |  | North | Edwards |  | Hardware |  |  |  | Hardware | TRUE | QS1-1-G-2 |  | OBSOLETE - FAP w/ 1 Option Card Space, Gray, 230V | 1 | [6 empty] | FALSE | [5 empty] | #FFFFFFFF |  |  | FALSE | FALSE | FALSE | [14 empty] | FALSE
NFPA 170 HORN |  |  | North | Edwards |  | Horn |  |  |  | Module | TRUE | WGAWN | ++ | Outdoor rated horn, white, none | 1 | [6 empty] | FALSE | [5 empty] | #FF0070C0 | FA-NFPA 170 HORN | 1 | FALSE | FALSE | FALSE | 2010 | [13 empty] | FALSE |  |  | WP
NFPA 170 SPEAKER STROBE |  |  | North | Edwards |  | Speaker/Strobe |  |  |  | Module | TRUE | G4HFWA-S7VMC |  | 70V Speaker/Strobe, White, ALERT 15, 30, 75, 110 cd, Clear | 1 | 0 | 0.078 |  |  |  |  | FALSE | [5 empty] | #FF0070C0 | FA-NFPA 170 SPEAKER STROBE | 1 | FALSE | FALSE | FALSE | 2019 | [13 empty] | FALSE
NFPA 170 SYNC MODULE |  |  | North | Edwards |  | Sync Module |  |  |  | Module | TRUE | G1M-RM |  | Precision Sychronization Module - Remote Mount, 1 Gang | 1 | [6 empty] | FALSE | [5 empty] | #FFFF0000 | FA-NFPA 170 SYNC MODULE | 1 | FALSE | FALSE | FALSE | 1300 | [13 empty] | FALSE
NFPA 170 STROBE WALL |  |  | North | Edwards |  | Strobe |  |  |  | Module | TRUE | 202-7A-TW |  | 15/75cdW, 60cdC Strobe, White, Terminals | 1 | [6 empty] | FALSE | TRUE |  |  |  |  | #FF0070C0 | FA-NFPA 170 STROBE WALL | 1 | FALSE | FALSE | FALSE | 2023 | [13 empty] | FALSE |  |  | C
|  |  | North | Edwards |  | Hardware |  |  |  | Hardware | TRUE | 4-8ANNMT | + | Wallbox, Surface/Flush Mounting | 1 | [6 empty] | FALSE | [5 empty] | #FFFFFFFF |  |  | FALSE | FALSE | FALSE | [14 empty] | FALSE
|  |  | North | Edwards |  | Hardware |  |  |  | Hardware | TRUE | MN-FNSGBDSM70K |  | SFP. Single mode fiber, GB, 0m to 70km, 17.2 dB fiber budget, 1550nm | 1 | [6 empty] | FALSE | [5 empty] | #FFFFFFFF |  |  | FALSE | FALSE | FALSE | [14 empty] | FALSE
|  |  | North | Edwards |  | Hardware |  |  |  | Hardware | TRUE | 3-CHASS4 |  | Chassis Ass'y for REMIC & 4 LRMs | 1 | [6 empty] | FALSE | [5 empty] | #FFFFFFFF |  |  | FALSE | FALSE | FALSE | [14 empty] | FALSE
NFPA 170 SPEAKER STROBE CEILING |  |  | North | Edwards |  | Speaker/Strobe |  |  |  | Module | TRUE | GCSVWN |  | Speaker/Strobe, Ceiling, White, None | 1 | [6 empty] | FALSE | TRUE |  |  |  |  | #FF0070C0 | FA-NFPA 170 SPEAKER STROBE CEILING | 1 | FALSE | FALSE | FALSE | 2020 | [13 empty] | FALSE |  |  | C
|  |  | North | Edwards |  | Hardware |  |  |  | Hardware | TRUE | QSC-12-R-1-FR |  | OBSOLETE - FAP w/ 12 Option Card Spaces, Red, French | 1 | [6 empty] | FALSE | [5 empty] | #FFFFFFFF |  |  | FALSE | FALSE | FALSE | [14 empty] | FALSE
NFPA 170 SMOKE HEAT DETECTOR |  |  | North | Edwards |  | Smoke/Heat Detector |  |  |  | Module | TRUE | SIGA-PHD w/SIGA-SB BASE | ++ | Photoelectric smoke and heat detector, 135F w/15F/min ROR | 1 | 5.1e-05 | 6.8e-05 |  |  |  |  | FALSE | TRUE |  |  |  |  | #FFFF0000 | FA-NFPA 170 SMOKE HEAT DETECTOR | 1 | FALSE | FALSE | FALSE | 1408 | [13 empty] | FALSE
|  |  | North | Edwards |  | Hardware |  |  |  | Hardware | TRUE | QS8-5-G-2E-SP |  | OBSOLETE - FAP w/ 5 Option Card Space, Gray, EN-54, Spanish, 230V | 1 | [6 empty] | FALSE | [5 empty] | #FFFFFFFF |  |  | FALSE | FALSE | FALSE | [14 empty] | FALSE
|  |  | North | Edwards |  | Hardware |  |  |  | Hardware | TRUE | 451602SDB |  | 16/2 Stranded,OS,Twisted Direct Buried (DB) | 1 | [6 empty] | FALSE | [5 empty] | #FFFFFFFF |  |  | FALSE | FALSE | FALSE | [14 empty] | FALSE
NFPA 170 HORN STROBE CEILING |  |  | North | Edwards |  | Horn/Strobe |  |  |  | Module | TRUE | GCWA-HDVMR |  | MNEC Horn-Strobe, white, ALERT, 15-95 cd, red | 1 | 0 | 0.18 |  |  |  |  | FALSE | TRUE |  |  |  |  | #FF0070C0 | FA-NFPA 170 HORN STROBE CEILING | 1 | FALSE | FALSE | FALSE | 2013 | [13 empty] | FALSE |  |  | C
NFPA 170 MANUAL PULL |  |  | North | Edwards |  | Manual Station |  |  |  | Module | TRUE | MPSR1-D45W-GE |  | Wpf, Single Action Station, DPDT, Cat 45 key reset | 1 | [6 empty] | FALSE | [5 empty] | #FFFF0000 | FA-NFPA 170 MANUAL PULL | 1 | FALSE | FALSE | FALSE | 957 | [13 empty] | FALSE |  |  | WP
NFPA 170 FIRE ALARM CONTROL UNIT | RISER FACP |  | North | Edwards |  | Fire Alarm Control Unit |  |  |  | Assembly | TRUE | FSP1004G |  | FACP - 10 Cl 'B' IDCs, 4 Cl 'B' NACs, 120V, Gray | 1 | [6 empty] | FALSE | [5 empty] | #FFFF0000 | FA-NFPA 170 FIRE ALARM CONTROL UNIT | 1 | FALSE | FALSE | FALSE | 202 | [8 empty] | 7,12,18 |  |  |  |  | TRUE
|  |  | North | Edwards |  | Hardware |  |  |  | Hardware | TRUE | MN-HS32SPKHRG3P |  | 1920 Watt HPSA (3 of 5 Active Panels) replacement speaker head - complete | 1 | [6 empty] | FALSE | [5 empty] | #FFFFFFFF |  |  | FALSE | FALSE | FALSE | [14 empty] | FALSE
NFPA 170 SPEAKER STROBE |  |  | North | Edwards |  | Speaker/Strobe |  |  |  | Module | TRUE | G4HFRN-S7VMC |  | 70V Speaker/Strobe, Red,15, 30, 75, 110 cd | 1 | 0 | 0.078 |  |  |  |  | FALSE | [5 empty] | #FF0070C0 | FA-NFPA 170 SPEAKER STROBE | 1 | FALSE | FALSE | FALSE | 2019 | [13 empty] | FALSE
|  |  | North | Edwards |  | Cards & Components |  |  |  | Card | TRUE | iO64G-2-PG Mainboard |  | Mainboard for iO64G-2-PG assembly | 1 | 0.155 | 0.204 | 3.75 |  |  |  | TRUE | [5 empty] | #FFFFFFFF |  |  | FALSE | FALSE | FALSE | [14 empty] | FALSE
NFPA 170 HEAT DETECTOR |  |  | North | Edwards |  | Heat Detector |  |  |  | Module | TRUE | SIGA-HRD w/SIGA-IB BASE | ++ | Intelligent fixed temperature/Rate-of-rise heat detector, Isolator Detector Base | 1 | 5.1e-05 | 6.8e-05 |  |  |  |  | FALSE | [5 empty] | #FFFF0000 | FA-NFPA 170 HEAT DETECTOR | 1 | FALSE | FALSE | FALSE | 1403 | [13 empty] | FALSE
NFPA 170 SPEAKER STROBE |  |  | North | Edwards |  | Speaker/Strobe |  |  |  | Module | TRUE | 757-3A-RS70 |  | 30cdW, 15cdC Strobe, Re-Ent Speaker, 70V 2, 4, 8, 15w | 1 | [6 empty] | FALSE | [5 empty] | #FF0070C0 | FA-NFPA 170 SPEAKER STROBE | 1 | FALSE | FALSE | FALSE | 2019 | [13 empty] | FALSE
|  |  | North | Edwards |  | Cards & Components |  |  |  | Card | TRUE | MN-FVPN |  | VoIP Unit, audio encoder/decoder | 1 | 0.089 | 0.089 |  |  |  |  | TRUE | [5 empty] | #FFFFFFFF |  |  | FALSE | FALSE | FALSE | [14 empty] | FALSE
NFPA 170 STROBE WALL |  |  | North | Edwards |  | Strobe |  |  |  | Module | TRUE | GL1RF-VMC |  | Strobe, red, FIRE , LED , 15-110 cd, clear lens. | 1 | 0 | 0.115 |  |  |  |  | FALSE | [5 empty] | #FF0070C0 | FA-NFPA 170 STROBE WALL | 1 | FALSE | FALSE | FALSE | 2023 | [13 empty] | FALSE
|  |  | North | Edwards |  | Hardware |  |  |  | Hardware | TRUE | 2-SPRC2 |  | OBSOLETE - Replacement Smoke Chambers (for SIGA2-PCOS) | 1 | [6 empty] | FALSE | [5 empty] | #FFFFFFFF |  |  | FALSE | FALSE | FALSE | [14 empty] | FALSE
NFPA 170 STROBE WALL |  |  | North | Edwards |  | Strobe |  |  |  | Module | TRUE | 116DEGEXG-FJ |  | Explosionproof Strobe - Genesis synchronization GREEN LENS | 1 | 0 | 0.505 |  |  |  |  | FALSE | [5 empty] | #FF0070C0 | FA-NFPA 170 STROBE WALL | 1 | FALSE | FALSE | FALSE | 2023 | [13 empty] | FALSE |  |  | EXP
|  |  | North | Edwards |  | Hardware |  |  |  | Hardware | TRUE | RSAN-6 |  | Rack Mounting Frame for SAN Modules | 1 | [6 empty] | FALSE | [5 empty] | #FFFFFFFF |  |  | FALSE | FALSE | FALSE | [14 empty] | FALSE
NFPA 170 SPEAKER STROBE CEILING |  |  | North | Edwards |  | Speaker/Strobe |  |  |  | Module | TRUE | GCHFWN-S2VMC |  | 25V Ceiling Speaker/Strobe,White, 15, 30, 75, 95 cd | 1 | 0 | 0.168 |  |  |  |  | FALSE | TRUE |  |  |  |  | #FF0070C0 | FA-NFPA 170 SPEAKER STROBE CEILING | 1 | FALSE | FALSE | FALSE | 2020 | [13 empty] | FALSE |  |  | C
|  |  | North | Edwards |  | Hardware |  |  |  | Hardware | TRUE | G4ARN-CVR | ++ | Replacement Appliance Cover, Horn, Red, None | 1 | [12 empty] | #FFFFFFFF |  |  | FALSE | FALSE | FALSE
|  |  | North | Edwards |  | Cards & Components |  |  |  | Card | TRUE | MN-HS64T3P |  | 3840 Watt Non-Omni directional HPSA Assembly (3 of 5 Active Panels) with lockable NEMA 4 amplifier, 110V/60 Hz. inverter/battery charger and electronics enclosure, lockable NEMA 4 battery enclosure (w/o batteries). Enclosures equipped with tamper switches. AC powered amplifier with DC backup. Edwards hard-wire interface included. Batteries and accessories are ordered separately. Tan colored speaker head. | 1 | [6 empty] | TRUE | [5 empty] | #FFFFFFFF |  |  | FALSE | FALSE | FALSE | [14 empty] | FALSE
170 BASIC SHAPE |  |  | North | Edwards |  | Miscellaneous |  |  |  | Assembly | TRUE | 3-CAB5R |  | Complete Cabinet /w 5 LRM Spaces, Red | 1 | [6 empty] | FALSE | [5 empty] | #FFFF0000 | FA-170 BASIC SHAPE | 1 | FALSE | FALSE | FALSE | [14 empty] | TRUE
NFPA 170 SPEAKER STROBE CEILING |  |  | North | Edwards |  | Speaker/Strobe |  |  |  | Module | TRUE | GCHFWN-S2VMA |  | 25V Ceiling Speaker/Strobe, White, 15, 30, 75, 95 cd, AMBER | 1 | 0 | 0.318 |  |  |  |  | FALSE | TRUE |  |  |  |  | #FF0070C0 | FA-NFPA 170 SPEAKER STROBE CEILING | 1 | FALSE | FALSE | FALSE | 2020 | [13 empty] | FALSE |  |  | C
|  |  | North | Edwards |  | Cards & Components |  |  |  | Card | TRUE | PS10-4B |  | Power Supply | 1 | 0.088 | 0.169 |  |  |  |  | FALSE | [5 empty] | #FFFFFFFF |  |  | FALSE | FALSE | FALSE | [14 empty] | FALSE
NFPA 170 STROBE CEILING |  |  | North | Edwards |  | Strobe |  |  |  | Module | TRUE | GCVWF |  | Strobe, running man, white, fire | 1 | [6 empty] | FALSE | TRUE |  |  |  |  | #FF0070C0 | FA-NFPA 170 STROBE CEILING | 1 | FALSE | FALSE | FALSE | 2022 | [13 empty] | FALSE |  |  | C
|  |  | North | Edwards |  | Cards & Components |  |  |  | Card | TRUE | 4-NET-AD | + | Network Expander Module | 1 | 0.092 | 0.092 |  |  |  |  | TRUE | [5 empty] | #FFFFFFFF |  |  | FALSE | FALSE | FALSE
NFPA 170 SPEAKER WALL |  |  | North | Edwards |  | Speaker |  |  |  | Module | TRUE | 757-1A-R25W | + | Re-Entrant Speaker, 25V 2, 4, 8, 15w | 1 | [6 empty] | FALSE | [5 empty] | #FF0070C0 | FA-NFPA 170 SPEAKER WALL | 1 | FALSE | FALSE | FALSE | 2021 | [13 empty] | FALSE
NFPA 170 NON ADDRESSABLE RELAY |  |  | North | Edwards |  | Non-Addressable Relay |  |  |  | Module | TRUE | 6554-1 |  | Auxiliary Relay - 120Vac, 2 gang | 1 | [6 empty] | FALSE | [5 empty] | #FFFF0000 | FA-NFPA 170 NON ADDRESSABLE RELAY | 1 | FALSE | FALSE | FALSE | 1300 | [13 empty] | FALSE
NFPA 170 HORN STROBE |  |  | North | Edwards |  | Horn/Strobe |  |  |  | Module | TRUE | WGAVWA | ++ | Outdoor rated horn-strobe, white, alert | 1 | [6 empty] | FALSE | [5 empty] | #FF0070C0 | FA-NFPA 170 HORN STROBE | 1 | FALSE | FALSE | FALSE | 2012 | [13 empty] | FALSE |  |  | WP
|  |  | North | Edwards |  | Hardware |  |  |  | Hardware | TRUE | STI-6583 |  | Heater 8 Watts, 24Vac, use 598 or 599 transformer | 1 | [6 empty] | FALSE | [5 empty] | #FFFFFFFF |  |  | FALSE | FALSE | FALSE | [14 empty] | FALSE
|  |  | North | Edwards |  | Cards & Components |  |  |  | Card | TRUE | 598 |  | Transformer - Class 2, 120 Vac / 24 Vac - 30VA | 1 | [6 empty] | TRUE | [5 empty] | #FFFFFFFF |  |  | FALSE | FALSE | FALSE | [14 empty] | FALSE
|  |  | North | Edwards |  | Hardware |  |  |  | Hardware | TRUE | FW-RCZZUP |  | UPGRADE Non-Redundant CLIENT to Redundant CLIENT upgrade | 1 | [6 empty] | FALSE | [5 empty] | #FFFFFFFF |  |  | FALSE | FALSE | FALSE | [14 empty] | FALSE
NFPA 170 SMOKE HEAT DETECTOR |  |  | North | Edwards |  | Smoke/Heat Detector |  |  |  | Module | TRUE | SIGA-OSHD w/SIGA-RB BASE | ++ | Multisensor Smoke and Heat Detector | 1 | 3.2e-05 | 4.5e-05 |  |  |  |  | FALSE | TRUE |  |  |  |  | #FFFF0000 | FA-NFPA 170 SMOKE HEAT DETECTOR | 1 | FALSE | FALSE | FALSE | 1408 | [13 empty] | FALSE
|  |  | North | Edwards |  | Hardware |  |  |  | Hardware | TRUE | FW-RS15UP |  | UPGRADE 15 Seat Non-Redundant SERVER to 15 seat redundant SERVER cluster. | 1 | [6 empty] | FALSE | [5 empty] | #FFFFFFFF |  |  | FALSE | FALSE | FALSE | [14 empty] | FALSE
NFPA 170 HORN CEILING |  |  | North | Edwards |  | Horn |  |  |  | Module | TRUE | GCARN |  | Horn, running man, red, none, 15, 30, 75. 95 CD | 1 | [6 empty] | FALSE | TRUE |  |  |  |  | #FF0070C0 | FA-NFPA 170 HORN CEILING | 1 | FALSE | FALSE | FALSE | 2011 | [13 empty] | FALSE
NFPA 170 HORN STROBE |  |  | North | Edwards |  | Horn/Strobe |  |  |  | Module | TRUE | GL1WN-HDVMC |  | Temporal Horn-Strobe, white, 15, 30, 75, 110 cd | 1 | 0 | 0.125 |  |  |  |  | FALSE | [5 empty] | #FF0070C0 | FA-NFPA 170 HORN STROBE | 1 | FALSE | FALSE | FALSE | 2012 | [13 empty] | FALSE
|  |  | North | Edwards |  | Hardware |  |  |  | Hardware | TRUE | 3-CAB24DL-E |  | Door Assembly for 3-CAB21, EN-54 | 1 | [12 empty] | #FFFFFFFF |  |  | FALSE | FALSE | FALSE
|  |  | North | Edwards |  | Cards & Components |  |  |  | Card | TRUE | API-8/232ME |  | Alphanumeric Pager Interface | 1 | [6 empty] | TRUE | [5 empty] | #FFFFFFFF |  |  | FALSE | FALSE | FALSE | [14 empty] | FALSE
|  |  | North | Edwards |  | Hardware |  |  |  | Hardware | TRUE | QSC-12-G-2E-PGE |  | OBSOLETE - FAP w/ 12 Option Card Spaces, Gray, EN-54, Portugues, 230V | 1 | [6 empty] | FALSE | [5 empty] | #FFFFFFFF |  |  | FALSE | FALSE | FALSE | [14 empty] | FALSE
|  |  | North | Edwards |  | Hardware |  |  |  | Hardware | TRUE | MN-HSHHPSTRP1 |  | Hand-held portable amplified loudspeaker system tripod assembly. | 1 | [6 empty] | FALSE | [5 empty] | #FFFFFFFF |  |  | FALSE | FALSE | FALSE | [14 empty] | FALSE
NFPA 170 AMPLIFIER RACK | RISER AMP |  | North | Edwards |  | Amplifier |  |  |  | Assembly | TRUE | ANS100MDR2 |  | 100W Audio Notification Panel, Red | 1 | [6 empty] | FALSE | [5 empty] | #FFFF0000 | FA-NFPA 170 AMPLIFIER RACK | 1 | FALSE | FALSE | FALSE | 300 | [8 empty] | 7,12,18 |  |  |  |  | TRUE
NFPA 170 SMOKE DETECTOR |  |  | North | Edwards |  | Smoke Detector |  |  |  | Module | TRUE | SIGA-IS w/SIGA-AB4G BASE | ++ | Ionization Smoke Detector | 1 | 4.5e-05 | 4.5e-05 |  |  |  |  | FALSE | TRUE |  |  |  |  | #FFFF0000 | FA-NFPA 170 SMOKE DETECTOR | 1 | FALSE | FALSE | FALSE | 1408 | [13 empty] | FALSE
NFPA 170 LCD ANNNUNCIATOR DISPLAY | RISER ANNUNCIATOR |  | North | Edwards |  | LCD Annunciator |  |  |  | Module | TRUE | 3-4ANN | ++ | Four Position Base Annunciator | 1 | 0.164 | 0.164 |  |  |  |  | FALSE | [5 empty] | #FFFF0000 | FA-NFPA 170 LCD ANNNUNCIATOR DISPLAY | 1 | FALSE | FALSE | FALSE | 257 | [8 empty] | 7,12,18 |  |  |  |  | FALSE
|  |  | North | Edwards |  | Hardware |  |  |  | Hardware | TRUE | MN-HS64SPKHRG2P |  | 2560 Watt HPSA (2 of 5 Active Panels) replacement speaker head - complete | 1 | [6 empty] | FALSE | [5 empty] | #FFFFFFFF |  |  | FALSE | FALSE | FALSE | [14 empty] | FALSE
NFPA 170 HORN STROBE CEILING |  |  | North | Edwards |  | Horn/Strobe |  |  |  | Module | TRUE | WG4RF-HVMHC (C) |  | Outdoor horn-strobe, red FIRE marking, candela, clear lens | 1 | 0 | 0.24 |  |  |  |  | FALSE | TRUE |  |  |  |  | #FF0070C0 | FA-NFPA 170 HORN STROBE CEILING | 1 | FALSE | FALSE | FALSE | 2013 | [13 empty] | FALSE |  |  | C, WP
|  |  | North | Edwards |  | Cards & Components |  |  |  | Card | TRUE | PS6 |  | Power Supply Card | 1 | 0.072 | 0.096 | 6 |  |  |  | TRUE | [5 empty] | #FFFFFFFF |  |  | FALSE | FALSE | FALSE | [14 empty] | FALSE
|  |  | North | Edwards |  | Hardware |  |  |  | Hardware | TRUE | 4X-LKR |  | Russian Template | 1 | [6 empty] | FALSE | [5 empty] | #FFFFFFFF |  |  | FALSE | FALSE | FALSE | [14 empty] | FALSE
|  |  | North | Edwards |  | Hardware |  |  |  | Hardware | TRUE | MN-TPRJ45STD |  | TP Series RJ45 transient protector module | 1 | [6 empty] | FALSE | [5 empty] | #FFFFFFFF |  |  | FALSE | FALSE | FALSE | [14 empty] | FALSE
170 BASIC SHAPE |  |  | North | Edwards |  | Miscellaneous |  |  |  | Assembly | TRUE | 3-CAB14B-E |  | Back Box /w 14 LRM Space w/o Door, EN-54 | 1 | [12 empty] | #FFFF0000 | FA-170 BASIC SHAPE | 1 | FALSE | FALSE | FALSE | [14 empty] | TRUE
|  |  | North | Edwards |  | Cards & Components |  |  |  | Card | TRUE | KPDISP |  | Keypad and Liquid Crystal Display | 1 | 0.095 | 0.095 |  |  |  |  | TRUE | [5 empty] | #FFFFFFFF |  |  | FALSE | FALSE | FALSE | [14 empty] | FALSE
|  |  | North | Edwards |  | Hardware |  |  |  | Hardware | TRUE | QSA-2-S-VR |  | OBSOLETE - Key Locked Door, Surface for 2 Ann. Option Space | 1 | [6 empty] | FALSE | [5 empty] | #FFFFFFFF |  |  | FALSE | FALSE | FALSE | [14 empty] | FALSE
|  |  | North | Edwards |  | Cards & Components |  |  |  | Card | TRUE | 3-BBC/M-230-E | n | Booster Power Supply 230V, EN-54 Compliance, w/ Charger | 1 | 0.07 | 0.07 |  |  |  |  | TRUE | [5 empty] | #FFFFFFFF |  |  | FALSE | FALSE | FALSE
|  |  | North | Edwards |  | Cards & Components |  |  |  | Card | TRUE | FHSD8320-ULF Main Card | ++ | LaserSense Modulaser - Command display module main card | 1 | [6 empty] | TRUE | [5 empty] | #FFFFFFFF |  |  | FALSE | FALSE | FALSE
|  |  | North | Edwards |  | Cards & Components |  |  |  | Card | TRUE | SDR-32 |  | 32 Open Collector Mod for LEDs /w cover | 1 | [6 empty] | TRUE | [5 empty] | #FFFFFFFF |  |  | FALSE | FALSE | FALSE | [14 empty] | FALSE
|  |  | North | Edwards |  | Cards & Components |  |  |  | Card | TRUE | 3-RS485B |  | Network Communication Card, Class B | 1 | 0.098 | 0.098 |  |  |  |  | TRUE | [5 empty] | #FFFFFFFF |  |  | FALSE | FALSE | FALSE | [14 empty] | FALSE
NFPA 170 HEAT DETECTOR |  |  | North | Edwards |  | Heat Detector |  |  |  | Module | TRUE | 302-EPM-135 |  | Heat Detector, rate comp, 135F 57.2C, requires JALX11 | 1 | [6 empty] | FALSE | [5 empty] | #FFFF0000 | FA-NFPA 170 HEAT DETECTOR | 1 | FALSE | FALSE | FALSE | 1403 | [13 empty] | FALSE
|  |  | North | Edwards |  | Hardware |  |  |  | Hardware | TRUE | MN-HSECCACB20 |  | ECC Replacement AC Circuit breaker - 20 Amp | 1 | [6 empty] | FALSE | [5 empty] | #FFFFFFFF |  |  | FALSE | FALSE | FALSE | [14 empty] | FALSE
NFPA 170 AMPLIFIER RACK | RISER AMP |  | North | Edwards |  | Cards & Components |  |  |  | Module | TRUE | 1B3-125-240 | ++ | 120 Watt Amplifier, 240VAC | 1 |  | 11.5 |  | 125 |  |  | TRUE | [5 empty] | #FFFF0000 | FA-NFPA 170 AMPLIFIER RACK | 1 | FALSE | FALSE | FALSE | [14 empty] | TRUE
NFPA 170 SMOKE DETECTOR |  |  | North | Edwards |  | Smoke Detector |  |  |  | Module | TRUE | TS7-2 |  | 2W Smoke Detector 12/24Vdc, 711U head /w 701U base | 1 |  | 0.06 |  |  |  |  | FALSE | TRUE |  |  |  |  | #FFFF0000 | FA-NFPA 170 SMOKE DETECTOR | 1 | FALSE | FALSE | FALSE | 1408 | [13 empty] | FALSE
|  |  | North | Edwards |  | Hardware |  |  |  | Hardware | TRUE | EVSC3-21 |  | In-graphic 2-pos Toggle Switch, ON wired, 1 point | 1 | [6 empty] | FALSE | [5 empty] | #FFFFFFFF |  |  | FALSE | FALSE | FALSE | [14 empty] | FALSE
|  |  | North | Edwards |  | Cards & Components |  |  |  | Card | TRUE | FSB-PCLW |  | EST3 to LonWorks Communications Bridge | 1 | 0.5 | 0.5 |  |  |  |  | TRUE | [5 empty] | #FFFFFFFF |  |  | FALSE | FALSE | FALSE | [14 empty] | FALSE
|  |  | North | Edwards |  | Hardware |  |  |  | Hardware | TRUE | 180100 |  | 18/2 Solid Twisted Direct Buried (DB) | 1 | [6 empty] | FALSE | [5 empty] | #FFFFFFFF |  |  | FALSE | FALSE | FALSE | [14 empty] | FALSE
NFPA 170 SPEAKER STROBE CEILING |  |  | North | Edwards |  | Speaker/Strobe |  |  |  | Module | TRUE | GCHFWN-S2VMAH |  | 25V Speaker/Strobe, White, 95, 115, 150, 177 cd, AMBER | 1 | 0 | 0.342 |  |  |  |  | FALSE | TRUE |  |  |  |  | #FF0070C0 | FA-NFPA 170 SPEAKER STROBE CEILING | 1 | FALSE | FALSE | FALSE | 2020 | [13 empty] | FALSE |  |  | C
NFPA 170 FIRE PHONE |  |  | North | Edwards |  | Fire Phone |  |  |  | Module | TRUE | 6830-3 |  | Portable Handset, Black, /w 5' coiled cord & plug | 1 | [6 empty] | FALSE | [5 empty] | #FFFF0000 | FA-NFPA 170 FIRE PHONE | 1 | FALSE | FALSE | FALSE | [14 empty] | FALSE
|  |  | North | Edwards |  | Hardware |  |  |  | Hardware | TRUE | 454734ARE |  | 18/4 Solid Twisted,OS, Red-Jacket FPLR | 1 | [6 empty] | FALSE | [5 empty] | #FFFFFFFF |  |  | FALSE | FALSE | FALSE | [14 empty] | FALSE
|  |  | North | Edwards |  | Hardware |  |  |  | Hardware | TRUE | VSMT |  | Site Monitor PIN letter to enable text annunciation | 1 | [6 empty] | FALSE | [5 empty] | #FFFFFFFF |  |  | FALSE | FALSE | FALSE | [14 empty] | FALSE
|  |  | North | Edwards |  | Hardware |  |  |  | Hardware | TRUE | MN-HS16SPKHRG1P |  | 320 Watt HPSA (1 of 5 Active Panels) replacement speaker head - complete | 1 | [6 empty] | FALSE | [5 empty] | #FFFFFFFF |  |  | FALSE | FALSE | FALSE | [14 empty] | FALSE
NFPA 170 SPEAKER STROBE |  |  | North | Edwards |  | Speaker/Strobe |  |  |  | Module | TRUE | G4HFWF-S7VMC |  | 70V Speaker/Strobe, White, FIRE 15, 30, 75, 110 cd, Clear | 1 | 0 | 0.078 |  |  |  |  | FALSE | [5 empty] | #FF0070C0 | FA-NFPA 170 SPEAKER STROBE | 1 | FALSE | FALSE | FALSE | 2019 | [13 empty] | FALSE
NFPA 170 SMOKE CO DETECTOR |  |  | North | Edwards |  | Smoke/CO Detector |  |  |  | Module | TRUE | SIGA-OSCD w/SIGA-IB BASE | ++ | Multisensor Smoke and CO Detector | 1 | 3.2e-05 | 4.5e-05 |  |  |  |  | FALSE | TRUE |  |  |  |  | #FFFF0000 | FA-NFPA 170 SMOKE CO DETECTOR | 1 | FALSE | FALSE | FALSE | 1408 | [13 empty] | FALSE
|  |  | North | Edwards |  | Hardware |  |  |  | Hardware | TRUE | CV11900 |  | ¾” ID x 1” OD x 15' length CPVC Sampling Pipe | 1 | [6 empty] | FALSE | [5 empty] | #FFFFFFFF |  |  | FALSE | FALSE | FALSE | [14 empty] | FALSE
|  |  | North | Edwards |  | Cards & Components |  |  |  | Card | TRUE | 2-PPS/6A |  | OBSOLETE - 6.0A Primary Power Supply | 1 | [6 empty] | TRUE | [5 empty] | #FFFFFFFF |  |  | FALSE | FALSE | FALSE | [14 empty] | FALSE
NFPA 170 SMOKE DETECTOR |  |  | North | Edwards |  | Smoke Detector |  |  |  | Module | TRUE | SIGA2-PS w/SIGA-AB4G BASE | ++ | Photoelectric Smoke Detector | 1 | 4.5e-05 | 4.5e-05 |  |  |  |  | FALSE | TRUE |  |  |  |  | #FFFF0000 | FA-NFPA 170 SMOKE DETECTOR | 1 | FALSE | FALSE | FALSE | 1408 | [13 empty] | FALSE
NFPA 170 FIRE ALARM CONTROL UNIT | RISER FACP |  | North | Edwards |  | Fire Alarm Control Unit |  |  |  | Assembly | TRUE | iO1000R |  | FACP, 1-4 Loop, 1000pt max, 4 Cl B NACs, red, 120v | 1 | [6 empty] | FALSE | [5 empty] | #FFFF0000 | FA-NFPA 170 FIRE ALARM CONTROL UNIT | 1 | FALSE | FALSE | FALSE | 202 | [8 empty] | 7,12,18 |  |  |  |  | TRUE
|  |  | North | Edwards |  | Hardware |  |  |  | Hardware | TRUE | MN-FNSLC2STMM1 |  | 62.5 micron multimode duplex fiber cable LC male connector w/ ST male connectors. | 1 | [6 empty] | FALSE | [5 empty] | #FFFFFFFF |  |  | FALSE | FALSE | FALSE | [14 empty] | FALSE
|  |  | North | Edwards |  | Hardware |  |  |  | Hardware | TRUE | 3-RLCM/D |  | Door, Keyed, grey | 1 | [6 empty] | FALSE | [5 empty] | #FFFFFFFF |  |  | FALSE | FALSE | FALSE | [14 empty] | FALSE
|  |  | North | Edwards |  | Hardware |  |  |  | Hardware | TRUE | 454698ARE |  | 12/2 Stranded Twisted Red-Jacket FPLP (Plenum) | 1 | [6 empty] | FALSE | [5 empty] | #FFFFFFFF |  |  | FALSE | FALSE | FALSE | [14 empty] | FALSE
NFPA 170 LCD ANNNUNCIATOR DISPLAY | RISER ANNUNCIATOR |  | North | Edwards |  | LCD Annunciator |  |  |  | Module | TRUE | RLCD-C |  | LCD Ann, 4x20 LCD, w/common LEDs & Ctrls, white | 1 | 0.099 | 0.115 |  |  |  |  | FALSE | [5 empty] | #FFFF0000 | FA-NFPA 170 LCD ANNNUNCIATOR DISPLAY | 1 | FALSE | FALSE | FALSE | 257 | [8 empty] | 7,12,18 |  |  |  |  | FALSE
|  |  | North | Edwards |  | Hardware |  |  |  | Hardware | TRUE | 3-MPFIB |  | Fiber Mounting Bracket for CAB5 | 1 | [6 empty] | FALSE | [5 empty] | #FFFFFFFF |  |  | FALSE | FALSE | FALSE | [14 empty] | FALSE
NFPA 170 SMOKE DETECTOR |  |  | North | Edwards |  | Smoke Detector |  |  |  | Module | TRUE | SIGA-IS w/SIGA-AB4GT BASE | ++ | Ionization Smoke Detector | 1 | 4.5e-05 | 4.5e-05 |  |  |  |  | FALSE | TRUE |  |  |  |  | #FFFF0000 | FA-NFPA 170 SMOKE DETECTOR | 1 | FALSE | FALSE | FALSE | 1408 | [13 empty] | FALSE
NFPA 170 HEAT DETECTOR |  |  | North | Edwards |  | Heat Detector |  |  |  | Module | TRUE | SIGA-HFD w/SIGA-IB BASE | ++ | Intelligent fixed temperature heat detector, Isolator Detector Base | 1 | 5.1e-05 | 6.8e-05 |  |  |  |  | FALSE | [5 empty] | #FFFF0000 | FA-NFPA 170 HEAT DETECTOR | 1 | FALSE | FALSE | FALSE | 1403 | [13 empty] | FALSE
NFPA 170 STROBE WALL |  |  | North | Edwards |  | Strobe |  |  |  | Module | TRUE | CS405-8A-T |  | Outdoor Strobe, 110cd, Red, Terminals | 1 | [6 empty] | FALSE | FALSE |  |  |  |  | #FF0070C0 | FA-NFPA 170 STROBE WALL | 1 | FALSE | FALSE | FALSE | 2023 | [13 empty] | FALSE
NFPA 170 HORN STROBE CEILING |  |  | North | Edwards |  | Horn/Strobe |  |  |  | Module | TRUE | GCF-HDVMH |  | Temporal Horn-Strobe, running man, white, FIRE, 95, 115, 150, 177 cd | 1 | 0 | 0.341 |  |  |  |  | FALSE | TRUE |  |  |  |  | #FF0070C0 | FA-NFPA 170 HORN STROBE CEILING | 1 | FALSE | FALSE | FALSE | 2013 | [13 empty] | FALSE |  |  | C
|  |  | North | Edwards |  | Cards & Components |  |  |  | Card | TRUE | ANS25AMD |  | 25W audio notification module, /w microphone & DMR | 1 | 0.6 | 1 |  |  |  |  | TRUE | [5 empty] | #FFFFFFFF |  |  | FALSE | FALSE | FALSE | [14 empty] | FALSE
|  |  | North | Edwards |  | Hardware |  |  |  | Hardware | TRUE | CM10944 |  | Right Angle Patress style detachable Sampling Point | 1 | [6 empty] | FALSE | [5 empty] | #FFFFFFFF |  |  | FALSE | FALSE | FALSE | [14 empty] | FALSE
GenericN SIREN |  |  | North | Edwards |  | Notification Appliance |  |  |  | Module | TRUE | CRCSND |  | Card Reader Controller Sounder | 1 | [6 empty] | FALSE | [5 empty] | #FFFF0000 | FA-GenericN SIREN | 1 | FALSE | FALSE | FALSE | [14 empty] | FALSE
|  |  | North | Edwards |  | Hardware |  |  |  | Hardware | TRUE | 4X-LKE |  | Euro English Template | 1 | [6 empty] | FALSE | [5 empty] | #FFFFFFFF |  |  | FALSE | FALSE | FALSE | [14 empty] | FALSE
NFPA 170 SPEAKER STROBE |  |  | North | Edwards |  | Speaker/Strobe |  |  |  | Module | TRUE | G4HFWN-S7VMB |  | 70V Speaker/Strobe, White, 15, 30, 75, 110 cd, Blue | 1 | 0 | 0.294 |  |  |  |  | FALSE | [5 empty] | #FF0070C0 | FA-NFPA 170 SPEAKER STROBE | 1 | FALSE | FALSE | FALSE | 2019 | [13 empty] | FALSE
|  |  | North | Edwards |  | Cards & Components |  |  |  | Card | TRUE | FSB-PC2 |  | EST3 to BMS Communications Bridge | 1 | 0.5 | 0.5 |  |  |  |  | TRUE | [5 empty] | #FFFFFFFF |  |  | FALSE | FALSE | FALSE | [14 empty] | FALSE
NFPA 170 SMOKE DETECTOR |  |  | North | Edwards |  | Smoke Detector |  |  |  | Module | TRUE | SIGA-PHSI w/SIGA-AB4G-LF BASE | ++ | 3D Multisensor Detector, EN-54 Listed | 1 | 4.5e-05 | 4.5e-05 |  |  |  |  | FALSE | TRUE |  |  |  |  | #FFFF0000 | FA-NFPA 170 SMOKE DETECTOR | 1 | FALSE | FALSE | FALSE | 1408 | [13 empty] | FALSE |  |  | LF
|  |  | North | Edwards |  | Hardware |  |  |  | Hardware | TRUE | MN-HS32SPKHRG1P |  | 640 Watt HPSA (1 of 5 Active Panels) replacement speaker head - complete | 1 | [6 empty] | FALSE | [5 empty] | #FFFFFFFF |  |  | FALSE | FALSE | FALSE | [14 empty] | FALSE
|  |  | North | Edwards |  | Hardware |  |  |  | Hardware | TRUE | BATT7-12 |  | 12V 7AH BATTERY | 1 | [12 empty] | #FFFFFFFF |  |  | FALSE | FALSE | FALSE
|  |  | North | Edwards |  | Cards & Components |  |  |  | Card | TRUE | 3-ZA20B | + | 20 Watt Zoned Amplifier, Class B, 25 or 70Vrms | 1 | 0.062 | 1.12 |  |  |  |  | TRUE | [5 empty] | #FFFFFFFF |  |  | FALSE | FALSE | FALSE
|  |  | North | Edwards |  | Cards & Components |  |  |  | Card | TRUE | 3-ASUMX/100 |  | ASU Memory Expansion, 100 Minutes | 1 | 0.003 | 0.003 |  |  |  |  | TRUE | [5 empty] | #FFFFFFFF |  |  | FALSE | FALSE | FALSE | [14 empty] | FALSE
|  |  | North | Edwards |  | Hardware |  |  |  | Hardware | TRUE | MN-GVFT1 |  | HPSA factory training | 1 | [6 empty] | FALSE | [5 empty] | #FFFFFFFF |  |  | FALSE | FALSE | FALSE | [14 empty] | FALSE
NFPA 170 HEAT DETECTOR |  |  | North | Edwards |  | Heat Detector |  |  |  | Module | TRUE | SIGA-HFD w/SIGA-AB4G BASE | ++ | Intelligent fixed temperature heat detector, Audible Sounder Base | 1 | 5.1e-05 | 6.8e-05 |  |  |  |  | FALSE | [5 empty] | #FFFF0000 | FA-NFPA 170 HEAT DETECTOR | 1 | FALSE | FALSE | FALSE | 1403 | [13 empty] | FALSE
NFPA 170 MANUAL PULL |  |  | North | Edwards |  | Manual Station |  |  |  | Module | TRUE | 278B-1320 |  | Pull Station, double action, double pole, key, terminals | 1 | [6 empty] | FALSE | [5 empty] | #FFFF0000 | FA-NFPA 170 MANUAL PULL | 1 | FALSE | FALSE | FALSE | 957 | [13 empty] | FALSE
|  |  | North | Edwards |  | Hardware |  |  |  | Hardware | TRUE | 33-30696A |  | Spare ASD-640 Detector Display | 1 | [6 empty] | FALSE | [5 empty] | #FFFFFFFF |  |  | FALSE | FALSE | FALSE | [14 empty] | FALSE
|  |  | North | Edwards |  | Cards & Components |  |  |  | Card | TRUE | FW-HSSX1 |  | FireWorks to VESDA High Level Interface Module with enclosure. | 1 | [6 empty] | TRUE | [5 empty] | #FFFFFFFF |  |  | FALSE | FALSE | FALSE | [14 empty] | FALSE
NFPA 170 SPEAKER WALL |  |  | North | Edwards |  | Speaker |  |  |  | Module | TRUE | MN-GVM16 |  | Exterior omni directional HPSA /w ctrl & battery cabinet, 1,600W | 1 | [6 empty] | FALSE | [5 empty] | #FF0070C0 | FA-NFPA 170 SPEAKER WALL | 1 | FALSE | FALSE | FALSE | 2021 | [13 empty] | FALSE
NFPA 170 SMOKE DETECTOR |  |  | North | Edwards |  | Smoke Detector |  |  |  | Module | TRUE | SIGA-PHS w/SIGA-IB BASE | ++ | 3D Multisensor Detector | 1 | 4.5e-05 | 4.5e-05 |  |  |  |  | FALSE | TRUE |  |  |  |  | #FFFF0000 | FA-NFPA 170 SMOKE DETECTOR | 1 | FALSE | FALSE | FALSE | 1408 | [13 empty] | FALSE
|  |  | North | Edwards |  | Hardware |  |  |  | Hardware | TRUE | QS2-1-G-2E-IT |  | OBSOLETE - FAP w/ 1 Option Card Space, Gray, EN-54, Italian, 230V | 1 | [6 empty] | FALSE | [5 empty] | #FFFFFFFF |  |  | FALSE | FALSE | FALSE | [14 empty] | FALSE
NFPA 170 STROBE CEILING |  |  | North | Edwards |  | Strobe |  |  |  | Module | TRUE | GCWN-VMC |  | Strobe, white, no markings, 15, 30, 75, 95 cd, clear | 1 | 0 | 0.318 |  |  |  |  | FALSE | TRUE |  |  |  |  | #FF0070C0 | FA-NFPA 170 STROBE CEILING | 1 | FALSE | FALSE | FALSE | 2022 | [13 empty] | FALSE |  |  | C
NFPA 170 HORN STROBE |  |  | North | Edwards |  | Horn/Strobe |  |  |  | Module | TRUE | G4AVWF-SP |  | Wall horn-strobe, white, FUEGO | 1 | [6 empty] | FALSE |  | GRSW-10 |  |  |  | #FF0070C0 | FA-NFPA 170 HORN STROBE | 1 | FALSE | FALSE | FALSE | 2012 | [13 empty] | FALSE
NFPA 170 STROBE WALL |  |  | North | Edwards |  | Strobe |  |  |  | Module | TRUE | G1-CVM |  | Chime-Strobe, running man, white, 15, 30, 75, 110 cd | 1 | 0 | 0.097 |  |  |  |  | FALSE | [5 empty] | #FF0070C0 | FA-NFPA 170 STROBE WALL | 1 | FALSE | FALSE | FALSE | 2023 | [13 empty] | FALSE
|  |  | North | Edwards |  | Hardware |  |  |  | Hardware | TRUE | QS1-1-R-1-FR |  | OBSOLETE - FAP w/ 1 Option Card Space, Red, French | 1 | [6 empty] | FALSE | [5 empty] | #FFFFFFFF |  |  | FALSE | FALSE | FALSE | [14 empty] | FALSE
|  |  | North | Edwards |  | Hardware |  |  |  | Hardware | TRUE | MN-HS32GPC |  | 3200 Watt class optional protective cover | 1 | [6 empty] | FALSE | [5 empty] | #FFFFFFFF |  |  | FALSE | FALSE | FALSE | [14 empty] | FALSE
NFPA 170 SPEAKER STROBE |  |  | North | Edwards |  | Speaker/Strobe |  |  |  | Module | TRUE | WG4RF-SVMC |  | 25/70V Speaker/Strobe, red, FIRE, clear, 15, 29, 70, 87 cd | 1 | [6 empty] | FALSE | [5 empty] | #FF0070C0 | FA-NFPA 170 SPEAKER STROBE | 1 | FALSE | FALSE | FALSE | 2019 | [13 empty] | FALSE |  |  | WP
NFPA 170 REMOTE TEST SWITCH |  |  | North | Edwards |  | REMOTE TEST SWITCH |  |  |  | Module | TRUE | SD-TRM |  | SuperDuct, Remote test/reset station, magnetic | 1 | [6 empty] | FALSE | [5 empty] | #FFFF0000 | FA-NFPA 170 REMOTE TEST SWITCH | 1 | FALSE | FALSE | FALSE | 914 | [13 empty] | FALSE
|  |  | North | Edwards |  | Hardware |  |  |  | Hardware | TRUE | MN-GVBTH1 |  | HPSA Battery heating system (requires 120 VAC) | 1 | [6 empty] | FALSE | [5 empty] | #FFFFFFFF |  |  | FALSE | FALSE | FALSE | [14 empty] | FALSE
NFPA 170 SPEAKER STROBE |  |  | North | Edwards |  | Speaker/Strobe |  |  |  | Module | TRUE | G4WN-S2VMG |  | 25V Speaker/Strobe, White, no markings, Multi-cd green | 1 | 0 | 0.294 |  |  |  |  | FALSE | [5 empty] | #FF0070C0 | FA-NFPA 170 SPEAKER STROBE | 1 | FALSE | FALSE | FALSE | 2019 | [13 empty] | FALSE
|  |  | North | Edwards |  | Cards & Components |  |  |  | Card | TRUE | iO64R-2 Mainboard |  | Mainboard for iO64R-2 assembly | 1 | 0.155 | 0.204 | 3.75 |  |  |  | TRUE | [5 empty] | #FFFFFFFF |  |  | FALSE | FALSE | FALSE | [14 empty] | FALSE
|  |  | North | Edwards |  | Hardware |  |  |  | Hardware | TRUE | G4AVRA-CVR | ++ | Replacement Appliance Cover, Horn Strobe, Red, ALERT | 1 | [12 empty] | #FFFFFFFF |  |  | FALSE | FALSE | FALSE
|  |  | North | Edwards |  | Cards & Components |  |  |  | Card | TRUE | MN-HS64G2P |  | 1280 Watt Non-Omni directional HPSA Assembly (2 of 5 Active Panels) with lockable NEMA 4 amplifier, 110V/60 Hz. inverter/battery charger and electronics enclosure, lockable NEMA 4 battery enclosure (w/o batteries). Enclosures equipped with tamper switches. AC powered amplifier with DC backup. Edwards hard-wire interface included. Batteries and accessories are ordered separately. Gray colored speaker head. | 1 | [6 empty] | TRUE | [5 empty] | #FFFFFFFF |  |  | FALSE | FALSE | FALSE | [14 empty] | FALSE
|  |  | North | Edwards |  | Hardware |  |  |  | Hardware | TRUE | CSBU-1 |  | Standard Detector Base for EC Detectors | 1 | [6 empty] | FALSE | [5 empty] | #FFFFFFFF |  |  | FALSE | FALSE | FALSE | [14 empty] | FALSE
|  |  | North | Edwards |  | Hardware |  |  |  | Hardware | TRUE | MN-HSAMPCL16 |  | ECC replacement 120 VAC power amplifier and mated compression/limiter mounted in mini-rack for ECC for MN-HS16 or MN-HSMP650 Series | 1 | [6 empty] | FALSE | [5 empty] | #FFFFFFFF |  |  | FALSE | FALSE | FALSE | [14 empty] | FALSE
NFPA 170 SMOKE DETECTOR |  |  | North | Edwards |  | Smoke Detector |  |  |  | Module | TRUE | SIGA2-PHS w/SIGA-AB4G-LF BASE | ++ | Photoelectric Smoke/Heat Detector | 1 | 7e-05 | 7e-05 |  |  |  |  | FALSE | TRUE |  |  |  |  | #FFFF0000 | FA-NFPA 170 SMOKE DETECTOR | 1 | FALSE | FALSE | FALSE | 1408 | [13 empty] | FALSE |  |  | LF
|  |  | North | Edwards |  | Hardware |  |  |  | Hardware | TRUE | VP-3 |  | Vented Panel, takes 2 Rack Spaces, 3 1/2" | 1 | [6 empty] | FALSE | [5 empty] | #FFFFFFFF |  |  | FALSE | FALSE | FALSE | [14 empty] | FALSE
|  |  | North | Edwards |  | Hardware |  |  |  | Hardware | TRUE | G4AVWF-FR-CVR | ++ | Replacement Appliance Cover, Horn Strobe, White, FEU | 1 | [12 empty] | #FFFFFFFF |  |  | FALSE | FALSE | FALSE
|  |  | North | Edwards |  | Hardware |  |  |  | Hardware | TRUE | 3000-203 |  | 4-inch Square Cover Plate | 1 | [6 empty] | FALSE | [5 empty] | #FFFFFFFF |  |  | FALSE | FALSE | FALSE | [14 empty] | FALSE
|  |  | North | Edwards |  | Hardware |  |  |  | Hardware | TRUE | PC-1326 |  | 100 Proximity Molded Card - EST Brand | 1 | [6 empty] | FALSE | [5 empty] | #FFFFFFFF |  |  | FALSE | FALSE | FALSE | [14 empty] | FALSE
NFPA 170 SMOKE CO DETECTOR |  |  | North | Edwards |  | Smoke/CO Detector |  |  |  | Module | TRUE | SIGA-PCD w/SIGA-AB4G BASE | ++ | Photoelectric smoke and carbon monoxide life safety detector, | 1 | 5.1e-05 | 6.8e-05 |  |  |  |  | FALSE | TRUE |  |  |  |  | #FFFF0000 | FA-NFPA 170 SMOKE CO DETECTOR | 1 | FALSE | FALSE | FALSE | 1408 | [13 empty] | FALSE
|  |  | North | Edwards |  | Hardware |  |  |  | Hardware | TRUE | 4-2ANNMT | ++ | Mounting assembly for 4-2ANN, two wide annunciator | 1 | [12 empty] | #FFFFFFFF |  |  | FALSE | FALSE | FALSE
|  |  | North | Edwards |  | Hardware |  |  |  | Hardware | TRUE | TRIM-1 |  | Gray Flush Mount Trim Ring for 1 Option Card Space Cabinet | 1 | [6 empty] | FALSE | [5 empty] | #FFFFFFFF |  |  | FALSE | FALSE | FALSE | [14 empty] | FALSE
NFPA 170 SPEAKER STROBE CEILING |  |  | North | Edwards |  | Speaker/Strobe |  |  |  | Module | TRUE | GCF-S7VMH |  | 70V Speaker/Strobe, white, FIRE, 95, 115, 150, 177 cd, clear | 1 | 0 | 0.502 |  |  |  |  | FALSE | TRUE |  |  |  |  | #FF0070C0 | FA-NFPA 170 SPEAKER STROBE CEILING | 1 | FALSE | FALSE | FALSE | 2020 | [13 empty] | FALSE |  |  | C
|  |  | North | Edwards | [5 empty] | Card | TRUE | iO1000G-PG Mainboard |  | Mainboard for iO1000G-PG assembly |  | 0.227 | 0.392 |  |  |  |  | TRUE | [5 empty] | #FFFFFFFF |  |  | FALSE | FALSE | [15 empty] | FALSE
|  |  | North | Edwards |  | Hardware |  |  |  | Hardware | TRUE | 30813 |  | 19 Rack In-Fill Plate with PC RS232 Interface | 1 | [6 empty] | FALSE | [5 empty] | #FFFFFFFF |  |  | FALSE | FALSE | FALSE | [14 empty] | FALSE
|  |  | North | Edwards |  | Hardware |  |  |  | Hardware | TRUE | 270-GLR |  | 20 Glass Rods for SIGA-270 Series Stations | 1 | [6 empty] | FALSE | [5 empty] | #FFFFFFFF |  |  | FALSE | FALSE | FALSE | [14 empty] | FALSE
NFPA 170 GRAPHIC ANNUNCIATOR PANEL | RISER ANNUNCIATOR |  | North | Edwards |  | Graphic Annunciator |  |  |  | Module | TRUE | FSCBA72 |  | Smoke Ctrl Graphic Annunciator 17.5"w x 63"h viewing area | 1 | [6 empty] | FALSE | [5 empty] | #FFFF0000 | FA-NFPA 170 GRAPHIC ANNUNCIATOR PANEL | 1 | FALSE | FALSE | FALSE | 256 | [13 empty] | FALSE
NFPA 170 SPEAKER CEILING |  |  | North | Edwards |  | Speaker |  |  |  | Module | TRUE | GCHFRF-S7 |  | 70V Speaker, Red, FIRE | 1 | [6 empty] | FALSE | TRUE |  |  |  |  | #FF0070C0 | FA-NFPA 170 SPEAKER CEILING | 1 | FALSE | FALSE | FALSE | 2019 | [13 empty] | FALSE |  |  | C
|  |  | North | Edwards |  | Hardware |  |  |  | Hardware | TRUE | CBA72-D-G |  | Outer door for CBA72 - Gray, viewing area 17 3/8"W x 38"H | 1 | [6 empty] | FALSE | [5 empty] | #FFFFFFFF |  |  | FALSE | FALSE | FALSE | [14 empty] | FALSE
NFPA 170 FIRE ALARM CONTROL UNIT | RISER FACP |  | North | Edwards |  | Fire Alarm Control Unit |  |  |  | Assembly | TRUE | iO1000RD |  | FACP, 1-4 Loop, 1000pt max, 4 Cl B NACs, red, w/dialer, 120v | 1 | [6 empty] | FALSE | [5 empty] | #FFFF0000 | FA-NFPA 170 FIRE ALARM CONTROL UNIT | 1 | FALSE | FALSE | FALSE | 202 | [8 empty] | 7,12,18 |  |  |  |  | TRUE
|  |  | North | Edwards |  | Cards & Components |  |  |  | Card | TRUE | 3-NSHM2 |  | Short Haul Modem, Middle or Pass Through | 1 | 0.1 | 0.1 |  |  |  |  | TRUE | [5 empty] | #FFFFFFFF |  |  | FALSE | FALSE | FALSE | [14 empty] | FALSE
|  |  | North | Edwards |  | Cards & Components |  |  |  | Card | TRUE | MN-HSMPECCCM |  | MN-HSMP650 Class lockable NEMA 4 amplifier, 110V/60Hz. Inverter/battery charger and electronics enclosure, lockable NEMA 4 battery enclosure (w/o batteries). Enclosures equipped with tamper switches. AC powered amplifier with DC backup. Batteries and accessories are ordered separately. | 1 | [6 empty] | TRUE | [5 empty] | #FFFFFFFF |  |  | FALSE | FALSE | FALSE | [14 empty] | FALSE
NFPA 170 HORN |  |  | North | Edwards |  | Horn |  |  |  | Module | TRUE | G1-P |  | Genesis Horn, 77.1 dBA, running man, white | 1 | 0 | 0.036 |  |  |  |  | FALSE | [5 empty] | #FF0070C0 | FA-NFPA 170 HORN | 1 | FALSE | FALSE | FALSE | 2010 | [13 empty] | FALSE
|  |  | North | Edwards |  | Cards & Components |  |  |  | Card | TRUE | QSC-CPU-1-FR |  | OBSOLETE - CPU/Display with 1 Annunciator Option Space, French | 1 | [6 empty] | TRUE | [5 empty] | #FFFFFFFF |  |  | FALSE | FALSE | FALSE | [14 empty] | FALSE
|  |  | North | Edwards |  | Hardware |  |  |  | Hardware | TRUE | G4AWF-SP-CVR | ++ | Replacement Appliance Cover, Horn, White, FUEGO | 1 | [12 empty] | #FFFFFFFF |  |  | FALSE | FALSE | FALSE
NFPA 170 SPEAKER STROBE CEILING |  |  | North | Edwards |  | Speaker/Strobe |  |  |  | Module | TRUE | GCSVHRF-SP |  | Speaker/Strobe, Ceiling, Red, FUEGO, High CD | 1 | [6 empty] | FALSE | TRUE |  |  |  |  | #FF0070C0 | FA-NFPA 170 SPEAKER STROBE CEILING | 1 | FALSE | FALSE | FALSE | 2020 | [13 empty] | FALSE |  |  | C
|  |  | North | Edwards |  | Hardware |  |  |  | Hardware | TRUE | 3000-210 |  | Semi Flush Trim Plate | 1 | [6 empty] | FALSE | [5 empty] | #FFFFFFFF |  |  | FALSE | FALSE | FALSE | [14 empty] | FALSE
|  |  | North | Edwards |  | Cards & Components |  |  |  | Card | TRUE | SL30-1 |  | Annunciator Module, 31-60 Zones, 2 LEDs & 1 Button Per Zone | 1 | [6 empty] | TRUE | [5 empty] | #FFFFFFFF |  |  | FALSE | FALSE | FALSE | [14 empty] | FALSE
|  |  | North | Edwards |  | Cards & Components |  |  |  | Card | TRUE | 4-NET-XT | + | Twisted Pair Full Duplex Network Extender Module | 1 | 0.15 | 0.15 |  |  |  |  | TRUE | [5 empty] | #FFFFFFFF |  |  | FALSE | FALSE | FALSE
|  |  | North | Edwards |  | Hardware |  |  |  | Hardware | TRUE | FW-42LCDHMK1 |  | 42" Wall Mount Bracket Kit - single display, horizonal | 1 | [6 empty] | FALSE | [5 empty] | #FFFFFFFF |  |  | FALSE | FALSE | FALSE | [14 empty] | FALSE
|  |  | North | Edwards |  | Hardware |  |  |  | Hardware | TRUE | 1500-7 |  | Catch plate extension assembly, 5.25 to 7.5" | 1 | [6 empty] | FALSE | [5 empty] | #FFFFFFFF |  |  | FALSE | FALSE | FALSE | [14 empty] | FALSE
|  |  | North | Edwards |  | Hardware |  |  |  | Hardware | TRUE | F-TRIM10R |  | Semi-flush Trim ring for FS1004, Red | 1 | [6 empty] | FALSE | [5 empty] | #FFFFFFFF |  |  | FALSE | FALSE | FALSE | [14 empty] | FALSE
|  |  | North | Edwards |  | Hardware |  |  |  | Hardware | TRUE | CV10909 |  | ¾” CPVC socket TEE fitting, Bag of 20 | 1 | [6 empty] | FALSE | [5 empty] | #FFFFFFFF |  |  | FALSE | FALSE | FALSE | [14 empty] | FALSE
|  |  | North | Edwards |  | Hardware |  |  |  | Hardware | TRUE | CV10961 |  | Pipe Decals For labeling sampling pipe, Roll fo 100 | 1 | [6 empty] | FALSE | [5 empty] | #FFFFFFFF |  |  | FALSE | FALSE | FALSE | [14 empty] | FALSE
|  |  | North | Edwards |  | Cards & Components |  |  |  | Card | TRUE | 4-USBHUB | n | Multi-port USB Hub Module | 1 | 0.56 | 0.56 |  |  |  |  | TRUE | [5 empty] | #FFFFFFFF |  |  | FALSE | FALSE | FALSE
|  |  | North | Edwards |  | Cards & Components |  |  |  | Card | TRUE | QSC-CPU-2-IT |  | OBSOLETE - CPU/Display with 2 Annunciator Option Space, Italian | 1 | [6 empty] | TRUE | [5 empty] | #FFFFFFFF |  |  | FALSE | FALSE | FALSE | [14 empty] | FALSE
|  |  | North | Edwards |  | Hardware |  |  |  | Hardware | TRUE | 451402WDB |  | 14/2 Stranded Twisted Direct Buried (DB) | 1 | [6 empty] | FALSE | [5 empty] | #FFFFFFFF |  |  | FALSE | FALSE | FALSE | [14 empty] | FALSE
NFPA 170 SPEAKER STROBE CEILING |  |  | North | Edwards |  | Speaker/Strobe |  |  |  | Module | TRUE | GCWN-S2VMHC |  | 25V Speaker/Strobe white, no markings, 95, 115, 150, 177 cd, clear | 1 | 0 | 0.342 |  |  |  |  | FALSE | TRUE |  |  |  |  | #FF0070C0 | FA-NFPA 170 SPEAKER STROBE CEILING | 1 | FALSE | FALSE | FALSE | 2020 | [13 empty] | FALSE |  |  | C
|  |  | North | Edwards |  | Cards & Components |  |  |  | Card | TRUE | MN-HSECC4 |  | MN-HS64 Class lockable NEMA 4 amplifier, 110V/60Hz. inverter/battery charger and electronics enclosures, lockable NEMA 4 battery enclosures (w/o batteries). Enclosures equipped with tamper switches. AC powered amplifier with DC backup. Batteries and accessories are ordered separately. | 1 | [6 empty] | TRUE | [5 empty] | #FFFFFFFF |  |  | FALSE | FALSE | FALSE | [14 empty] | FALSE
|  |  | North | Edwards |  | Hardware |  |  |  | Hardware | TRUE | 12V17A |  | 18 AH Battery | 1 | [12 empty] | #FFFFFFFF |  |  | FALSE | FALSE | FALSE
|  |  | North | Edwards |  | Hardware |  |  |  | Hardware | TRUE | LKW-8 |  | ALARM - Wall Orientation | 1 | [6 empty] | FALSE | [5 empty] | #FFFFFFFF |  |  | FALSE | FALSE | FALSE | [14 empty] | FALSE
NFPA 170 SPEAKER STROBE CEILING |  |  | North | Edwards |  | Speaker/Strobe |  |  |  | Module | TRUE | GCWA-S7VMR |  | 70V Speaker/Strobe white, ALERT, Standard cd, red | 1 | 0 | 0.318 |  |  |  |  | FALSE | TRUE |  |  |  |  | #FF0070C0 | FA-NFPA 170 SPEAKER STROBE CEILING | 1 | FALSE | FALSE | FALSE | 2020 | [13 empty] | FALSE |  |  | C
NFPA 170 MANUAL PULL |  |  | North | Edwards |  | Manual Station |  |  |  | Module | TRUE | 270-DPO |  | Pull Station, double pole, cast metal, terminals | 1 | [6 empty] | FALSE | [5 empty] | #FFFF0000 | FA-NFPA 170 MANUAL PULL | 1 | FALSE | FALSE | FALSE | 957 | [13 empty] | FALSE
|  |  | North | Edwards |  | Hardware |  |  |  | Hardware | TRUE | MN-GVD416EXW |  | HPSA 2nd year extended warranty 400-1600 watt MN-GVD series | 1 | [6 empty] | FALSE | [5 empty] | #FFFFFFFF |  |  | FALSE | FALSE | FALSE | [14 empty] | FALSE
|  |  | North | Edwards |  | Cards & Components |  |  |  | Card | TRUE | SHO-4 |  | 8 3 Pos Rotary Sw, 2Y & 1G LED per Sw Module | 1 | 0.025 | 0.048 |  |  |  |  | TRUE | [5 empty] | #FFFFFFFF |  |  | FALSE | FALSE | FALSE | [14 empty] | FALSE
NFPA 170 SPEAKER STROBE |  |  | North | Edwards |  | Speaker/Strobe |  |  |  | Module | TRUE | G4WA-S2VMG |  | 25V Speaker/Strobe, White, ALERT, Multi-cd green | 1 | 0 | 0.294 |  |  |  |  | FALSE | [5 empty] | #FF0070C0 | FA-NFPA 170 SPEAKER STROBE | 1 | FALSE | FALSE | FALSE | 2019 | [13 empty] | FALSE
|  |  | North | Edwards |  | Cards & Components |  |  |  | Card | TRUE | MN-ABPM |  | Audio Bridge - 25Vrms for MN-FVPN VoIP encoder/decoder | 1 | [6 empty] | TRUE | [5 empty] | #FFFFFFFF |  |  | FALSE | FALSE | FALSE | [14 empty] | FALSE
NFPA 170 SPEAKER WALL |  |  | North | Edwards |  | Speaker |  |  |  | Module | TRUE | G4HFWN-S7 |  | 70V Speaker, White, running man | 1 | [6 empty] | FALSE | [5 empty] | #FF0070C0 | FA-NFPA 170 SPEAKER WALL | 1 | FALSE | FALSE | FALSE | 2021 | [13 empty] | FALSE
|  |  | North | Edwards |  | Cards & Components |  |  |  | Card | TRUE | SIGA-UIO2R |  | 2 Position, Riser Selection UIO Module Motherboard | 1 | [6 empty] | TRUE | [5 empty] | #FFFFFFFF |  |  | FALSE | FALSE | FALSE | [14 empty] | FALSE
NFPA 170 SMOKE DETECTOR |  |  | North | Edwards |  | Smoke Detector |  |  |  | Module | TRUE | SIGA-OSD w/SIGA-AB4G-LF BASE | ++ | Intelligent Optical Smoke Detector | 1 | 3.2e-05 | 4.5e-05 |  |  |  |  | FALSE | TRUE |  |  |  |  | #FFFF0000 | FA-NFPA 170 SMOKE DETECTOR | 1 | FALSE | FALSE | FALSE | 1408 | [13 empty] | FALSE |  |  | LF
|  |  | North | Edwards |  | Hardware |  |  |  | Hardware | TRUE | QSC-12-G-2E-IT |  | OBSOLETE - FAP w/ 12 Option Card Spaces, Gray, EN-54, Italian, 230V | 1 | [6 empty] | FALSE | [5 empty] | #FFFFFFFF |  |  | FALSE | FALSE | FALSE | [14 empty] | FALSE
|  |  | North | Edwards |  | Hardware |  |  |  | Hardware | TRUE | AP-P |  | Adaptor plate, for AW detectors on 3 or 4" outlet box | 1 | [6 empty] | FALSE | [5 empty] | #FFFFFFFF |  |  | FALSE | FALSE | FALSE | [14 empty] | FALSE
NFPA 170 HORN STROBE |  |  | North | Edwards |  | Horn/Strobe |  |  |  | Module | TRUE | G4AVRF |  | Wall horn-strobe, red, FIRE | 1 | [6 empty] | FALSE |  | GRSW-10 |  |  |  | #FF0070C0 | FA-NFPA 170 HORN STROBE | 1 | FALSE | FALSE | FALSE | 2012 | [13 empty] | FALSE
|  |  | North | Edwards |  | Hardware |  |  |  | Hardware | TRUE | SD-RJ5 |  | SuperDuct, RJ45 wiring harness kit - 5 ft | 1 | [6 empty] | FALSE | [5 empty] | #FFFFFFFF |  |  | FALSE | FALSE | FALSE | [14 empty] | FALSE
NFPA 170 ADDRESSABLE OUTPUT MODULE |  |  | North | Edwards |  | Addressable Control/Relay |  |  |  | Module | TRUE | 70-408004-001 | ++ | AO Control Module | 1 | 0.0005 | 0.0005 |  |  |  |  | FALSE | [5 empty] | #FFFF0000 | FA-NFPA 170 ADDRESSABLE OUTPUT MODULE | 1 | FALSE | FALSE | FALSE | 1100 | [13 empty] | FALSE
|  |  | North | Edwards |  | Hardware |  |  |  | Hardware | TRUE | 73142CI |  | 14/2 CI (circuit Integrity) Cable FPLR-CI | 1 | [6 empty] | FALSE | [5 empty] | #FFFFFFFF |  |  | FALSE | FALSE | FALSE | [14 empty] | FALSE
NFPA 170 SPEAKER WALL |  |  | North | Edwards |  | Speaker |  |  |  | Module | TRUE | HPSA15R2570 |  | 25/70 Vrms Loudspeaker, 1, 2, 3.8, 7.5, 15w taps, red | 1 | [6 empty] | FALSE | [5 empty] | #FF0070C0 | FA-NFPA 170 SPEAKER WALL | 1 | FALSE | FALSE | FALSE | 2021 | [13 empty] | FALSE
NFPA 170 SPEAKER STROBE CEILING |  |  | North | Edwards |  | Speaker/Strobe |  |  |  | Module | TRUE | GCHFRN-S2VMC |  | 25V Ceiling Speaker/Strobe, Red, 15, 30, 75, 95 cd | 1 | 0 | 0.318 |  |  |  |  | FALSE | TRUE |  |  |  |  | #FF0070C0 | FA-NFPA 170 SPEAKER STROBE CEILING | 1 | FALSE | FALSE | FALSE | 2020 | [13 empty] | FALSE |  |  | C
|  |  | North | Edwards |  | Hardware |  |  |  | Hardware | TRUE | MN-HS64SPKHRT2P |  | Tan HS Series 2560 Watt HPSA (2 of 5 Active Panels) replacement speaker head - complete | 1 | [6 empty] | FALSE | [5 empty] | #FFFFFFFF |  |  | FALSE | FALSE | FALSE | [14 empty] | FALSE
|  |  | North | Edwards |  | Hardware |  |  |  | Hardware | TRUE | 30814 |  | 19 Rack Subframe (suitable for mounting upto 8 RDU) | 1 | [6 empty] | FALSE | [5 empty] | #FFFFFFFF |  |  | FALSE | FALSE | FALSE | [14 empty] | FALSE
NFPA 170 MULTI FUNCTION CABINET |  |  | North | Edwards |  | Enclosure |  |  |  | Assembly | TRUE | MFC-A (ELEV RECALL) |  | Multi-Function Cabinet w/ UIO6R and (4) MCR, (2) MCT2's | 1 | [6 empty] | FALSE | [5 empty] | #FFFF0000 | FA-NFPA 170 MULTI FUNCTION CABINET | 1 | FALSE | FALSE | FALSE | 400 | [13 empty] | FALSE
|  |  | North | Edwards |  | Hardware |  |  |  | Hardware | TRUE | 454725ARE |  | 12/2 Solid Twisted Red-Jacket FPLP (Plenum) | 1 | [6 empty] | FALSE | [5 empty] | #FFFFFFFF |  |  | FALSE | FALSE | FALSE | [14 empty] | FALSE
NFPA 170 SMOKE HEAT CO DETECTOR |  |  | North | Edwards |  | Smoke/Heat/CO Detector |  |  |  | Module | TRUE | SIGA-OSHCD w/SIGA-AB4G-LF BASE | ++ | Multisensor Smoke, Heat, and CO Detector | 1 | 3.2e-05 | 4.5e-05 |  |  |  |  | FALSE | TRUE |  |  |  |  | #FFFF0000 | FA-NFPA 170 SMOKE HEAT CO DETECTOR | 1 | FALSE | FALSE | FALSE | 1408 | [13 empty] | FALSE |  |  | LF
|  |  | North | Edwards |  | Hardware |  |  |  | Hardware | TRUE | 513-A |  | Grille - for (1) 10" bell, grill horn, or chime | 1 | [6 empty] | FALSE | [5 empty] | #FFFFFFFF |  |  | FALSE | FALSE | FALSE | [14 empty] | FALSE
NFPA 170 AMPLIFIER RACK | RISER AMP |  | North | Edwards |  | Amplifier |  |  |  | Assembly | TRUE | ANS100MDG2 |  | 100W Audio Notification Panel, Gray | 1 | [6 empty] | FALSE | [5 empty] | #FFFF0000 | FA-NFPA 170 AMPLIFIER RACK | 1 | FALSE | FALSE | FALSE | 300 | [8 empty] | 7,12,18 |  |  |  |  | TRUE
NFPA 170 STROBE WALL |  |  | North | Edwards |  | Strobe |  |  |  | Module | TRUE | 116DEGEXM-FJ |  | Explosionproof Strobe - Genesis synchronization MAGENTA LENS | 1 | 0 | 0.505 |  |  |  |  | FALSE | [5 empty] | #FF0070C0 | FA-NFPA 170 STROBE WALL | 1 | FALSE | FALSE | FALSE | 2023 | [13 empty] | FALSE |  |  | EXP
NFPA 170 FIRE ALARM CONTROL UNIT | RISER FACP |  | North | Edwards |  | Fire Alarm Control Unit |  |  |  | Assembly | TRUE | iO64R-2 |  | FACP, 1 Loop, 64pt, 2 Cl B NACs, red, 230v | 1 | [6 empty] | FALSE | [5 empty] | #FFFF0000 | FA-NFPA 170 FIRE ALARM CONTROL UNIT | 1 | FALSE | FALSE | FALSE | 202 | [8 empty] | 7,12,18,26 |  | 10 |  |  | TRUE
NFPA 170 LCD ANNNUNCIATOR DISPLAY | RISER ANNUNCIATOR |  | North | Edwards |  | LCD Annunciator |  |  |  | Module | TRUE | RLCD-PG |  | LCD Ann, 4x20 LCD, w/common LEDs, white, Portuguese | 1 | 0.098 | 0.113 |  |  |  |  | FALSE | [5 empty] | #FFFF0000 | FA-NFPA 170 LCD ANNNUNCIATOR DISPLAY | 1 | FALSE | FALSE | FALSE | 257 | [8 empty] | 7,12,18 |  |  |  |  | FALSE
NFPA 170 LCD ANNNUNCIATOR DISPLAY | RISER ANNUNCIATOR |  | North | Edwards |  | LCD Annunciator |  |  |  | Module | TRUE | RLCD-CF |  | LCD Ann, 4x20 LCD, w/common LEDs & Ctrls, white, French | 1 | 0.099 | 0.115 |  |  |  |  | FALSE | [5 empty] | #FFFF0000 | FA-NFPA 170 LCD ANNNUNCIATOR DISPLAY | 1 | FALSE | FALSE | FALSE | 257 | [8 empty] | 7,12,18 |  |  |  |  | FALSE
|  |  | North | Edwards |  | Hardware |  |  |  | Hardware | TRUE | MN-GVD32EXW |  | HPSA 2nd year extended warranty 3200 watt MN-GVD series | 1 | [6 empty] | FALSE | [5 empty] | #FFFFFFFF |  |  | FALSE | FALSE | FALSE | [14 empty] | FALSE
|  |  | North | Edwards |  | Hardware |  |  |  | Hardware | TRUE | EVSC3R-21 |  | In-graphic 2-pos Rotary Switch, ON wired, 1 point | 1 | [6 empty] | FALSE | [5 empty] | #FFFFFFFF |  |  | FALSE | FALSE | FALSE | [14 empty] | FALSE
|  |  | North | Edwards | [5 empty] | Assembly | TRUE | QS4-12-G-2 |  | FAP w/ 12 Option Card Space, Gray, 230V | 1 | [6 empty] | FALSE | [5 empty] | #FFFFFFFF |  |  | FALSE | FALSE | FALSE | [14 empty] | FALSE
|  |  | North | Edwards |  | Cards & Components |  |  |  | Card | TRUE | 4-24L | + | 24 Indicator Display Module | 1 | 0.00852 | 0.00852 |  |  |  |  | TRUE | [5 empty] | #FFFFFFFF |  |  | FALSE | FALSE | FALSE
|  |  | North | Edwards |  | Hardware |  |  |  | Hardware | TRUE | 73142CIC |  | 14/2 CIC (circuit Integrity) Cable FPLR-CIC (in conduit) | 1 | [6 empty] | FALSE | [5 empty] | #FFFFFFFF |  |  | FALSE | FALSE | FALSE | [14 empty] | FALSE
NFPA 170 STROBE CEILING |  |  | North | Edwards |  | Strobe |  |  |  | Module | TRUE | GCWN-VMHR |  | Strobe, white, no markings, 95, 115, 150, 177 cd, red | 1 | 0 | 0.502 |  |  |  |  | FALSE | TRUE |  |  |  |  | #FF0070C0 | FA-NFPA 170 STROBE CEILING | 1 | FALSE | FALSE | FALSE | 2022 | [13 empty] | FALSE |  |  | C
NFPA 170 ADDRESSABLE OUTPUT MODULE |  |  | North | Edwards |  | Addressable Control/Relay |  |  |  | Module | TRUE | SIGA-CC2A | ++ | Dual Input Signal Module (Standard Mount) with Class A Operation | 2 | 0.00035 | 0.000175 |  |  | 20 |  | FALSE |  | North American 2-1/2 in. deep 2-gang box Standard 4 in. square box by 1-1/2 in. deep box European 100 mm square box |  |  |  | #FFFF0000 | FA-NFPA 170 ADDRESSABLE OUTPUT MODULE | 1 | FALSE | FALSE | FALSE | 1100 | [13 empty] | FALSE
NFPA 170 SPEAKER STROBE |  |  | North | Edwards |  | Speaker/Strobe |  |  |  | Module | TRUE | WGSVRN | ++ | Outdoor rated speaker strobe, wall, red, none | 1 | [6 empty] | FALSE | FALSE |  |  |  |  | #FF0070C0 | FA-NFPA 170 SPEAKER STROBE | 1 | FALSE | FALSE | FALSE | 2019 | [13 empty] | FALSE |  |  | WP
|  |  | North | Edwards |  | Hardware |  |  |  | Hardware | TRUE | FW-1S |  | One Seat Web Client (Requires FW V1.5 or later) | 1 | [6 empty] | FALSE | [5 empty] | #FFFFFFFF |  |  | FALSE | FALSE | FALSE | [14 empty] | FALSE
|  |  | North | Edwards |  | Cards & Components |  |  |  | Card | TRUE | MN-HS16G1P |  | 320 Watt non-Omni directional HPSA Assembly (1 of 5 Active Panels) with lockable NEMA 4 amplifier, 110V/60 Hz. inverter/battery charger and electronics enclosure, lockable NEMA 4 battery enclosure (w/o batteries). Enclosures equipped with tamper switches. AC powered amplifier with DC backup. Edwards hard-wire interface included. Batteries and accessories are ordered separately. Gray colored speaker head. | 1 | [6 empty] | TRUE | [5 empty] | #FFFFFFFF |  |  | FALSE | FALSE | FALSE | [14 empty] | FALSE
NFPA 170 SPEAKER WALL |  |  | North | Edwards |  | Speaker |  |  |  | Module | TRUE | WGSWF-SP | ++ | Outdoor rated speaker, wall, white, feugo | 1 | [6 empty] | FALSE | FALSE |  |  |  |  | #FF0070C0 | FA-NFPA 170 SPEAKER WALL | 1 | FALSE | FALSE | FALSE | 2021 | [13 empty] | FALSE |  |  | WP
NFPA 170 HORN |  |  | North | Edwards |  | Horn |  |  |  | Module | TRUE | WGAWA | ++ | Outdoor rated horn, white, alert | 1 | [6 empty] | FALSE | [5 empty] | #FF0070C0 | FA-NFPA 170 HORN | 1 | FALSE | FALSE | FALSE | 2010 | [13 empty] | FALSE |  |  | WP
|  |  | North | Edwards |  | Cards & Components |  |  |  | Card | TRUE | FCOM-FIB |  | Fiber Optic Data Line Card (UL) | 1 | 0.04 | 0.04 |  |  |  |  | TRUE | [5 empty] | #FFFFFFFF |  |  | FALSE | FALSE | FALSE | [14 empty] | FALSE
|  |  | North | Edwards |  | Hardware |  |  |  | Hardware | TRUE | 2-WB7R |  | OBSOLETE - Red Wallbox | 1 | [6 empty] | FALSE | [5 empty] | #FFFFFFFF |  |  | FALSE | FALSE | FALSE | [14 empty] | FALSE
NFPA 170 SPEAKER WALL |  |  | North | Edwards |  | Speaker |  |  |  | Module | TRUE | WG4WF-S |  | 25/70V Speaker, white, FIRE | 1 | [6 empty] | FALSE | [5 empty] | #FF0070C0 | FA-NFPA 170 SPEAKER WALL | 1 | FALSE | FALSE | FALSE | 2021 | [13 empty] | FALSE |  |  | WP
|  |  | North | Edwards |  | Cards & Components |  |  |  | Card | TRUE | 3X-FIB |  | Fiber optic network option card, Cl A or B, max 64 nodes | 1 | 0.105 | 0.105 |  |  |  |  | TRUE | [5 empty] | #FFFFFFFF |  |  | FALSE | FALSE | FALSE | [14 empty] | FALSE
|  |  | North | Edwards |  | Hardware |  |  |  | Hardware | TRUE | SD-T60 |  | SuperDuct, Air sample tube, 60 inch | 1 | [6 empty] | FALSE | [5 empty] | #FFFFFFFF |  |  | FALSE | FALSE | FALSE | [14 empty] | FALSE
NFPA 170 HORN |  |  | North | Edwards |  | Horn |  |  |  | Module | TRUE | G1ARN |  | Horn, Wall, Red, None | 1 | [12 empty] | #FF0070C0 | FA-NFPA 170 HORN | 1 | FALSE | FALSE | FALSE | 2010
NFPA 170 REMOTE VOICE EVACUATION MICROPHONE | NFPA 170 REMOTE VOICE EVACUATION MICROPHONE |  | North | Edwards |  | Remote Microphone |  |  |  | Assembly | TRUE | EST3-MIC |  | Remote Paging Console, Surface | 1 | [6 empty] | FALSE | [5 empty] | #FFFF0000 | FA-NFPA 170 REMOTE VOICE EVACUATION MICROPHONE | 1 | FALSE | FALSE | FALSE | 255 | [8 empty] | 7,12,18 |  |  |  |  | TRUE
NFPA 170 SMOKE DETECTOR |  |  | North | Edwards |  | Smoke Detector |  |  |  | Module | TRUE | 30-3013 | + |  | 1 | [6 empty] | FALSE | FALSE |  |  |  |  | #FFFF0000 | FA-NFPA 170 SMOKE DETECTOR | 1 | FALSE | FALSE | FALSE | 957 | [13 empty] | FALSE
|  |  | North | Edwards |  | Hardware |  |  |  | Hardware | TRUE | BPS6A/230-6 |  | 6 Pack, Remote Booster Power Supply, 220Vac Input, Red | 1 | [6 empty] | FALSE | [5 empty] | #FFFFFFFF |  |  | FALSE | FALSE | FALSE | [14 empty] | FALSE
NFPA 170 HEAT DETECTOR |  |  | North | Edwards |  | Heat Detector |  |  |  | Module | TRUE | SIGA-HRS w/SIGA-AB4G BASE | ++ | Heat Detector, 15F ROR, 135F Fixed Temperature | 1 | 4.5e-05 | 4.5e-05 |  |  |  |  | FALSE | [5 empty] | #FFFF0000 | FA-NFPA 170 HEAT DETECTOR | 1 | FALSE | FALSE | FALSE | 1403 | [13 empty] | FALSE
NFPA 170 GRAPHIC ANNUNCIATOR PANEL | RISER ANNUNCIATOR |  | North | Edwards |  | Graphic Annunciator |  |  |  | Module | TRUE | EV2-QS1 |  | Graphic Annunciator 17.5"w x10.5"h view area, 72 LEDs typical | 1 | [6 empty] | FALSE | [5 empty] | #FFFF0000 | FA-NFPA 170 GRAPHIC ANNUNCIATOR PANEL | 1 | FALSE | FALSE | FALSE | 256 | [13 empty] | FALSE
NFPA 170 SMOKE DETECTOR |  |  | North | Edwards |  | Smoke Detector |  |  |  | Module | TRUE | SIGA2-PHS w/SIGA-IB BASE | ++ | Photoelectric Smoke/Heat Detector | 1 | 7e-05 | 7e-05 |  |  |  |  | FALSE | TRUE |  |  |  |  | #FFFF0000 | FA-NFPA 170 SMOKE DETECTOR | 1 | FALSE | FALSE | FALSE | 1408 | [13 empty] | FALSE
NFPA 170 HORN STROBE CEILING |  |  | North | Edwards |  | Horn/Strobe |  |  |  | Module | TRUE | GCAVWF |  | Horn-Strobe, running man, white, fire | 1 | [6 empty] | FALSE | TRUE |  |  |  |  | #FF0070C0 | FA-NFPA 170 HORN STROBE CEILING | 1 | FALSE | FALSE | FALSE | 2013 | [13 empty] | FALSE |  |  | C
|  |  | North | Edwards |  | Hardware |  |  |  | Hardware | TRUE | QS1-1-G-1-FR |  | OBSOLETE - FAP w/ 1 Option Card Space, Gray, French | 1 | [6 empty] | FALSE | [5 empty] | #FFFFFFFF |  |  | FALSE | FALSE | FALSE | [14 empty] | FALSE
NFPA 170 STROBE WALL |  |  | North | Edwards |  | Strobe |  |  |  | Module | TRUE | WGVRA | ++ | Outdoor rated strobe, red, alert | 1 | [6 empty] | FALSE | [5 empty] | #FF0070C0 | FA-NFPA 170 STROBE WALL | 1 | FALSE | FALSE | FALSE | 2023 | [13 empty] | FALSE |  |  | WP
NFPA 170 SPEAKER STROBE CEILING |  |  | North | Edwards |  | Speaker/Strobe |  |  |  | Module | TRUE | GCSVHRN |  | Speaker/Strobe, Ceiling, Red, None, High CD | 1 | [6 empty] | FALSE | TRUE |  |  |  |  | #FF0070C0 | FA-NFPA 170 SPEAKER STROBE CEILING | 1 | FALSE | FALSE | FALSE | 2020 | [13 empty] | FALSE |  |  | C
|  |  | North | Edwards |  | Cards & Components |  |  |  | Card | TRUE | ANSDC8 |  | 8 dry-contact input/LED module. | 1 | 0.005 | 0.02 |  |  |  |  | TRUE | [5 empty] | #FFFFFFFF |  |  | FALSE | FALSE | FALSE | [14 empty] | FALSE
|  |  | North | Edwards |  | Cards & Components |  |  |  | Card | TRUE | APS6A MB |  | 6.5 Amp Booster Power Supply | 1 | [6 empty] | TRUE | [5 empty] | #FFFFFFFF |  |  | FALSE | FALSE | FALSE | [14 empty] | FALSE
NFPA 170 SMOKE DETECTOR |  |  | North | Edwards |  | Smoke Detector |  |  |  | Module | TRUE | SIGA2-PCOS w/SIGA-SB BASE | ++ | Photoelectric Smoke / Carbon Monoxide Detector | 1 | 7e-05 | 7e-05 |  |  |  |  | FALSE | TRUE |  |  |  |  | #FFFF0000 | FA-NFPA 170 SMOKE DETECTOR | 1 | FALSE | FALSE | FALSE | 1408 | [13 empty] | FALSE
|  |  | North | Edwards |  | Cards & Components |  |  |  | Card | TRUE | BPS10A/230 Mainboard |  | Mainboard for BPS10A/230 assembly | 1 | 0.07 | 0.27 |  |  |  |  | TRUE | [5 empty] | #FFFFFFFF |  |  | FALSE | FALSE | FALSE | [14 empty] | FALSE
NFPA 170 STROBE WALL |  |  | North | Edwards |  | Strobe |  |  |  | Module | TRUE | 203-8A |  | 120 VAC Non-Synchronized Wall/Ceiling Strobe | 1 | [6 empty] | TRUE | [5 empty] | #FF0070C0 | FA-NFPA 170 STROBE WALL | 1 | FALSE | FALSE | FALSE
NFPA 170 SPEAKER STROBE |  |  | North | Edwards |  | Speaker/Strobe |  |  |  | Module | TRUE | G4LFRF-HVM | + | Low Frequency(520hz), Red, 15,30,75,110 cd, FIRE | 1 | 0 | 0.176 |  |  |  |  | FALSE | [5 empty] | #FF0070C0 | FA-NFPA 170 SPEAKER STROBE | 1 | FALSE | FALSE | FALSE | 2019 | [13 empty] | FALSE |  |  | LF
NFPA 170 ADDRESSABLE OUTPUT MODULE |  |  | North | Edwards |  | Addressable Control/Relay |  |  |  | Module | TRUE | SIGA-CC1S | ++ | Synchronization Output Module (Standard Mount) - UL/ULC Listed | 1 | 0.000223 | 0.0001 |  |  | 19.95 | 15.2 | FALSE |  | North American 2½ inch (64 mm) deep two-gang boxes and 1½ inch (38 mm) deep 4 inch square boxes with 2-gang covers and SIGA-MP mounting plates |  |  |  | #FFFF0000 | FA-NFPA 170 ADDRESSABLE OUTPUT MODULE | 1 | FALSE | FALSE | FALSE | 1000 | [13 empty] | FALSE
NFPA 170 STROBE CEILING |  |  | North | Edwards |  | Strobe |  |  |  | Module | TRUE | GCWA-VMC |  | Strobe, white, ALERT, 15, 30, 75, 95 cd, clear | 1 | 0 | 0.168 |  |  |  |  | FALSE | TRUE |  |  |  |  | #FF0070C0 | FA-NFPA 170 STROBE CEILING | 1 | FALSE | FALSE | FALSE | 2022 | [13 empty] | FALSE |  |  | C
NFPA 170 HEAT DETECTOR |  |  | North | Edwards |  | Heat Detector |  |  |  | Module | TRUE | SIGA-HFD w/SIGA-AB4G-LF BASE | ++ | Intelligent fixed temperature heat detector, Audible Sounder Base | 1 | 5.1e-05 | 6.8e-05 |  |  |  |  | FALSE | [5 empty] | #FFFF0000 | FA-NFPA 170 HEAT DETECTOR | 1 | FALSE | FALSE | FALSE | 1403 | [13 empty] | FALSE |  |  | LF
NFPA 170 HEAT DETECTOR |  |  | North | Edwards |  | Heat Detector |  |  |  | Module | TRUE | SIGA2-HFS w/SIGA-RB BASE | ++ | Heat Detector, 135F Fixed Temperature | 1 | 4.5e-05 | 4.5e-05 |  |  |  |  | FALSE | [5 empty] | #FFFF0000 | FA-NFPA 170 HEAT DETECTOR | 1 | FALSE | FALSE | FALSE | 1403 | [13 empty] | FALSE
NFPA 170 STROBE WALL |  |  | North | Edwards |  | Strobe |  |  |  | Module | TRUE | WGVWF-FR | ++ | Outdoor rated strobe, white, fire feu | 1 | [6 empty] | FALSE | [5 empty] | #FF0070C0 | FA-NFPA 170 STROBE WALL | 1 | FALSE | FALSE | FALSE | 2023 | [13 empty] | FALSE |  |  | WP
NFPA 170 ADDRESSABLE OUTPUT MODULE |  |  | North | Edwards |  | Addressable Control/Relay |  |  |  | Module | TRUE | SIGA-TCDR |  | Temporal Generator for Sounder Bases | 2 |  | 0.00053 |  |  |  |  | FALSE | [5 empty] | #FFFF0000 | FA-NFPA 170 ADDRESSABLE OUTPUT MODULE | 1 | FALSE | FALSE | FALSE | 1100 | [13 empty] | FALSE
NFPA 170 HORN STROBE CEILING |  |  | North | Edwards |  | Horn/Strobe |  |  |  | Module | TRUE | GCAVWN |  | Horn-Strobe, running man, white, none | 1 | [6 empty] | FALSE | TRUE |  |  |  |  | #FF0070C0 | FA-NFPA 170 HORN STROBE CEILING | 1 | FALSE | FALSE | FALSE | 2013 | [13 empty] | FALSE |  |  | C
|  |  | North | Edwards |  | Hardware |  |  |  | Hardware | TRUE | MN-FNSRMK1 |  | MN-FNS8C18F Series mounting hardware kit. | 1 | [6 empty] | FALSE | [5 empty] | #FFFFFFFF |  |  | FALSE | FALSE | FALSE | [14 empty] | FALSE
|  |  | North | Edwards |  | Hardware |  |  |  | Hardware | TRUE | QSC-12-G-2E-DT |  | OBSOLETE - FAP w/ 12 Option Card Spaces, Gray, EN-54, Belgian Dutch, 230V | 1 | [6 empty] | FALSE | [5 empty] | #FFFFFFFF |  |  | FALSE | FALSE | FALSE | [14 empty] | FALSE
NFPA 170 NON ADDRESSABLE RELAY |  |  | North | Edwards |  | Non-Addressable Relay |  |  |  | Module | TRUE | MR704/S |  | 4 SPDT Relay /w LED, & Metal Enclosure | 1 | 0 | 0.12 |  |  |  |  | FALSE | [5 empty] | #FFFF0000 | FA-NFPA 170 NON ADDRESSABLE RELAY | 1 | FALSE | FALSE | FALSE | 1300 | [13 empty] | FALSE
GenericN PROXIMITY READER |  |  | North | Edwards | Security/Access Control | Prox Reader |  |  |  | Module | TRUE | CR-5395 |  | Proximity Reader, Wall Mount | 1 | [6 empty] | FALSE | [5 empty] | #FFFF0000 | FA-GenericN PROXIMITY READER | 1 | FALSE | FALSE | FALSE | [14 empty] | FALSE
NFPA 170 HEAT DETECTOR |  |  | North | Edwards |  | Heat Detector |  |  |  | Module | TRUE | 302-ET-135 |  | Heat Detector, rate comp, 135F 57.2C, requires STONCO27 | 1 | [6 empty] | FALSE | [5 empty] | #FFFF0000 | FA-NFPA 170 HEAT DETECTOR | 1 | FALSE | FALSE | FALSE | 1403 | [13 empty] | FALSE
NFPA 170 SMOKE DETECTOR |  |  | North | Edwards |  | Smoke Detector |  |  |  | Module | TRUE | SIGA-IS w/SIGA-RB BASE | ++ | Ionization Smoke Detector | 1 | 4.5e-05 | 4.5e-05 |  |  |  |  | FALSE | TRUE |  |  |  |  | #FFFF0000 | FA-NFPA 170 SMOKE DETECTOR | 1 | FALSE | FALSE | FALSE | 1408 | [13 empty] | FALSE
|  |  | North | Edwards |  | Cards & Components |  |  |  | Card | TRUE | FHSD8300-ULF Main Card | ++ | LaserSense Modulaser - Minimum Display Module main card | 1 | [6 empty] | TRUE | [5 empty] | #FFFFFFFF |  |  | FALSE | FALSE | FALSE
|  |  | North | Edwards |  | Cards & Components |  |  |  | Card | TRUE | QSC-CPU-1-BR |  | OBSOLETE - CPU/Display with 1 Annunciator Option Space, British | 1 | [6 empty] | TRUE | [5 empty] | #FFFFFFFF |  |  | FALSE | FALSE | FALSE | [14 empty] | FALSE
|  |  | North | Edwards |  | Cards & Components |  |  |  | Card | TRUE | QS2-CPU-1-SP |  | OBSOLETE - CPU/Display with 1 Annunciator Option Space, Spanish | 1 | [6 empty] | TRUE | [5 empty] | #FFFFFFFF |  |  | FALSE | FALSE | FALSE | [14 empty] | FALSE
NFPA 170 SMOKE DETECTOR |  |  | North | Edwards |  | Smoke Detector |  |  |  | Module | TRUE | SIGA-PSI |  | Photoelectric Smoke Detector, EN-54 Listed | 1 | 4.5e-05 | 4.5e-05 |  |  |  |  | FALSE | TRUE |  |  |  |  | #FFFF0000 | FA-NFPA 170 SMOKE DETECTOR | 1 | FALSE | FALSE | FALSE | 1408 | [13 empty] | FALSE
NFPA 170 SPEAKER STROBE CEILING |  |  | North | Edwards |  | Speaker/Strobe |  |  |  | Module | TRUE | GCF-S2VM |  | 25V Speaker/Strobe, white, FIRE, 15, 30, 75, 95 cd, clear | 1 | 0 | 0.168 |  |  |  |  | FALSE | TRUE |  |  |  |  | #FF0070C0 | FA-NFPA 170 SPEAKER STROBE CEILING | 1 | FALSE | FALSE | FALSE | 2020 | [13 empty] | FALSE |  |  | C
NFPA 170 SPEAKER WALL |  |  | North | Edwards |  | Speaker |  |  |  | Module | TRUE | G4HFWN-S2 |  | 25V Speaker, White, running man | 1 | [6 empty] | FALSE | [5 empty] | #FF0070C0 | FA-NFPA 170 SPEAKER WALL | 1 | FALSE | FALSE | FALSE | 2021 | [13 empty] | FALSE
NFPA 170 SPEAKER STROBE CEILING |  |  | North | Edwards |  | Speaker/Strobe |  |  |  | Module | TRUE | GCWN-S2VMR |  | 25V Speaker/Strobe white, no markings, Standard cd, red | 1 | 0 | 0.318 |  |  |  |  | FALSE | TRUE |  |  |  |  | #FF0070C0 | FA-NFPA 170 SPEAKER STROBE CEILING | 1 | FALSE | FALSE | FALSE | 2020 | [13 empty] | FALSE |  |  | C
NFPA 170 HEAT DETECTOR |  |  | North | Edwards |  | Heat Detector |  |  |  | Module | TRUE | SIGA-HCD w/SIGA-AB4GT BASE | ++ | Multisensor Heat, and CO Detector | 1 | 5.1e-05 | 6.8e-05 |  |  |  |  | FALSE | [5 empty] | #FFFF0000 | FA-NFPA 170 HEAT DETECTOR | 1 | FALSE | FALSE | FALSE | 1403 | [13 empty] | FALSE
NFPA 170 REMOTE TEST SWITCH |  |  | North | Edwards |  | REMOTE TEST SWITCH |  |  |  | Module | TRUE | EC-LLT |  | Ground Level Test Station | 1 | [6 empty] | FALSE | [5 empty] | #FFFF0000 | FA-NFPA 170 REMOTE TEST SWITCH | 1 | FALSE | FALSE | FALSE | 914 | [13 empty] | FALSE
|  |  | North | Edwards |  | Cards & Components |  |  |  | Card | TRUE | MN-FNS8C18FAC |  | MN-FNS8C18F2 100-250 VAC/VDC (50 or 60 Hz) power supply module. | 1 | 0.439 | 0.439 |  |  |  |  | TRUE | [5 empty] | #FFFFFFFF |  |  | FALSE | FALSE | FALSE | [14 empty] | FALSE
NFPA 170 MANUAL PULL |  |  | North | Edwards |  | Manual Station |  |  |  | Module | TRUE | 270-GAO-DOC |  | Pull Station, cast metal, 2 stage 2 N.O. contacts | 1 | [6 empty] | FALSE | [5 empty] | #FFFF0000 | FA-NFPA 170 MANUAL PULL | 1 | FALSE | FALSE | FALSE | 957 | [13 empty] | FALSE
NFPA 170 HEAT DETECTOR |  |  | North | Edwards |  | Heat Detector |  |  |  | Module | TRUE | SIGA-HCD w/SIGA-SB BASE | ++ | Multisensor Heat, and CO Detector | 1 | 5.1e-05 | 6.8e-05 |  |  |  |  | FALSE | [5 empty] | #FFFF0000 | FA-NFPA 170 HEAT DETECTOR | 1 | FALSE | FALSE | FALSE | 1403 | [13 empty] | FALSE
NFPA 170 STROBE WALL |  |  | North | Edwards |  | Strobe |  |  |  | Module | TRUE | G1WN-VMC |  | Strobe, white, no markings, A, B, C, D cd, clear lens | 1 | 0 | 0.255 |  |  |  |  | FALSE | [5 empty] | #FF0070C0 | FA-NFPA 170 STROBE WALL | 1 | FALSE | FALSE | FALSE | 2023 | [13 empty] | FALSE
NFPA 170 MANUAL PULL |  |  | North | Edwards |  | Manual Station |  |  |  | Module | TRUE | 270-GAO |  | Pull Station, cast metal, 2 stage, OC, | 1 | [6 empty] | FALSE | [5 empty] | #FFFF0000 | FA-NFPA 170 MANUAL PULL | 1 | FALSE | FALSE | FALSE | 957 | [13 empty] | FALSE
|  |  | North | Edwards |  | Hardware |  |  |  | Hardware | TRUE | BP-A |  | Blank Panel | 1 | [6 empty] | FALSE | [5 empty] | #FFFFFFFF |  |  | FALSE | FALSE | FALSE | [14 empty] | FALSE
GenericN PROXIMITY READER |  |  | North | Edwards | Security/Access Control | Prox Reader |  |  |  | Module | TRUE | 5355AGK0009 |  | Proximity Reader, Wall Mount /w Keypad | 1 | [6 empty] | FALSE | [5 empty] | #FFFF0000 | FA-GenericN PROXIMITY READER | 1 | FALSE | FALSE | FALSE | [14 empty] | FALSE
|  |  | North | Edwards |  | Cards & Components |  |  |  | Card | TRUE | XAL250 | ++ | Expansion Analog Loop, 250pt | 1 | 0.06 | 0.125 |  |  |  |  | TRUE | [5 empty] | #FFFFFFFF |  |  | FALSE | FALSE | FALSE | [14 empty] | FALSE
NFPA 170 NON ADDRESSABLE RELAY |  |  | North | Edwards |  | Non-Addressable Relay |  |  |  | Module | TRUE | MR104C |  | 4 SPDT Relays /w LED & Metal Enclosure | 1 | 0 | 0.06 |  |  |  |  | FALSE | [5 empty] | #FFFF0000 | FA-NFPA 170 NON ADDRESSABLE RELAY | 1 | FALSE | FALSE | FALSE | 1300 | [13 empty] | FALSE
|  |  | North | Edwards |  | Cards & Components |  |  |  | Card | TRUE | QSC-CPU-2-FR |  | OBSOLETE - CPU/Display with 2 Annunciator Option Space, French | 1 | [6 empty] | TRUE | [5 empty] | #FFFFFFFF |  |  | FALSE | FALSE | FALSE | [14 empty] | FALSE
NFPA 170 NON ADDRESSABLE RELAY |  |  | North | Edwards |  | Non-Addressable Relay |  |  |  | Module | TRUE | MR199X14 |  | DPDT Relay, 120Vac | 1 | [6 empty] | FALSE | [5 empty] | #FFFF0000 | FA-NFPA 170 NON ADDRESSABLE RELAY | 1 | FALSE | FALSE | FALSE | 1300 | [13 empty] | FALSE
NFPA 170 SPEAKER STROBE |  |  | North | Edwards |  | Speaker/Strobe |  |  |  | Module | TRUE | G4WA-S7VMA |  | 70V Speaker/Strobe, White, ALERT, Multi-cd amber | 1 | 0 | 0.078 |  |  |  |  | FALSE | [5 empty] | #FF0070C0 | FA-NFPA 170 SPEAKER STROBE | 1 | FALSE | FALSE | FALSE | 2019 | [13 empty] | FALSE
|  |  | North | Edwards |  | Cards & Components |  |  |  | Card | TRUE | MN-HS32T3P |  | 1920 Watt Non-Omni directional HPSA Assembly (3 of 5 Active Panels) with lockable NEMA 4 amplifier, 110V/60Hz inverter/battery charger and electronics enclosure, lockable NEMA 4 battery enclosure (w/o batteries). Enclosures equipped with tamper switches. AC powered amplifier with DC backup. Edwards hard-wire interface included. Batteries and accessories are ordered separately. Tan colored speaker head. | 1 | [6 empty] | TRUE | [5 empty] | #FFFFFFFF |  |  | FALSE | FALSE | FALSE | [14 empty] | FALSE
NFPA 170 HEAT DETECTOR |  |  | North | Edwards |  | Heat Detector |  |  |  | Module | TRUE | SIGA-HFS w/SIGA-AB4G-LF BASE | ++ | Heat Detector, 135F Fixed Temperature | 1 | 4.5e-05 | 4.5e-05 |  |  |  |  | FALSE | [5 empty] | #FFFF0000 | FA-NFPA 170 HEAT DETECTOR | 1 | FALSE | FALSE | FALSE | 1403 | [13 empty] | FALSE |  |  | LF
NFPA 170 SPEAKER WALL |  |  | North | Edwards |  | Speaker |  |  |  | Module | TRUE | 90243A-803-05-L | UL1480 HyperSpike LineWave Loudspeaker Array 8 Red | HyperSpike UL LineWave line array loudspeaker 8 Red | 1 | [12 empty] | #FF0070C0 | FA-NFPA 170 SPEAKER WALL | 1 | FALSE | FALSE | FALSE | 2021 | [16 empty] | X8
|  |  | North | Edwards |  | Hardware |  |  |  | Hardware | TRUE | 73162SCIC |  | 16/2 CI , shld (circuit Integrity) Cable FPLR-CI (in conduit) | 1 | [6 empty] | FALSE | [5 empty] | #FFFFFFFF |  |  | FALSE | FALSE | FALSE | [14 empty] | FALSE
NFPA 170 STROBE WALL |  |  | North | Edwards |  | Strobe |  |  |  | Module | TRUE | G4VRF-SP |  | Wall strobe, red, FUEGO | 1 | [6 empty] | FALSE |  | GRSW-10 |  |  |  | #FF0070C0 | FA-NFPA 170 STROBE WALL | 1 | FALSE | FALSE | FALSE | 2023 | [13 empty] | FALSE
|  |  | North | Edwards |  | Hardware |  |  |  | Hardware | TRUE | EVSC3-22 |  | In-graphic 2-pos Toggle Switch, ON-OFF wired, 2 points | 1 | [6 empty] | FALSE | [5 empty] | #FFFFFFFF |  |  | FALSE | FALSE | FALSE | [14 empty] | FALSE
|  |  | North | Edwards |  | Hardware |  |  |  | Hardware | TRUE | QS2-1-G-2E-PG |  | OBSOLETE - FAP w/ 1 Option Card Space, Gray, EN-54, Portugues, 230V | 1 | [6 empty] | FALSE | [5 empty] | #FFFFFFFF |  |  | FALSE | FALSE | FALSE | [14 empty] | FALSE
NFPA 170 HORN STROBE CEILING |  |  | North | Edwards |  | Horn/Strobe |  |  |  | Module | TRUE | WG4RN-HVMC (C) |  | Outdoor rated horn-strobe, red without marking, clear lens | 1 | 0 | 0.393 |  |  |  |  | FALSE | TRUE |  |  |  |  | #FF0070C0 | FA-NFPA 170 HORN STROBE CEILING | 1 | FALSE | FALSE | FALSE | 2013 | [13 empty] | FALSE |  |  | C, WP
|  |  | North | Edwards |  | Cards & Components |  |  |  | Card | TRUE | DLD |  | Two Line Dialer, Supports Contact ID, 4/2 and 3/1 Formats | 1 | 0.013 | 0.02 |  |  |  |  | TRUE | [5 empty] | #FFFFFFFF |  |  | FALSE | FALSE | FALSE | [14 empty] | FALSE
NFPA 170 SPEAKER STROBE |  |  | North | Edwards |  | Speaker/Strobe |  |  |  | Module | TRUE | G4WN-S7VMA |  | 70V Speaker/Strobe, White, no markings, Multi-cd amber | 1 | 0 | 0.078 |  |  |  |  | FALSE | [5 empty] | #FF0070C0 | FA-NFPA 170 SPEAKER STROBE | 1 | FALSE | FALSE | FALSE | 2019 | [13 empty] | FALSE
NFPA 170 SPEAKER WALL |  |  | North | Edwards |  | Speaker |  |  |  | Module | TRUE | 90215A-801-06-L | HyperSpike | UL 1480 listed C1D2 certifed TCPA-10 Distributed Audio Speaker with 5 selectable power taps that run off of 25V, 70V and 100 VRMS audio systems. White | 1 | [8 empty] | 72377B-801 |  |  |  | #FF0070C0 | FA-NFPA 170 SPEAKER WALL | 1 | FALSE | FALSE | FALSE | 2021
|  |  | North | Edwards |  | Cards & Components |  |  |  | Card | TRUE | 3-PPS/M-230 | n | Primary Power Supply 230V | 1 | [6 empty] | TRUE | [5 empty] | #FFFFFFFF |  |  | FALSE | FALSE | FALSE
|  |  | North | Edwards |  | Hardware |  |  |  | Hardware | TRUE | C-5395BL |  | Optional Black Cover for CR-5395 | 1 | [6 empty] | FALSE | [5 empty] | #FFFFFFFF |  |  | FALSE | FALSE | FALSE | [14 empty] | FALSE
NFPA 170 HORN CEILING |  |  | North | Edwards |  | Horn |  |  |  | Module | TRUE | GCAWN |  | Horn, running man, white, none | 1 | [6 empty] | FALSE | TRUE |  |  |  |  | #FF0070C0 | FA-NFPA 170 HORN CEILING | 1 | FALSE | FALSE | FALSE | 2011 | [13 empty] | FALSE
NFPA 170 FIRE ALARM CONTROL UNIT | RISER FACP |  | North | Edwards |  | Fire Alarm Control Unit |  |  |  | Assembly | TRUE | iO64G-2-SP |  | FACP, 1 Loop, 64pt, 2 Cl B NACs, gray, 230v, Spanish | 1 | [6 empty] | FALSE | [5 empty] | #FFFF0000 | FA-NFPA 170 FIRE ALARM CONTROL UNIT | 1 | FALSE | FALSE | FALSE | 202 | [8 empty] | 7,12,18,26 |  | 10 |  |  | TRUE
NFPA 170 SPEAKER STROBE |  |  | North | Edwards |  | Speaker/Strobe |  |  |  | Module | TRUE | WGSVWN | ++ | Outdoor rated speaker strobe, wall, white, none | 1 | [6 empty] | FALSE | FALSE |  |  |  |  | #FF0070C0 | FA-NFPA 170 SPEAKER STROBE | 1 | FALSE | FALSE | FALSE | 2019 | [13 empty] | FALSE |  |  | WP
|  |  | North | Edwards |  | Hardware |  |  |  | Hardware | TRUE | QSC-5-G-1-PG |  | OBSOLETE - FAP w/ 5 Option Card Spaces, Gray, Portuguese | 1 | [6 empty] | FALSE | [5 empty] | #FFFFFFFF |  |  | FALSE | FALSE | FALSE | [14 empty] | FALSE
NFPA 170 GAS DETECTOR |  |  | North | Edwards |  | Gas Detection |  |  |  | Module | TRUE | SIGA-COD w/SIGA-AB4G BASE | ++ | Intelligent Carbon Monoxide Detector | 1 | 3.2e-05 | 3.2e-05 |  |  |  |  | FALSE | TRUE |  |  |  |  | #FFFF0000 | FA-NFPA 170 GAS DETECTOR | 1 | FALSE | FALSE | FALSE | 1408 | [13 empty] | FALSE
|  |  | North | Edwards |  | Hardware |  |  |  | Hardware | TRUE | CV10935 |  | Reducer Bushing-CPVC, Bag of 25. | 1 | [6 empty] | FALSE | [5 empty] | #FFFFFFFF |  |  | FALSE | FALSE | FALSE | [14 empty] | FALSE
|  |  | North | Edwards |  | Hardware |  |  |  | Hardware | TRUE | 451602WDB |  | 16/2 Stranded Twisted Direct Buried (DB) | 1 | [6 empty] | FALSE | [5 empty] | #FFFFFFFF |  |  | FALSE | FALSE | FALSE | [14 empty] | FALSE
|  |  | North | Edwards |  | Cards & Components |  |  |  | Card | TRUE | QS4-CPU-1-SP |  | CPU/Display with 1 Annunciator Option Space, Spanish | 1 | 0.199 | 0.235 |  |  |  |  | TRUE | [5 empty] | #FFFFFFFF |  |  | FALSE | FALSE | FALSE | [14 empty] | FALSE
|  |  | North | Edwards |  | Hardware |  |  |  | Hardware | TRUE | QS-1-VR |  | OBSOLETE - Gray Key-Locked Door for 1 Option Card Space Cabinet | 1 | [6 empty] | FALSE | [5 empty] | #FFFFFFFF |  |  | FALSE | FALSE | FALSE | [14 empty] | FALSE
NFPA 170 MANUAL PULL |  |  | North | Edwards |  | Manual Station |  |  |  | Module | TRUE | 270-DOC |  | Pull Station, double pole, OC, cast metal, terminals | 1 | [6 empty] | FALSE | [5 empty] | #FFFF0000 | FA-NFPA 170 MANUAL PULL | 1 | FALSE | FALSE | FALSE | 957 | [13 empty] | FALSE
|  |  | North | Edwards |  | Hardware |  |  |  | Hardware | TRUE | 74LV00262 |  | 2 Fiber Multi-Mode OFNR | 1 | [6 empty] | FALSE | [5 empty] | #FFFFFFFF |  |  | FALSE | FALSE | FALSE | [14 empty] | FALSE
NFPA 170 STROBE WALL |  |  | North | Edwards |  | Strobe |  |  |  | Module | TRUE | 116DEXSTC-FJ |  | Explosionproof Strobe | 1 | [6 empty] | FALSE | [5 empty] | #FF0070C0 | FA-NFPA 170 STROBE WALL | 1 | FALSE | FALSE | FALSE | 2023 | [13 empty] | FALSE |  |  | EXP
|  |  | North | Edwards |  | Hardware |  |  |  | Hardware | TRUE | G4AWA-CVR | ++ | Replacement Appliance Cover, Horn, White, ALERT | 1 | [12 empty] | #FFFFFFFF |  |  | FALSE | FALSE | FALSE
|  |  | North | Edwards |  | Cards & Components |  |  |  | Card | TRUE | 3-EVPWRA |  | Power Supply, /w cable for 3rd party ann. | 1 | 0.012 | 0.012 |  |  |  |  | TRUE | [5 empty] | #FFFFFFFF |  |  | FALSE | FALSE | FALSE | [14 empty] | FALSE
NFPA 170 FIRE PHONE |  |  | North | Edwards |  | Hardware |  |  |  | Hardware | TRUE | 6702-0210 |  | Fire Phone Handset Assembly - Black | 1 | [6 empty] | FALSE | [5 empty] | #FFFF0000 | FA-NFPA 170 FIRE PHONE | 1 | FALSE | FALSE | FALSE | 208 | [13 empty] | FALSE
NFPA 170 HORN |  |  | North | Edwards |  | Horn |  |  |  | Module | TRUE | G4LFWN-H | + | Low Frequency(520hz) horn, White | 1 | 0 | 0.109 |  |  |  |  | FALSE | [5 empty] | #FF0070C0 | FA-NFPA 170 HORN | 1 | FALSE | FALSE | FALSE | 2021 | [13 empty] | FALSE |  |  | LF
NFPA 170 FIRE ALARM CONTROL UNIT | RISER FACP |  | North | Edwards |  | Fire Alarm Control Unit |  |  |  | Assembly | TRUE | FSP1004GD |  | FACP - 10 Cl 'B' IDCs, 4 Cl 'B' NACs, 120V, Dialer, Gray | 1 | [6 empty] | FALSE | [5 empty] | #FFFF0000 | FA-NFPA 170 FIRE ALARM CONTROL UNIT | 1 | FALSE | FALSE | FALSE | 202 | [8 empty] | 7,12,18 |  |  |  |  | TRUE
|  |  | North | Edwards |  | Cards & Components |  |  |  | Card | TRUE | QSC-CPU-1-SPE |  | OBSOLETE - CPU/Display with 1 Annunciator Option Space, Spanish | 1 | [6 empty] | TRUE | [5 empty] | #FFFFFFFF |  |  | FALSE | FALSE | FALSE | [14 empty] | FALSE
NFPA 170 HEAT DETECTOR |  |  | North | Edwards |  | Heat Detector |  |  |  | Module | TRUE | SIGA-HFD w/SIGA-SB BASE | ++ | Intelligent fixed temperature heat detector, Standard Detector Base | 1 | 5.1e-05 | 6.8e-05 |  |  |  |  | FALSE | [5 empty] | #FFFF0000 | FA-NFPA 170 HEAT DETECTOR | 1 | FALSE | FALSE | FALSE | 1403 | [13 empty] | FALSE
|  |  | North | Edwards |  | Cards & Components |  |  |  | Card | TRUE | 3-ATPINT-220 |  | Audio Terminal Panel Interface for 230V Systems | 1 | [6 empty] | TRUE | [5 empty] | #FFFFFFFF |  |  | FALSE | FALSE | FALSE | [14 empty] | FALSE
|  |  | North | Edwards |  | Hardware |  |  |  | Hardware | TRUE | 439-6GR |  | Full Cast Grid for 6" Bell, Red | 1 | [6 empty] | FALSE | [5 empty] | #FFFFFFFF |  |  | FALSE | FALSE | FALSE | [14 empty] | FALSE
NFPA 170 FIRE ALARM CONTROL UNIT | RISER FACP |  | North | Edwards |  | Fire Alarm Control Unit |  |  |  | Assembly | TRUE | FSP1004RD |  | FACP - 10 Cl 'B' IDCs, 4 Cl 'B' NACs, LCD & Dialer, 120V, Red | 1 | [6 empty] | FALSE | [5 empty] | #FFFF0000 | FA-NFPA 170 FIRE ALARM CONTROL UNIT | 1 | FALSE | FALSE | FALSE | 202 | [8 empty] | 7,12,18 |  |  |  |  | TRUE
|  |  | North | Edwards |  | Cards & Components |  |  |  | Card | TRUE | QS8-CPU-2-PG |  | OBSOLETE - CPU/Display with 2 Annunciator Option Space, Portuguese | 1 | [6 empty] | TRUE | [5 empty] | #FFFFFFFF |  |  | FALSE | FALSE | FALSE | [14 empty] | FALSE
|  |  | North | Edwards |  | Cards & Components |  |  |  | Card | TRUE | EVBLED |  | Back Lit Graphic LED - Blue for EV series graphics | 1 | [6 empty] | TRUE | [5 empty] | #FFFFFFFF |  |  | FALSE | FALSE | FALSE | [14 empty] | FALSE
NFPA 170 SPEAKER STROBE CEILING |  |  | North | Edwards |  | Speaker/Strobe |  |  |  | Module | TRUE | GCHFRF-S7VMCH |  | 70V Ceiling Speaker/Strobe,red, 95, 115, 150, 177 cd, FIRE | 1 | 0 | 0.342 |  |  |  |  | FALSE | TRUE |  |  |  |  | #FF0070C0 | FA-NFPA 170 SPEAKER STROBE CEILING | 1 | FALSE | FALSE | FALSE | 2020 | [13 empty] | FALSE |  |  | C
|  |  | North | Edwards |  | Cards & Components |  |  |  | Card | TRUE | XAL127 |  | Expansion Analog Loop, 127pt | 1 | [6 empty] | TRUE | [5 empty] | #FFFFFFFF |  |  | FALSE | FALSE | FALSE | [14 empty] | FALSE
NFPA 170 FIRE PHONE |  |  | North | Edwards |  | Fire Phone |  |  |  | Module | TRUE | 6830-NY-F4 |  | 4 State Remote Telephone Warden Station, Armored Cord, Flush | 1 | [6 empty] | FALSE | [5 empty] | #FFFF0000 | FA-NFPA 170 FIRE PHONE | 1 | FALSE | FALSE | FALSE | [14 empty] | FALSE
|  |  | North | Edwards |  | Hardware |  |  |  | Hardware | TRUE | 4-FIL | + | Blank Filler Plate | 1 | [12 empty] | #FFFFFFFF |  |  | FALSE | FALSE | FALSE
|  |  | North | Edwards |  | Hardware |  |  |  | Hardware | TRUE | 451802SDB |  | 18/2 Stranded, OS, Twisted Direct Buried (DB) | 1 | [6 empty] | FALSE | [5 empty] | #FFFFFFFF |  |  | FALSE | FALSE | FALSE | [14 empty] | FALSE
NFPA 170 SPEAKER STROBE CEILING |  |  | North | Edwards |  | Speaker/Strobe |  |  |  | Module | TRUE | GCHFWN-S7VMCH |  | 70V Ceiling Speaker/Strobe,White, 95, 115, 150, 177 cd | 1 | 0 | 0.502 |  |  |  |  | FALSE | TRUE |  |  |  |  | #FF0070C0 | FA-NFPA 170 SPEAKER STROBE CEILING | 1 | FALSE | FALSE | FALSE | 2020 | [13 empty] | FALSE |  |  | C
|  |  | North | Edwards |  | Hardware |  |  |  | Hardware | TRUE | 702E |  | 4" Universal Base 700 Series /w 6 terminals for all heads | 1 | [6 empty] | FALSE | [5 empty] | #FFFFFFFF |  |  | FALSE | FALSE | FALSE | [14 empty] | FALSE
|  |  | North | Edwards |  | Hardware |  |  |  | Hardware | TRUE | 75182SRN |  | 18/2 Solid,OS Red With colored tracer FPLR | 1 | [6 empty] | FALSE | [5 empty] | #FFFFFFFF |  |  | FALSE | FALSE | FALSE | [14 empty] | FALSE
|  |  | North | Edwards |  | Hardware |  |  |  | Hardware | TRUE | SA-TRIM2 |  | Semi-flush trim for 250/500 point cabinet | 1 | 4.5e-05 | 4.5e-05 |  |  |  |  | FALSE | [5 empty] | #FFFFFFFF |  |  | FALSE | FALSE | FALSE | [14 empty] | FALSE
NFPA 170 SMOKE DETECTOR |  |  | North | Edwards |  | Smoke Detector |  |  |  | Module | TRUE | SIGA-PS w/SIGA-IB BASE | ++ | Photoelectric Smoke Detector | 1 | 4.5e-05 | 4.5e-05 |  |  |  |  | FALSE | TRUE |  |  |  |  | #FFFF0000 | FA-NFPA 170 SMOKE DETECTOR | 1 | FALSE | FALSE | FALSE | 1408 | [13 empty] | FALSE
|  |  | North | Edwards |  | Cards & Components |  |  |  | Card | TRUE | BPS6A Mainboard |  | Mainboard for BPS6A assembly | 1 | 0.07 | 0.27 |  |  |  |  | TRUE | [5 empty] | #FFFFFFFF |  |  | FALSE | FALSE | FALSE | [14 empty] | FALSE
NFPA 170 SMOKE HEAT CO DETECTOR |  |  | North | Edwards |  | Smoke/Heat/CO Detector |  |  |  | Module | TRUE | SIGA-OSHCD w/SIGA-AB4GT BASE | ++ | Multisensor Smoke, Heat, and CO Detector | 1 | 3.2e-05 | 4.5e-05 |  |  |  |  | FALSE | TRUE |  |  |  |  | #FFFF0000 | FA-NFPA 170 SMOKE HEAT CO DETECTOR | 1 | FALSE | FALSE | FALSE | 1408 | [13 empty] | FALSE
|  |  | North | Edwards |  | Cards & Components |  |  |  | Card | TRUE | MN-HSECC2 |  | MN-HS32 Class lockable NEMA 4 amplifier, 110V/60Hz. inverter/battery charger and electronics enclosure, lockable NEMA 4 battery enclosure (w/o batteries). Enclosures equipped with tamper switches. AC powered amplifier with DC backup. Batteries and accessories are ordered separately. | 1 | [6 empty] | TRUE | [5 empty] | #FFFFFFFF |  |  | FALSE | FALSE | FALSE | [14 empty] | FALSE
|  |  | North | Edwards |  | Hardware |  |  |  | Hardware | TRUE | 454733ARE |  | 12/4 Solid Twisted Red-Jacket FPLR | 1 | [6 empty] | FALSE | [5 empty] | #FFFFFFFF |  |  | FALSE | FALSE | FALSE | [14 empty] | FALSE
NFPA 170 SPEAKER STROBE CEILING |  |  | North | Edwards |  | Speaker/Strobe |  |  |  | Module | TRUE | 965-7A-8RW |  | 15/75cd Strobe, 8" Round Cone, 70V .5, 1, 2, 4w | 1 | [6 empty] | FALSE | TRUE |  |  |  |  | #FF0070C0 | FA-NFPA 170 SPEAKER STROBE CEILING | 1 | FALSE | FALSE | FALSE | 2020 | [13 empty] | FALSE |  |  | C
|  |  | North | Edwards |  | Hardware |  |  |  | Hardware | TRUE | 449 |  | Surface mount box, 4" square, oudoor rated, gray | 1 | [6 empty] | FALSE | [5 empty] | #FFFFFFFF |  |  | FALSE | FALSE | FALSE | [14 empty] | FALSE
|  |  | North | Edwards |  | Hardware |  |  |  | Hardware | TRUE | 33-30697A |  | Spare ASD-640 Detector Main PCB | 1 | [6 empty] | FALSE | [5 empty] | #FFFFFFFF |  |  | FALSE | FALSE | FALSE | [14 empty] | FALSE
GenericN PROXIMITY READER |  |  | North | Edwards | Security/Access Control | Prox Reader |  |  |  | Module | TRUE | 5375AGN00 |  | Proximity Reader, Wall Mount, long range | 1 | [6 empty] | FALSE | [5 empty] | #FFFF0000 | FA-GenericN PROXIMITY READER | 1 | FALSE | FALSE | FALSE | [14 empty] | FALSE
|  |  | North | Edwards |  | Cards & Components |  |  |  | Card | TRUE | MN-HS32G5PAC |  | 3200 Watt Omni-directional HPSA Assembly (5 of 5 Active Panels) with lockable NEMA 4 amplifier and electronics enclosure. 110V/60Hz operation only. Enclosure equipped with tamper switch. Edwards hard-wire interface included. Accessories are ordered separately. Gray colored speaker head. | 1 | [6 empty] | TRUE | [5 empty] | #FFFFFFFF |  |  | FALSE | FALSE | FALSE | [14 empty] | FALSE
|  |  | North | Edwards |  | Hardware |  |  |  | Hardware | TRUE | CM10941 |  | 5-Point Manifold | 1 | [6 empty] | FALSE | [5 empty] | #FFFFFFFF |  |  | FALSE | FALSE | FALSE | [14 empty] | FALSE
NFPA 170 REMOTE ANNUNCIATOR | RISER ANNUNCIATOR |  | North | Edwards |  | Remote Annunciator |  |  |  | Assembly | TRUE | 4-ANN |  | Annunciator Assembly, Default | 1 | [6 empty] | FALSE | [5 empty] | #FFFF0000 | FA-NFPA 170 REMOTE ANNUNCIATOR | 1 | FALSE | FALSE | FALSE | 255 | [8 empty] | 7,12,18 |  |  |  |  | TRUE
|  |  | North | Edwards |  | Cards & Components |  |  |  | Card | TRUE | MN-GVZINTWE |  | HPSA to Wireless Ethernet Interface kit | 1 | [6 empty] | TRUE | [5 empty] | #FFFFFFFF |  |  | FALSE | FALSE | FALSE | [14 empty] | FALSE
|  |  | North | Edwards |  | Cards & Components |  |  |  | Card | TRUE | ANS25MDG |  | OBSOLETE - 25W Audio Notification Panel, Gray | 1 | [6 empty] | TRUE | [5 empty] | #FFFFFFFF |  |  | FALSE | FALSE | FALSE | [14 empty] | FALSE
NFPA 170 SPEAKER STROBE |  |  | North | Edwards |  | Speaker/Strobe |  |  |  | Module | TRUE | G4F-S2V1575 |  | 25V Speaker/Strobe, White, FIRE 15/75 cd | 1 | 0 | 0.294 |  |  |  |  | FALSE | [5 empty] | #FF0070C0 | FA-NFPA 170 SPEAKER STROBE | 1 | FALSE | FALSE | FALSE | 2019 | [13 empty] | FALSE
NFPA 170 STROBE CEILING |  |  | North | Edwards |  | Strobe |  |  |  | Module | TRUE | GCVRF |  | Strobe, running man, red, fire | 1 | [6 empty] | FALSE | TRUE |  |  |  |  | #FF0070C0 | FA-NFPA 170 STROBE CEILING | 1 | FALSE | FALSE | FALSE | 2022 | [13 empty] | FALSE |  |  | C
|  |  | North | Edwards |  | Cards & Components |  |  |  | Card | TRUE | 3-LCD | + | Liquid Crystal Display Module | 1 | 0.04 | 0.042 |  |  |  |  | TRUE | [5 empty] | #FFFFFFFF |  |  | FALSE | FALSE | FALSE | [14 empty] | FALSE
|  |  | North | Edwards |  | Hardware |  |  |  | Hardware | TRUE | MN-BRKT1F |  | Series Switch mounting bracket for EST3 enclosures | 1 | [6 empty] | FALSE | [5 empty] | #FFFFFFFF |  |  | FALSE | FALSE | FALSE | [14 empty] | FALSE
|  |  | North | Edwards |  | Cards & Components |  |  |  | Card | TRUE | QSC-CPU-2-SP |  | OBSOLETE - CPU/Display with 2 Annunciator Option Space, Spanish | 1 | [6 empty] | TRUE | [5 empty] | #FFFFFFFF |  |  | FALSE | FALSE | FALSE | [14 empty] | FALSE
|  |  | North | Edwards |  | Hardware |  |  |  | Hardware | TRUE | 454737ARE |  | 16/4 Solid Twisted,OS, Red-Jacket FPLR | 1 | [6 empty] | FALSE | [5 empty] | #FFFFFFFF |  |  | FALSE | FALSE | FALSE | [14 empty] | FALSE
NFPA 170 SPEAKER STROBE CEILING |  |  | North | Edwards |  | Speaker/Strobe |  |  |  | Module | TRUE | 965-8A-8SW |  | 110cdW, 60cdC Strobe, 8" Square Cone, 70V .5, 1, 2, 4w | 1 | [6 empty] | FALSE | TRUE |  |  |  |  | #FF0070C0 | FA-NFPA 170 SPEAKER STROBE CEILING | 1 | FALSE | FALSE | FALSE | 2020 | [13 empty] | FALSE |  |  | C
|  |  | North | Edwards |  | Hardware |  |  |  | Hardware | TRUE | 4-CAB24DRL |  | Red Door Assembly for 3-CAB21 | 1 | [12 empty] | #FFFFFFFF |  |  | FALSE | FALSE | FALSE
NFPA 170 SPEAKER WALL |  |  | North | Edwards |  | Speaker |  |  |  | Module | TRUE | 757-8A-RS70WA |  | 70V Re-ent Speaker, white, no markings, 88 cd, amber | 1 | [6 empty] | FALSE | [5 empty] | #FF0070C0 | FA-NFPA 170 SPEAKER WALL | 1 | FALSE | FALSE | FALSE | 2021 | [13 empty] | FALSE
|  |  | North | Edwards |  | Cards & Components |  |  |  | Card | TRUE | APS10A MB |  | 10 Amp Booster Power Supply | 1 | [6 empty] | TRUE | [5 empty] | #FFFFFFFF |  |  | FALSE | FALSE | FALSE | [14 empty] | FALSE
NFPA 170 STROBE WALL |  |  | North | Edwards |  | Strobe |  |  |  | Module | TRUE | G4VWF |  | Wall strobe, white, FIRE | 1 | [6 empty] | FALSE |  | GRSW-10 |  |  |  | #FF0070C0 | FA-NFPA 170 STROBE WALL | 1 | FALSE | FALSE | FALSE | 2023 | [13 empty] | FALSE
|  |  | North | Edwards |  | Hardware |  |  |  | Hardware | TRUE | MN-HSECCFAN1 |  | ECC Top-mount ventilation fan system with side louvers. 115 VAC. Changes ECC rating to NEMA 3R | 1 | [6 empty] | FALSE | [5 empty] | #FFFFFFFF |  |  | FALSE | FALSE | FALSE | [14 empty] | FALSE
|  |  | North | Edwards |  | Cards & Components |  |  |  | Card | TRUE | 2-LCX |  | OBSOLETE - Signature Data Circuit Expander /w 2 NACs | 1 | [6 empty] | TRUE | [5 empty] | #FFFFFFFF |  |  | FALSE | FALSE | FALSE | [14 empty] | FALSE
NFPA 170 HORN STROBE CEILING |  |  | North | Edwards |  | Horn/Strobe |  |  |  | Module | TRUE | WG4RF-HVMC (C) |  | Outdoor rated horn-strobe, red with FIRE marking, clear lens | 1 | 0 | 0.107 |  |  |  |  | FALSE | TRUE |  |  |  |  | #FF0070C0 | FA-NFPA 170 HORN STROBE CEILING | 1 | FALSE | FALSE | FALSE | 2013 | [13 empty] | FALSE |  |  | C, WP
NFPA 170 HORN STROBE |  |  | North | Edwards |  | Horn/Strobe |  |  |  | Module | TRUE | WGAVRF-FR | ++ | Outdoor rated horn-strobe, red, fire feu | 1 | [6 empty] | FALSE | [5 empty] | #FF0070C0 | FA-NFPA 170 HORN STROBE | 1 | FALSE | FALSE | FALSE | 2012 | [13 empty] | FALSE |  |  | WP
NFPA 170 FIRE ALARM CONTROL UNIT | RISER FACP |  | North | Edwards |  | Fire Alarm Control Unit |  |  |  | Assembly | TRUE | iO1000G-2 |  | FACP, 1-4 Loop, 1000pt max, 4 Cl B NACs, gray, 230v | 1 | [6 empty] | FALSE | [5 empty] | #FFFF0000 | FA-NFPA 170 FIRE ALARM CONTROL UNIT | 1 | FALSE | FALSE | FALSE | 202 | [8 empty] | 7,12,18 |  |  |  |  | TRUE
|  |  | North | Edwards |  | Hardware |  |  |  | Hardware | TRUE | 2-WBSR |  | OBSOLETE - Red Surface Wallbox | 1 | [6 empty] | FALSE | [5 empty] | #FFFFFFFF |  |  | FALSE | FALSE | FALSE | [14 empty] | FALSE
NFPA 170 HEAT DETECTOR |  |  | North | Edwards |  | Heat Detector |  |  |  | Module | TRUE | SIGA-HFD w/SIGA-RB BASE | ++ | Intelligent fixed temperature heat detector, Relay Detector Base | 1 | 5.1e-05 | 6.8e-05 |  |  |  |  | FALSE | [5 empty] | #FFFF0000 | FA-NFPA 170 HEAT DETECTOR | 1 | FALSE | FALSE | FALSE | 1403 | [13 empty] | FALSE
NFPA 170 STROBE CEILING |  |  | North | Edwards |  | Strobe |  |  |  | Module | TRUE | GCVHRF-SP |  | Strobe, running man, red, FUEGO, high cd | 1 | [6 empty] | FALSE | TRUE |  |  |  |  | #FF0070C0 | FA-NFPA 170 STROBE CEILING | 1 | FALSE | FALSE | FALSE | 2022 | [13 empty] | FALSE |  |  | C
NFPA 170 HORN |  |  | North | Edwards |  | Horn |  |  |  | Module | TRUE | WGAWF-FR | ++ | Outdoor rated horn, white, fire feu | 1 | [6 empty] | FALSE | [5 empty] | #FF0070C0 | FA-NFPA 170 HORN | 1 | FALSE | FALSE | FALSE | 2010 | [13 empty] | FALSE |  |  | WP
|  |  | North | Edwards |  | Hardware |  |  |  | Hardware | TRUE | G4VWF-CVR | ++ | Replacement Appliance Cover, Strobe, White, FIRE | 1 | [12 empty] | #FFFFFFFF |  |  | FALSE | FALSE | FALSE
NFPA 170 SPEAKER WALL |  |  | North | Edwards |  | Speaker |  |  |  | Module | TRUE | 90243A-804-05-L | UL1480 HyperSpike LineWave Loudspeaker Array 16 Red | HyperSpike UL LineWave line array loudspeaker 16 Red | 1 | [12 empty] | #FF0070C0 | FA-NFPA 170 SPEAKER WALL | 1 | FALSE | FALSE | FALSE | 2021 | [16 empty] | X16
|  |  | North | Edwards |  | Cards & Components |  |  |  | Card | TRUE | MN-HSSOLAR2 |  | Solar Array System, 600 Watt. Includes power equalizer. Used with MN-HS Series ECC | 1 | [6 empty] | TRUE | [5 empty] | #FFFFFFFF |  |  | FALSE | FALSE | FALSE | [14 empty] | FALSE
|  |  | North | Edwards |  | Cards & Components |  |  |  | Card | TRUE | MN-GVZINTD4 |  | HPSA to EST3 interface kit (hard wire). | 1 | [6 empty] | TRUE | [5 empty] | #FFFFFFFF |  |  | FALSE | FALSE | FALSE | [14 empty] | FALSE
|  |  | North | Edwards |  | Hardware |  |  |  | Hardware | TRUE | QSA-2-S |  | OBSOLETE - Surface Cabinet, 2 Annunciator Option Space | 1 | [6 empty] | FALSE | [5 empty] | #FFFFFFFF |  |  | FALSE | FALSE | FALSE | [14 empty] | FALSE
NFPA 170 NON ADDRESSABLE RELAY |  |  | North | Edwards |  | Non-Addressable Relay |  |  |  | Module | TRUE | MR199X13 |  | DPDT Relay, 24Vdc | 1 | 0 | 0.085 |  |  |  |  | FALSE | [5 empty] | #FFFF0000 | FA-NFPA 170 NON ADDRESSABLE RELAY | 1 | FALSE | FALSE | FALSE | 1300 | [13 empty] | FALSE
NFPA 170 SPEAKER CEILING |  |  | North | Edwards |  | Speaker |  |  |  | Module | TRUE | GCHFWA-S7 |  | 70V Speaker, White, ALERT | 1 | [6 empty] | FALSE | TRUE |  |  |  |  | #FF0070C0 | FA-NFPA 170 SPEAKER CEILING | 1 | FALSE | FALSE | FALSE | 2019 | [13 empty] | FALSE |  |  | C
NFPA 170 MANUAL PULL |  |  | North | Edwards |  | Manual Station |  |  |  | Module | TRUE | 270-GAOB |  | Pull Station, cast metal, 2 stage, OC, Bilingual | 1 | [6 empty] | FALSE | [5 empty] | #FFFF0000 | FA-NFPA 170 MANUAL PULL | 1 | FALSE | FALSE | FALSE | 957 | [13 empty] | FALSE
NFPA 170 REMOTE VOICE EVACUATION MICROPHONE |  |  | North | Edwards |  | Remote Microphone |  |  |  | Module | TRUE | ANSREMG |  | Remote Mic, Gray surface / semi-flush cabinet | 1 | 0.02 | 0.04 |  |  |  |  | TRUE | [5 empty] | #FFFF0000 | FA-NFPA 170 REMOTE VOICE EVACUATION MICROPHONE | 1 | FALSE | FALSE | FALSE | [14 empty] | FALSE
|  |  | North | Edwards |  | Hardware |  |  |  | Hardware | TRUE | CBA48-VT-G |  | Vertical Semi-Flush Trim 48" - Gray, for a CBA48 wall box | 1 | [6 empty] | FALSE | [5 empty] | #FFFFFFFF |  |  | FALSE | FALSE | FALSE | [14 empty] | FALSE
NFPA 170 SPEAKER WALL |  |  | North | Edwards |  | Speaker |  |  |  | Module | TRUE | MN-GVM24 |  | Exterior omni directional HPSA /w ctrl & battery cabinet, 2.400W | 1 | [6 empty] | FALSE | [5 empty] | #FF0070C0 | FA-NFPA 170 SPEAKER WALL | 1 | FALSE | FALSE | FALSE | 2021 | [13 empty] | FALSE
NFPA 170 FIRE ALARM CONTROL UNIT | RISER FACP |  | North | Edwards |  | Fire Alarm Control Unit |  |  |  | Assembly | TRUE | iO1000G-PG |  | FACP, 1-4 Loop, 1000pt max, 4 Cl B NACs, gray, 120v, Portuguese | 1 | [6 empty] | FALSE | [5 empty] | #FFFF0000 | FA-NFPA 170 FIRE ALARM CONTROL UNIT | 1 | FALSE | FALSE | FALSE | 202 | [8 empty] | 7,12,18 |  |  |  |  | TRUE
|  |  | North | Edwards |  | Cards & Components |  |  |  | Card | TRUE | 3-SAC |  | Security/Access Control Module, Class A | 1 | 0.04 | 0.04 |  |  |  |  | TRUE | [5 empty] | #FFFFFFFF |  |  | FALSE | FALSE | FALSE | [14 empty] | FALSE
NFPA 170 HORN STROBE |  |  | North | Edwards |  | Horn/Strobe |  |  |  | Module | TRUE | 757-3A-T |  | 30cdW, 15cdC Strobe, Horn 97 dbA Avg., Red | 1 | [6 empty] | FALSE | [5 empty] | #FF0070C0 | FA-NFPA 170 HORN STROBE | 1 | FALSE | FALSE | FALSE | 2012 | [13 empty] | FALSE
NFPA 170 REMOTE ANNUNCIATOR | RISER ANNUNCIATOR |  | North | Edwards |  | Remote Annunciator |  |  |  | Module | TRUE | 4-2ANN | + | Annunciator Assembly - Configuration 2207081 | 1 | 0.197 | 0.25 |  |  |  |  | FALSE | [5 empty] | #FFFF0000 | FA-NFPA 170 REMOTE ANNUNCIATOR | 1 | FALSE | FALSE | FALSE | 255 | [8 empty] | 7,12,18 |  |  |  |  | TRUE
NFPA 170 AMPLIFIER RACK | ENCOMPASS90250A RISER |  | North | Edwards |  | Amplifier |  |  |  | Assembly | TRUE | 90250A-801 |  | 300 Watt Amplifier, 120VAC | 1 | [6 empty] | FALSE | [5 empty] | #FFFF0000 | FA-NFPA 170 AMPLIFIER RACK | 1 | FALSE | FALSE | FALSE | [14 empty] | TRUE
NFPA 170 HORN |  |  | North | Edwards |  | Horn |  |  |  | Module | TRUE | G4LFRF-H | + | Low Frequency(520hz) horn, Red, FIRE | 1 | 0 | 0.109 |  |  |  |  | FALSE | [5 empty] | #FF0070C0 | FA-NFPA 170 HORN | 1 | FALSE | FALSE | FALSE | 2021 | [13 empty] | FALSE |  |  | LF
|  |  | North | Edwards |  | Cards & Components |  |  |  | Card | TRUE | 2-SANCOM |  | OBSOLETE - Common Switch & LED Control Module, EST2 | 1 | [6 empty] | TRUE | [5 empty] | #FFFFFFFF |  |  | FALSE | FALSE | FALSE | [14 empty] | FALSE
|  |  | North | Edwards |  | Cards & Components |  |  |  | Card | TRUE | 3-RS485A |  | Network Communication Card, Class A | 1 | 0.098 | 0.098 |  |  |  |  | TRUE | [5 empty] | #FFFFFFFF |  |  | FALSE | FALSE | FALSE | [14 empty] | FALSE
|  |  | North | Edwards |  | Cards & Components |  |  |  | Card | TRUE | FSP502RD Mainboard |  | Mainboard for FSP502RD assembly | 1 | 0.169 | 0.357 |  |  |  |  | TRUE | [5 empty] | #FFFFFFFF |  |  | FALSE | FALSE | FALSE | [14 empty] | FALSE
|  |  | North | Edwards |  | Cards & Components |  |  |  | Card | TRUE | 3-ZA40A | n | 40 Watt Zoned Amplifier, Class A, 25 or 70Vrms | 1 | 0.062 | 2.48 |  |  |  |  | TRUE | [5 empty] | #FFFFFFFF |  |  | FALSE | FALSE | FALSE
NFPA 170 SMOKE DETECTOR |  |  | North | Edwards |  | Smoke Detector |  |  |  | Module | TRUE | EC30U-3 |  | Photo Smoke Detector, low profile, plug-in, UL | 1 |  | 0.1 |  |  |  |  | FALSE | TRUE |  |  |  |  | #FFFF0000 | FA-NFPA 170 SMOKE DETECTOR | 1 | FALSE | FALSE | FALSE | 1408 | [13 empty] | FALSE
NFPA 170 HORN |  |  | North | Edwards |  | Horn |  |  |  | Module | TRUE | G4LFRN-H | + | Low Frequency(520hz) horn, Red | 1 | 0 | 0.16 |  |  |  |  | FALSE | [5 empty] | #FF0070C0 | FA-NFPA 170 HORN | 1 | FALSE | FALSE | FALSE | 2021 | [13 empty] | FALSE |  |  | LF
|  |  | North | Edwards |  | Hardware |  |  |  | Hardware | TRUE | 75122MRNxx |  | 12/2 Solid Red With colored tracer FPLR | 1 | [6 empty] | FALSE | [5 empty] | #FFFFFFFF |  |  | FALSE | FALSE | FALSE | [14 empty] | FALSE
|  |  | North | Edwards |  | Hardware |  |  |  | Hardware | TRUE | MN-GVPMD |  | HPSA Pole mount kit for MN-GVD Directional HPSA | 1 | [6 empty] | FALSE | [5 empty] | #FFFFFFFF |  |  | FALSE | FALSE | FALSE | [14 empty] | FALSE
NFPA 170 SPEAKER WALL |  |  | North | Edwards |  | Speaker |  |  |  | Module | TRUE | G4SRF |  | Speaker, Wall, Red, FIRE | 1 | [6 empty] | FALSE | FALSE | GRSW-10 | G4RSB |  |  | #FF0070C0 | FA-NFPA 170 SPEAKER WALL | 1 | FALSE | FALSE | FALSE | 2021 | [13 empty] | FALSE |  |  | C
ASD MODULASER CONTROLLER |  |  | North | Edwards |  | Air Sampling Detection |  |  |  | Assembly | TRUE | FHSD8320-ULF | ++ | LaserSense Modulaser - Command display module | 1 | [6 empty] | TRUE | [5 empty] | #FFFF0000 | FA-ASD MODULASER CONTROLLER | 1 | FALSE | FALSE | FALSE | [17 empty] | Comd
|  |  | North | Edwards |  | Hardware |  |  |  | Hardware | TRUE | 454732ARE |  | 14/4 Solid Twisted Red-Jacket FPLR | 1 | [6 empty] | FALSE | [5 empty] | #FFFFFFFF |  |  | FALSE | FALSE | FALSE | [14 empty] | FALSE
NFPA 170 HORN STROBE |  |  | North | Edwards |  | Horn/Strobe |  |  |  | Module | TRUE | G1WA-HDVMA |  | MNEC H-S, no running man, white, "ALERT", A, B, C, D cd, amber | 1 | 0 | 0.337 |  |  |  |  | FALSE | [5 empty] | #FF0070C0 | FA-NFPA 170 HORN STROBE | 1 | FALSE | FALSE | FALSE | 2012 | [13 empty] | FALSE
NFPA 170 SPEAKER WALL |  |  | North | Edwards |  | Speaker |  |  |  | Module | TRUE | 5553-25/70-R | + | Series Adaptatone Millennium Speaker, Hazardous Location | 1 | [6 empty] | FALSE | [5 empty] | #FF0070C0 | FA-NFPA 170 SPEAKER WALL | 1 | FALSE | FALSE | FALSE | 2021 | [13 empty] | FALSE |  |  | HZ
|  |  | North | Edwards |  | Hardware |  |  |  | Hardware | TRUE | EVDLED |  | Drill Confirmation LED | 1 | [6 empty] | FALSE | [5 empty] | #FFFFFFFF |  |  | FALSE | FALSE | FALSE | [14 empty] | FALSE
NFPA 170 STROBE WALL |  |  | North | Edwards |  | Strobe |  |  |  | Module | TRUE | WGVRF | ++ | Outdoor rated strobe, red, fire | 1 | [6 empty] | FALSE | [5 empty] | #FF0070C0 | FA-NFPA 170 STROBE WALL | 1 | FALSE | FALSE | FALSE | 2023 | [13 empty] | FALSE |  |  | WP
NFPA 170 DUCT SMOKE DETECTOR |  |  | North | Edwards |  | Duct Smoke Detector |  |  |  | Assembly | TRUE | SIGA-SD | ++ | SuperDuct Detector | 1 | 4.5e-05 | 4.5e-05 |  |  |  |  | FALSE | TRUE |  |  |  |  | #FFFF0000 | FA-NFPA 170 DUCT SMOKE DETECTOR | 1 | FALSE | FALSE | FALSE | 1400 | [13 empty] | FALSE
|  |  | North | Edwards |  | Cards & Components |  |  |  | Card | TRUE | FHSD8330-ULF Main Card | ++ | LaserSense Modulaser - Detector module main card | 1 | [6 empty] | TRUE | [5 empty] | #FFFFFFFF |  |  | FALSE | FALSE | FALSE
NFPA 170 SPEAKER STROBE |  |  | North | Edwards |  | Speaker/Strobe |  |  |  | Module | TRUE | 757-7A-SS25 |  | 15/75cd Strobe, Cone Speaker, 25V .25 .5, 1, 2w | 1 | [6 empty] | FALSE | [5 empty] | #FF0070C0 | FA-NFPA 170 SPEAKER STROBE | 1 | FALSE | FALSE | FALSE | 2019 | [13 empty] | FALSE
|  |  | North | Edwards |  | Hardware |  |  |  | Hardware | TRUE | G4ARF-CVR | ++ | Replacement Appliance Cover, Horn, Red, FIRE | 1 | [12 empty] | #FFFFFFFF |  |  | FALSE | FALSE | FALSE
NFPA 170 SPEAKER WALL |  |  | North | Edwards |  | Speaker |  |  |  | Module | TRUE | G4WA-S2 |  | 25V Speaker, White, ALERT | 1 | [6 empty] | FALSE | [5 empty] | #FF0070C0 | FA-NFPA 170 SPEAKER WALL | 1 | FALSE | FALSE | FALSE | 2021 | [13 empty] | FALSE
|  |  | North | Edwards |  | Hardware |  |  |  | Hardware | TRUE | MN-HSRPLKEY1 |  | Replacement key set (2 keys) | 1 | [6 empty] | FALSE | [5 empty] | #FFFFFFFF |  |  | FALSE | FALSE | FALSE | [14 empty] | FALSE
|  |  | North | Edwards |  | Cards & Components |  |  |  | Card | TRUE | NETCOM-1S |  | Ethernet Device Server Network Interface, 10/100Base-T | 1 | [6 empty] | TRUE | [5 empty] | #FFFFFFFF |  |  | FALSE | FALSE | FALSE | [14 empty] | FALSE
NFPA 170 REMOTE ANNUNCIATOR | RISER ANNUNCIATOR |  | North | Edwards |  | Remote Annunciator |  |  |  | Assembly | TRUE | FSRA10C |  | Remote Ann for 10 zone panels, 10 bi-color LEDs & Com Ctrls | 1 | [6 empty] | FALSE | [5 empty] | #FFFF0000 | FA-NFPA 170 REMOTE ANNUNCIATOR | 1 | FALSE | FALSE | FALSE | 255 | [8 empty] | 7,12,18 |  |  |  |  | FALSE
|  |  | North | Edwards |  | Hardware |  |  |  | Hardware | TRUE | 439-10GR |  | Full Cast Grid for 8 &10" Bell, Red | 1 | [6 empty] | FALSE | [5 empty] | #FFFFFFFF |  |  | FALSE | FALSE | FALSE | [14 empty] | FALSE
NFPA 170 SMOKE HEAT CO DETECTOR |  |  | North | Edwards |  | Smoke/Heat/CO Detector |  |  |  | Module | TRUE | SIGA-OSHCD w/SIGA-RB BASE | ++ | Multisensor Smoke, Heat, and CO Detector | 1 | 3.2e-05 | 4.5e-05 |  |  |  |  | FALSE | TRUE |  |  |  |  | #FFFF0000 | FA-NFPA 170 SMOKE HEAT CO DETECTOR | 1 | FALSE | FALSE | FALSE | 1408 | [13 empty] | FALSE
NFPA 170 STROBE CEILING |  |  | North | Edwards |  | Strobe |  |  |  | Module | TRUE | GCWN-VMHB |  | Strobe, white, no markings, 95, 115, 150, 177 cd, blue | 1 | 0 | 0.342 |  |  |  |  | FALSE | TRUE |  |  |  |  | #FF0070C0 | FA-NFPA 170 STROBE CEILING | 1 | FALSE | FALSE | FALSE | 2022 | [13 empty] | FALSE |  |  | C
|  |  | North | Edwards |  | Hardware |  |  |  | Hardware | TRUE | 4-6ANNMT |  | Annunciator Backbox, 6 sp,BLK | 1 | [6 empty] | FALSE | [5 empty] | #FFFFFFFF |  |  | FALSE | FALSE | FALSE | [14 empty] | FALSE
|  |  | North | Edwards |  | Hardware |  |  |  | Hardware | TRUE | 4-CAB8DR |  | Door Assembly for 3-CAB5B, Red | 1 | [12 empty] | #FFFFFFFF |  |  | FALSE | FALSE | FALSE
NFPA 170 SPEAKER STROBE CEILING |  |  | North | Edwards |  | Speaker/Strobe |  |  |  | Module | TRUE | GCHFRN-S7VMCH |  | 70V Ceiling Speaker/Strobe, red, 95, 115, 150, 177 cd | 1 | 0 | 0.502 |  |  |  |  | FALSE | TRUE |  |  |  |  | #FF0070C0 | FA-NFPA 170 SPEAKER STROBE CEILING | 1 | FALSE | FALSE | FALSE | 2020 | [13 empty] | FALSE |  |  | C
|  |  | North | Edwards |  | Hardware |  |  |  | Hardware | TRUE | APSEQ |  | Seismic battery hold-down for 11 to 26 AH in a BPS | 1 | [6 empty] | FALSE | [5 empty] | #FFFFFFFF |  |  | FALSE | FALSE | FALSE | [14 empty] | FALSE
|  |  | North | Edwards |  | Hardware |  |  |  | Hardware | TRUE | CM10933 |  | 3/4” Sample Point Repair Saddle | 1 | [6 empty] | FALSE | [5 empty] | #FFFFFFFF |  |  | FALSE | FALSE | FALSE | [14 empty] | FALSE
NFPA 170 NON ADDRESSABLE RELAY |  |  | North | Edwards |  | Non-Addressable Relay |  |  |  | Module | TRUE | MR808/S |  | 8 SPDT Relay /w LED, & Metal Enclosure | 1 | 0 | 0.12 |  |  |  |  | FALSE | [5 empty] | #FFFF0000 | FA-NFPA 170 NON ADDRESSABLE RELAY | 1 | FALSE | FALSE | FALSE | 1300 | [13 empty] | FALSE
|  |  | North | Edwards |  | Hardware |  |  |  | Hardware | TRUE | TRIM-1R |  | Red Flush Mount Trim Ring for 1 Option Card Space Cabinet | 1 | [6 empty] | FALSE | [5 empty] | #FFFFFFFF |  |  | FALSE | FALSE | FALSE | [14 empty] | FALSE
NFPA 170 HORN STROBE |  |  | North | Edwards |  | Horn/Strobe |  |  |  | Module | TRUE | WGAVWN | ++ | Outdoor rated horn-strobe, white, none | 1 | [6 empty] | FALSE | [5 empty] | #FF0070C0 | FA-NFPA 170 HORN STROBE | 1 | FALSE | FALSE | FALSE | 2012 | [13 empty] | FALSE |  |  | WP
|  |  | North | Edwards |  | Hardware |  |  |  | Hardware | TRUE | MN-GVWP1 |  | HPSA wood pole | 1 | [6 empty] | FALSE | [5 empty] | #FFFFFFFF |  |  | FALSE | FALSE | FALSE | [14 empty] | FALSE
NFPA 170 SPEAKER WALL |  |  | North | Edwards |  | Speaker |  |  |  | Module | TRUE | 72575B-801-L | Transformer for UL1480 HyperSpike LineWave Loudspeaker | UL LineWave 25V/70V/100V Transformer 2/4 speaker | 1 | [12 empty] | #FF0070C0 | FA-NFPA 170 SPEAKER WALL | 1 | FALSE | FALSE | FALSE | 2021
|  |  | North | Edwards |  | Hardware |  |  |  | Hardware | TRUE | 2-WB3DR |  | OBSOLETE - Outer and Inner Door for 2-WB3R | 1 | [6 empty] | FALSE | [5 empty] | #FFFFFFFF |  |  | FALSE | FALSE | FALSE | [14 empty] | FALSE
|  |  | North | Edwards |  | Hardware |  |  |  | Hardware | TRUE | 6261-010 |  | Air Sampling Tube - 120" long | 1 | [6 empty] | FALSE | [5 empty] | #FFFFFFFF |  |  | FALSE | FALSE | FALSE | [14 empty] | FALSE
NFPA 170 AIR SAMPLING DETECTION PIPING |  |  | North | Edwards |  | Air Sampling Detection |  |  |  | Module | TRUE | 33-30707A |  | ASD-640 Detector w/ Command Module in steel case | 1 | [6 empty] | FALSE | [5 empty] | #FFFF0000 | FA-NFPA 170 AIR SAMPLING DETECTION PIPING | 1 | FALSE | FALSE | FALSE | 5010 | [13 empty] | FALSE
|  |  | North | Edwards |  | Hardware |  |  |  | Hardware | TRUE | FW-FILTER |  | Replacement front fan foam air filter kit | 1 | [6 empty] | FALSE | [5 empty] | #FFFFFFFF |  |  | FALSE | FALSE | FALSE | [14 empty] | FALSE
NFPA 170 NON ADDRESSABLE RELAY |  |  | North | Edwards |  | Non-Addressable Relay |  |  |  | Module | TRUE | MR708/T |  | 8 SPDT Relay /w LED, & Track Mtg H'ware | 1 | 0 | 0.24 |  |  |  |  | FALSE | [5 empty] | #FFFF0000 | FA-NFPA 170 NON ADDRESSABLE RELAY | 1 | FALSE | FALSE | FALSE | 1300 | [13 empty] | FALSE
NFPA 170 SPEAKER STROBE CEILING |  |  | North | Edwards |  | Speaker/Strobe |  |  |  | Module | TRUE | GCSVHWF-SP |  | Speaker/Strobe, Ceiling, White, FUEGO, High CD | 1 | [6 empty] | FALSE | TRUE |  |  |  |  | #FF0070C0 | FA-NFPA 170 SPEAKER STROBE CEILING | 1 | FALSE | FALSE | FALSE | 2020 | [13 empty] | FALSE |  |  | C
|  |  | North | Edwards |  | Hardware |  |  |  | Hardware | TRUE | 960A-4SF |  | 4" Backbox - square, flush | 1 | [6 empty] | FALSE | [5 empty] | #FFFFFFFF |  |  | FALSE | FALSE | FALSE | [14 empty] | FALSE
|  |  | North | Edwards |  | Cards & Components |  |  |  | Card | TRUE | FW-NIC |  | Network Interface Card (UL), 10/100 Mbits/s | 1 | [6 empty] | TRUE | [5 empty] | #FFFFFFFF |  |  | FALSE | FALSE | FALSE | [14 empty] | FALSE
NFPA 170 SPEAKER WALL |  |  | North | Edwards |  | Speaker |  |  |  | Module | TRUE | 90243A-801-06-L | UL1480 HyperSpike LineWave Loudspeaker Array 2 White | HyperSpike UL LineWave line array loudspeaker 2 White | 1 | [12 empty] | #FF0070C0 | FA-NFPA 170 SPEAKER WALL | 1 | FALSE | FALSE | FALSE | 2021 | [16 empty] | X2
|  |  | North | Edwards |  | Hardware |  |  |  | Hardware | TRUE | FW-UL6W |  | Workstation. (1) i7 Intel processor. 32 GB RAM. Windows 7 Ult. | 1 | [6 empty] | FALSE | [5 empty] | #FFFFFFFF |  |  | FALSE | FALSE | FALSE | [14 empty] | FALSE
NFPA 170 BATTERY CABINET |  |  | North | Edwards |  | Enclosure |  |  |  | Assembly | TRUE | BC-1 |  | Battery Cabinet | 1 | [12 empty] | #FFFF0000 | FA-NFPA 170 BATTERY CABINET | 1 | FALSE | FALSE | FALSE
NFPA 170 SPEAKER STROBE |  |  | North | Edwards |  | Speaker/Strobe |  |  |  | Module | TRUE | G4RF-S2V1575 |  | 25V Speaker/Strobe, Red, FIRE, 15/75 cd | 1 | 0 | 0.294 |  |  |  |  | FALSE | [5 empty] | #FF0070C0 | FA-NFPA 170 SPEAKER STROBE | 1 | FALSE | FALSE | FALSE | 2019 | [13 empty] | FALSE
|  |  | North | Edwards |  | Cards & Components |  |  |  | Card | TRUE | QSC-CPU-1-PG |  | OBSOLETE - CPU/Display with 1 Annunciator Option Space, Portuguese | 1 | [6 empty] | TRUE | [5 empty] | #FFFFFFFF |  |  | FALSE | FALSE | FALSE | [14 empty] | FALSE
|  |  | North | Edwards |  | Hardware |  |  |  | Hardware | TRUE | BP6 |  | Blank Panel for 19" Racks /w 2.5 FP Spaces, 10" | 1 | [6 empty] | FALSE | [5 empty] | #FFFFFFFF |  |  | FALSE | FALSE | FALSE | [14 empty] | FALSE
|  |  | North | Edwards |  | Hardware |  |  |  | Hardware | TRUE | 443712BB |  | 16/2 Solid Twisted No-Jacket TFN-THHN (Blk/Bl) | 1 | [6 empty] | FALSE | [5 empty] | #FFFFFFFF |  |  | FALSE | FALSE | FALSE | [14 empty] | FALSE
|  |  | North | Edwards |  | Cards & Components |  |  |  | Card | TRUE | ATP-220 |  | Audio Terminal Panel - 220VAC | 1 | [6 empty] | TRUE | [5 empty] | #FFFFFFFF |  |  | FALSE | FALSE | FALSE | [14 empty] | FALSE
|  |  | North | Edwards |  | Hardware |  |  |  | Hardware | TRUE | 280A-PL |  | Reversible Plastic Mtg Plate for 280 Series | 1 | [6 empty] | FALSE | [5 empty] | #FFFFFFFF |  |  | FALSE | FALSE | FALSE | [14 empty] | FALSE
|  |  | North | Edwards |  | Cards & Components |  |  |  | Card | TRUE | FW-VIDTVC |  | Video Card set for SV+ UL listed systems | 1 | [6 empty] | TRUE | [5 empty] | #FFFFFFFF |  |  | FALSE | FALSE | FALSE | [14 empty] | FALSE
NFPA 170 STROBE WALL |  |  | North | Edwards |  | Strobe |  |  |  | Module | TRUE | 405-5A-TW |  | 15cdW Strobe, White, Terminals | 1 | [6 empty] | FALSE | FALSE |  |  |  |  | #FF0070C0 | FA-NFPA 170 STROBE WALL | 1 | FALSE | FALSE | FALSE | 2023 | [13 empty] | FALSE |  |  | C
|  |  | North | Edwards |  | Hardware |  |  |  | Hardware | TRUE | CV10915 |  | ¾” CPVC socket union, Bag of 10 | 1 | [6 empty] | FALSE | [5 empty] | #FFFFFFFF |  |  | FALSE | FALSE | FALSE | [14 empty] | FALSE
|  |  | North | Edwards |  | Hardware |  |  |  | Hardware | TRUE | 23901-01 |  | Replacement Reflector | 1 | [6 empty] | FALSE | [5 empty] | #FFFFFFFF |  |  | FALSE | FALSE | FALSE | [14 empty] | FALSE
NFPA 170 SPEAKER STROBE |  |  | North | Edwards |  | Speaker/Strobe |  |  |  | Module | TRUE | WG4WF-SVMHC |  | 25/70V Speaker/Strobe, white, FIRE, clear, 102, 123, 147, 161 cd | 1 | [6 empty] | FALSE | [5 empty] | #FF0070C0 | FA-NFPA 170 SPEAKER STROBE | 1 | FALSE | FALSE | FALSE | 2019 | [13 empty] | FALSE |  |  | WP
|  |  | North | Edwards |  | Hardware |  |  |  | Hardware | TRUE | 3-LKE |  | EN-54 English Template | 1 | [6 empty] | FALSE | [5 empty] | #FFFFFFFF |  |  | FALSE | FALSE | FALSE | [14 empty] | FALSE
NFPA 170 SPEAKER STROBE CEILING |  |  | North | Edwards |  | Speaker/Strobe |  |  |  | Module | TRUE | GCWA-S2VMHB |  | 25V Speaker/Strobe white, ALERT, High cd, blue | 1 | 0 | 0.502 |  |  |  |  | FALSE | TRUE |  |  |  |  | #FF0070C0 | FA-NFPA 170 SPEAKER STROBE CEILING | 1 | FALSE | FALSE | FALSE | 2020 | [13 empty] | FALSE |  |  | C
|  |  | North | Edwards |  | Cards & Components |  |  |  | Card | TRUE | QS2-1 CPU |  | CPU / LCD Display | 1 | 0.199 | 0.235 |  |  |  |  | TRUE | [5 empty] | #FFFFFFFF |  |  | FALSE | FALSE | FALSE | [14 empty] | FALSE
|  |  | North | Edwards |  | Hardware |  |  |  | Hardware | TRUE | FW-42LCDVMK1 |  | 42" Wall Mount Bracket Kit - single display, vertical | 1 | [6 empty] | FALSE | [5 empty] | #FFFFFFFF |  |  | FALSE | FALSE | FALSE | [14 empty] | FALSE
|  |  | North | Edwards |  | Hardware |  |  |  | Hardware | TRUE | QSC-5-R-1-FR |  | OBSOLETE - FAP w/ 5 Option Card Spaces, Red, French | 1 | [6 empty] | FALSE | [5 empty] | #FFFFFFFF |  |  | FALSE | FALSE | FALSE | [14 empty] | FALSE
|  |  | North | Edwards |  | Hardware |  |  |  | Hardware | TRUE | 6ANN/B-S |  | Surface Box for 3ANN | 1 | [6 empty] | FALSE | [5 empty] | #FFFFFFFF |  |  | FALSE | FALSE | FALSE | [14 empty] | FALSE
|  |  | North | Edwards |  | Cards & Components |  |  |  | Card | TRUE | iO64G-2 Mainboard |  | Mainboard for iO64G-2 assembly | 1 | 0.155 | 0.204 | 3.75 |  |  |  | TRUE | [5 empty] | #FFFFFFFF |  |  | FALSE | FALSE | FALSE | [14 empty] | FALSE
NFPA 170 REMOTE ANNUNCIATOR | RISER ANNUNCIATOR |  | North | Edwards |  | Remote Annunciator |  |  |  | Assembly | TRUE | RLED-C |  | LED Ann, Y/R LEDs for 16 zones, w/com Ctrls, white | 1 | [6 empty] | FALSE | [5 empty] | #FFFF0000 | FA-NFPA 170 REMOTE ANNUNCIATOR | 1 | FALSE | FALSE | FALSE | 255 | [8 empty] | 7,12,18 |  |  |  |  | TRUE
|  |  | North | Edwards |  | Hardware |  |  |  | Hardware | TRUE | 403-8A-R |  | Bell/Strobe Plate, 24Vdc, 110cdW, 60cdC | 1 | [6 empty] | FALSE | [5 empty] | #FFFFFFFF |  |  | FALSE | FALSE | FALSE | [14 empty] | FALSE
NFPA 170 SMOKE HEAT DETECTOR |  |  | North | Edwards |  | Smoke/Heat Detector |  |  |  | Module | TRUE | SIGA-PHD w/SIGA-IB BASE | ++ | Photoelectric smoke and heat detector, 135F w/15F/min ROR | 1 | 5.1e-05 | 6.8e-05 |  |  |  |  | FALSE | TRUE |  |  |  |  | #FFFF0000 | FA-NFPA 170 SMOKE HEAT DETECTOR | 1 | FALSE | FALSE | FALSE | 1408 | [13 empty] | FALSE
|  |  | North | Edwards |  | Hardware |  |  |  | Hardware | TRUE | MN-GVWBM1 |  | HPSA Wall-mount bracket for MN-GVM Omni-directional HPSA | 1 | [6 empty] | FALSE | [5 empty] | #FFFFFFFF |  |  | FALSE | FALSE | FALSE | [14 empty] | FALSE
NFPA 170 REMOTE ANNUNCIATOR | RISER ANNUNCIATOR |  | North | Edwards |  | Remote Annunciator |  |  |  | Assembly | TRUE | 4-4ANN (BASE) | + | Metallic bronze Annunciator w/4-ANNCPU, 4-LCDANN, 4-NET-SM, 4-4ANNMT | 1 | [6 empty] | FALSE | [5 empty] | #FFFF0000 | FA-NFPA 170 REMOTE ANNUNCIATOR | 1 | FALSE | FALSE | FALSE | 255 | [8 empty] | 7,12,18 |  |  |  |  | FALSE
|  |  | North | Edwards |  | Hardware |  |  |  | Hardware | TRUE | MN-HS64SPKHRG1P |  | 1280 Watt HPSA (1 of 5 Active Panels) replacement speaker head - complete | 1 | [6 empty] | FALSE | [5 empty] | #FFFFFFFF |  |  | FALSE | FALSE | FALSE | [14 empty] | FALSE
|  |  | North | Edwards |  | Hardware |  |  |  | Hardware | TRUE | ACDB-CLNT |  | Access Control Database Client Application Software | 1 | [6 empty] | FALSE | [5 empty] | #FFFFFFFF |  |  | FALSE | FALSE | FALSE | [14 empty] | FALSE
NFPA 170 SPEAKER STROBE |  |  | North | Edwards |  | Speaker/Strobe |  |  |  | Module | TRUE | G4RF-S7VM |  | 70V Speaker/Strobe, Red, running man, FIRE, 15, 30, 75, 110 cd | 1 | 0 | 0.078 |  |  |  |  | FALSE | [5 empty] | #FF0070C0 | FA-NFPA 170 SPEAKER STROBE | 1 | FALSE | FALSE | FALSE | 2019 | [13 empty] | FALSE
|  |  | North | Edwards |  | Cards & Components |  |  |  | Card | TRUE | 5530MD-24AW |  | Electronic Signal /w 13 Tones, 24Vdc | 1 | [6 empty] | TRUE | [5 empty] | #FFFFFFFF |  |  | FALSE | FALSE | FALSE | [14 empty] | FALSE
NFPA 170 NON ADDRESSABLE RELAY |  |  | North | Edwards |  | Non-Addressable Relay |  |  |  | Module | TRUE | MR199X13/C |  | DPDT Relay, 24Vdc /w enclosure | 1 | 0 | 0.085 |  |  |  |  | FALSE | [5 empty] | #FFFF0000 | FA-NFPA 170 NON ADDRESSABLE RELAY | 1 | FALSE | FALSE | FALSE | 1300 | [13 empty] | FALSE
|  |  | North | Edwards |  | Cards & Components |  |  |  | Card | TRUE | VS2-G-F Mainboard |  | Mainboard for VS2-G-F assembly | 1 | 0.231 | 0.44 |  |  |  |  | TRUE | [5 empty] | #FFFFFFFF |  |  | FALSE | FALSE | FALSE | [14 empty] | FALSE
NFPA 170 STROBE WALL |  |  | North | Edwards |  | Strobe |  |  |  | Module | TRUE | G1F-CVM |  | Chime-Strobe, running man, FIRE, white, 15, 30, 75, 110 cd | 1 | 0 | 0.097 |  |  |  |  | FALSE | [5 empty] | #FF0070C0 | FA-NFPA 170 STROBE WALL | 1 | FALSE | FALSE | FALSE | 2023 | [13 empty] | FALSE
NFPA 170 STROBE WALL |  |  | North | Edwards |  | Strobe |  |  |  | Module | TRUE | WGVWN | ++ | Outdoor rated strobe, white, none | 1 | [6 empty] | FALSE | [5 empty] | #FF0070C0 | FA-NFPA 170 STROBE WALL | 1 | FALSE | FALSE | FALSE | 2023 | [13 empty] | FALSE |  |  | WP
NFPA 170 SPEAKER STROBE |  |  | North | Edwards |  | Speaker/Strobe |  |  |  | Module | TRUE | 757-8A-SS70 |  | 110cdW, 60cdC Strobe, Cone Speaker, 70V .25 .5, 1, 2w | 1 | [6 empty] | FALSE | [5 empty] | #FF0070C0 | FA-NFPA 170 SPEAKER STROBE | 1 | FALSE | FALSE | FALSE | 2019 | [13 empty] | FALSE
NFPA 170 FIRE ALARM CONTROL UNIT | RISER FACP |  | North | Edwards |  | Fire Alarm Control Unit |  |  |  | Assembly | TRUE | QS1-1-G-1 | ++ | Single loop system. 1 option card space. Gray enclosure, 115v transformer. | 1 | [6 empty] | FALSE | [5 empty] | #FFFF0000 | FA-NFPA 170 FIRE ALARM CONTROL UNIT | 1 | FALSE | FALSE | FALSE | [9 empty] | 7,12,26,33,40 |  |  |  |  | TRUE
NFPA 170 SMOKE DETECTOR |  |  | North | Edwards |  | Smoke Detector |  |  |  | Module | TRUE | SIGA-PD w/SIGA-AB4G-LF BASE | ++ | Photoelectric smoke detector | 1 | 3.2e-05 | 3.2e-05 |  |  |  |  | FALSE | TRUE |  |  |  |  | #FFFF0000 | FA-NFPA 170 SMOKE DETECTOR | 1 | FALSE | FALSE | FALSE | 1408 | [13 empty] | FALSE |  |  | LF
|  |  | North | Edwards |  | Cards & Components |  |  |  | Card | TRUE | MN-HS64G3P |  | 3840 Watt Non-Omni directional HPSA Assembly (3 of 5 Active Panels) with lockable NEMA 4 amplifier, 110V/60 Hz. inverter/battery charger and electronics enclosure, lockable NEMA 4 battery enclosure (w/o batteries). Enclosures equipped with tamper switches. AC powered amplifier with DC backup. Edwards hard-wire interface included. Batteries and accessories are ordered separately. Gray colored speaker head. | 1 | [6 empty] | TRUE | [5 empty] | #FFFFFFFF |  |  | FALSE | FALSE | FALSE | [14 empty] | FALSE
NFPA 170 HORN |  |  | North | Edwards |  | Horn |  |  |  | Module | TRUE | G4ARF-FR |  | Wall horn, red, FEU | 1 | [6 empty] | FALSE |  | GRSW-10 |  |  |  | #FF0070C0 | FA-NFPA 170 HORN | 1 | FALSE | FALSE | FALSE | 2010 | [13 empty] | FALSE
NFPA 170 HEAT DETECTOR |  |  | North | Edwards |  | Heat Detector |  |  |  | Module | TRUE | 302-ET-194 |  | Heat Detector, rate comp, 194F 90.2C, requires STONCO27 | 1 | [6 empty] | FALSE | [5 empty] | #FFFF0000 | FA-NFPA 170 HEAT DETECTOR | 1 | FALSE | FALSE | FALSE | 1403 | [13 empty] | FALSE
KEY SWITCH |  |  | North | Edwards |  | Switch |  |  |  | Module | TRUE | RELA-SRV-1 |  | Releasing Service Solenoid Disconnect Switch | 1 | [6 empty] | FALSE | [5 empty] | #FFFF0000 | FA-KEY SWITCH | 1 | FALSE | FALSE | FALSE | 927 | [13 empty] | FALSE
|  |  | North | Edwards |  | Hardware |  |  |  | Hardware | TRUE | LKC-1 |  | FIRE - Ceiling Orientation | 1 | [6 empty] | FALSE | [5 empty] | #FFFFFFFF |  |  | FALSE | FALSE | FALSE | [14 empty] | FALSE
NFPA 170 END OF LINE DEVICE |  |  | North | Edwards |  | End-of-Line Device |  |  |  | Module | TRUE | EOL-100 |  | End of Line Resistor - 100 Ohms | 1 | [6 empty] | FALSE | [5 empty] | #FFFF0000 | FA-NFPA 170 END OF LINE DEVICE | 1 | FALSE | FALSE | FALSE | 5050 | [13 empty] | FALSE
|  |  | North | Edwards |  | Cards & Components |  |  |  | Card | TRUE | 3-EVDVRX |  | 19" rack /w space for three 3-EVDVRAs | 1 | [6 empty] | TRUE | [5 empty] | #FFFFFFFF |  |  | FALSE | FALSE | FALSE | [14 empty] | FALSE
|  |  | North | Edwards |  | Hardware |  |  |  | Hardware | TRUE | QSA-2-F-VR |  | OBSOLETE - Key Locked Door, Flush for 2 Ann. Option Space | 1 | [6 empty] | FALSE | [5 empty] | #FFFFFFFF |  |  | FALSE | FALSE | FALSE | [14 empty] | FALSE
|  |  | North | Edwards |  | Hardware |  |  |  | Hardware | TRUE | G1WT-ALERT |  | Trim Plate labeled ALERT, for 2 gang or 4" square boxes, white | 1 | [6 empty] | FALSE | [5 empty] | #FFFFFFFF |  |  | FALSE | FALSE | FALSE | [14 empty] | FALSE
NFPA 170 STROBE WALL |  |  | North | Edwards |  | Strobe |  |  |  | Module | TRUE | 405-8A-TW |  | 110cdW, 60cdC Strobe, White, Terminals | 1 | [6 empty] | FALSE | FALSE |  |  |  |  | #FF0070C0 | FA-NFPA 170 STROBE WALL | 1 | FALSE | FALSE | FALSE | 2023 | [13 empty] | FALSE |  |  | C
NFPA 170 HEAT DETECTOR |  |  | North | Edwards |  | Heat Detector |  |  |  | Module | TRUE | SIGA2-HCOS w/SIGA-AB4GT BASE | ++ | Heat / Carbon Monoxide Detector | 1 | 4.5e-05 | 4.5e-05 |  |  |  |  | FALSE | [5 empty] | #FFFF0000 | FA-NFPA 170 HEAT DETECTOR | 1 | FALSE | FALSE | FALSE | 1403 | [13 empty] | FALSE
|  |  | North | Edwards |  | Hardware |  |  |  | Hardware | TRUE | ANSDMRCUSTOM |  | Custom recorded message PROM | 1 | [6 empty] | FALSE | [5 empty] | #FFFFFFFF |  |  | FALSE | FALSE | FALSE | [14 empty] | FALSE
|  |  | North | Edwards |  | Hardware |  |  |  | Hardware | TRUE | G4AWN-CVR | ++ | Replacement Appliance Cover, Horn, White, NONE | 1 | [12 empty] | #FFFFFFFF |  |  | FALSE | FALSE | FALSE
|  |  | North | Edwards |  | Cards & Components |  |  |  | Card | TRUE | 2-MIC |  | OBSOLETE - Master Paging Microphone | 1 | [6 empty] | TRUE | [5 empty] | #FFFFFFFF |  |  | FALSE | FALSE | FALSE | [14 empty] | FALSE
|  |  | North | Edwards |  | Hardware |  |  |  | Hardware | TRUE | 12V10A |  | 11 AH Battery | 1 | [12 empty] | #FFFFFFFF |  |  | FALSE | FALSE | FALSE
NFPA 170 HEAT DETECTOR |  |  | North | Edwards |  | Heat Detector |  |  |  | Module | TRUE | SIGA-HRD w/SIGA-AB4G BASE | ++ | Intelligent fixed temperature/Rate-of-rise heat detector, Audible Sounder Base | 1 | 5.1e-05 | 6.8e-05 |  |  |  |  | FALSE | [5 empty] | #FFFF0000 | FA-NFPA 170 HEAT DETECTOR | 1 | FALSE | FALSE | FALSE | 1403 | [13 empty] | FALSE
NFPA 170 REMOTE ANNUNCIATOR | RISER ANNUNCIATOR |  | North | Edwards |  | Remote Annunciator |  |  |  | Assembly | TRUE | FSRA10 |  | Remote Ann for 10 zone panels, 10 bi-color LEDs | 1 | [6 empty] | FALSE | [5 empty] | #FFFF0000 | FA-NFPA 170 REMOTE ANNUNCIATOR | 1 | FALSE | FALSE | FALSE | 255 | [8 empty] | 7,12,18 |  |  |  |  | FALSE
|  |  | North | Edwards |  | Hardware |  |  |  | Hardware | TRUE | F-TRIM35G |  | Semi-flush Trim ring for FS302 and FS502, Gray | 1 | [6 empty] | FALSE | [5 empty] | #FFFFFFFF |  |  | FALSE | FALSE | FALSE | [14 empty] | FALSE
NFPA 170 SMOKE DETECTOR |  |  | North | Edwards |  | Smoke Detector |  |  |  | Module | TRUE | SIGA-PHSI w/SIGA-AB4GT BASE | ++ | 3D Multisensor Detector, EN-54 Listed | 1 | 4.5e-05 | 4.5e-05 |  |  |  |  | FALSE | TRUE |  |  |  |  | #FFFF0000 | FA-NFPA 170 SMOKE DETECTOR | 1 | FALSE | FALSE | FALSE | 1408 | [13 empty] | FALSE
|  |  | North | Edwards |  | Hardware |  |  |  | Hardware | TRUE | MN-GVRMAM |  | HPSA Roof-mount apparatus for MN-GVM Omni-directional HPSA | 1 | [6 empty] | FALSE | [5 empty] | #FFFFFFFF |  |  | FALSE | FALSE | FALSE | [14 empty] | FALSE
NFPA 170 HORN STROBE |  |  | North | Edwards |  | Horn/Strobe |  |  |  | Module | TRUE | 2452THS-110-R | + | Temporal Horn-Strobe, 110cd, Red | 1 | [6 empty] | FALSE | [5 empty] | #FF0070C0 | FA-NFPA 170 HORN STROBE | 1 | FALSE | FALSE | FALSE | 2012 | [13 empty] | FALSE
|  |  | North | Edwards |  | Hardware |  |  |  | Hardware | TRUE | 276-GLR |  | Replacement Glass Rods | 1 | [6 empty] | FALSE | [5 empty] | #FFFFFFFF |  |  | FALSE | FALSE | FALSE | [14 empty] | FALSE
NFPA 170 SPEAKER WALL |  |  | North | Edwards |  | Speaker |  |  |  | Module | TRUE | G4WN-S7 |  | 70V Speaker, White, no markings, | 1 | [6 empty] | FALSE | [5 empty] | #FF0070C0 | FA-NFPA 170 SPEAKER WALL | 1 | FALSE | FALSE | FALSE | 2021 | [13 empty] | FALSE
|  |  | North | Edwards |  | Cards & Components |  |  |  | Card | TRUE | 3-ANNSM | + | LED Display Support Module | 1 | 0.01 | 0.01 |  |  |  |  | FALSE | [5 empty] | #FFFFFFFF |  |  | FALSE | FALSE | FALSE | [14 empty] | FALSE
NFPA 170 SPEAKER WALL |  |  | North | Edwards |  | Speaker |  |  |  | Module | TRUE | G4SWA |  | Speaker, Wall, White, Alert | 1 | [6 empty] | FALSE | FALSE | GRSW-10 | G4WSB |  |  | #FF0070C0 | FA-NFPA 170 SPEAKER WALL | 1 | FALSE | FALSE | FALSE | 2021 | [13 empty] | FALSE |  |  | C
NFPA 170 SPEAKER STROBE |  |  | North | Edwards |  | Speaker/Strobe |  |  |  | Module | TRUE | G4SVWA |  | Speaker/Strobe, Wall, White, ALERT | 1 | [6 empty] | FALSE | FALSE | GRSW-10 | G4WSB |  |  | #FF0070C0 | FA-NFPA 170 SPEAKER STROBE | 1 | FALSE | FALSE | FALSE | 2019 | [13 empty] | FALSE |  |  | C
NFPA 170 SPEAKER WALL |  |  | North | Edwards |  | Speaker |  |  |  | Module | TRUE | MN-GVD04 |  | Exterior directional HPSA /w ctrl & battery cabinet, 400W, 90° | 1 | [6 empty] | FALSE | [5 empty] | #FF0070C0 | FA-NFPA 170 SPEAKER WALL | 1 | FALSE | FALSE | FALSE | 2021 | [13 empty] | FALSE
NFPA 170 SPEAKER WALL |  |  | North | Edwards |  | Speaker |  |  |  | Module | TRUE | G4-S2 |  | 25V Speaker, White, running man | 1 | [6 empty] | FALSE | [5 empty] | #FF0070C0 | FA-NFPA 170 SPEAKER WALL | 1 | FALSE | FALSE | FALSE | 2021 | [13 empty] | FALSE
|  |  | North | Edwards |  | Hardware |  |  |  | Hardware | TRUE | G4VWA-CVR | ++ | Replacement Appliance Cover, Strobe, White, ALERT | 1 | [12 empty] | #FFFFFFFF |  |  | FALSE | FALSE | FALSE
|  |  | North | Edwards |  | Hardware |  |  |  | Hardware | TRUE | SIGA-IB |  | Isolator Detector Base | 1 | 5.1e-05 | 6.8e-05 |  |  |  |  | FALSE | [5 empty] | #FFFFFFFF |  |  | FALSE | FALSE | FALSE | [14 empty] | FALSE
|  |  | North | Edwards |  | Hardware |  |  |  | Hardware | TRUE | SIGA-DGSB |  | Detector (Smoke) Guard Surface Mount Adapter | 1 | [6 empty] | FALSE | [5 empty] | #FFFFFFFF |  |  | FALSE | FALSE | FALSE | [14 empty] | FALSE
|  |  | North | Edwards |  | Hardware |  |  |  | Hardware | TRUE | ARA-1 |  | Standby Switch Over Relay | 1 | [6 empty] | FALSE | [5 empty] | #FFFFFFFF |  |  | FALSE | FALSE | FALSE | [14 empty] | FALSE
|  |  | North | Edwards |  | Hardware |  |  |  | Hardware | TRUE | 3-RCC21R |  | Red Remote Chassis Cabinet /w Cover | 1 | [12 empty] | #FFFFFFFF |  |  | FALSE | FALSE | FALSE
NFPA 170 HORN STROBE |  |  | North | Edwards |  | Horn/Strobe |  |  |  | Module | TRUE | G1AVRF |  | Horn/Strobe, Wall, Red, FIRE | 1 | [12 empty] | #FF0070C0 | FA-NFPA 170 HORN STROBE | 1 | FALSE | FALSE | FALSE | 2012
|  |  | North | Edwards |  | Hardware |  |  |  | Hardware | TRUE | MN-TP90STD |  | TP Series 90V circuit transient protector module | 1 | [6 empty] | FALSE | [5 empty] | #FFFFFFFF |  |  | FALSE | FALSE | FALSE | [14 empty] | FALSE
|  |  | North | Edwards |  | Cards & Components |  |  |  | Card | TRUE | MN-HS16T2P |  | 640 Watt non-Omni HPSA Assembly (2 of 5 Active Panels) with lockable NEMA 4 amplifier, 110/60 Hz inverter/battery charger and electronics enclosure, lockable NEMA 4 battery enclosure (w/o batteries). Enclosures equipped with tamper switches. AC powered amplifier with DC backup. Edwards hard-wire interface included. Batteries and accessories are ordered separately. Tan colored speaker head. | 1 | [6 empty] | TRUE | [5 empty] | #FFFFFFFF |  |  | FALSE | FALSE | FALSE | [14 empty] | FALSE
NFPA 170 REMOTE INDICATOR |  |  | North | Edwards |  | Remote Indicator |  |  |  | Module | TRUE | 890WDB-G5 |  | R on W, Ceiling Lamp, 24V | 1 | [6 empty] | FALSE | TRUE |  |  |  |  | #FFFF0000 | FA-NFPA 170 REMOTE INDICATOR | 1 | FALSE | FALSE | FALSE | [14 empty] | FALSE |  |  | C
NFPA 170 SMOKE DETECTOR |  |  | North | Edwards |  | Smoke Detector |  |  |  | Module | TRUE | EC-50R |  | Reflective Beam Smoke Detector, Single As'bly, 15 to 160 ft. | 1 | 0.004 | 0.014 |  |  |  |  | FALSE | TRUE |  |  |  |  | #FFFF0000 | FA-NFPA 170 SMOKE DETECTOR | 1 | FALSE | FALSE | FALSE | 1408 | [13 empty] | FALSE
|  |  | North | Edwards |  | Cards & Components |  |  |  | Card | TRUE | QSC-CPU-1-IT |  | OBSOLETE - CPU/Display with 1 Annunciator Option Space, Italian | 1 | [6 empty] | TRUE | [5 empty] | #FFFFFFFF |  |  | FALSE | FALSE | FALSE | [14 empty] | FALSE
|  |  | North | Edwards |  | Cards & Components |  |  |  | Card | TRUE | CDR-3 | n | Coder Module | 1 | 0.06 | 0.1 |  |  |  |  | TRUE | [5 empty] | #FFFFFFFF |  |  | FALSE | FALSE | FALSE
|  |  | North | Edwards |  | Cards & Components |  |  |  | Card | TRUE | 4-NET-SMD | + | SFP network media interface, single mode fiber, paired with 4-NET-SMU | 1 | 0.035 | 0.035 |  |  |  |  | TRUE | [5 empty] | #FFFFFFFF |  |  | FALSE | FALSE | FALSE
|  |  | North | Edwards |  | Hardware |  |  |  | Hardware | TRUE | ATCK |  | Attack Rated Door Kit for RCC7 Cabinet | 1 | [12 empty] | #FFFFFFFF |  |  | FALSE | FALSE | FALSE
NFPA 170 SPEAKER STROBE |  |  | North | Edwards |  | Speaker/Strobe |  |  |  | Module | TRUE | G4HFWN-S2VMA |  | 25V Speaker/Strobe, White, 15, 30, 75, 110 cd, Amber | 1 | 0 | 0.078 |  |  |  |  | FALSE | [5 empty] | #FF0070C0 | FA-NFPA 170 SPEAKER STROBE | 1 | FALSE | FALSE | FALSE | 2019 | [13 empty] | FALSE
|  |  | North | Edwards |  | Hardware |  |  |  | Hardware | TRUE | 757A-BDFW |  | Bi-directional Mounting Frame - WHITE. | 1 | [6 empty] | FALSE | [5 empty] | #FFFFFFFF |  |  | FALSE | FALSE | FALSE | [14 empty] | FALSE
NFPA 170 FIRE ALARM CONTROL UNIT | RISER FACP |  | North | Edwards |  | Fire Alarm Control Unit |  |  |  | Assembly | TRUE | FSP502RD |  | FACP - 5 Cl 'B' IDCs, 2 Cl 'B' NACs, LCD & Dialer, 120V, Red | 1 | [6 empty] | FALSE | [5 empty] | #FFFF0000 | FA-NFPA 170 FIRE ALARM CONTROL UNIT | 1 | FALSE | FALSE | FALSE | 202 | [8 empty] | 7,12,18 |  |  |  |  | TRUE
|  |  | North | Edwards |  | Hardware |  |  |  | Hardware | TRUE | MN-HS16GPC |  | 1600 Watt class optional protective cover. | 1 | [6 empty] | FALSE | [5 empty] | #FFFFFFFF |  |  | FALSE | FALSE | FALSE | [14 empty] | FALSE
NFPA 170 HORN STROBE |  |  | North | Edwards |  | Horn/Strobe |  |  |  | Module | TRUE | WG4RF-HVMC |  | Outdoor rated horn-strobe, red with FIRE marking, clear lens | 1 | 0 | 0.297 |  |  |  |  | FALSE | [5 empty] | #FF0070C0 | FA-NFPA 170 HORN STROBE | 1 | FALSE | FALSE | FALSE | 2012 | [13 empty] | FALSE |  |  | WP
|  |  | North | Edwards |  | Cards & Components |  |  |  | Card | TRUE | 3-12/S1RY |  | 12 Switch, 12 Red, 12 Yel Ctrl Dis Mod | 1 | 0.002 | 0.038 |  |  |  |  | TRUE | [5 empty] | #FFFFFFFF |  |  | FALSE | FALSE | FALSE | [14 empty] | FALSE
|  |  | North | Edwards |  | Cards & Components |  |  |  | Card | TRUE | MN-HS16G3P |  | 960 Watt non-Omni directional HPSA Assembly (3 of 5 Active Panels) with lockable NEMA 4 amplifier, 110V/60Hz inverter/battery charger and electronics enclosure, lockable NEMA 4 battery enclosure (w/o batteries). Enclosures equipped with tamper switches. AC powered amplifier with DC backup. Edwards hard-wire interface included. Batteries and accessories are ordered separately. Gray colored speaker head. | 1 | [6 empty] | TRUE | [5 empty] | #FFFFFFFF |  |  | FALSE | FALSE | FALSE | [14 empty] | FALSE
|  |  | North | Edwards |  | Cards & Components |  |  |  | Card | TRUE | ANS100AMD |  | 100W audio notification module, /w microphone & DMR | 1 | 0.6 | 2.6 |  |  |  |  | TRUE | [5 empty] | #FFFFFFFF |  |  | FALSE | FALSE | FALSE | [14 empty] | FALSE
|  |  | North | Edwards |  | Cards & Components |  |  |  | Card | TRUE | FSRZI-A |  | Remote Zone Indicator /w 5 alarm LEDs | 1 | 0.008 | 0.076 |  |  |  |  | TRUE | [5 empty] | #FFFFFFFF |  |  | FALSE | FALSE | FALSE | [14 empty] | FALSE
|  |  | North | Edwards |  | Hardware |  |  |  | Hardware | TRUE | QSA-2-F |  | OBSOLETE - Flush Cabinet, 2 Annunciator Option Space | 1 | [6 empty] | FALSE | [5 empty] | #FFFFFFFF |  |  | FALSE | FALSE | FALSE | [14 empty] | FALSE
|  |  | North | Edwards |  | Cards & Components |  |  |  | Card | TRUE | MN-HS32T2P |  | 1280 Watt Non-Omni directional HPSA Assembly (2 of 5 Active Panels) with lockable NEMA 4 amplifier, 110V/60 Hz inverter/battery charger and electronics enclosure, lockable NEMA 4 battery enclosure (w/o batteries). Enclosures equipped with tamper switches. AC powered amplifier with DC backup. Edwards hard-wire interface included. Batteries and accessories are ordered separately. Tan colored speaker head. | 1 | [6 empty] | TRUE | [5 empty] | #FFFFFFFF |  |  | FALSE | FALSE | FALSE | [14 empty] | FALSE
NFPA 170 HORN |  |  | North | Edwards |  | Horn |  |  |  | Module | TRUE | 757-1A-TW |  | Temporal Horn, 98 dbA Avg, White | 1 | [6 empty] | FALSE | [5 empty] | #FF0070C0 | FA-NFPA 170 HORN | 1 | FALSE | FALSE | FALSE | 2010 | [13 empty] | FALSE
NFPA 170 STROBE WALL |  |  | North | Edwards |  | Strobe |  |  |  | Module | TRUE | G4EWF-C |  | Strobe Expander, White, FIRE markings, clear | 1 | 0 | 0.294 |  |  |  |  | FALSE | [5 empty] | #FF0070C0 | FA-NFPA 170 STROBE WALL | 1 | FALSE | FALSE | FALSE | 2023 | [13 empty] | FALSE
NFPA 170 SPEAKER WALL |  |  | North | Edwards |  | Speaker |  |  |  | Module | TRUE | 757-7A-RS70WA |  | 70V Re-ent Speaker, white, no markings, 12/75 cd, amber | 1 | [6 empty] | FALSE | [5 empty] | #FF0070C0 | FA-NFPA 170 SPEAKER WALL | 1 | FALSE | FALSE | FALSE | 2021 | [13 empty] | FALSE
NFPA 170 SPEAKER STROBE CEILING |  |  | North | Edwards |  | Speaker/Strobe |  |  |  | Module | TRUE | GCWN-S7VMB |  | 70V Speaker/Strobe white, no markings, Standard cd, blue | 1 | 0 | 0.168 |  |  |  |  | FALSE | TRUE |  |  |  |  | #FF0070C0 | FA-NFPA 170 SPEAKER STROBE CEILING | 1 | FALSE | FALSE | FALSE | 2020 | [13 empty] | FALSE |  |  | C
|  |  | North | Edwards |  | Hardware |  |  |  | Hardware | TRUE | 280A-MPL |  | Reversible Metal Mtg Plate for 280 Series | 1 | [6 empty] | FALSE | [5 empty] | #FFFFFFFF |  |  | FALSE | FALSE | FALSE | [14 empty] | FALSE
|  |  | North | Edwards |  | Hardware |  |  |  | Hardware | TRUE | 3-CAB21D-E |  | Door Assembly for 3-CAB21, EN-54 | 1 | [6 empty] | FALSE | [5 empty] | #FFFFFFFF |  |  | FALSE | FALSE | FALSE | [14 empty] | FALSE
NFPA 170 MANUAL PULL |  |  | North | Edwards |  | Manual Station |  |  |  | Module | TRUE | 270P-DPO |  | Pull Station, double pole, cast metal, 2 stage | 1 | [6 empty] | FALSE | [5 empty] | #FFFF0000 | FA-NFPA 170 MANUAL PULL | 1 | FALSE | FALSE | FALSE | 957 | [13 empty] | FALSE
|  |  | North | Edwards |  | Hardware |  |  |  | Hardware | TRUE | QSC-5-G-2E-DT |  | OBSOLETE - FAP w/ 5 Option Card Spaces, Gray, EN-54, Belgian Dutch, 230V | 1 | [6 empty] | FALSE | [5 empty] | #FFFFFFFF |  |  | FALSE | FALSE | FALSE | [14 empty] | FALSE
NFPA 170 ADDRESSABLE OUTPUT MODULE |  |  | North | Edwards |  | Addressable Control/Relay |  |  |  | Module | TRUE | SIGA-CRH | ++ | High Power Control Relay Module | 1 | 7.5e-05 | 7.5e-05 |  |  | 19.95 | 15.2 | FALSE |  |  | North American double-gang × 2-1/8 in. (54 mm) deep box North American standard 4 in. square × 2-1/8 in. (54 mm) deep box |  |  | #FFFF0000 | FA-NFPA 170 ADDRESSABLE OUTPUT MODULE | 1 | FALSE | FALSE | FALSE | 1100 | CAN/ULC-S527, UL 864 | [12 empty] | FALSE
|  |  | North | Edwards |  | Cards & Components |  |  |  | Card | TRUE | 3-SDDC1-E | ++ | Dual Signature Driver Controller. Comes with two 3-SDC1s. Mounts to Local Rail. | 1 | 0.264 | 0.336 |  |  |  |  | TRUE | [5 empty] | #FFFFFFFF |  |  | FALSE | FALSE | FALSE
|  |  | North | Edwards |  | Cards & Components |  |  |  | Card | TRUE | 4-NET-TP-HC | + | Twisted Pair SFP network controller ( not to be used with fire phone) | 1 | 0.032 | 0.032 |  |  |  |  | TRUE | [5 empty] | #FFFFFFFF |  |  | FALSE | FALSE | FALSE
|  |  | North | Edwards |  | Hardware |  |  |  | Hardware | TRUE | LKW-7 |  | EMERGENCY - Wall Orientation | 1 | [6 empty] | FALSE | [5 empty] | #FFFFFFFF |  |  | FALSE | FALSE | FALSE | [14 empty] | FALSE
NFPA 170 SMOKE DETECTOR |  |  | North | Edwards |  | Smoke Detector |  |  |  | Module | TRUE | SIGA-IPHSB w/SIGA-AB4G BASE | ++ | 4D Multisensor Detector, Black | 1 | 4.5e-05 | 4.5e-05 |  |  |  |  | FALSE | TRUE |  |  |  |  | #FFFF0000 | FA-NFPA 170 SMOKE DETECTOR | 1 | FALSE | FALSE | FALSE | 1408 | [13 empty] | FALSE
NFPA 170 HEAT DETECTOR |  |  | North | Edwards |  | Heat Detector |  |  |  | Module | TRUE | 283B-PL |  | Heat Detector, 135 FT, /w plastic mtg plate | 1 | [6 empty] | FALSE | [5 empty] | #FFFF0000 | FA-NFPA 170 HEAT DETECTOR | 1 | FALSE | FALSE | FALSE | 1403 | [13 empty] | FALSE
NFPA 170 SPEAKER CEILING |  |  | North | Edwards |  | Speaker |  |  |  | Module | TRUE | 964-1A-8SW |  | 8" Square Cone Speaker, 25Vrms, .5, 1, 2, 4w | 1 | [6 empty] | FALSE | TRUE |  |  |  |  | #FF0070C0 | FA-NFPA 170 SPEAKER CEILING | 1 | FALSE | FALSE | FALSE | 2019 | [13 empty] | FALSE |  |  | C
NFPA 170 SPEAKER WALL |  |  | North | Edwards |  | Speaker |  |  |  | Module | TRUE | 757-7A-RS25WA |  | 25V Re-ent Speaker, white, no markings, 12/75 cd, amber | 1 | [6 empty] | FALSE | [5 empty] | #FF0070C0 | FA-NFPA 170 SPEAKER WALL | 1 | FALSE | FALSE | FALSE | 2021 | [13 empty] | FALSE
NFPA 170 AMPLIFIER RACK | RISER AMP |  | North | Edwards |  | Amplifier |  |  |  | Assembly | TRUE | ANS100XG |  | 100W Audio Expander Panel, Gray | 1 | [6 empty] | FALSE | [5 empty] | #FFFF0000 | FA-NFPA 170 AMPLIFIER RACK | 1 | FALSE | FALSE | FALSE | 300 | [8 empty] | 7,12,18 |  |  |  |  | TRUE
NFPA 170 HORN |  |  | North | Edwards |  | Horn |  |  |  | Module | TRUE | WGARN | ++ | Outdoor rated horn, red, none | 1 | [6 empty] | FALSE | [5 empty] | #FF0070C0 | FA-NFPA 170 HORN | 1 | FALSE | FALSE | FALSE | 2010 | [13 empty] | FALSE |  |  | WP
|  |  | North | Edwards |  | Cards & Components |  |  |  | Card | TRUE | APS6A Mainboard |  | Mainboard for APS6A assembly | 1 | 0.07 | 0.27 |  |  |  |  | TRUE | [5 empty] | #FFFFFFFF |  |  | FALSE | FALSE | FALSE | [14 empty] | FALSE
NFPA 170 HEAT DETECTOR |  |  | North | Edwards |  | Heat Detector |  |  |  | Module | TRUE | SIGA-HFS w/SIGA-SB BASE | ++ | Heat Detector, 135F Fixed Temperature | 1 | 4.5e-05 | 4.5e-05 |  |  |  |  | FALSE | [5 empty] | #FFFF0000 | FA-NFPA 170 HEAT DETECTOR | 1 | FALSE | FALSE | FALSE | 1403 | [13 empty] | FALSE
NFPA 170 SMOKE DETECTOR |  |  | North | Edwards |  | Smoke Detector |  |  |  | Module | TRUE | SIGA-IPHS w/SIGA-RB BASE | ++ | 4D Multisensor Detector | 1 | 4.5e-05 | 4.5e-05 |  |  |  |  | FALSE | TRUE |  |  |  |  | #FFFF0000 | FA-NFPA 170 SMOKE DETECTOR | 1 | FALSE | FALSE | FALSE | 1408 | [13 empty] | FALSE
|  |  | North | Edwards |  | Cards & Components |  |  |  | Card | TRUE | FW-SP4I |  | Serial COM Ports for UL systems, 4 port adder | 1 | [6 empty] | TRUE | [5 empty] | #FFFFFFFF |  |  | FALSE | FALSE | FALSE | [14 empty] | FALSE
|  |  | North | Edwards |  | Hardware |  |  |  | Hardware | TRUE | RA-ENC1 |  | Key locked annunciator cover, 1 unit | 1 | [6 empty] | FALSE | [5 empty] | #FFFFFFFF |  |  | FALSE | FALSE | FALSE | [14 empty] | FALSE
|  |  | North | Edwards |  | Hardware |  |  |  | Hardware | TRUE | MN-HS16SPKHRT5P |  | 1600 Watt HPSA (5 of 5 Active Panels) replacement speaker head - complete | 1 | [6 empty] | FALSE | [5 empty] | #FFFFFFFF |  |  | FALSE | FALSE | FALSE | [14 empty] | FALSE
NFPA 170 SMOKE CO DETECTOR |  |  | North | Edwards |  | Smoke/CO Detector |  |  |  | Module | TRUE | SIGA-OSCD w/SIGA-AB4G BASE | ++ | Multisensor Smoke and CO Detector | 1 | 3.2e-05 | 4.5e-05 |  |  |  |  | FALSE | TRUE |  |  |  |  | #FFFF0000 | FA-NFPA 170 SMOKE CO DETECTOR | 1 | FALSE | FALSE | FALSE | 1408 | [13 empty] | FALSE
|  |  | North | Edwards |  | Hardware |  |  |  | Hardware | TRUE | 1500-2 |  | Catch plate extension assembly, 2.5" | 1 | [6 empty] | FALSE | [5 empty] | #FFFFFFFF |  |  | FALSE | FALSE | FALSE | [14 empty] | FALSE
|  |  | North | Edwards |  | Hardware |  |  |  | Hardware | TRUE | CV10936 |  | Stand-off 2 hole strap for 3/4" CPVC pipe. Bag of 100. | 1 | [6 empty] | FALSE | [5 empty] | #FFFFFFFF |  |  | FALSE | FALSE | FALSE | [14 empty] | FALSE
NFPA 170 HEAT DETECTOR |  |  | North | Edwards |  | Heat Detector |  |  |  | Module | TRUE | EC2-H w/EC2-SB BASE | + | Heat detector, 135 fixed/ROR | 1 |  | 0.06 |  |  |  |  | FALSE | TRUE |  |  |  |  | #FFFF0000 | FA-NFPA 170 HEAT DETECTOR | 1 | FALSE | FALSE | FALSE | 1408 | [13 empty] | FALSE
NFPA 170 MANUAL PULL |  |  | North | Edwards |  | Manual Station |  |  |  | Module | TRUE | 270-DOC-F |  | Pull Station, double pole, OC, cast metal, terminals, French | 1 | [6 empty] | FALSE | [5 empty] | #FFFF0000 | FA-NFPA 170 MANUAL PULL | 1 | FALSE | FALSE | FALSE | 957 | [13 empty] | FALSE
|  |  | North | Edwards |  | Cards & Components |  |  |  | Card | TRUE | 3-12SG |  | 12 Switch, 12 Grn LED Ctrl Dis Mod | 1 | 0.002 | 0.02 |  |  |  |  | TRUE | [5 empty] | #FFFFFFFF |  |  | FALSE | FALSE | FALSE | [14 empty] | FALSE
|  |  | North | Edwards |  | Hardware |  |  |  | Hardware | TRUE | 4X-LKC |  | Chinese Template | 1 | [6 empty] | FALSE | [5 empty] | #FFFFFFFF |  |  | FALSE | FALSE | FALSE | [14 empty] | FALSE
|  |  | North | Edwards |  | Cards & Components |  |  |  | Card | TRUE | FSP1004GD Mainboard |  | Mainboard for FSP1004GD assembly | 1 | 0.193 | 0.349 |  |  |  |  | TRUE | [5 empty] | #FFFFFFFF |  |  | FALSE | FALSE | FALSE | [14 empty] | FALSE
NFPA 170 SPEAKER STROBE CEILING |  |  | North | Edwards |  | Speaker/Strobe |  |  |  | Module | TRUE | GCWN-S7VMC |  | 70V Speaker/Strobe white, no markings, 15, 30, 75, 95 cd, clear | 1 | 0 | 0.168 |  |  |  |  | FALSE | TRUE |  |  |  |  | #FF0070C0 | FA-NFPA 170 SPEAKER STROBE CEILING | 1 | FALSE | FALSE | FALSE | 2020 | [13 empty] | FALSE |  |  | C
|  |  | North | Edwards |  | Hardware |  |  |  | Hardware | TRUE | MN-GVST1 |  | HPSA On-site training, w/o travel | 1 | [6 empty] | FALSE | [5 empty] | #FFFFFFFF |  |  | FALSE | FALSE | FALSE | [14 empty] | FALSE
NFPA 170 DOOR HOLDER |  |  | North | Edwards |  | Door Holder |  |  |  | Module | TRUE | 1502-AQN5 |  | Double, Floor Mount, 24Vac/dc or 120Vac | 1 | 0.03 | 0 |  |  |  |  | FALSE | [5 empty] | #FFFF0000 | FA-NFPA 170 DOOR HOLDER | 1 | FALSE | FALSE | FALSE | 2500 | [13 empty] | FALSE
NFPA 170 SPEAKER WALL |  |  | North | Edwards |  | Speaker |  |  |  | Module | TRUE | 90243A-801-07-L | UL1480 HyperSpike LineWave Loudspeaker Array 2 Gray | HyperSpike UL LineWave line array loudspeaker 2 Gray | 1 | [12 empty] | #FF0070C0 | FA-NFPA 170 SPEAKER WALL | 1 | FALSE | FALSE | FALSE | 2021 | [16 empty] | X2
NFPA 170 REMOTE TEST SWITCH |  |  | North | Edwards |  | REMOTE TEST SWITCH |  |  |  | Module | TRUE | SD-TRK |  | SuperDuct, Remote test/reset station, keyed | 1 | [6 empty] | FALSE | [5 empty] | #FFFF0000 | FA-NFPA 170 REMOTE TEST SWITCH | 1 | FALSE | FALSE | FALSE | 914 | [13 empty] | FALSE
|  |  | North | Edwards |  | Hardware |  |  |  | Hardware | TRUE | LKW-6 |  | CO2 - Wall Orientation | 1 | [6 empty] | FALSE | [5 empty] | #FFFFFFFF |  |  | FALSE | FALSE | FALSE | [14 empty] | FALSE
NFPA 170 AMPLIFIER RACK | RISER AMP |  | North | Edwards |  | Amplifier |  |  |  | Assembly | TRUE | ANS25MDG2 |  | 25W Audio Notification Panel, Gray | 1 | 0.18 | 1 |  |  |  |  | FALSE | [5 empty] | #FFFF0000 | FA-NFPA 170 AMPLIFIER RACK | 1 | FALSE | FALSE | FALSE | 300 | [8 empty] | 7,12,18 |  |  |  |  | TRUE
NFPA 170 BATTERY CABINET |  |  | North | Edwards |  | Enclosure |  |  |  | Assembly | TRUE | BC-1EQ |  | Seismic battery hold-down for 18, 26, & 40 AH in a BC-1 | 1 | [12 empty] | #FFFF0000 | FA-NFPA 170 BATTERY CABINET | 1 | FALSE | FALSE | FALSE
NFPA 170 MANUAL PULL |  |  | North | Edwards |  | Manual Station |  |  |  | Module | TRUE | SIGA-270P | ++ | Single Action, 2 Stage Fire Alarm Station | 1 | 0.000396 | 0.00068 |  |  |  |  | FALSE | [5 empty] | #FFFF0000 | FA-NFPA 170 MANUAL PULL | 1 | FALSE | FALSE | FALSE | 957 | [13 empty] | FALSE |  |  | 270P
|  |  | North | Edwards |  | Cards & Components |  |  |  | Card | TRUE | 2-8RYS |  | OBSOLETE - 8 Red, 8 Yellow, 8 Switch Annunciator Module | 1 | [6 empty] | TRUE | [5 empty] | #FFFFFFFF |  |  | FALSE | FALSE | FALSE | [14 empty] | FALSE
|  |  | North | Edwards |  | Cards & Components |  |  |  | Card | TRUE | MN-HSMP650E5T |  | 650 Watt Omni-directional HPSA Assembly (5 of 5 Active Panels) with lockable NEMA 4 amplifier, 110V/60 Hz inverter/battery charger and electronics enclosure, lockable NEMA 4 battery enclosure (w/o batteries). Enclosures equipped with tamper switches. AC powered amplifier with DC backup. Edwards hard-wire interface included. Batteries and accessories are ordered separately. Eyebolt mount (hanging) or 2" OD mast mount. Tan colored speaker head. | 1 | [6 empty] | TRUE | [5 empty] | #FFFFFFFF |  |  | FALSE | FALSE | FALSE | [14 empty] | FALSE
|  |  | North | Edwards |  | Hardware |  |  |  | Hardware | TRUE | 6702-0060 |  | Frontplate, Surface, Red, Breakglass, Lock | 1 | [6 empty] | FALSE | [5 empty] | #FFFFFFFF |  |  | FALSE | FALSE | FALSE | [14 empty] | FALSE
NFPA 170 REMOTE ANNUNCIATOR | RISER ANNUNCIATOR |  | North | Edwards |  | Remote Annunciator |  |  |  | Assembly | TRUE | RLED24 |  | LED Ann, Y/R LEDs for 24 zones, white | 1 | [6 empty] | FALSE | [5 empty] | #FFFF0000 | FA-NFPA 170 REMOTE ANNUNCIATOR | 1 | FALSE | FALSE | FALSE | 255 | [8 empty] | 7,12,18 |  |  |  |  | TRUE
|  |  | North | Edwards |  | Cards & Components |  |  |  | Card | TRUE | 4-FWAL2 | n | Firewall Module | 1 | 0.092 | 0.092 |  |  |  |  | TRUE | [5 empty] | #FFFFFFFF |  |  | FALSE | FALSE | FALSE
NFPA 170 HEAT DETECTOR |  |  | North | Edwards |  | Heat Detector |  |  |  | Module | TRUE | SIGA2-HCOS w/SIGA-AB4G-LF BASE | ++ | Heat / Carbon Monoxide Detector | 1 | 4.5e-05 | 4.5e-05 |  |  |  |  | FALSE | [5 empty] | #FFFF0000 | FA-NFPA 170 HEAT DETECTOR | 1 | FALSE | FALSE | FALSE | 1403 | [13 empty] | FALSE |  |  | LF
|  |  | North | Edwards |  | Hardware |  |  |  | Hardware | TRUE | 12V4A |  | 4.5 AH Battery | 1 | [6 empty] | FALSE | [5 empty] | #FFFFFFFF |  |  | FALSE | FALSE | FALSE | [14 empty] | FALSE
|  |  | North | Edwards |  | Cards & Components |  |  |  | Card | TRUE | MN-HS64T5P |  | 6400 Watt Non-Omni directional HPSA Assembly (5 of 5 Active Panels) with lockable NEMA 4 amplifier, 110V/60 Hz. inverter/battery charger and electronics enclosure, lockable NEMA 4 battery enclosure (w/o batteries). Enclosures equipped with tamper switches. AC powered amplifier with DC backup. Edwards hard-wire interface included. Batteries and accessories are ordered separately. Tan colored speaker head. | 1 | [6 empty] | TRUE | [5 empty] | #FFFFFFFF |  |  | FALSE | FALSE | FALSE | [14 empty] | FALSE
NFPA 170 HEAT DETECTOR |  |  | North | Edwards |  | Heat Detector |  |  |  | Module | TRUE | 284B-PL |  | Heat Detector, 194 FT, /w plastic mtg plate | 1 | [6 empty] | FALSE | [5 empty] | #FFFF0000 | FA-NFPA 170 HEAT DETECTOR | 1 | FALSE | FALSE | FALSE | 1403 | [13 empty] | FALSE
NFPA 170 GAS DETECTOR |  |  | North | Edwards |  | Gas Detection |  |  |  | Module | TRUE | SIGA-COD w/SIGA-RB BASE | ++ | Intelligent Carbon Monoxide Detector | 1 | 3.2e-05 | 3.2e-05 |  |  |  |  | FALSE | TRUE |  |  |  |  | #FFFF0000 | FA-NFPA 170 GAS DETECTOR | 1 | FALSE | FALSE | FALSE | 1408 | [13 empty] | FALSE
NFPA 170 HORN STROBE CEILING |  |  | North | Edwards |  | Horn/Strobe |  |  |  | Module | TRUE | GCWN-HDVMHG |  | MNEC Horn-Strobe, white, no markings, 95-177 cd, green | 1 | 0 | 0.341 |  |  |  |  | FALSE | TRUE |  |  |  |  | #FF0070C0 | FA-NFPA 170 HORN STROBE CEILING | 1 | FALSE | FALSE | FALSE | 2013 | [13 empty] | FALSE |  |  | C
NFPA 170 AMPLIFIER RACK |  |  | North | Edwards |  | Amplifier |  |  |  | Assembly | TRUE | 90272A-802 | ++ | Encompass LT 600W Cabinet w/IP | 1 | [6 empty] | TRUE | [5 empty] | #FFFF0000 | FA-NFPA 170 AMPLIFIER RACK | 1 | FALSE | FALSE | FALSE | [17 empty] | 10 AMP REQ'D
NFPA 170 SMOKE DETECTOR |  |  | North | Edwards |  | Smoke Detector |  |  |  | Module | TRUE | SIGA-IPHS w/SIGA-AB4GT BASE | ++ | 4D Multisensor Detector | 1 | 4.5e-05 | 4.5e-05 |  |  |  |  | FALSE | TRUE |  |  |  |  | #FFFF0000 | FA-NFPA 170 SMOKE DETECTOR | 1 | FALSE | FALSE | FALSE | 1408 | [13 empty] | FALSE
NFPA 170 HEAT DETECTOR |  |  | North | Edwards |  | Heat Detector |  |  |  | Module | TRUE | SIGA-HRD w/SIGA-RB BASE | ++ | Intelligent fixed temperature/Rate-of-rise heat detector, Relay Detector Base | 1 | 5.1e-05 | 6.8e-05 |  |  |  |  | FALSE | [5 empty] | #FFFF0000 | FA-NFPA 170 HEAT DETECTOR | 1 | FALSE | FALSE | FALSE | 1403 | [13 empty] | FALSE
NFPA 170 SMOKE CO DETECTOR |  |  | North | Edwards |  | Smoke/CO Detector |  |  |  | Module | TRUE | SIGA-PCD w/SIGA-AB4GT BASE | ++ | Photoelectric smoke and carbon monoxide life safety detector, | 1 | 5.1e-05 | 6.8e-05 |  |  |  |  | FALSE | TRUE |  |  |  |  | #FFFF0000 | FA-NFPA 170 SMOKE CO DETECTOR | 1 | FALSE | FALSE | FALSE | 1408 | [13 empty] | FALSE
|  |  | North | Edwards |  | Hardware |  |  |  | Hardware | TRUE | 960A-4RF |  | 4" Backbox - round, flush | 1 | [6 empty] | FALSE | [5 empty] | #FFFFFFFF |  |  | FALSE | FALSE | FALSE | [14 empty] | FALSE
|  |  | North | Edwards |  | Hardware |  |  |  | Hardware | TRUE | FW-RCZZFP |  | PIN Code -New redundant system client License . Auto Added | 1 | [6 empty] | FALSE | [5 empty] | #FFFFFFFF |  |  | FALSE | FALSE | FALSE | [14 empty] | FALSE
|  |  | North | Edwards |  | Hardware |  |  |  | Hardware | TRUE | 73162SCI |  | 16/2 CIC, shld (circuit Integrity) Cable FPLR-CIC | 1 | [6 empty] | FALSE | [5 empty] | #FFFFFFFF |  |  | FALSE | FALSE | FALSE | [14 empty] | FALSE
NFPA 170 HEAT DETECTOR |  |  | North | Edwards |  | Heat Detector |  |  |  | Module | TRUE | SIGA-HCD w/SIGA-IB BASE | ++ | Multisensor Heat, and CO Detector | 1 | 5.1e-05 | 6.8e-05 |  |  |  |  | FALSE | [5 empty] | #FFFF0000 | FA-NFPA 170 HEAT DETECTOR | 1 | FALSE | FALSE | FALSE | 1403 | [13 empty] | FALSE
|  |  | North | Edwards |  | Hardware |  |  |  | Hardware | TRUE | G4ARA-CVR | ++ | Replacement Appliance Cover, Horn, Red, ALERT | 1 | [12 empty] | #FFFFFFFF |  |  | FALSE | FALSE | FALSE
NFPA 170 SPEAKER STROBE CEILING |  |  | North | Edwards |  | Speaker/Strobe |  |  |  | Module | TRUE | GCWN-S2VMHA |  | 25V Speaker/Strobe white, no markings, High cd, amber | 1 | 0 | 0.502 |  |  |  |  | FALSE | TRUE |  |  |  |  | #FF0070C0 | FA-NFPA 170 SPEAKER STROBE CEILING | 1 | FALSE | FALSE | FALSE | 2020 | [13 empty] | FALSE |  |  | C
NFPA 170 MANUAL PULL |  |  | North | Edwards |  | Manual Station |  |  |  | Module | TRUE | 270P-SPO |  | Pull Station, cast metal, 2 stage | 1 | [6 empty] | FALSE | [5 empty] | #FFFF0000 | FA-NFPA 170 MANUAL PULL | 1 | FALSE | FALSE | FALSE | 957 | [13 empty] | FALSE
|  |  | North | Edwards |  | Cards & Components |  |  |  | Card | TRUE | QS4-CPU-2-PG |  | CPU/Display with 2 Annunciator Option Space, Portuguese | 1 | 0.199 | 0.235 |  |  |  |  | TRUE | [5 empty] | #FFFFFFFF |  |  | FALSE | FALSE | FALSE | [14 empty] | FALSE
|  |  | North | Edwards |  | Cards & Components |  |  |  | Card | TRUE | ANSZS4B |  | 4 Cl 'B' circuits (max. 25W ea) /w zone switches & All Call switch | 1 | [6 empty] | TRUE | [5 empty] | #FFFFFFFF |  |  | FALSE | FALSE | FALSE | [14 empty] | FALSE
NFPA 170 SPEAKER STROBE |  |  | North | Edwards |  | Speaker/Strobe |  |  |  | Module | TRUE | WGSVWA | ++ | Outdoor rated speaker strobe, wall, white, alert | 1 | [6 empty] | FALSE | FALSE |  |  |  |  | #FF0070C0 | FA-NFPA 170 SPEAKER STROBE | 1 | FALSE | FALSE | FALSE | 2019 | [13 empty] | FALSE |  |  | WP
NFPA 170 FIRE ALARM CONTROL UNIT | RISER FACP |  | North | Edwards |  | Fire Alarm Control Unit |  |  |  | Assembly | TRUE | FSP302R |  | FACP - 3 Cl 'B' IDCs, 2 Cl 'B' NACs, 120V, Red | 1 | [6 empty] | FALSE | [5 empty] | #FFFF0000 | FA-NFPA 170 FIRE ALARM CONTROL UNIT | 1 | FALSE | FALSE | FALSE | 202 | [8 empty] | 7,12,18 |  |  |  |  | TRUE
NFPA 170 END OF LINE DEVICE |  |  | North | Edwards |  | End-of-Line Device |  |  |  | Module | TRUE | 204-12/24VG |  | EOL Power Supervison Relay | 1 | 0.028 | 0.028 |  |  |  |  | FALSE | [5 empty] | #FFFF0000 | FA-NFPA 170 END OF LINE DEVICE | 1 | FALSE | FALSE | FALSE | 5050 | [13 empty] | FALSE |  |  | R
|  |  | North | Edwards |  | Hardware |  |  |  | Hardware | TRUE | 454711ARE |  | 18/4 Solid Twisted Red-Jacket FPLP (Plenum) | 1 | [6 empty] | FALSE | [5 empty] | #FFFFFFFF |  |  | FALSE | FALSE | FALSE | [14 empty] | FALSE
|  |  | North | Edwards |  | Hardware |  |  |  | Hardware | TRUE | QSC-12-R-1 |  | OBSOLETE - FAP w/ 12 Option Card Spaces, Red | 1 | [6 empty] | FALSE | [5 empty] | #FFFFFFFF |  |  | FALSE | FALSE | FALSE | [14 empty] | FALSE
|  |  | North | Edwards |  | Hardware |  |  |  | Hardware | TRUE | MN-HSHHPS110 |  | Hand-held portable amplified loudspeaker system. Comes with rechargeable battery, 110 VAC charger, MP3 player, Record/Play microphone, Carrying Strap, Optimizer Software, Operations Manual. With Mounting Bracket. | 1 | [6 empty] | FALSE | [5 empty] | #FFFFFFFF |  |  | FALSE | FALSE | FALSE | [14 empty] | FALSE
|  |  | North | Edwards |  | Hardware |  |  |  | Hardware | TRUE | FWFC |  | Factory Configured FireWorks Computer Hardware | 1 | [6 empty] | FALSE | [5 empty] | #FFFFFFFF |  |  | FALSE | FALSE | FALSE | [14 empty] | FALSE
|  |  | North | Edwards |  | Hardware |  |  |  | Hardware | TRUE | 30250 |  | SenseNET™ Software CD and Dongle | 1 | [6 empty] | FALSE | [5 empty] | #FFFFFFFF |  |  | FALSE | FALSE | FALSE | [14 empty] | FALSE
|  |  | North | Edwards |  | Hardware |  |  |  | Hardware | TRUE | 4-CAB24DR |  | Red Door Assembly for 3-CAB14 | 1 | [12 empty] | #FFFFFFFF |  |  | FALSE | FALSE | FALSE
NFPA 170 SPEAKER WALL |  |  | North | Edwards |  | Speaker |  |  |  | Module | TRUE | WGSWN | ++ | Outdoor rated speaker, wall, white, none | 1 | [6 empty] | FALSE | FALSE |  |  |  |  | #FF0070C0 | FA-NFPA 170 SPEAKER WALL | 1 | FALSE | FALSE | FALSE | 2021 | [13 empty] | FALSE |  |  | WP
NFPA 170 SPEAKER STROBE |  |  | North | Edwards |  | Speaker/Strobe |  |  |  | Module | TRUE | G4RF-S2VM |  | 25V Speaker/Strobe, Red, running man, FIRE 15, 30, 75, 110 cd | 1 | 0 | 0.294 |  |  |  |  | FALSE | [5 empty] | #FF0070C0 | FA-NFPA 170 SPEAKER STROBE | 1 | FALSE | FALSE | FALSE | 2019 | [13 empty] | FALSE
|  |  | North | Edwards | [5 empty] | Assembly | TRUE | QS4-5-G-1-PG |  | FAP w/ 5 Option Card Space, Gray, Portuguese | 1 | [6 empty] | FALSE | [5 empty] | #FFFFFFFF |  |  | FALSE | FALSE | FALSE | [14 empty] | FALSE
NFPA 170 MANUAL PULL |  |  | North | Edwards |  | Manual Station |  |  |  | Module | TRUE | 1534-1 |  | Institutional Station, key operated | 1 | [6 empty] | FALSE | [5 empty] | #FFFF0000 | FA-NFPA 170 MANUAL PULL | 1 | FALSE | FALSE | FALSE | 957 | [13 empty] | FALSE
NFPA 170 SPEAKER WALL |  |  | North | Edwards |  | Speaker |  |  |  | Module | TRUE | 757-8A-RS25WA |  | 25V Re-ent Speaker, white, no markings, 88 cd, amber | 1 | [6 empty] | FALSE | [5 empty] | #FF0070C0 | FA-NFPA 170 SPEAKER WALL | 1 | FALSE | FALSE | FALSE | 2021 | [13 empty] | FALSE
|  |  | North | Edwards |  | Cards & Components |  |  |  | Card | TRUE | ANS50A |  | 50W expander module | 1 | 0.15 | 0.8 |  |  |  |  | TRUE | [5 empty] | #FFFFFFFF |  |  | FALSE | FALSE | FALSE | [14 empty] | FALSE
NFPA 170 STROBE WALL |  |  | North | Edwards |  | Strobe |  |  |  | Module | TRUE | 125STRN*1248DB | + | Strobe Beacon in NEMA 4X Enclosure. 175,000 peak candlepower | 1 |  | 10.8 |  |  |  |  | TRUE | [5 empty] | #FF0070C0 | FA-NFPA 170 STROBE WALL | 1 | FALSE | FALSE | FALSE
|  |  | North | Edwards |  | Hardware |  |  |  | Hardware | TRUE | 6261-006 |  | Air Sampling Tube - 78" long | 1 | [6 empty] | FALSE | [5 empty] | #FFFFFFFF |  |  | FALSE | FALSE | FALSE | [14 empty] | FALSE
NFPA 170 HORN |  |  | North | Edwards |  | Horn |  |  |  | Module | TRUE | WGARF-FR | ++ | Outdoor rated horn, red, fire feu | 1 | [6 empty] | FALSE | [5 empty] | #FF0070C0 | FA-NFPA 170 HORN | 1 | FALSE | FALSE | FALSE | 2010 | [13 empty] | FALSE |  |  | WP
NFPA 170 MINI HORN |  |  | North | Edwards |  | Horn |  |  |  | Module | TRUE | HPS-24R |  | Potter Mini-Horn with Silence Feature, red | 1 | [6 empty] | FALSE | [5 empty] | #FF0070C0 | FA-NFPA 170 MINI HORN | 1 | FALSE | FALSE | FALSE | 2014 | [13 empty] | FALSE
NFPA 170 STROBE WALL |  |  | North | Edwards |  | Strobe |  |  |  | Module | TRUE | G4VRF-FR |  | Wall strobe, red, FEU | 1 | [6 empty] | FALSE |  | GRSW-10 |  |  |  | #FF0070C0 | FA-NFPA 170 STROBE WALL | 1 | FALSE | FALSE | FALSE | 2023 | [13 empty] | FALSE
|  |  | North | Edwards |  | Cards & Components |  |  |  | Card | TRUE | ANSZM4B2A |  | Zone Module. 4 Class B or 2 Class A circuits. | 1 | 0.015 | 0.035 |  |  |  |  | TRUE | [5 empty] | #FFFFFFFF |  |  | FALSE | FALSE | FALSE | [14 empty] | FALSE
NFPA 170 SMOKE CO DETECTOR |  |  | North | Edwards |  | Smoke/CO Detector |  |  |  | Module | TRUE | SIGA-OSCD w/SIGA-SB4 BASE | ++ | Multisensor Smoke and CO Detector | 1 | 3.2e-05 | 4.5e-05 |  |  |  |  | FALSE | TRUE |  |  |  |  | #FFFF0000 | FA-NFPA 170 SMOKE CO DETECTOR | 1 | FALSE | FALSE | FALSE | 1408 | [13 empty] | FALSE
NFPA 170 SMOKE DETECTOR |  |  | North | Edwards |  | Smoke Detector |  |  |  | Module | TRUE | SIGA-PS w/SIGA-RB BASE | ++ | Photoelectric Smoke Detector | 1 | 4.5e-05 | 4.5e-05 |  |  |  |  | FALSE | TRUE |  |  |  |  | #FFFF0000 | FA-NFPA 170 SMOKE DETECTOR | 1 | FALSE | FALSE | FALSE | 1408 | [13 empty] | FALSE
|  |  | North | Edwards |  | Cards & Components |  |  |  | Card | TRUE | 3-12RY |  | 12 Pairs of Red/Yel LED Ctrl Dis Mod | 1 | 0.002 | 0.038 |  |  |  |  | TRUE | [5 empty] | #FFFFFFFF |  |  | FALSE | FALSE | FALSE | [14 empty] | FALSE
|  |  | North | Edwards |  | Hardware |  |  |  | Hardware | TRUE | LKW-5 |  | HALON - Wall Orientation | 1 | [6 empty] | FALSE | [5 empty] | #FFFFFFFF |  |  | FALSE | FALSE | FALSE | [14 empty] | FALSE
NFPA 170 SMOKE HEAT DETECTOR |  |  | North | Edwards |  | Smoke/Heat Detector |  |  |  | Module | TRUE | EC2-OSH w/EC2-RB BASE | + | Smoke & Heat detector, photoelectric, two-wire w/integral 135 heat | 1 | 8.8e-05 | 0.06 |  |  |  |  | FALSE | TRUE |  |  |  |  | #FFFF0000 | FA-NFPA 170 SMOKE HEAT DETECTOR | 1 | FALSE | FALSE | FALSE | 1408 | [13 empty] | FALSE
|  |  | North | Edwards |  | Hardware |  |  |  | Hardware | TRUE | FW-FAST |  | Auto-Program Feature for 8.X Fireworks Unit | 1 | [6 empty] | FALSE | [5 empty] | #FFFFFFFF |  |  | FALSE | FALSE | FALSE | [14 empty] | FALSE
NFPA 170 SMOKE BEAM DETECTOR CONTROLLER |  |  | North | Edwards |  | Beam Detector |  |  |  | Module | TRUE | EC5000R (Controller) | + | Fireray 5000 Beam Detector Controller | 1 | 0.005 | 0.0085 |  |  |  |  | FALSE | TRUE |  |  |  |  | #FFFF0000 | FA-NFPA 170 SMOKE BEAM DETECTOR CONTROLLER | 1 | FALSE | FALSE | FALSE | 1406 | [13 empty] | FALSE
NFPA 170 ADDRESSABLE OUTPUT MODULE |  |  | North | Edwards |  | Addressable Control/Relay |  |  |  | Module | TRUE | SIGA-MCC1S | ++ | Synchronization Output Module (UIO Mount) - UL/ULC Listed | 1 | 0.000223 | 0.0001 |  |  | 19.95 | 15.2 | FALSE |  | Plugs into UIO2R, UIO6R or UIO6 Motherboards |  |  |  | #FFFF0000 | FA-NFPA 170 ADDRESSABLE OUTPUT MODULE | 1 | FALSE | FALSE | FALSE | 1000 | [13 empty] | FALSE
NFPA 170 DUCT SMOKE DETECTOR |  |  | North | Edwards |  | Duct Smoke Detector |  |  |  | Assembly | TRUE | SIGA-DDOS |  | Optica Duct Smoke Detector | 1 | 0.00025 | 0.0004 |  |  |  |  | FALSE | TRUE |  |  |  |  | #FFFF0000 | FA-NFPA 170 DUCT SMOKE DETECTOR | 1 | FALSE | FALSE | FALSE | 1400 | [13 empty] | FALSE
|  |  | North | Edwards |  | Hardware |  |  |  | Hardware | TRUE | MPSRGR10 |  | Replacement glass rods for MPSR, 10/pack | 1 | [6 empty] | FALSE | [5 empty] | #FFFFFFFF |  |  | FALSE | FALSE | FALSE | [14 empty] | FALSE
NFPA 170 STROBE WALL |  |  | North | Edwards |  | Strobe |  |  |  | Module | TRUE | GL1RN-HDVMC |  | Temporal Horn-Strobe, red, 15, 30, 75, 110 cd | 1 | [6 empty] | FALSE | [5 empty] | #FF0070C0 | FA-NFPA 170 STROBE WALL | 1 | FALSE | FALSE | FALSE | 2023 | [13 empty] | FALSE
NFPA 170 SMOKE DETECTOR |  |  | North | Edwards |  | Smoke Detector |  |  |  | Module | TRUE | SIGA-PS w/SIGA-AB4GT BASE | ++ | Photoelectric Smoke Detector | 1 | 4.5e-05 | 4.5e-05 |  |  |  |  | FALSE | TRUE |  |  |  |  | #FFFF0000 | FA-NFPA 170 SMOKE DETECTOR | 1 | FALSE | FALSE | FALSE | 1408 | [13 empty] | FALSE
NFPA 170 HORN STROBE |  |  | North | Edwards |  | Horn/Strobe |  |  |  | Module | TRUE | WGAVRA | ++ | Outdoor rated horn-strobe, red, alert | 1 | [6 empty] | FALSE | [5 empty] | #FF0070C0 | FA-NFPA 170 HORN STROBE | 1 | FALSE | FALSE | FALSE | 2012 | [13 empty] | FALSE |  |  | WP
|  |  | North | Edwards |  | Hardware |  |  |  | Hardware | TRUE | FW-UL6CC1 |  | FireWorks FW-UL6W or FW-UL6S computer cable cover kit. | 1 | [6 empty] | FALSE | [5 empty] | #FFFFFFFF |  |  | FALSE | FALSE | FALSE | [14 empty] | FALSE
NFPA 170 SMOKE HEAT DETECTOR |  |  | North | Edwards |  | Smoke/Heat Detector |  |  |  | Module | TRUE | SIGA-OSHD w/SIGA-IB BASE | ++ | Multisensor Smoke and Heat Detector | 1 | 3.2e-05 | 4.5e-05 |  |  |  |  | FALSE | TRUE |  |  |  |  | #FFFF0000 | FA-NFPA 170 SMOKE HEAT DETECTOR | 1 | FALSE | FALSE | FALSE | 1408 | [13 empty] | FALSE
NFPA 170 SMOKE DETECTOR |  |  | North | Edwards |  | Smoke Detector |  |  |  | Module | TRUE | SIGA-PD w/SIGA-AB4GT BASE | ++ | Photoelectric smoke detector | 1 | 3.2e-05 | 3.2e-05 |  |  |  |  | FALSE | TRUE |  |  |  |  | #FFFF0000 | FA-NFPA 170 SMOKE DETECTOR | 1 | FALSE | FALSE | FALSE | 1408 | [13 empty] | FALSE
|  |  | North | Edwards |  | Hardware |  |  |  | Hardware | TRUE | MN-HSEMN12 |  | EASE modeling interior direct/reflected energy. Up to (12) interior 3D substructures overlaid on provided PDF/CAD plan view drawing. Modeling based on 125-2Khz band and provide medium resolution graphics with 3dB steps in propagation for up to (10) acoustic device/array locations onto chloropleth map. Scale limit of this offer is for 250,000 square foot venue. | 1 | [6 empty] | FALSE | [5 empty] | #FFFFFFFF |  |  | FALSE | FALSE | FALSE | [14 empty] | FALSE
NFPA 170 NON ADDRESSABLE RELAY |  |  | North | Edwards |  | Non-Addressable Relay |  |  |  | Module | TRUE | CRCRL |  | Card Reader Controller Accessory Relay | 1 | [6 empty] | FALSE | [5 empty] | #FFFF0000 | FA-NFPA 170 NON ADDRESSABLE RELAY | 1 | FALSE | FALSE | FALSE | 1300 | [13 empty] | FALSE
NFPA 170 SPEAKER STROBE CEILING |  |  | North | Edwards |  | Speaker/Strobe |  |  |  | Module | TRUE | GCSVHWA |  | Speaker/Strobe, Ceiling, White, ALERT, High CD | 1 | [6 empty] | FALSE | TRUE |  |  |  |  | #FF0070C0 | FA-NFPA 170 SPEAKER STROBE CEILING | 1 | FALSE | FALSE | FALSE | 2020 | [13 empty] | FALSE |  |  | C
NFPA 170 ADDRESSABLE INPUT MONITOR MODULE |  |  | North | Edwards |  | Addressable Module |  |  |  | Module | TRUE | RZI16-2 |  | Analog I/O module, 16 inputs, 2 NACs | 18 | [6 empty] | TRUE | [5 empty] | #FFFF0000 | FA-NFPA 170 ADDRESSABLE INPUT MONITOR MODULE | 1 | FALSE | FALSE | FALSE | 1000 | [13 empty] | FALSE |  |  | 16
|  |  | North | Edwards |  | Hardware |  |  |  | Hardware | TRUE | 3-RCC21R-E |  | Red Remote Chassis Cabinet /w Cover, EN-54 | 1 | [12 empty] | #FFFFFFFF |  |  | FALSE | FALSE | FALSE
NFPA 170 STROBE CEILING |  |  | North | Edwards |  | Strobe |  |  |  | Module | TRUE | GCF-VMH |  | Strobe, running man, white, FIRE, 95, 115, 150, 177 cd, clear | 1 | 0 | 0.502 |  |  |  |  | FALSE | TRUE |  |  |  |  | #FF0070C0 | FA-NFPA 170 STROBE CEILING | 1 | FALSE | FALSE | FALSE | 2022 | [13 empty] | FALSE |  |  | C
|  |  | North | Edwards |  | Hardware |  |  |  | Hardware | TRUE | MN-BRKT2 |  | Bracket for MN-COM1S Device Server & FSB-PC | 1 | [6 empty] | FALSE | [5 empty] | #FFFFFFFF |  |  | FALSE | FALSE | FALSE | [14 empty] | FALSE
|  |  | North | Edwards |  | Hardware |  |  |  | Hardware | TRUE | SD-VTK |  | SuperDuct, Air velocity test kit (stoppers only, etc) | 1 | [6 empty] | FALSE | [5 empty] | #FFFFFFFF |  |  | FALSE | FALSE | FALSE | [14 empty] | FALSE
NFPA 170 HORN STROBE CEILING |  |  | North | Edwards |  | Horn/Strobe |  |  |  | Module | TRUE | GCWN-HDVMC |  | MNEC Horn-Strobe, white, no markings, 15-95 cd, clear | 1 | 0 | 0.18 |  |  |  |  | FALSE | TRUE |  |  |  |  | #FF0070C0 | FA-NFPA 170 HORN STROBE CEILING | 1 | FALSE | FALSE | FALSE | 2013 | [13 empty] | FALSE |  |  | C
|  |  | North | Edwards |  | Hardware |  |  |  | Hardware | TRUE | 3-CHAS7 |  | Chassis Ass'y for 7 LRMs | 1 | [12 empty] | #FFFFFFFF |  |  | FALSE | FALSE | FALSE
NFPA 170 MANUAL PULL |  |  | North | Edwards |  | Manual Station |  |  |  | Module | TRUE | 270-DOC-B |  | Pull Station, double pole, OC, cast metal, terminals, bilingual | 1 | [6 empty] | FALSE | [5 empty] | #FFFF0000 | FA-NFPA 170 MANUAL PULL | 1 | FALSE | FALSE | FALSE | 957 | [13 empty] | FALSE
NFPA 170 STROBE WALL |  |  | North | Edwards |  | Strobe |  |  |  | Module | TRUE | WGVWF-SP | ++ | Outdoor rated strobe, white, fuego | 1 | [6 empty] | FALSE | [5 empty] | #FF0070C0 | FA-NFPA 170 STROBE WALL | 1 | FALSE | FALSE | FALSE | 2023 | [13 empty] | FALSE |  |  | WP
|  |  | North | Edwards |  | Hardware |  |  |  | Hardware | TRUE | 2-LFK |  | OBSOLETE - Gray Semi-Flush Trim Kit for 2-WB3 | 1 | [6 empty] | FALSE | [5 empty] | #FFFFFFFF |  |  | FALSE | FALSE | FALSE | [14 empty] | FALSE
|  |  | North | Edwards |  | Hardware |  |  |  | Hardware | TRUE | CBA48-B-G |  | Wallbox - Gray 28"w x 48"h x 8"d | 1 | [6 empty] | FALSE | [5 empty] | #FFFFFFFF |  |  | FALSE | FALSE | FALSE | [14 empty] | FALSE
|  |  | North | Edwards |  | Hardware |  |  |  | Hardware | TRUE | CB31 |  | Lobby Enclosure, 31 1/2", for 3 RSAN-6 Racks | 1 | [6 empty] | FALSE | [5 empty] | #FFFFFFFF |  |  | FALSE | FALSE | FALSE | [14 empty] | FALSE
|  |  | North | Edwards |  | Cards & Components |  |  |  | Card | TRUE | iO500G Mainboard | ++ | Main Board | 1 | 0.172 | 0.267 | 6 |  |  |  | TRUE | [5 empty] | #FFFFFFFF |  |  | FALSE | FALSE | FALSE | [14 empty] | FALSE
|  |  | North | Edwards | [5 empty] | Assembly | TRUE | QS4-5-G-2 |  | FAP w/ 5 Option Card Space, Gray, 230V | 1 | [6 empty] | FALSE | [5 empty] | #FFFFFFFF |  |  | FALSE | FALSE | FALSE | [14 empty] | FALSE
NFPA 170 MANUAL PULL |  |  | North | Edwards |  | Manual Station |  |  |  | Module | TRUE | MPSR1-SHTW-GE |  | Wpf, Single Action Station, SPST, hex screw reset | 1 | [6 empty] | FALSE | [5 empty] | #FFFF0000 | FA-NFPA 170 MANUAL PULL | 1 | FALSE | FALSE | FALSE | 957 | [13 empty] | FALSE |  |  | WP
|  |  | North | Edwards |  | Hardware |  |  |  | Hardware | TRUE | 757A-WB |  | Weatherproof Box - RED. | 1 | [6 empty] | FALSE | [5 empty] | #FFFFFFFF |  |  | FALSE | FALSE | FALSE | [14 empty] | FALSE
|  |  | North | Edwards |  | Hardware |  |  |  | Hardware | TRUE | WGWMA | ++ | Adapter Plate, White | 1 | [6 empty] | FALSE | [5 empty] | #FFFFFFFF |  |  | FALSE | FALSE | FALSE | [14 empty] | FALSE
|  |  | North | Edwards |  | Hardware |  |  |  | Hardware | TRUE | QS-CU |  | OBSOLETE - PC Based Site Configuration Software UL/ULC. | 1 | [6 empty] | FALSE | [5 empty] | #FFFFFFFF |  |  | FALSE | FALSE | FALSE | [14 empty] | FALSE
|  |  | North | Edwards |  | Hardware |  |  |  | Hardware | TRUE | GL1WN-TP |  | Trime Plate, White, 4sq Box | 1 | [6 empty] | FALSE | [5 empty] | #FFFFFFFF |  |  | FALSE | FALSE | FALSE | [14 empty] | FALSE
NFPA 170 SPEAKER WALL |  |  | North | Edwards |  | Speaker |  |  |  | Module | TRUE | 90243A-803-01-L | UL1480 HyperSpike LineWave Loudspeaker Array 8 Black | HyperSpike UL LineWave line array loudspeaker 8 Black | 1 | [12 empty] | #FF0070C0 | FA-NFPA 170 SPEAKER WALL | 1 | FALSE | FALSE | FALSE | 2021 | [16 empty] | X8
NFPA 170 STROBE CEILING |  |  | North | Edwards |  | Strobe |  |  |  | Module | TRUE | GCVRN |  | Strobe, running man, red, none | 1 | [6 empty] | FALSE | TRUE |  |  |  |  | #FF0070C0 | FA-NFPA 170 STROBE CEILING | 1 | FALSE | FALSE | FALSE | 2022 | [13 empty] | FALSE |  |  | C
|  |  | North | Edwards |  | Cards & Components |  |  |  | Card | TRUE | 2-PPS/220 |  | OBSOLETE - 4.5A Primary Power Supply, 220Vac | 1 | [6 empty] | TRUE | [5 empty] | #FFFFFFFF |  |  | FALSE | FALSE | FALSE | [14 empty] | FALSE
|  |  | North | Edwards |  | Cards & Components |  |  |  | Card | TRUE | 3-4/3SGYWR |  | 4 x 3 Switch, 1 Grn, 1 Yel, 1 White, 1 Red LEDs | 1 | 0.002 | 0.02 |  |  |  |  | TRUE | [5 empty] | #FFFFFFFF |  |  | FALSE | FALSE | FALSE | [14 empty] | FALSE
GenericN PROXIMITY READER |  |  | North | Edwards | Security/Access Control | Prox Reader |  |  |  | Module | TRUE | 5355ABK0009 |  | Proximity Reader, Wall Mount /w Keypad | 1 | [6 empty] | FALSE | [5 empty] | #FFFF0000 | FA-GenericN PROXIMITY READER | 1 | FALSE | FALSE | FALSE | [14 empty] | FALSE
|  |  | North | Edwards |  | Hardware |  |  |  | Hardware | TRUE | MN-VR241 |  | HS Series DC Sensitive Supervision Relay | 1 | [6 empty] | FALSE | [5 empty] | #FFFFFFFF |  |  | FALSE | FALSE | FALSE | [14 empty] | FALSE
170 BASIC SHAPE |  |  | North | Edwards |  | Miscellaneous |  |  |  | Assembly | TRUE | 3-CAB7B |  | Back Box /w 7 LRM Space w/o Door | 1 | [12 empty] | #FFFF0000 | FA-170 BASIC SHAPE | 1 | FALSE | FALSE | FALSE | [14 empty] | TRUE
NFPA 170 AIR SAMPLING DETECTION PIPING |  |  | North | Edwards |  | Air Sampling Detection |  |  |  | Assembly | TRUE | 9-30719-KFB |  | ReadySET detector w/o communication card | 1 | [6 empty] | FALSE | [5 empty] | #FFFF0000 | FA-NFPA 170 AIR SAMPLING DETECTION PIPING | 1 | FALSE | FALSE | FALSE | 5010 | [8 empty] | 7,12,18 |  |  |  |  | TRUE
|  |  | North | Edwards |  | Hardware |  |  |  | Hardware | TRUE | MN-HSAMPCL32 |  | ECC replacement 120 VAC power amplifier and mated compression/limiter mounted in mini-rack for ECC for MN-HS32 Series (1 used) or MN-HS64 Series (2 used) | 1 | [6 empty] | FALSE | [5 empty] | #FFFFFFFF |  |  | FALSE | FALSE | FALSE | [14 empty] | FALSE
NFPA 170 SPEAKER STROBE CEILING |  |  | North | Edwards |  | Speaker/Strobe |  |  |  | Module | TRUE | 965-5A-4RW |  | 15cd Strobe, 4" Round Cone, 70V .25 .5, 1, 2w | 1 | [6 empty] | FALSE | TRUE |  |  |  |  | #FF0070C0 | FA-NFPA 170 SPEAKER STROBE CEILING | 1 | FALSE | FALSE | FALSE | 2020 | [13 empty] | FALSE |  |  | C
|  |  | North | Edwards |  | Hardware |  |  |  | Hardware | TRUE | QSA-1-S |  | OBSOLETE - Surface Cabinet, 1 Annunciator Option Space | 1 | [6 empty] | FALSE | [5 empty] | #FFFFFFFF |  |  | FALSE | FALSE | FALSE | [14 empty] | FALSE
|  |  | North | Edwards |  | Hardware |  |  |  | Hardware | TRUE | QS8-12-R-2E-BR |  | OBSOLETE - FAP w/ 12 Option Card Space, Red, EN-54, British, 230V | 1 | [6 empty] | FALSE | [5 empty] | #FFFFFFFF |  |  | FALSE | FALSE | FALSE | [14 empty] | FALSE
NFPA 170 SPEAKER STROBE CEILING |  |  | North | Edwards |  | Speaker/Strobe |  |  |  | Module | TRUE | GCHFRF-S2VMCH |  | 25V Speaker/Strobe, red, 95, 115, 150, 177 cd,FIRE | 1 | 0 | 0.342 |  |  |  |  | FALSE | TRUE |  |  |  |  | #FF0070C0 | FA-NFPA 170 SPEAKER STROBE CEILING | 1 | FALSE | FALSE | FALSE | 2020 | [13 empty] | FALSE |  |  | C
|  |  | North | Edwards |  | Hardware |  |  |  | Hardware | TRUE | WGRMA | ++ | Adapter Plate, Red | 1 | [6 empty] | FALSE | [5 empty] | #FFFFFFFF |  |  | FALSE | FALSE | FALSE | [14 empty] | FALSE
|  |  | North | Edwards |  | Hardware |  |  |  | Hardware | TRUE | G4AWF-FR-CVR | ++ | Replacement Appliance Cover, Horn, White, FEU | 1 | [12 empty] | #FFFFFFFF |  |  | FALSE | FALSE | FALSE
NFPA 170 SMOKE DETECTOR |  |  | North | Edwards |  | Smoke Detector |  |  |  | Module | TRUE | 711U |  | 2W Smoke Detector 12/24Vdc | 1 |  | 0.06 |  |  |  |  | FALSE | TRUE |  |  |  |  | #FFFF0000 | FA-NFPA 170 SMOKE DETECTOR | 1 | FALSE | FALSE | FALSE | 1408 | [13 empty] | FALSE
NFPA 170 HEAT DETECTOR |  |  | North | Edwards |  | Heat Detector |  |  |  | Module | TRUE | SIGA-HRD w/SIGA-SB4 BASE | ++ | Intelligent fixed temperature/Rate-of-rise heat detector, Standard Detector Base | 1 | 5.1e-05 | 6.8e-05 |  |  |  |  | FALSE | [5 empty] | #FFFF0000 | FA-NFPA 170 HEAT DETECTOR | 1 | FALSE | FALSE | FALSE | 1403 | [13 empty] | FALSE
NFPA 170 SMOKE HEAT DETECTOR |  |  | North | Edwards |  | Smoke/Heat Detector |  |  |  | Module | TRUE | SIGA-PHD w/SIGA-RB BASE | ++ | Photoelectric smoke and heat detector, 135F w/15F/min ROR | 1 | 5.1e-05 | 6.8e-05 |  |  |  |  | FALSE | TRUE |  |  |  |  | #FFFF0000 | FA-NFPA 170 SMOKE HEAT DETECTOR | 1 | FALSE | FALSE | FALSE | 1408 | [13 empty] | FALSE
|  |  | North | Edwards |  | Hardware |  |  |  | Hardware | TRUE | SD-GSK |  | SuperDuct, Cover gasket kit | 1 | [6 empty] | FALSE | [5 empty] | #FFFFFFFF |  |  | FALSE | FALSE | FALSE | [14 empty] | FALSE
|  |  | North | Edwards |  | Cards & Components |  |  |  | Card | TRUE | 3-EVPWR |  | Power Supply | 1 | 0.012 | 0.012 |  |  |  |  | TRUE | [5 empty] | #FFFFFFFF |  |  | FALSE | FALSE | FALSE | [14 empty] | FALSE
|  |  | North | Edwards |  | Cards & Components |  |  |  | Card | TRUE | QS-232 |  | OBSOLETE - UART Option Card. For PC Programming/Printer | 1 | [6 empty] | TRUE | [5 empty] | #FFFFFFFF |  |  | FALSE | FALSE | FALSE | [14 empty] | FALSE
NFPA 170 HORN |  |  | North | Edwards |  | Horn |  |  |  | Module | TRUE | GL1RN-HD |  | Genesis Horn, 77.1 dBA, red | 1 | [6 empty] | FALSE | [5 empty] | #FF0070C0 | FA-NFPA 170 HORN | 1 | FALSE | FALSE | FALSE | 2010 | [13 empty] | FALSE
|  |  | North | Edwards |  | Cards & Components |  |  |  | Card | TRUE | MN-BRKT3F |  | MN-FVPN, MN-COM1S and/or MN-MN-FNS(4)(8) | 1 | [6 empty] | TRUE | [5 empty] | #FFFFFFFF |  |  | FALSE | FALSE | FALSE | [14 empty] | FALSE
NFPA 170 SPEAKER STROBE |  |  | North | Edwards |  | Speaker/Strobe |  |  |  | Module | TRUE | G4LFWN-HVM | + | Low Frequency(520hz), White, 15,30,75,110 cd | 1 | 0 | 0.221 |  |  |  |  | FALSE | [5 empty] | #FF0070C0 | FA-NFPA 170 SPEAKER STROBE | 1 | FALSE | FALSE | FALSE | 2019 | [13 empty] | FALSE |  |  | LF
170 BASIC SHAPE |  |  | North | Edwards |  | Miscellaneous |  |  |  | Assembly | TRUE | 3-CAB5B |  | Back Box /w 5 LRM Space w/o Door | 1 | [12 empty] | #FFFF0000 | FA-170 BASIC SHAPE | 1 | FALSE | FALSE | FALSE | [14 empty] | TRUE
NFPA 170 HEAT DETECTOR |  |  | North | Edwards |  | Heat Detector |  |  |  | Module | TRUE | CF200-2 |  | Heat Detector, 200 FT | 1 | [6 empty] | FALSE | [5 empty] | #FFFF0000 | FA-NFPA 170 HEAT DETECTOR | 1 | FALSE | FALSE | FALSE | 1403 | [13 empty] | FALSE
|  |  | North | Edwards |  | Hardware |  |  |  | Hardware | TRUE | EVSC3R-22 |  | In-graphic 2-pos Rotary Switch, ON-OFF wired, 2 points | 1 | [6 empty] | FALSE | [5 empty] | #FFFFFFFF |  |  | FALSE | FALSE | FALSE | [14 empty] | FALSE
|  |  | North | Edwards |  | Cards & Components |  |  |  | Card | TRUE | NETCOM-16D |  | Ethernet Device Server Network Interface - 16 Port | 1 | [6 empty] | TRUE | [5 empty] | #FFFFFFFF |  |  | FALSE | FALSE | FALSE | [14 empty] | FALSE
NFPA 170 SMOKE DETECTOR |  |  | North | Edwards |  | Smoke Detector |  |  |  | Module | TRUE | SIGA-PD w/SIGA-IB BASE | ++ | Photoelectric smoke detector | 1 | 3.2e-05 | 3.2e-05 |  |  |  |  | FALSE | TRUE |  |  |  |  | #FFFF0000 | FA-NFPA 170 SMOKE DETECTOR | 1 | FALSE | FALSE | FALSE | 1408 | [13 empty] | FALSE
NFPA 170 NON ADDRESSABLE RELAY |  |  | North | Edwards |  | Non-Addressable Relay |  |  |  | Module | TRUE | MR708/S |  | 8 SPDT Relay /w LED, & Metal Enclosure | 1 | 0 | 0.24 |  |  |  |  | FALSE | [5 empty] | #FFFF0000 | FA-NFPA 170 NON ADDRESSABLE RELAY | 1 | FALSE | FALSE | FALSE | 1300 | [13 empty] | FALSE
NFPA 170 NON ADDRESSABLE RELAY |  |  | North | Edwards |  | Non-Addressable Relay |  |  |  | Module | TRUE | MR204/T |  | 4 DPDT Relays /w LED & Track Mtg Hardware | 1 | 0 | 0.14 |  |  |  |  | FALSE | [5 empty] | #FFFF0000 | FA-NFPA 170 NON ADDRESSABLE RELAY | 1 | FALSE | FALSE | FALSE | 1300 | [13 empty] | FALSE
|  |  | North | Edwards |  | Cards & Components |  |  |  | Card | TRUE | FSP302R Mainboard |  | Mainboard for FSP302R assembly | 1 | 0.096 | 0.18 |  |  |  |  | TRUE | [5 empty] | #FFFFFFFF |  |  | FALSE | FALSE | FALSE | [14 empty] | FALSE
|  |  | North | Edwards |  | Hardware |  |  |  | Hardware | TRUE | SIGA-ST |  | Service Tool Update Kit | 1 | [6 empty] | FALSE | [5 empty] | #FFFFFFFF |  |  | FALSE | FALSE | FALSE | [14 empty] | FALSE
NFPA 170 SPEAKER STROBE CEILING |  |  | North | Edwards |  | Speaker/Strobe |  |  |  | Module | TRUE | GCWN-S7VMG |  | 70V Speaker/Strobe white, no markings, Standard cd, green | 1 | 0 | 0.318 |  |  |  |  | FALSE | TRUE |  |  |  |  | #FF0070C0 | FA-NFPA 170 SPEAKER STROBE CEILING | 1 | FALSE | FALSE | FALSE | 2020 | [13 empty] | FALSE |  |  | C
NFPA 170 SPEAKER STROBE |  |  | North | Edwards |  | Speaker/Strobe |  |  |  | Module | TRUE | G4SVRF |  | Speaker/Strobe, Wall, Red, FIRE | 1 | [6 empty] | FALSE | FALSE | GRSW-10 | G4RSB |  |  | #FF0070C0 | FA-NFPA 170 SPEAKER STROBE | 1 | FALSE | FALSE | FALSE | 2019 | [13 empty] | FALSE |  |  | C
EMP7 PANEL | 4-CAB16D-DR MOUNTED ON 3-CAB7B |  | North | Edwards |  | Enclosure |  |  |  | Assembly | TRUE | EMP-7 |  | Emergency Paging Panel | 1 | [6 empty] | TRUE | [5 empty] | #FFFF0000 | FA-EMP7 PANEL | 1 | FALSE | FALSE | FALSE
NFPA 170 SPEAKER WALL |  |  | North | Edwards |  | Speaker |  |  |  | Module | TRUE | 90243A-803-06-L | UL1480 HyperSpike LineWave Loudspeaker Array 8 White | HyperSpike UL LineWave line array loudspeaker 8 White | 1 | [12 empty] | #FF0070C0 | FA-NFPA 170 SPEAKER WALL | 1 | FALSE | FALSE | FALSE | 2021 | [16 empty] | X8
|  |  | North | Edwards |  | Hardware |  |  |  | Hardware | TRUE | CV10905 |  | 3/4" CPVC 45° socket elbow, Bag of 20 | 1 | [6 empty] | FALSE | [5 empty] | #FFFFFFFF |  |  | FALSE | FALSE | FALSE | [14 empty] | FALSE
|  |  | North | Edwards |  | Hardware |  |  |  | Hardware | TRUE | 33-30698A |  | Spare ASD-640 Detector Head Assembly | 1 | [6 empty] | FALSE | [5 empty] | #FFFFFFFF |  |  | FALSE | FALSE | FALSE | [14 empty] | FALSE
|  |  | North | Edwards |  | Cards & Components |  |  |  | Card | TRUE | MN-HS64G1P |  | 640 Watt Non-Omni directional HPSA Assembly (1 of 5 Active Panels) with lockable NEMA 4 amplifier, 110V/60Hz. inverter/battery charger and electronics enclosure, lockable NEMA 4 battery enclosure (w/o batteries). Enclosures equipped with tamper switches. AC powered amplifier with DC backup. Edwards hard-wire interface included. Batteries and accessories are ordered separately. Gray colored speaker head. | 1 | [6 empty] | TRUE | [5 empty] | #FFFFFFFF |  |  | FALSE | FALSE | FALSE | [14 empty] | FALSE
NFPA 170 SPEAKER WALL |  |  | North | Edwards |  | Speaker |  |  |  | Module | TRUE | G4RF-S2 |  | 25V Speaker, Red, running man, FIRE | 1 | [6 empty] | FALSE | [5 empty] | #FF0070C0 | FA-NFPA 170 SPEAKER WALL | 1 | FALSE | FALSE | FALSE | 2021 | [13 empty] | FALSE
NFPA 170 REMOTE TEST SWITCH |  |  | North | Edwards |  | REMOTE TEST SWITCH |  |  |  | Module | TRUE | SD-TRM4 |  | SuperDuct, Remote test/reset station, magnetic - 4-wire | 1 | [6 empty] | FALSE | [5 empty] | #FFFF0000 | FA-NFPA 170 REMOTE TEST SWITCH | 1 | FALSE | FALSE | FALSE | 914 | [13 empty] | FALSE
NFPA 170 SMOKE DETECTOR |  |  | North | Edwards |  | Smoke Detector |  |  |  | Module | TRUE | SIGA-PHS w/SIGA-AB4GT BASE | ++ | 3D Multisensor Detector | 1 | 4.5e-05 | 4.5e-05 |  |  |  |  | FALSE | TRUE |  |  |  |  | #FFFF0000 | FA-NFPA 170 SMOKE DETECTOR | 1 | FALSE | FALSE | FALSE | 1408 | [13 empty] | FALSE
NFPA 170 FIRE ALARM CONTROL UNIT | RISER FACP |  | North | Edwards |  | Fire Alarm Control Unit |  |  |  | Assembly | TRUE | FSP502G |  | FACP - 5 Cl 'B' IDCs, 2 Cl 'B' NACs, 120V, Gray | 1 | [6 empty] | FALSE | [5 empty] | #FFFF0000 | FA-NFPA 170 FIRE ALARM CONTROL UNIT | 1 | FALSE | FALSE | FALSE | 202 | [8 empty] | 7,12,18 |  |  |  |  | TRUE
NFPA 170 NON ADDRESSABLE RELAY |  |  | North | Edwards |  | Non-Addressable Relay |  |  |  | Module | TRUE | MR604/T |  | 4 SPDT Relay /w LED, Switch, & Track Mtg H'ware | 1 | 0 | 0.06 |  |  |  |  | FALSE | [5 empty] | #FFFF0000 | FA-NFPA 170 NON ADDRESSABLE RELAY | 1 | FALSE | FALSE | FALSE | 1300 | [13 empty] | FALSE
|  |  | North | Edwards |  | Hardware |  |  |  | Hardware | TRUE | 3-CAB7DR |  | Red Door Assembly for 3-CAB7 | 1 | [6 empty] | FALSE | [5 empty] | #FFFFFFFF |  |  | FALSE | FALSE | FALSE | [14 empty] | FALSE
NFPA 170 REMOTE ANNUNCIATOR | RISER ANNUNCIATOR |  | North | Edwards |  | Remote Annunciator |  |  |  | Assembly | TRUE | 4-4ANN (PAGING) | + | Metallic bronze Annunciator w/4-ANNCPU, MIC | 1 | [6 empty] | FALSE | [5 empty] | #FFFF0000 | FA-NFPA 170 REMOTE ANNUNCIATOR | 1 | FALSE | FALSE | FALSE | 255 | [8 empty] | 7,12,18 |  |  |  |  | FALSE
|  |  | North | Edwards |  | Cards & Components |  |  |  | Card | TRUE | SL20L5S |  | Annunciator Module, 20 Zones and 5 Switches | 1 | [6 empty] | TRUE | [5 empty] | #FFFFFFFF |  |  | FALSE | FALSE | FALSE | [14 empty] | FALSE
NFPA 170 HEAT DETECTOR |  |  | North | Edwards |  | Heat Detector |  |  |  | Module | TRUE | SIGA2-HRS w/SIGA-SB4 BASE | ++ | Heat Detector, 15F ROR, 135F Fixed Temperature | 1 | 4.5e-05 | 4.5e-05 |  |  |  |  | FALSE | [5 empty] | #FFFF0000 | FA-NFPA 170 HEAT DETECTOR | 1 | FALSE | FALSE | FALSE | 1403 | [13 empty] | FALSE
|  |  | North | Edwards |  | Hardware |  |  |  | Hardware | TRUE | MN-HSBHK1S |  | Battery compliment heating blankets (set of 2). 120 VAC. Requires MN-HSECCH1. Two used for MN-HS64 Series. | 1 | [6 empty] | FALSE | [5 empty] | #FFFFFFFF |  |  | FALSE | FALSE | FALSE | [14 empty] | FALSE
NFPA 170 NON ADDRESSABLE RELAY |  |  | North | Edwards |  | Non-Addressable Relay |  |  |  | Module | TRUE | MR801/T |  | SPDT Relay /w LED, & Track Mtg H'ware | 1 | 0.015 | 0.015 |  |  |  |  | FALSE | [5 empty] | #FFFF0000 | FA-NFPA 170 NON ADDRESSABLE RELAY | 1 | FALSE | FALSE | FALSE | 1300 | [13 empty] | FALSE
NFPA 170 HORN |  |  | North | Edwards |  | Horn |  |  |  | Module | TRUE | WG4WF-H |  | Outdoor rated horn, white with FIRE marking | 1 | [6 empty] | FALSE | [5 empty] | #FF0070C0 | FA-NFPA 170 HORN | 1 | FALSE | FALSE | FALSE | 2010 | [13 empty] | FALSE |  |  | WP
|  |  | North | Edwards |  | Hardware |  |  |  | Hardware | TRUE | 757A-RRW |  | Retrofit Ring - WHITE | 1 | [6 empty] | FALSE | [5 empty] | #FFFFFFFF |  |  | FALSE | FALSE | FALSE | [14 empty] | FALSE
NFPA 170 SPEAKER STROBE CEILING |  |  | North | Edwards |  | Speaker/Strobe |  |  |  | Module | TRUE | GCWN-S7VMHB |  | 70V Speaker/Strobe white, no markings, High cd, blue | 1 | 0 | 0.502 |  |  |  |  | FALSE | TRUE |  |  |  |  | #FF0070C0 | FA-NFPA 170 SPEAKER STROBE CEILING | 1 | FALSE | FALSE | FALSE | 2020 | [13 empty] | FALSE |  |  | C
NFPA 170 FIRE PHONE |  |  | North | Edwards |  | Fire Phone |  |  |  | Module | TRUE | 6700-0061 |  | Portable Telephone Handset - Red c/w 60" (1500mm) Coiled Cord. | 1 | [6 empty] | FALSE | [5 empty] | #FFFF0000 | FA-NFPA 170 FIRE PHONE | 1 | FALSE | FALSE | FALSE | [14 empty] | FALSE
NFPA 170 HORN STROBE |  |  | North | Edwards |  | Horn/Strobe |  |  |  | Module | TRUE | WGAVWF-SP | ++ | Outdoor rated horn-strobe, white, feugo | 1 | [6 empty] | FALSE | [5 empty] | #FF0070C0 | FA-NFPA 170 HORN STROBE | 1 | FALSE | FALSE | FALSE | 2012 | [13 empty] | FALSE |  |  | WP
|  |  | North | Edwards |  | Hardware |  |  |  | Hardware | TRUE | 12V40A |  | 40 AH Battery | 1 | [12 empty] | #FFFFFFFF |  |  | FALSE | FALSE | FALSE
NFPA 170 FIRE ALARM CONTROL UNIT | RISER FACP |  | North | Edwards |  | Fire Alarm Control Unit |  |  |  | Assembly | TRUE | FSP502R |  | FACP - 5 Cl 'B' IDCs, 2 Cl 'B' NACs, 120V, Red | 1 | [6 empty] | FALSE | [5 empty] | #FFFF0000 | FA-NFPA 170 FIRE ALARM CONTROL UNIT | 1 | FALSE | FALSE | FALSE | 202 | [8 empty] | 7,12,18 |  |  |  |  | TRUE
|  |  | North | Edwards |  | Hardware |  |  |  | Hardware | TRUE | SAN-8 |  | 8 Module Space Annunciator Cabinet | 1 | [6 empty] | FALSE | [5 empty] | #FFFFFFFF |  |  | FALSE | FALSE | FALSE | [14 empty] | FALSE
NFPA 170 STROBE CEILING |  |  | North | Edwards |  | Strobe |  |  |  | Module | TRUE | GCWA-VMA |  | Strobe, white, ALERT, 15, 30, 75, 95 cd, amber | 1 | 0 | 0.318 |  |  |  |  | FALSE | TRUE |  |  |  |  | #FF0070C0 | FA-NFPA 170 STROBE CEILING | 1 | FALSE | FALSE | FALSE | 2022 | [13 empty] | FALSE |  |  | C
|  |  | North | Edwards |  | Cards & Components |  |  |  | Card | TRUE | ANSZC2B |  | Zone Adapter, use with ANSZS4B, 4 ckts to 8 ckts, split ckt apps, snap track | 1 | [6 empty] | TRUE | [5 empty] | #FFFFFFFF |  |  | FALSE | FALSE | FALSE | [14 empty] | FALSE
NFPA 170 LCD ANNNUNCIATOR DISPLAY | RISER ANNUNCIATOR |  | North | Edwards |  | Cards & Components |  |  |  | Card | TRUE | 4ANN AUX POWER | + | Total Required Assembly Current | 1 | 0 | 0 |  |  |  |  | FALSE | [5 empty] | #FFFF0000 | FA-NFPA 170 LCD ANNNUNCIATOR DISPLAY | 1 | FALSE | FALSE | FALSE | 257 | [8 empty] | 7,12,18 |  |  |  |  | TRUE
|  |  | North | Edwards |  | Cards & Components |  |  |  | Card | TRUE | QS1-CPU-1-SP |  | OBSOLETE - CPU/Display with 1 Annunciator Option Space, Spanish | 1 | [6 empty] | TRUE | [5 empty] | #FFFFFFFF |  |  | FALSE | FALSE | FALSE | [14 empty] | FALSE
|  |  | North | Edwards |  | Hardware |  |  |  | Hardware | TRUE | CBA72-FVT |  | Vertical Flush Trim, gray, for CBA72 wallbox | 1 | [6 empty] | FALSE | [5 empty] | #FFFFFFFF |  |  | FALSE | FALSE | FALSE | [14 empty] | FALSE
|  |  | North | Edwards |  | Cards & Components |  |  |  | Card | TRUE | iO64GD Mainboard |  | Mainboard for iO64GD assembly | 1 | 0.155 | 0.204 | 3.75 |  |  |  | TRUE | [5 empty] | #FFFFFFFF |  |  | FALSE | FALSE | FALSE | [14 empty] | FALSE
NFPA 170 SPEAKER CEILING |  |  | North | Edwards |  | Speaker |  |  |  | Module | TRUE | 964-1A-4RW |  | 4" Round Cone Speaker, 25Vrms, .25, .5, 1, 2w | 1 | [6 empty] | FALSE | TRUE |  |  |  |  | #FF0070C0 | FA-NFPA 170 SPEAKER CEILING | 1 | FALSE | FALSE | FALSE | 2019 | [13 empty] | FALSE |  |  | C
|  |  | North | Edwards |  | Hardware |  |  |  | Hardware | TRUE | 75142SRN |  | 14/2 Solid,OS Red With colored tracer FPLR | 1 | [6 empty] | FALSE | [5 empty] | #FFFFFFFF |  |  | FALSE | FALSE | FALSE | [14 empty] | FALSE
NFPA 170 HEAT DETECTOR |  |  | North | Edwards |  | Heat Detector |  |  |  | Module | TRUE | SIGA-HRS w/SIGA-SB BASE | ++ | Heat Detector, 15F ROR, 135F Fixed Temperature | 1 | 4.5e-05 | 4.5e-05 |  |  |  |  | FALSE | [5 empty] | #FFFF0000 | FA-NFPA 170 HEAT DETECTOR | 1 | FALSE | FALSE | FALSE | 1403 | [13 empty] | FALSE
NFPA 170 SPEAKER STROBE CEILING |  |  | North | Edwards |  | Speaker/Strobe |  |  |  | Module | TRUE | GCHFWN-S7VMB |  | 70V Ceiling Speaker/Strobe,White,15, 30, 75, 95 cd, BLUE | 1 | 0 | 0.168 |  |  |  |  | FALSE | TRUE |  |  |  |  | #FF0070C0 | FA-NFPA 170 SPEAKER STROBE CEILING | 1 | FALSE | FALSE | FALSE | 2020 | [13 empty] | FALSE |  |  | C
NFPA 170 SPEAKER CEILING |  |  | North | Edwards |  | Speaker |  |  |  | Module | TRUE | GCWN-S7 |  | 70V Speaker, white, No markings | 1 | [6 empty] | FALSE | TRUE |  |  |  |  | #FF0070C0 | FA-NFPA 170 SPEAKER CEILING | 1 | FALSE | FALSE | FALSE | 2019 | [13 empty] | FALSE |  |  | C
NFPA 170 HORN STROBE |  |  | North | Edwards |  | Horn/Strobe |  |  |  | Module | TRUE | G1WA-HDVMC |  | MNEC H-S, no running man, white, "ALERT", A, B, C, D cd, clear | 1 | 0 | 0.337 |  |  |  |  | FALSE | [5 empty] | #FF0070C0 | FA-NFPA 170 HORN STROBE | 1 | FALSE | FALSE | FALSE | 2012 | [13 empty] | FALSE
|  |  | North | Edwards |  | Hardware |  |  |  | Hardware | TRUE | SIGA-MP1 |  | Full Footprint Mounting Plate for 4 Double or 8 Single Modules | 1 | [6 empty] | FALSE | [5 empty] | #FFFFFFFF |  |  | FALSE | FALSE | FALSE | [14 empty] | FALSE
NFPA 170 FIRE ALARM CONTROL UNIT | RISER FACP |  | North | Edwards |  | Fire Alarm Control Unit |  |  |  | Assembly | TRUE | EST3 Main FACP |  | FACP /w CPU, 4 loops, 4 NACs, 4 3-ZA40B Amplifiers, Mic, 3-CAB21 | 1 | [6 empty] | FALSE | [5 empty] | #FFFF0000 | FA-NFPA 170 FIRE ALARM CONTROL UNIT | 1 | FALSE | FALSE | FALSE | 202 | [8 empty] | 7,12,18,55,65 |  |  |  |  | TRUE
NFPA 170 SPEAKER STROBE |  |  | North | Edwards |  | Speaker/Strobe |  |  |  | Module | TRUE | G4WN-S7VMR |  | 70V Speaker/Strobe, White, no markings, Multi-cd red | 1 | 0 | 0.078 |  |  |  |  | FALSE | [5 empty] | #FF0070C0 | FA-NFPA 170 SPEAKER STROBE | 1 | FALSE | FALSE | FALSE | 2019 | [13 empty] | FALSE
NFPA 170 FIRE ALARM CONTROL UNIT | RISER FACP |  | North | Edwards |  | Fire Alarm Control Unit |  |  |  | Assembly | TRUE | iO64RD |  | FACP, 1 Loop, 64pt, 2 Cl B NACs, dialer, red, 120v | 1 | [6 empty] | FALSE | [5 empty] | #FFFF0000 | FA-NFPA 170 FIRE ALARM CONTROL UNIT | 1 | FALSE | FALSE | FALSE | 202 | [8 empty] | 7,12,18,26 |  | 10 |  |  | TRUE
NFPA 170 BATTERY CABINET |  |  | North | Edwards |  | Enclosure |  |  |  | Assembly | TRUE | BC-2R |  | Battery Cabinet, for 10 & 17 AH batteries | 1 | [6 empty] | FALSE | [5 empty] | #FFFF0000 | FA-NFPA 170 BATTERY CABINET | 1 | FALSE | FALSE | FALSE | [14 empty] | FALSE
170 BASIC SHAPE |  |  | North | Edwards |  | Miscellaneous |  |  |  | Assembly | TRUE | 3-CAB21B-E |  | Back Box /w 21 LRM Space w/o Door, EN-54 | 1 | [12 empty] | #FFFF0000 | FA-170 BASIC SHAPE | 1 | FALSE | FALSE | FALSE | [14 empty] | TRUE
NFPA 170 STROBE CEILING |  |  | North | Edwards |  | Strobe |  |  |  | Module | TRUE | GCFR-VM |  | Strobe, running man, red, FIRE, 15, 30, 75, 95 cd, clear | 1 | 0 | 0.168 |  |  |  |  | FALSE | TRUE |  |  |  |  | #FF0070C0 | FA-NFPA 170 STROBE CEILING | 1 | FALSE | FALSE | FALSE | 2022 | [13 empty] | FALSE |  |  | C
NFPA 170 SPEAKER CEILING |  |  | North | Edwards |  | Speaker |  |  |  | Module | TRUE | 964-3A-8RW |  | 30cd Strobe, 8" Round Cone, 25V .5, 1, 2, 4w | 1 | [6 empty] | FALSE | TRUE |  |  |  |  | #FF0070C0 | FA-NFPA 170 SPEAKER CEILING | 1 | FALSE | FALSE | FALSE | 2019 | [13 empty] | FALSE |  |  | C
|  |  | North | Edwards |  | Cards & Components |  |  |  | Card | TRUE | 33-30624A |  | ASD-CM Stand-Alone Command Module in molded plastic case | 1 | [6 empty] | TRUE | [5 empty] | #FFFFFFFF |  |  | FALSE | FALSE | FALSE | [14 empty] | FALSE
NFPA 170 SMOKE DETECTOR |  |  | North | Edwards |  | Smoke Detector |  |  |  | Module | TRUE | SIGA-PHS w/SIGA-SB BASE | ++ | 3D Multisensor Detector | 1 | 4.5e-05 | 4.5e-05 |  |  |  |  | FALSE | TRUE |  |  |  |  | #FFFF0000 | FA-NFPA 170 SMOKE DETECTOR | 1 | FALSE | FALSE | FALSE | 1408 | [13 empty] | FALSE
NFPA 170 DUCT SMOKE DETECTOR |  |  | North | Edwards |  | Hardware |  |  |  | Module | TRUE | ESD-4WJ |  | SuperDuct, Controller w/sensor (RJ45), 4-wire | 1 | [6 empty] | FALSE | [5 empty] | #FFFF0000 | FA-NFPA 170 DUCT SMOKE DETECTOR | 1 | FALSE | FALSE | FALSE | [14 empty] | FALSE
|  |  | North | Edwards |  | Hardware |  |  |  | Hardware | TRUE | MN-HSECCACB30 |  | ECC Replacement AC Circuit breaker - 30 Amp | 1 | [6 empty] | FALSE | [5 empty] | #FFFFFFFF |  |  | FALSE | FALSE | FALSE | [14 empty] | FALSE
|  |  | North | Edwards |  | Hardware |  |  |  | Hardware | TRUE | 73142SCI |  | 14/2 CI Shld, (circuit Integrity) Cable FPLR-CI | 1 | [6 empty] | FALSE | [5 empty] | #FFFFFFFF |  |  | FALSE | FALSE | FALSE | [14 empty] | FALSE
|  |  | North | Edwards |  | Hardware |  |  |  | Hardware | TRUE | 75162MRNxx |  | 16/2 Solid Red With colored tracer FPLR | 1 | [6 empty] | FALSE | [5 empty] | #FFFFFFFF |  |  | FALSE | FALSE | FALSE | [14 empty] | FALSE
NFPA 170 AIR SAMPLING DETECTION PIPING |  |  | North | Edwards |  | Air Sampling Detection |  |  |  | Module | TRUE | 33-30760A |  | ASD-160H Detector w/ Docking Station and Input Relay Card | 1 | [6 empty] | FALSE | [5 empty] | #FFFF0000 | FA-NFPA 170 AIR SAMPLING DETECTION PIPING | 1 | FALSE | FALSE | FALSE | 5010 | [13 empty] | FALSE
NFPA 170 STROBE WALL |  |  | North | Edwards |  | Strobe |  |  |  | Module | TRUE | 405-7A-TW |  | 15/75cdWC Strobe, White, Terminals | 1 | [6 empty] | FALSE | FALSE |  |  |  |  | #FF0070C0 | FA-NFPA 170 STROBE WALL | 1 | FALSE | FALSE | FALSE | 2023 | [13 empty] | FALSE |  |  | C
NFPA 170 SPEAKER WALL |  |  | North | Edwards |  | Speaker |  |  |  | Module | TRUE | G4F-S7 |  | 70V Speaker, White, running man, FIRE | 1 | [6 empty] | FALSE | [5 empty] | #FF0070C0 | FA-NFPA 170 SPEAKER WALL | 1 | FALSE | FALSE | FALSE | 2021 | [13 empty] | FALSE
NFPA 170 SPEAKER STROBE |  |  | North | Edwards |  | Speaker/Strobe |  |  |  | Module | TRUE | WGSVWF-FR | ++ | Outdoor rated speaker strobe, wall, white, feugo | 1 | [6 empty] | FALSE | FALSE |  |  |  |  | #FF0070C0 | FA-NFPA 170 SPEAKER STROBE | 1 | FALSE | FALSE | FALSE | 2019 | [13 empty] | FALSE |  |  | WP
NFPA 170 SPEAKER CEILING |  |  | North | Edwards |  | Speaker |  |  |  | Module | TRUE | GCHFWA-S2 |  | 25V Speaker, White, ALERT | 1 | [6 empty] | FALSE | TRUE |  |  |  |  | #FF0070C0 | FA-NFPA 170 SPEAKER CEILING | 1 | FALSE | FALSE | FALSE | 2019 | [13 empty] | FALSE |  |  | C
|  |  | North | ELK |  | Hardware |  |  |  | Hardware | TRUE | ELK-1280 | + | (1) 12V 8 AH BATTERY | 1 | [6 empty] | FALSE | [5 empty] | #FFFFFFFF |  |  | FALSE | FALSE | FALSE | [14 empty] | FALSE
GenericN AUX POWER SUPPLY | GenericN AUX POWER SUPPLY |  | North | Elmdene |  | Auxilliary Power Supply |  |  |  | Assembly | TRUE | STX2405-E | + | STX Range 24V dc EN54 Power Supply Unit, 5A. 17AH | 1 | [6 empty] | FALSE | FALSE |  |  |  |  | #FFFF0000 | FA-GenericN AUX POWER SUPPLY | 1 | FALSE | FALSE | FALSE | 212 | [8 empty] | 17 |  | 17 |  |  | TRUE
GenericN AUX POWER SUPPLY | GenericN AUX POWER SUPPLY |  | North | Elmdene |  | Auxilliary Power Supply |  |  |  | Assembly | TRUE | STX2401-C | + | STX Range 24V dc EN54 Power Supply Unit, 1A, 7AH | 1 | [6 empty] | FALSE | FALSE |  |  |  |  | #FFFF0000 | FA-GenericN AUX POWER SUPPLY | 1 | FALSE | FALSE | FALSE | 212 | [8 empty] | 7 |  | 7 |  |  | TRUE
|  |  | North | Elmdene |  | Cards & Components |  |  |  | Card | TRUE | STX2401 Main Board | + | Fire Alarm Power Supply Main Board | 1 |  |  | 1 |  |  |  | TRUE | FALSE |  |  |  |  | #FFFFFFFF |  |  | FALSE | FALSE | FALSE | [14 empty] | FALSE
GenericN AUX POWER SUPPLY | GenericN AUX POWER SUPPLY |  | North | Elmdene |  | Auxilliary Power Supply |  |  |  | Assembly | TRUE | STX2410-H | + | STX Range 24V dc EN54 Power Supply Unit, 10A. 38AH | 1 | [6 empty] | FALSE | FALSE |  |  |  |  | #FFFF0000 | FA-GenericN AUX POWER SUPPLY | 1 | FALSE | FALSE | FALSE | 212 | [8 empty] | 38 |  | 38 |  |  | TRUE
|  |  | North | Elmdene |  | Cards & Components |  |  |  | Card | TRUE | STX2405 Main Board | + | Fire Alarm Power Supply Main Board | 1 |  |  | 5 |  |  |  | TRUE | FALSE |  |  |  |  | #FFFFFFFF |  |  | FALSE | FALSE | FALSE | [14 empty] | FALSE
GenericN AUX POWER SUPPLY | GenericN AUX POWER SUPPLY |  | North | Elmdene |  | Auxilliary Power Supply |  |  |  | Assembly | TRUE | STX2410-E + BATT-BOX-65 | + | STX Range 24V dc EN54 Power Supply Unit, 10A. 65AH | 1 | [6 empty] | FALSE | FALSE |  |  |  |  | #FFFF0000 | FA-GenericN AUX POWER SUPPLY | 1 | FALSE | FALSE | FALSE | 212 | [8 empty] | 65 |  | 65 |  |  | TRUE
GenericN AUX POWER SUPPLY | GenericN AUX POWER SUPPLY |  | North | Elmdene |  | Auxilliary Power Supply |  |  |  | Assembly | TRUE | STX2402-E | + | STX Range 24V dc EN54 Power Supply Unit, 2A. 17AH | 1 | [6 empty] | FALSE | FALSE |  |  |  |  | #FFFF0000 | FA-GenericN AUX POWER SUPPLY | 1 | FALSE | FALSE | FALSE | 212 | [8 empty] | 17 |  | 17 |  |  | TRUE
|  |  | North | Elmdene |  | Cards & Components |  |  |  | Card | TRUE | STX2402 Main Board | + | Fire Alarm Power Supply Main Board | 1 |  |  | 2 |  |  |  | TRUE | FALSE |  |  |  |  | #FFFFFFFF |  |  | FALSE | FALSE | FALSE | [14 empty] | FALSE
|  |  | North | Elmdene |  | Cards & Components |  |  |  | Card | TRUE | STX2410 Main Board | + | Fire Alarm Power Supply Main Board | 1 |  |  | 10 |  |  |  | TRUE | FALSE |  |  |  |  | #FFFFFFFF |  |  | FALSE | FALSE | FALSE | [14 empty] | FALSE
GenericN AUX POWER SUPPLY | GenericN AUX POWER SUPPLY |  | North | Elmdene |  | Auxilliary Power Supply |  |  |  | Assembly | TRUE | STX2401-T | + | STX Range 24V dc EN54 Power Supply Unit, 1A, 1.2AH | 1 | [6 empty] | FALSE | FALSE |  |  |  |  | #FFFF0000 | FA-GenericN AUX POWER SUPPLY | 1 | FALSE | FALSE | FALSE | 212 | [8 empty] | 1.2 |  | 1.2 |  |  | TRUE
GenericN AUX POWER SUPPLY | GenericN AUX POWER SUPPLY |  | North | Elmdene |  | Auxilliary Power Supply |  |  |  | Assembly | TRUE | STX2405-C | + | STX Range 24V dc EN54 Power Supply Unit, 5A. 7AH | 1 | [6 empty] | FALSE | FALSE |  |  |  |  | #FFFF0000 | FA-GenericN AUX POWER SUPPLY | 1 | FALSE | FALSE | FALSE | 212 | [8 empty] | 7 |  | 7 |  |  | TRUE
GenericN AUX POWER SUPPLY | GenericN AUX POWER SUPPLY |  | North | Elmdene |  | Auxilliary Power Supply |  |  |  | Assembly | TRUE | STX2410-E | + | STX Range 24V dc EN54 Power Supply Unit, 10A. 17AH | 1 | [6 empty] | FALSE | FALSE |  |  |  |  | #FFFF0000 | FA-GenericN AUX POWER SUPPLY | 1 | FALSE | FALSE | FALSE | 212 | [8 empty] | 17 |  | 17 |  |  | TRUE
GenericN AUX POWER SUPPLY | GenericN AUX POWER SUPPLY |  | North | Elmdene |  | Auxilliary Power Supply |  |  |  | Assembly | TRUE | STX2402-C | + | STX Range 24V dc EN54 Power Supply Unit, 2A. 7AH | 1 | [6 empty] | FALSE | FALSE |  |  |  |  | #FFFF0000 | FA-GenericN AUX POWER SUPPLY | 1 | FALSE | FALSE | FALSE | 212 | [8 empty] | 7 |  | 7 |  |  | TRUE
|  |  | North | Evax |  | Cards & Components |  |  |  | Card | TRUE | HMX-FPO | + | Fire Phone Output Card | 1 | [6 empty] | TRUE | [5 empty] | #FFFFFFFF |  |  | FALSE | FALSE | FALSE
|  |  | North | Evax |  | Cards & Components |  |  |  | Card | TRUE | HMX-II | + | Audio Module Interface Card | 1 | [6 empty] | TRUE | [5 empty] | #FFFFFFFF |  |  | FALSE | FALSE | FALSE
NFPA 170 REMOTE VOICE EVACUATION MICROPHONE |  |  | North | Evax |  | Remote Microphone |  |  |  | Module | TRUE | EVX-RM | + | Remote Microphone | 1 | 0.02 | 0.04 |  |  |  |  | FALSE | [5 empty] | #FFFF0000 | FA-NFPA 170 REMOTE VOICE EVACUATION MICROPHONE | 1 | FALSE | FALSE | FALSE | 265 | [8 empty] | 7,12,18 |  |  |  |  | TRUE
|  |  | North | Evax |  | Cards & Components |  |  |  | Card | TRUE | EVAX-100 Main Board | + | Main Board | 1 | 0.18 | 2.5 |  |  |  |  | TRUE | [5 empty] | #FFFFFFFF |  |  | FALSE | FALSE | FALSE | [13 empty] | 100 | TRUE
NFPA 170 AMPLIFIER RACK | RISER AMP |  | North | Evax |  | Amplifier |  |  |  | Assembly | TRUE | HMX-DP50 (70V) | + | Distributed Panel, Dual Channel, 50W | 1 | [6 empty] | FALSE | [5 empty] | #FFFF0000 | FA-NFPA 170 AMPLIFIER RACK | 1 | FALSE | FALSE | FALSE | 300 | [8 empty] | 7,12,18 |  |  |  | 50 | TRUE
NFPA 170 VOICE EVACUATION CONTROL UNIT |  |  | North | Evax |  | Voice Evac Control Unit |  |  |  | Assembly | TRUE | EVAX-100/4Z | + | EVAX 100 Watt Voice Evacuation System | 1 | [6 empty] | FALSE | [5 empty] | #FFFF0000 | FA-NFPA 170 VOICE EVACUATION CONTROL UNIT | 1 | FALSE | FALSE | FALSE | 211 | [8 empty] | 7,12,18 |  |  |  | 100 | TRUE
NFPA 170 AMPLIFIER RACK | RISER AMP |  | North | Evax |  | Amplifier |  |  |  | Assembly | TRUE | HMX-DPS100 (25V) | + | Distributed Panel, Single Channel, 100W | 1 | [6 empty] | FALSE | [5 empty] | #FFFF0000 | FA-NFPA 170 AMPLIFIER RACK | 1 | FALSE | FALSE | FALSE | 300 | [8 empty] | 7,12,18 |  |  |  | 100 | TRUE
|  |  | North | Evax |  | Cards & Components |  |  |  | Card | TRUE | HMX-ASC | + |  | 1 | 0.083 | 0.083 |  |  |  |  | TRUE | [5 empty] | #FFFFFFFF |  |  | FALSE | FALSE | FALSE
NFPA 170 AMPLIFIER RACK | RISER AMP |  | North | Evax |  | Amplifier |  |  |  | Assembly | TRUE | HMX-DP100 (70V) | + | Distributed Panel, Dual Channel, 100W | 1 | [6 empty] | FALSE | [5 empty] | #FFFF0000 | FA-NFPA 170 AMPLIFIER RACK | 1 | FALSE | FALSE | FALSE | 300 | [8 empty] | 7,12,18 |  |  |  | 100 | TRUE
NFPA 170 AMPLIFIER RACK | RISER AMP |  | North | Evax |  | Amplifier |  |  |  | Assembly | TRUE | HMX-DP50/P (70V) | + | Distributed Panel, Dual Channel, 50W, Fire Phone | 1 | [6 empty] | FALSE | [5 empty] | #FFFF0000 | FA-NFPA 170 AMPLIFIER RACK | 1 | FALSE | FALSE | FALSE | 300 | [8 empty] | 7,12,18 |  |  |  | 50 | TRUE
|  |  | North | Evax |  | Cards & Components |  |  |  | Card | TRUE | EVX-50E | + | 50W Voice Evacuation Module | 1 | 0.13 | 3.2 |  |  |  |  | TRUE | [5 empty] | #FFFFFFFF |  |  | FALSE | FALSE | FALSE
NFPA 170 VOICE EVACUATION CONTROL UNIT |  |  | North | Evax |  | Voice Evac Control Unit |  |  |  | Assembly | TRUE | HMX-MP32/P | + | Master Panel, 32 Switch Control, Master Fire Phone | 1 | [6 empty] | FALSE | [5 empty] | #FFFF0000 | FA-NFPA 170 VOICE EVACUATION CONTROL UNIT | 1 | FALSE | FALSE | FALSE | 211 | [8 empty] | 7,12,18 |  |  |  |  | TRUE
NFPA 170 AMPLIFIER RACK | RISER AMP |  | North | Evax |  | Amplifier |  |  |  | Assembly | TRUE | HMX-DPS50/P (70V) | + | Distributed Panel, Single Channel, 50W, Fire Phone | 1 | [6 empty] | FALSE | [5 empty] | #FFFF0000 | FA-NFPA 170 AMPLIFIER RACK | 1 | FALSE | FALSE | FALSE | 300 | [8 empty] | 7,12,18 |  |  |  | 50 | TRUE
|  |  | North | Evax |  | Cards & Components |  |  |  | Card | TRUE | HMX-MBR (70V) | + |  | 1 | 0.031 | 0.031 |  |  |  |  | TRUE | [5 empty] | #FFFFFFFF |  |  | FALSE | FALSE | FALSE
NFPA 170 AMPLIFIER RACK | RISER AMP |  | North | Evax |  | Amplifier |  |  |  | Assembly | TRUE | HMX-DPS50 (70V) | + | Distributed Panel, Single Channel, 50W | 1 | [6 empty] | FALSE | [5 empty] | #FFFF0000 | FA-NFPA 170 AMPLIFIER RACK | 1 | FALSE | FALSE | FALSE | 300 | [8 empty] | 7,12,18 |  |  |  | 50 | TRUE
NFPA 170 VOICE EVACUATION CONTROL UNIT |  |  | North | Evax |  | Voice Evac Control Unit |  |  |  | Assembly | TRUE | HMX-MP96 | + | Master Panel, 96 Switch Control | 1 | [6 empty] | FALSE | [5 empty] | #FFFF0000 | FA-NFPA 170 VOICE EVACUATION CONTROL UNIT | 1 | FALSE | FALSE | FALSE | 211 | [8 empty] | 7,12,18 |  |  |  |  | TRUE
NFPA 170 AMPLIFIER RACK | RISER AMP |  | North | Evax |  | Amplifier |  |  |  | Assembly | TRUE | HMX-DP100 (25V) | + | Distributed Panel, Dual Channel, 100W | 1 | [6 empty] | FALSE | [5 empty] | #FFFF0000 | FA-NFPA 170 AMPLIFIER RACK | 1 | FALSE | FALSE | FALSE | 300 | [8 empty] | 7,12,18 |  |  |  | 100 | TRUE
|  |  | North | Evax |  | Cards & Components |  |  |  | Card | TRUE | EVX-25E | + | 25W Voice Evacuation Module | 1 | 0.18 | 2.5 |  |  |  |  | TRUE | [5 empty] | #FFFFFFFF |  |  | FALSE | FALSE | FALSE
NFPA 170 REMOTE VOICE EVACUATION MICROPHONE |  |  | North | Evax |  | Remote Microphone |  |  |  | Assembly | TRUE | EVX-RM Assembly | + | Remote Microphone (Assembly) | 1 | [6 empty] | TRUE | [5 empty] | #FFFF0000 | FA-NFPA 170 REMOTE VOICE EVACUATION MICROPHONE | 1 | FALSE | FALSE | FALSE
NFPA 170 VOICE EVACUATION CONTROL UNIT |  |  | North | Evax |  | Voice Evac Control Unit |  |  |  | Assembly | TRUE | EVAX-50 | + | EVAX 50 Watt Voice Evacuation System | 1 | [6 empty] | FALSE | [5 empty] | #FFFF0000 | FA-NFPA 170 VOICE EVACUATION CONTROL UNIT | 1 | FALSE | FALSE | FALSE | 211 | [8 empty] | 7,12,18 |  |  |  | 50 | TRUE
|  |  | North | Evax |  | Cards & Components |  |  |  | Card | TRUE | HMX-FPI | + | Fire Phone Interface Card | 1 | 0.041 | 0.041 |  |  |  |  | TRUE | [5 empty] | #FFFFFFFF |  |  | FALSE | FALSE | FALSE
|  |  | North | Evax | [5 empty] | Module | TRUE | EVX-SC | + | Supervisory Card | 1 | 0.03 | 0.05 |  |  |  |  | TRUE | [5 empty] | #FFFFFFFF |  |  | FALSE | FALSE | FALSE
|  |  | North | Evax |  | Cards & Components |  |  |  | Card | TRUE | HMX-AMI | + | Audio Module Interface Card | 1 | 0.022 | 0.022 |  |  |  |  | TRUE | [5 empty] | #FFFFFFFF |  |  | FALSE | FALSE | FALSE
|  |  | North | Evax |  | Cards & Components |  |  |  | Card | TRUE | EVAX-25 Main Board | + | Main Board | 1 | 0.18 | 1.1 |  |  |  |  | TRUE | FALSE |  |  |  |  | #FFFFFFFF |  |  | FALSE | FALSE | FALSE | [13 empty] | 25 | TRUE
|  |  | North | Evax |  | Cards & Components |  |  |  | Card | TRUE | HMX-IOI | + |  | 1 | 0.018 | 0.019 |  |  |  |  | TRUE | [5 empty] | #FFFFFFFF |  |  | FALSE | FALSE | FALSE
|  |  | North | Evax |  | Cards & Components |  |  |  | Card | TRUE | HMX-SLC | + | Switch LED Card | 1 | 0.0002 | 0.016 |  |  |  |  | TRUE | [5 empty] | #FFFFFFFF |  |  | FALSE | FALSE | FALSE
|  |  | North | Evax |  | Cards & Components |  |  |  | Card | TRUE | EVAX-100E Main Board | + | Main Board | 1 | 0.18 | 2.5 |  |  |  |  | TRUE | [5 empty] | #FFFFFFFF |  |  | FALSE | FALSE | FALSE | [13 empty] | 100 | TRUE
|  |  | North | Evax |  | Cards & Components |  |  |  | Card | TRUE | EVAX-100/8Z Main Board | + | Main Board | 1 | 0.18 | 2.5 |  |  |  |  | TRUE | [5 empty] | #FFFFFFFF |  |  | FALSE | FALSE | FALSE | [13 empty] | 100 | TRUE
NFPA 170 AMPLIFIER RACK | RISER AMP |  | North | Evax |  | Amplifier |  |  |  | Assembly | TRUE | HMX-DPS25 (70V) | + | Distributed Panel, Single Channel, 25W | 1 | [6 empty] | FALSE | [5 empty] | #FFFF0000 | FA-NFPA 170 AMPLIFIER RACK | 1 | FALSE | FALSE | FALSE | 300 | [8 empty] | 7,12,18 |  |  |  | 25 | TRUE
|  |  | North | Evax |  | Cards & Components |  |  |  | Card | TRUE | HMX-MMC | + |  | 1 | 0.046 | 0.046 |  |  |  |  | TRUE | [5 empty] | #FFFFFFFF |  |  | FALSE | FALSE | FALSE
|  |  | North | Evax |  | Cards & Components |  |  |  | Card | TRUE | EVAX-50 Main Board | + | Main Board | 1 | 0.15 | 0.8 |  |  |  |  | TRUE | [5 empty] | #FFFFFFFF |  |  | FALSE | FALSE | FALSE | [13 empty] | 50 | TRUE
|  |  | North | Evax |  | Cards & Components |  |  |  | Card | TRUE | EVX-100EM | + | 100W Voice Evacuation Module w/ mic | 1 | 0.18 | 6.4 |  |  |  |  | TRUE | [5 empty] | #FFFFFFFF |  |  | FALSE | FALSE | FALSE
NFPA 170 AMPLIFIER RACK | RISER AMP |  | North | Evax |  | Amplifier |  |  |  | Assembly | TRUE | HMX-DPS25/P (70V) | + | Distributed Panel, Single Channel, 25W, Fire Phone | 1 | [6 empty] | FALSE | [5 empty] | #FFFF0000 | FA-NFPA 170 AMPLIFIER RACK | 1 | FALSE | FALSE | FALSE | 300 | [8 empty] | 7,12,18 |  |  |  | 25 | TRUE
NFPA 170 VOICE EVACUATION CONTROL UNIT |  |  | North | Evax |  | Voice Evac Control Unit |  |  |  | Assembly | TRUE | HMX-MP48 | + | Master Panel, 48 Switch Control | 1 | [6 empty] | FALSE | [5 empty] | #FFFF0000 | FA-NFPA 170 VOICE EVACUATION CONTROL UNIT | 1 | FALSE | FALSE | FALSE | 211 | [8 empty] | 7,12,18 |  |  |  |  | TRUE
NFPA 170 AMPLIFIER RACK | RISER AMP |  | North | Evax |  | Amplifier |  |  |  | Assembly | TRUE | HMX-DP25 (25V) | + | Distributed Panel, Dual Channel, 25W | 1 | [6 empty] | FALSE | [5 empty] | #FFFF0000 | FA-NFPA 170 AMPLIFIER RACK | 1 | FALSE | FALSE | FALSE | 300 | [8 empty] | 7,12,18 |  |  |  | 25 | TRUE
|  |  | North | Evax |  | Cards & Components |  |  |  | Card | TRUE | EVAX-50/4Z Main Board | + | Main Board | 1 | 0.15 | 0.8 |  |  |  |  | TRUE | [5 empty] | #FFFFFFFF |  |  | FALSE | FALSE | FALSE | [13 empty] | 50 | TRUE
NFPA 170 AMPLIFIER RACK | RISER AMP |  | North | Evax |  | Amplifier |  |  |  | Assembly | TRUE | HMX-DP100/P (25V) | + | Distributed Panel, Dual Channel, 100W, Fire Phone | 1 | [6 empty] | FALSE | [5 empty] | #FFFF0000 | FA-NFPA 170 AMPLIFIER RACK | 1 | FALSE | FALSE | FALSE | 300 | [8 empty] | 7,12,18 |  |  |  | 200 | TRUE
NFPA 170 AMPLIFIER RACK |  |  | North | Evax |  | Amplifier |  |  |  | Assembly | TRUE | EVAX-100E | + | 100W Voice Expander Panel w/o mic | 1 | [6 empty] | FALSE | [5 empty] | #FFFF0000 | FA-NFPA 170 AMPLIFIER RACK | 1 | FALSE | FALSE | FALSE | 211 | [8 empty] | 7,12,18 |  |  |  | 100 | TRUE
NFPA 170 AMPLIFIER RACK | RISER AMP |  | North | Evax |  | Amplifier |  |  |  | Assembly | TRUE | HMX-DPS50 (25V) | + | Distributed Panel, Single Channel, 50W | 1 | [6 empty] | FALSE | [5 empty] | #FFFF0000 | FA-NFPA 170 AMPLIFIER RACK | 1 | FALSE | FALSE | FALSE | 300 | [8 empty] | 7,12,18 |  |  |  | 50 | TRUE
NFPA 170 VOICE EVACUATION CONTROL UNIT |  |  | North | Evax |  | Voice Evac Control Unit |  |  |  | Assembly | TRUE | EVAX-25 | + | EVAX 25 Watt Voice Evacuation System | 1 | [6 empty] | FALSE | [5 empty] | #FFFF0000 | FA-NFPA 170 VOICE EVACUATION CONTROL UNIT | 1 | FALSE | FALSE | FALSE | 211 | [8 empty] | 7,12,18 |  |  |  | 25 | TRUE
|  |  | North | Evax | [5 empty] | Module | TRUE | EVX-ATM | + | Audio Transponder Module | 1 | 0.015 | 0.035 |  |  |  |  | TRUE | [5 empty] | #FFFFFFFF |  |  | FALSE | FALSE | FALSE
NFPA 170 AMPLIFIER RACK | RISER AMP |  | North | Evax |  | Amplifier |  |  |  | Assembly | TRUE | HMX-DP50/P (25V) | + | Distributed Panel, Dual Channel, 50W, Fire Phone | 1 | [6 empty] | FALSE | [5 empty] | #FFFF0000 | FA-NFPA 170 AMPLIFIER RACK | 1 | FALSE | FALSE | FALSE | 300 | [8 empty] | 7,12,18 |  |  |  | 50 | TRUE
|  |  | North | Evax |  | Cards & Components |  |  |  | Card | TRUE | HMX-MFP | + | Master Fire Phone | 1 | 0.009 | 0.009 |  |  |  |  | TRUE | [5 empty] | #FFFFFFFF |  |  | FALSE | FALSE | FALSE
NFPA 170 VOICE EVACUATION CONTROL UNIT |  |  | North | Evax |  | Voice Evac Control Unit |  |  |  | Assembly | TRUE | HMX-MP96/P | + | Master Panel, 96 Switch Control, Master Fire Phone | 1 | [6 empty] | FALSE | [5 empty] | #FFFF0000 | FA-NFPA 170 VOICE EVACUATION CONTROL UNIT | 1 | FALSE | FALSE | FALSE | 211 | [8 empty] | 7,12,18 |  |  |  |  | TRUE
NFPA 170 VOICE EVACUATION CONTROL UNIT |  |  | North | Evax |  | Voice Evac Control Unit |  |  |  | Assembly | TRUE | EVAX-100/8Z | + | EVAX 100 Watt Voice Evacuation System | 1 | [6 empty] | FALSE | [5 empty] | #FFFF0000 | FA-NFPA 170 VOICE EVACUATION CONTROL UNIT | 1 | FALSE | FALSE | FALSE | 211 | [8 empty] | 7,12,18 |  |  |  | 100 | TRUE
|  |  | North | Evax |  | Cards & Components |  |  |  | Card | TRUE | EVX-4Z | + | Zone Splitter | 1 | 0.045 | 0.13 |  |  |  |  | TRUE | [5 empty] | #FFFFFFFF |  |  | FALSE | FALSE | FALSE | [14 empty] | FALSE
NFPA 170 AMPLIFIER RACK | RISER AMP |  | North | Evax |  | Amplifier |  |  |  | Assembly | TRUE | HMX-DP25/P (25V) | + | Distributed Panel, Dual Channel, 25W, Fire Phone | 1 | [6 empty] | FALSE | [5 empty] | #FFFF0000 | FA-NFPA 170 AMPLIFIER RACK | 1 | FALSE | FALSE | FALSE | 300 | [8 empty] | 7,12,18 |  |  |  | 25 | TRUE
|  |  | North | Evax |  | Cards & Components |  |  |  | Card | TRUE | HMX-MBK | + | Motherboard Relay Card | 1 | 0.003 | 0.031 |  |  |  |  | TRUE | [5 empty] | #FFFFFFFF |  |  | FALSE | FALSE | FALSE
NFPA 170 AMPLIFIER RACK | RISER AMP |  | North | Evax |  | Amplifier |  |  |  | Assembly | TRUE | HMX-DP25 (70V) | + | Distributed Panel, Dual Channel, 25W | 1 | [6 empty] | FALSE | [5 empty] | #FFFF0000 | FA-NFPA 170 AMPLIFIER RACK | 1 | FALSE | FALSE | FALSE | 300 | [8 empty] | 7,12,18 |  |  |  | 25 | TRUE
|  |  | North | Evax |  | Cards & Components |  |  |  | Card | TRUE | EVX-50EM | + | 50W Voice Evacuation Module w/ mic | 1 | 0.13 | 3.2 |  |  |  |  | TRUE | [5 empty] | #FFFFFFFF |  |  | FALSE | FALSE | FALSE
NFPA 170 VOICE EVACUATION CONTROL UNIT |  |  | North | Evax |  | Voice Evac Control Unit |  |  |  | Assembly | TRUE | EVAX-100 | + | EVAX 100 Watt Voice Evacuation System | 1 | [6 empty] | FALSE | [5 empty] | #FFFF0000 | FA-NFPA 170 VOICE EVACUATION CONTROL UNIT | 1 | FALSE | FALSE | FALSE | 211 | [8 empty] | 7,12,18 |  |  |  | 100 | TRUE
|  |  | North | Evax |  | Cards & Components |  |  |  | Card | TRUE | EVAX-25/4Z Main Board | + | Main Board | 1 | 0.18 | 1.1 |  |  |  |  | TRUE | FALSE |  |  |  |  | #FFFFFFFF |  |  | FALSE | FALSE | FALSE | [13 empty] | 25 | TRUE
NFPA 170 VOICE EVACUATION CONTROL UNIT |  |  | North | Evax |  | Voice Evac Control Unit |  |  |  | Assembly | TRUE | HMX-MP64 | + | Master Panel, 64 Switch Control | 1 | [6 empty] | FALSE | [5 empty] | #FFFF0000 | FA-NFPA 170 VOICE EVACUATION CONTROL UNIT | 1 | FALSE | FALSE | FALSE | 211 | [8 empty] | 7,12,18 |  |  |  |  | TRUE
|  |  | North | Evax |  | Cards & Components |  |  |  | Card | TRUE | EVAX-100/4Z Main Board | + | Main Board | 1 | 0.18 | 2.5 |  |  |  |  | TRUE | [5 empty] | #FFFFFFFF |  |  | FALSE | FALSE | FALSE | [13 empty] | 100 | TRUE
NFPA 170 VOICE EVACUATION CONTROL UNIT |  |  | North | Evax |  | Voice Evac Control Unit |  |  |  | Assembly | TRUE | EVAX-200 | + | EVAX 200 Watt Voice Evacuation System | 1 | [6 empty] | FALSE | [5 empty] | #FFFF0000 | FA-NFPA 170 VOICE EVACUATION CONTROL UNIT | 1 | FALSE | FALSE | FALSE | 211 | [8 empty] | 7,12,18 |  |  |  | 200 | TRUE
NFPA 170 VOICE EVACUATION CONTROL UNIT |  |  | North | Evax |  | Voice Evac Control Unit |  |  |  | Assembly | TRUE | HMX-MP64/P | + | Master Panel, 64 Switch Control, Master Fire Phone | 1 | [6 empty] | FALSE | [5 empty] | #FFFF0000 | FA-NFPA 170 VOICE EVACUATION CONTROL UNIT | 1 | FALSE | FALSE | FALSE | 211 | [8 empty] | 7,12,18 |  |  |  |  | TRUE
NFPA 170 VOICE EVACUATION CONTROL UNIT |  |  | North | Evax |  | Voice Evac Control Unit |  |  |  | Assembly | TRUE | HMX-MP80/P | + | Master Panel, 80 Switch Control, Master Fire Phone | 1 | [6 empty] | FALSE | [5 empty] | #FFFF0000 | FA-NFPA 170 VOICE EVACUATION CONTROL UNIT | 1 | FALSE | FALSE | FALSE | 211 | [8 empty] | 7,12,18 |  |  |  |  | TRUE
|  |  | North | Evax |  | Cards & Components |  |  |  | Card | TRUE | HMX-SSC | + | Switch Scan Card | 1 | 0.028 | 0.028 |  |  |  |  | TRUE | [5 empty] | #FFFFFFFF |  |  | FALSE | FALSE | FALSE
NFPA 170 VOICE EVACUATION CONTROL UNIT |  |  | North | Evax |  | Voice Evac Control Unit |  |  |  | Assembly | TRUE | HMX-MP16 | + | Master Panel, 16 Switch Control | 1 | [6 empty] | FALSE | [5 empty] | #FFFF0000 | FA-NFPA 170 VOICE EVACUATION CONTROL UNIT | 1 | FALSE | FALSE | FALSE | 211 | [8 empty] | 7,12,18 |  |  |  |  | TRUE
NFPA 170 AMPLIFIER RACK | RISER AMP |  | North | Evax |  | Amplifier |  |  |  | Assembly | TRUE | HMX-DP25/P (70V) | + | Distributed Panel, Dual Channel, 25W, Fire Phone | 1 | [6 empty] | FALSE | [5 empty] | #FFFF0000 | FA-NFPA 170 AMPLIFIER RACK | 1 | FALSE | FALSE | FALSE | 300 | [8 empty] | 7,12,18 |  |  |  | 25 | TRUE
NFPA 170 AMPLIFIER RACK | RISER AMP |  | North | Evax |  | Amplifier |  |  |  | Assembly | TRUE | HMX-DPS100/P (25V) | + | Distributed Panel, Single Channel, 25W, Fire Phone | 1 | [6 empty] | FALSE | [5 empty] | #FFFF0000 | FA-NFPA 170 AMPLIFIER RACK | 1 | FALSE | FALSE | FALSE | 300 | [8 empty] | 7,12,18 |  |  |  | 25 | TRUE
NFPA 170 VOICE EVACUATION CONTROL UNIT |  |  | North | Evax |  | Voice Evac Control Unit |  |  |  | Assembly | TRUE | HMX-MP16/P | + | Master Panel, 16 Switch Control, Master Fire Phone | 1 | [6 empty] | FALSE | [5 empty] | #FFFF0000 | FA-NFPA 170 VOICE EVACUATION CONTROL UNIT | 1 | FALSE | FALSE | FALSE | 211 | [8 empty] | 7,12,18 |  |  |  |  | TRUE
NFPA 170 AMPLIFIER RACK | RISER AMP |  | North | Evax |  | Amplifier |  |  |  | Assembly | TRUE | HMX-DPS50/P (25V) | + | Distributed Panel, Single Channel, 50W, Fire Phone | 1 | [6 empty] | FALSE | [5 empty] | #FFFF0000 | FA-NFPA 170 AMPLIFIER RACK | 1 | FALSE | FALSE | FALSE | 300 | [8 empty] | 7,12,18 |  |  |  | 50 | TRUE
NFPA 170 VOICE EVACUATION CONTROL UNIT |  |  | North | Evax |  | Voice Evac Control Unit |  |  |  | Assembly | TRUE | EVAX-50/4Z | + | EVAX 50 Watt Voice Evacuation System | 1 | [6 empty] | FALSE | [5 empty] | #FFFF0000 | FA-NFPA 170 VOICE EVACUATION CONTROL UNIT | 1 | FALSE | FALSE | FALSE | 211 | [8 empty] | 7,12,18 |  |  |  | 50 | TRUE
NFPA 170 AMPLIFIER RACK | RISER AMP |  | North | Evax |  | Amplifier |  |  |  | Assembly | TRUE | HMX-DPS100 (70V) | + | Distributed Panel, Single Channel, 100W | 1 | [6 empty] | FALSE | [5 empty] | #FFFF0000 | FA-NFPA 170 AMPLIFIER RACK | 1 | FALSE | FALSE | FALSE | 300 | [8 empty] | 7,12,18 |  |  |  | 100 | TRUE
NFPA 170 AMPLIFIER RACK | RISER AMP |  | North | Evax |  | Amplifier |  |  |  | Assembly | TRUE | HMX-DPS25 (25V) | + | Distributed Panel, Single Channel, 25W | 1 | [6 empty] | FALSE | [5 empty] | #FFFF0000 | FA-NFPA 170 AMPLIFIER RACK | 1 | FALSE | FALSE | FALSE | 300 | [8 empty] | 7,12,18 |  |  |  | 25 | TRUE
NFPA 170 AMPLIFIER RACK | RISER AMP |  | North | Evax |  | Amplifier |  |  |  | Assembly | TRUE | HMX-DPS25/P (25V) | + | Distributed Panel, Single Channel, 25W, Fire Phone | 1 | [6 empty] | FALSE | [5 empty] | #FFFF0000 | FA-NFPA 170 AMPLIFIER RACK | 1 | FALSE | FALSE | FALSE | 300 | [8 empty] | 7,12,18 |  |  |  | 25 | TRUE
NFPA 170 VOICE EVACUATION CONTROL UNIT |  |  | North | Evax |  | Voice Evac Control Unit |  |  |  | Assembly | TRUE | EVAX-150 | + | EVAX 150 Watt Voice Evacuation System | 1 | [6 empty] | FALSE | [5 empty] | #FFFF0000 | FA-NFPA 170 VOICE EVACUATION CONTROL UNIT | 1 | FALSE | FALSE | FALSE | 211 | [8 empty] | 7,12,18 |  |  |  | 150 | TRUE
NFPA 170 VOICE EVACUATION CONTROL UNIT |  |  | North | Evax |  | Voice Evac Control Unit |  |  |  | Assembly | TRUE | HMX-MP80 | + | Master Panel, 80 Switch Control | 1 | [6 empty] | FALSE | [5 empty] | #FFFF0000 | FA-NFPA 170 VOICE EVACUATION CONTROL UNIT | 1 | FALSE | FALSE | FALSE | 211 | [8 empty] | 7,12,18 |  |  |  |  | TRUE
NFPA 170 AMPLIFIER RACK | RISER AMP |  | North | Evax |  | Amplifier |  |  |  | Assembly | TRUE | HMX-DP100/P (70V) | + | Distributed Panel, Dual Channel, 100W, Fire Phone | 1 | [6 empty] | FALSE | [5 empty] | #FFFF0000 | FA-NFPA 170 AMPLIFIER RACK | 1 | FALSE | FALSE | FALSE | 300 | [8 empty] | 7,12,18 |  |  |  | 200 | TRUE
NFPA 170 REMOTE VOICE EVACUATION MICROPHONE |  |  | North | Evax |  | Cards & Components |  |  |  | Card | TRUE | EVX-RM Main Board | + | Main Board | 1 | 0.02 | 0.04 |  |  |  |  | FALSE | [5 empty] | #FFFF0000 | FA-NFPA 170 REMOTE VOICE EVACUATION MICROPHONE | 1 | FALSE | FALSE | FALSE | 265 | [8 empty] | 7,12,18 |  |  |  |  | TRUE
|  |  | North | Evax |  | Cards & Components |  |  |  | Card | TRUE | EVX-100E | + | 100W Voice Evacuation Module | 1 | 0.18 | 6.4 |  |  |  |  | TRUE | [5 empty] | #FFFFFFFF |  |  | FALSE | FALSE | FALSE
NFPA 170 AMPLIFIER RACK | RISER AMP |  | North | Evax |  | Amplifier |  |  |  | Assembly | TRUE | HMX-DP50 (25V) | + | Distributed Panel, Dual Channel, 50W | 1 | [6 empty] | FALSE | [5 empty] | #FFFF0000 | FA-NFPA 170 AMPLIFIER RACK | 1 | FALSE | FALSE | FALSE | 300 | [8 empty] | 7,12,18 |  |  |  | 50 | TRUE
NFPA 170 VOICE EVACUATION CONTROL UNIT |  |  | North | Evax |  | Voice Evac Control Unit |  |  |  | Assembly | TRUE | HMX-MP32 | + | Master Panel, 32 Switch Control | 1 | [6 empty] | FALSE | [5 empty] | #FFFF0000 | FA-NFPA 170 VOICE EVACUATION CONTROL UNIT | 1 | FALSE | FALSE | FALSE | 211 | [8 empty] | 7,12,18 |  |  |  |  | TRUE
|  |  | North | Evax |  | Cards & Components |  |  |  | Card | TRUE | HMX-DCC | + |  | 1 | 0.077 | 0.083 |  |  |  |  | TRUE | [5 empty] | #FFFFFFFF |  |  | FALSE | FALSE | FALSE
NFPA 170 VOICE EVACUATION CONTROL UNIT |  |  | North | Evax |  | Voice Evac Control Unit |  |  |  | Assembly | TRUE | EVAX-25/4Z | + | EVAX 25 Watt Voice Evacuation System | 1 | [6 empty] | FALSE | [5 empty] | #FFFF0000 | FA-NFPA 170 VOICE EVACUATION CONTROL UNIT | 1 | FALSE | FALSE | FALSE | 211 | [8 empty] | 7,12,18 |  |  |  | 25 | TRUE
|  |  | North | Evax |  | Cards & Components |  |  |  | Card | TRUE | EVX-25EM | + | 25W Voice Evacuation Module w/ mic | 1 | 0.18 | 2.5 |  |  |  |  | TRUE | [5 empty] | #FFFFFFFF |  |  | FALSE | FALSE | FALSE
|  |  | North | Evax |  | Cards & Components |  |  |  | Card | TRUE | HMX-MBR (25V) | + |  | 1 | 0.031 | 0.031 |  |  |  |  | TRUE | [5 empty] | #FFFFFFFF |  |  | FALSE | FALSE | FALSE
NFPA 170 AMPLIFIER RACK | RISER AMP |  | North | Evax |  | Amplifier |  |  |  | Assembly | TRUE | HMX-DPS100/P (70V) | + | Distributed Panel, Single Channel, 25W, Fire Phone | 1 | [6 empty] | FALSE | [5 empty] | #FFFF0000 | FA-NFPA 170 AMPLIFIER RACK | 1 | FALSE | FALSE | FALSE | 300 | [8 empty] | 7,12,18 |  |  |  | 25 | TRUE
NFPA 170 HORN |  |  | North | Faraday |  | Horn |  |  |  | Module | TRUE | 6123L-0-14-24-DC |  | Temporal Horn, 85 dbA Avg, Red | 1 | [6 empty] | FALSE | [5 empty] | #FF0070C0 | FA-NFPA 170 HORN | 1 | FALSE | FALSE | FALSE | 2010 | [13 empty] | FALSE
NFPA 170 DUCT SMOKE DETECTOR |  |  | North | Farenhyt |  | Duct Smoke Detector |  |  |  | Module | TRUE | DNR w/IDP-PHOTO-R-W | ++ | Intelligent Non-Relay Photoelectric Duct Detector | 1 | 0.0002 | 0.0045 |  |  |  |  | FALSE | TRUE | FLUSH |  | N/A | N/A | #FFFF0000 | FA-NFPA 170 DUCT SMOKE DETECTOR | 1 | FALSE | FALSE | FALSE | 1400 |  |  | 3242-1653:0209 | [10 empty] | FALSE
NFPA 170 HEAT DETECTOR |  |  | North | Farenhyt |  | Heat Detector |  |  |  | Module | TRUE | WIDP-HEAT-ROR w/B210W | + | Addressable Wireless Rate of Riser (135 Degrees) Heat Detector | 1 | [6 empty] | FALSE | [5 empty] | #FFFF0000 | FA-NFPA 170 HEAT DETECTOR | 1 | FALSE | FALSE | FALSE | 1403 | [13 empty] | FALSE |  |  | W
NFPA 170 FIRE ALARM CONTROL UNIT | RISER FACP |  | North | Farenhyt |  | Fire Alarm Control Unit |  |  |  | Assembly | TRUE | IFP-100VIP | ++ | Intelligent Fire Alarm Control Panel with 1 50 Watt Amplifier | 1 | [6 empty] | FALSE | [5 empty] | #FFFF0000 | FA-NFPA 170 FIRE ALARM CONTROL UNIT | 1 | FALSE | FALSE | FALSE | 202 | [8 empty] | 7,12,18 |  |  |  |  | TRUE
NFPA 170 REMOTE VOICE EVACUATION MICROPHONE |  |  | North | Farenhyt |  | Remote Microphone |  |  |  | Module | TRUE | ECS-RM | + | Remote Microphone | 1 | 0.05 | 0.064 |  |  |  |  | TRUE | FALSE |  |  |  |  | #FFFF0000 | FA-NFPA 170 REMOTE VOICE EVACUATION MICROPHONE | 1 | FALSE | FALSE | FALSE | 265 | [13 empty] | FALSE |  |  | RM
|  |  | North | Farenhyt |  | Cards & Components |  |  |  | Card | TRUE | RPS-1000 Main Board | ++ | Main Board | 1 | 0.04 | 0.16 | 6 |  |  |  | TRUE | [5 empty] | #FFFFFFFF |  |  | FALSE | FALSE | FALSE | [14 empty] | FALSE
NFPA 170 WIRELESS CONTROL UNIT |  |  | North | Farenhyt |  | Wireless Control Unit |  |  |  | Module | TRUE | WAV-WL | + | Wireless AV base, wall, white | 2 | [6 empty] | FALSE | [5 empty] | #FFFF0000 | FA-NFPA 170 WIRELESS CONTROL UNIT | 1 | FALSE | FALSE | FALSE | [14 empty] | FALSE |  |  | WAV-CWL
NFPA 170 REMOTE VOICE EVACUATION MICROPHONE |  |  | North | Farenhyt |  | Remote Microphone |  |  |  | Module | TRUE | ECS-RPU | + | Remote Page Unit Hand held microphone, 14 message buttons | 1 | 0.05 | 0.068 |  |  |  |  | TRUE | FALSE |  |  |  |  | #FFFF0000 | FA-NFPA 170 REMOTE VOICE EVACUATION MICROPHONE | 1 | FALSE | FALSE | FALSE | 265 | [13 empty] | FALSE |  |  | RPU
|  |  | North | Farenhyt |  | Cards & Components |  |  |  | Card | TRUE | 5880 CIRCUIT CARD |  | PANEL COMPONENT, LED I/O DRIVER MODULE | 1 | 0.035 | 0.6 |  |  |  |  | TRUE | [5 empty] | #FFFFFFFF |  |  | FALSE | FALSE | FALSE | [14 empty] | FALSE
NFPA 170 ADDRESSABLE INPUT MONITOR MODULE |  |  | North | Farenhyt |  | Addressable Module |  |  |  | Module | TRUE | IDP-MON-10 | ++ | 10 Input Monitoring Module | 10 | 0.0035 | 0.0035 |  |  |  |  | FALSE | [5 empty] | #FFFF0000 | FA-NFPA 170 ADDRESSABLE INPUT MONITOR MODULE | 1 | FALSE | FALSE | FALSE | 1000 | [13 empty] | FALSE
NFPA 170 REMOTE TEST SWITCH |  |  | North | Farenhyt |  | REMOTE TEST SWITCH |  |  |  | Module | TRUE | SD505-DTS-2 | ++ | Remote Test Station w/ Switch, Alarm & Power LEDs, Key Reset | 1 | [6 empty] | FALSE | [5 empty] | #FFFF0000 | FA-NFPA 170 REMOTE TEST SWITCH | 1 | FALSE | FALSE | FALSE | 914 | [13 empty] | FALSE
NFPA 170 WIRELESS CONTROL UNIT |  |  | North | Farenhyt |  | Wireless Control Unit |  |  |  | Module | TRUE | W-DIS-D | + | LCD User Interface for use with the W-GATE | 1 | 0.03 | 0.03 |  |  |  |  | FALSE | [5 empty] | #FFFF0000 | FA-NFPA 170 WIRELESS CONTROL UNIT | 1 | FALSE | FALSE | FALSE | [14 empty] | FALSE |  |  | W-DIS-D
NFPA 170 FIRE ALARM CONTROL UNIT | RISER FACP |  | North | Farenhyt |  | Fire Alarm Control Unit |  |  |  | Assembly | TRUE | RFP-2100 SD protocol |  | Remote Fire Alarm Panel without built in display. Red | 1 | [6 empty] | FALSE | [5 empty] | #FFFF0000 | FA-NFPA 170 FIRE ALARM CONTROL UNIT | 1 | FALSE | FALSE | FALSE | 202 | [8 empty] | 7,12,18 |  |  |  |  | TRUE
NFPA 170 MANUAL PULL |  |  | North | Farenhyt |  | Manual Station |  |  |  | Module | TRUE | PS-DALOB |  | Dual action model with screw terminal connections and a key lock reset. Includes SB-I/O backbox with sealing gasket. Weatherproof | 1 | [6 empty] | FALSE | [5 empty] | #FFFF0000 | FA-NFPA 170 MANUAL PULL | 1 | FALSE | FALSE | FALSE | 957 | [13 empty] | FALSE |  |  | WP
NFPA 170 AMPLIFIER RACK | RISER AMP |  | North | Farenhyt |  | Amplifier |  |  |  | Assembly | TRUE | ECS-DUAL50W (50W, 70V) | + | Distributed (Remote) Dual Audio Amplifier, 50 watts a | 1 | [6 empty] | FALSE | [5 empty] | #FFFF0000 | FA-NFPA 170 AMPLIFIER RACK | 1 | FALSE | FALSE | FALSE | 300 | [8 empty] | 7,12,18,26,33 |  |  |  | 50 | TRUE
NFPA 170 REMOTE INDICATOR |  |  | North | Farenhyt |  | Remote Indicator |  |  |  | Module | TRUE | RA100Z | ++ | Remote LED Annunciator | 1 | 0 | 0.012 |  |  |  |  | FALSE | [5 empty] | #FFFF0000 | FA-NFPA 170 REMOTE INDICATOR | 1 | FALSE | FALSE | FALSE | 2016 | [13 empty] | FALSE
NFPA 170 FIRE ALARM CONTROL UNIT | RISER FACP |  | North | Farenhyt |  | Fire Alarm Control Unit |  |  |  | Assembly | TRUE | IFP-2000 | ++ | Intelligent Fire Alarm Control Panel | 1 | [6 empty] | FALSE |  |  |  | 14.75”W x 25”H x 4”D (37.5 W x 63.5 H x 10.16 D cm) |  | #FFFF0000 | FA-NFPA 170 FIRE ALARM CONTROL UNIT | 1 | FALSE | FALSE | FALSE | 202 | [8 empty] | 18,26,33,55 |  | 18 |  |  | TRUE
NFPA 170 ADDRESSABLE INPUT MONITOR MODULE |  |  | North | Farenhyt |  | Addressable Module |  |  |  | Module | TRUE | PS-DALOB w/IDP-MONITOR | ++ | PS-DALOB on an IDP-Monitor module | 1 | 0.0004 | 0.0055 |  |  |  |  | FALSE | [5 empty] | #FFFF0000 | FA-NFPA 170 ADDRESSABLE INPUT MONITOR MODULE | 1 | FALSE | FALSE | FALSE | 1000 | [13 empty] | FALSE
NFPA 170 ADDRESSABLE INPUT MONITOR MODULE |  |  | North | Farenhyt |  | Addressable Module |  |  |  | Module | TRUE | IDP-MINIMON | ++ | Mini monitoring module | 1 | 0.00035 | 0.00035 |  |  |  |  | FALSE | [5 empty] | #FFFF0000 | FA-NFPA 170 ADDRESSABLE INPUT MONITOR MODULE | 1 | FALSE | FALSE | FALSE | 1000 | [13 empty] | FALSE
NFPA 170 NOTIFICATION CIRCUIT EXTENDER PANEL | RISER NAC |  | North | Farenhyt |  | Notification Circuit Extender Panel |  |  |  | Assembly | TRUE | 5496 | ++ | Intelligent Power Module | 1 | [6 empty] | FALSE |  |  |  | 16" H x 12.25" W x 3" D (40.6 x 30.9 x 7.6 cm) |  | #FFFF0000 | FA-NFPA 170 NOTIFICATION CIRCUIT EXTENDER PANEL | 1 | FALSE | FALSE | FALSE | 212 | [8 empty] | 7,12,18,26,34 |  |  |  |  | TRUE
|  |  | North | Farenhyt |  | Cards & Components |  |  |  | Card | TRUE | 5496 Main Board | ++ | Main Board | 1 | 0.04 | 0.16 | 6 |  |  |  | TRUE | [5 empty] | #FFFFFFFF |  |  | FALSE | FALSE | FALSE | [14 empty] | FALSE
NFPA 170 GAS DETECTOR |  |  | North | Farenhyt |  | Gas Detection |  |  |  | Module | TRUE | CO1224TR w/ IDP-MINIMON | ++ | Carbon Monoxide Detector with RealTest with IDP-Minimon | 1 | 0.00035 | 0.00035 |  |  |  |  | FALSE | [5 empty] | #FFFF0000 | FA-NFPA 170 GAS DETECTOR | 1 | FALSE | FALSE | FALSE | 1402 | [13 empty] | FALSE |  |  | CO
NFPA 170 SMOKE DETECTOR |  |  | North | Farenhyt |  | Smoke Detector |  |  |  | Module | TRUE | IDP-ACCLIMATE | ++ | Multi-criteria photoelectric smoke detector | 1 | 0.0003 | 0.0003 |  |  |  |  | FALSE | TRUE |  |  |  |  | #FFFF0000 | FA-NFPA 170 SMOKE DETECTOR | 1 | FALSE | FALSE | FALSE | 1408 | [13 empty] | FALSE
NFPA 170 ADDRESSABLE OUTPUT MODULE |  |  | North | Farenhyt |  | Addressable Control/Relay |  |  |  | Module | TRUE | IDP-CONTROL | ++ | Notification Module | 1 | 0.000375 | 0.000375 |  |  |  |  | FALSE |  |  |  | 4.5” H x 4” W x 1.3” D (11.4 cm x 10.2 cm x 3.2 cm) |  | #FFFF0000 | FA-NFPA 170 ADDRESSABLE OUTPUT MODULE | 1 | FALSE | FALSE | FALSE | 1100 | [13 empty] | FALSE
NFPA 170 FIRE PHONE |  |  | North | Farenhyt |  | Fire Phone |  |  |  | Module | TRUE | IFP-FPJ |  | Fire Fighter Telephone | 1 | 0.06 | 0.12 |  |  |  |  | FALSE | [5 empty] | #FFFF0000 | FA-NFPA 170 FIRE PHONE | 1 | FALSE | FALSE | FALSE | 208 | [13 empty] | FALSE
NFPA 170 SMOKE DETECTOR |  |  | North | Farenhyt |  | Smoke Detector |  |  |  | Module | TRUE | IDP-PHOTO-W w/B300-6 | ++ | White, low-profile photoelectric sensor w/Base | 1 | 0.0002 | 0.0045 |  |  |  |  | FALSE | TRUE |  |  |  |  | #FFFF0000 | FA-NFPA 170 SMOKE DETECTOR | 1 | FALSE | FALSE | FALSE | 1408 | [13 empty] | FALSE
NFPA 170 HEAT DETECTOR |  |  | North | Farenhyt |  | Heat Detector |  |  |  | Module | TRUE | IDP-HEAT-HT-W w/B300-6 | ++ | White, low-profile intelligent 190°F fixed thermal sensor, w/Standard Base | 1 | 0.0002 | 0.0045 |  |  |  |  | FALSE | [5 empty] | #FFFF0000 | FA-NFPA 170 HEAT DETECTOR | 1 | FALSE | FALSE | FALSE | 1403 | [13 empty] | FALSE |  |  | 190 FT
NFPA 170 AMPLIFIER RACK | RISER AMP |  | North | Farenhyt |  | Amplifier |  |  |  | Assembly | TRUE | ECS-50W (50W, 25V) | + | Distributed (Remote) Audio Amplifier, 50 watts a | 1 | [6 empty] | FALSE | [5 empty] | #FFFF0000 | FA-NFPA 170 AMPLIFIER RACK | 1 | FALSE | FALSE | FALSE | 300 | [8 empty] | 7,12,18,26,33 |  |  |  | 50 | TRUE
NFPA 170 WIRELESS CONTROL UNIT |  |  | North | Farenhyt |  | Wireless Control Unit |  |  |  | Module | TRUE | WAV-CWL | + | Wireless AV base, ceiling, white | 1 | [6 empty] | FALSE | [5 empty] | #FFFF0000 | FA-NFPA 170 WIRELESS CONTROL UNIT | 1 | FALSE | FALSE | FALSE | [14 empty] | FALSE |  |  | WAV-CWL
|  |  | North | Farenhyt |  | Cards & Components |  |  |  | Card | TRUE | IFP-75 Main Board | ++ | Main Board | 1 | 0.165 | 0.31 | 2.5 |  | 24 |  | TRUE | [5 empty] | #FFFFFFFF |  |  | FALSE | FALSE | FALSE | [14 empty] | FALSE
NFPA 170 FIRE ALARM CONTROL UNIT | RISER FACP |  | North | Farenhyt |  | Fire Alarm Control Unit |  |  |  | Assembly | TRUE | IFP-2100 | ++ | Intelligent Fire Alarm Control Panel | 1 | [6 empty] | FALSE |  |  |  | 26.4”H x 16.4"W x 4.11”D |  | #FFFF0000 | FA-NFPA 170 FIRE ALARM CONTROL UNIT | 1 | FALSE | FALSE | FALSE | 202 | [8 empty] | 18,26,33,55 |  | 18 |  |  | TRUE
AT GATE VALVE |  |  | North | Farenhyt |  | Valve Supervisory Switch |  |  |  | Module | TRUE | TAMPER w/IDP-MINIMON | ++ | TAMPER SWITCH w/IDP-MINIMON | 1 | 0.00035 | 0.00035 |  |  |  |  | FALSE | [5 empty] | #FFFF0000 | FA-AT GATE VALVE | 1 | FALSE | FALSE | FALSE | [14 empty] | FALSE
NFPA 170 SMOKE DETECTOR |  |  | North | Farenhyt |  | Smoke Detector |  |  |  | Module | TRUE | OSI-RI-FH | + | Intelligent Single-ended Reflective Imaging Beam Smoke Detector | 1 | 0.014 | 0.015 |  |  |  |  | FALSE | TRUE |  |  |  |  | #FFFF0000 | FA-NFPA 170 SMOKE DETECTOR | 1 | FALSE | FALSE | FALSE | 1408 | [13 empty] | FALSE
|  |  | North | Farenhyt |  | Cards & Components |  |  |  | Card | TRUE | IFP/RPS-2100 Main Board | ++ | Main Board | 1 | 0.23 | 0.415 | 9 |  |  |  | TRUE | [5 empty] | #FFFFFFFF |  |  | TRUE | FALSE | FALSE | [14 empty] | FALSE
|  |  | North | Farenhyt |  | Cards & Components |  |  |  | Card | TRUE | ECS-50W Main Board (50W, 25V) | + | Main Board for ECS | 1 | 0.035 | 1.2 |  |  |  |  | TRUE | FALSE |  |  |  |  | #FFFFFFFF |  |  | FALSE | FALSE | FALSE | [14 empty] | FALSE
NFPA 170 AMPLIFIER RACK | RISER AMP |  | North | Farenhyt |  | Amplifier |  |  |  | Assembly | TRUE | ECS-DUAL50W (50W, 25V) | + | Distributed (Remote) Dual Audio Amplifier, 50 watts a | 1 | [6 empty] | FALSE | [5 empty] | #FFFF0000 | FA-NFPA 170 AMPLIFIER RACK | 1 | FALSE | FALSE | FALSE | 300 | [8 empty] | 7,12,18,26,33 |  |  |  | 50 | TRUE
NFPA 170 MANUAL PULL |  |  | North | Farenhyt |  | Manual Station |  |  |  | Module | TRUE | IDP-PULL-SA | ++ | Single Action Pull Station | 1 | 0.00035 | 0.00035 |  |  |  |  | FALSE |  |  |  | 5.5” H x 4" W x 1.45" D (14 x 10.2 x 3.7cm) |  | #FFFF0000 | FA-NFPA 170 MANUAL PULL | 1 | FALSE | FALSE | FALSE | 957 | [13 empty] | FALSE
EQUIPMENT ENCLOSURE |  |  | North | Farenhyt |  | Enclosure |  |  |  | Assembly | TRUE | 6815 w/RMK5815 | ++ | SLC Loop Expander in Enclosure | 1 | 0.078 | 0.078 |  |  |  |  | TRUE | [5 empty] | #FFFF0000 | FA-EQUIPMENT ENCLOSURE | 1 | FALSE | FALSE | FALSE | [14 empty] | FALSE
|  |  | North | Farenhyt |  | Cards & Components |  |  |  | Card | TRUE | ECS-50W-25V | + | 25V, 50 Watt Audio Amplifier Module | 1 | 0.1 | 0.235 |  |  |  |  | TRUE | FALSE |  |  |  |  | #FFFFFFFF |  |  | FALSE | FALSE | FALSE | [14 empty] | FALSE
NFPA 170 HEAT DETECTOR |  |  | North | Farenhyt |  | Heat Detector |  |  |  | Module | TRUE | WIDP-HEAT w/B210W | + | Addressable Wireless Fixed-Temperature (135 Degrees) Heat Detector | 1 | [6 empty] | FALSE | [5 empty] | #FFFF0000 | FA-NFPA 170 HEAT DETECTOR | 1 | FALSE | FALSE | FALSE | 1403 | [13 empty] | FALSE |  |  | W
NFPA 170 HEAT DETECTOR |  |  | North | Farenhyt |  | Heat Detector |  |  |  | Module | TRUE | IDP-HEAT-ROR-W w/B300-6 | ++ | White, low-profile intelligent rate-of-rise thermal sensor, w/Standard Base | 1 | 0.0002 | 0.0045 |  |  |  |  | FALSE | [5 empty] | #FFFF0000 | FA-NFPA 170 HEAT DETECTOR | 1 | FALSE | FALSE | FALSE | 1403 | [13 empty] | FALSE
NFPA 170 GAS DETECTOR |  |  | North | Farenhyt |  | Gas Detection |  |  |  | Module | TRUE | CO1224TR w/ IDP-MONITOR | ++ | Carbon Monoxide Detector with RealTest with IDP-Monitor | 1 | 0.0004 | 0.0055 |  |  |  |  | FALSE | [5 empty] | #FFFF0000 | FA-NFPA 170 GAS DETECTOR | 1 | FALSE | FALSE | FALSE | 1402 | [13 empty] | FALSE |  |  | CO
|  |  | North | Farenhyt |  | Cards & Components |  |  |  | Card | TRUE | VIP-125 |  | 125 WATT AMPLIFIER | 1 | [6 empty] | TRUE | [5 empty] | #FFFFFFFF |  |  | FALSE | FALSE | FALSE | [14 empty] | FALSE
|  |  | North | Farenhyt |  | Cards & Components |  |  |  | Card | TRUE | ECS-LOC2100 Main Board | + | Main Board for ECS-LOC2100 | 1 | 0.105 | 0.175 |  |  |  |  | TRUE | FALSE |  |  |  |  | #FFFFFFFF |  |  | FALSE | FALSE | FALSE | [14 empty] | FALSE
NFPA 170 SMOKE HEAT DETECTOR |  |  | North | Farenhyt |  | Smoke/Heat Detector |  |  |  | Module | TRUE | IDP-PHOTO-T-W w/B300-6 | ++ | White, low-profile photoelectric sensor and built-in 135°F (57°C) fixed-temperature thermal device w/Base | 1 | 0.0002 | 0.0045 |  |  |  |  | FALSE | TRUE |  |  |  |  | #FFFF0000 | FA-NFPA 170 SMOKE HEAT DETECTOR | 1 | FALSE | FALSE | FALSE | 1408 | [13 empty] | FALSE
NFPA 170 FIRE ALARM CONTROL UNIT | RISER FACP |  | North | Farenhyt |  | Fire Alarm Control Unit |  |  |  | Assembly | TRUE | RPS-2100 | ++ | Intelligent Fire Alarm Control Panel without built in display | 1 | [6 empty] | FALSE |  |  |  | 26.4”H x 16.4"W x 4.11”D |  | #FFFF0000 | FA-NFPA 170 FIRE ALARM CONTROL UNIT | 1 | FALSE | FALSE | FALSE | 202 | [8 empty] | 18,26,33,55 |  | 18 |  |  | TRUE
NFPA 170 REMOTE ANNUNCIATOR | RISER ANNUNCIATOR |  | North | Farenhyt |  | Remote Annunciator |  |  |  | Module | TRUE | RA-2000 | ++ | Remote annunciator, red | 1 | 0.025 | 0.05 |  |  | 24 |  | FALSE |  |  |  | Outside wall: 11.38” x 12.50” x 0.88” (31.1 cm x 29.2 cm x 2.2 cm) Inside wall: 9.25” x 8.25” x 2” (23.8 cm x 21.3 cm x 5.1 cm) |  | #FFFF0000 | FA-NFPA 170 REMOTE ANNUNCIATOR | 1 | FALSE | FALSE | FALSE | 255 | [13 empty] | FALSE
NFPA 170 ADDRESSABLE INPUT MONITOR MODULE |  |  | North | Farenhyt |  | Addressable Module |  |  |  | Module | TRUE | WIDP-MONITOR | + | Wireless Monitor Module | 1 | [6 empty] | FALSE | [5 empty] | #FFFF0000 | FA-NFPA 170 ADDRESSABLE INPUT MONITOR MODULE | 1 | FALSE | FALSE | FALSE | 1000 | [13 empty] | FALSE |  |  | W
Hood System |  |  | North | Farenhyt |  | Miscellaneous |  |  |  | Module | TRUE | Hood System/IDP-MINIMON | ++ | Hood System with Mini Contact Module | 1 | 0.00035 | 0.00035 |  |  |  |  | FALSE | [5 empty] | #FFFF0000 | FA-Hood System | 1 | FALSE | FALSE | FALSE | [14 empty] | FALSE |  |  | MM
|  |  | North | Farenhyt |  | Cards & Components |  |  |  | Card | TRUE | ECS-XRM-70V | + | 70V Transformer Conversion Module | 1 | [6 empty] | TRUE | FALSE |  |  |  |  | #FFFFFFFF |  |  | FALSE | FALSE | FALSE | [14 empty] | FALSE
|  |  | North | Farenhyt |  | Cards & Components |  |  |  | Card | TRUE | IFP-100 Main Board | ++ | Main Board | 1 | 0.17 | 0.325 | 6 |  | 24 |  | TRUE | [5 empty] | #FFFFFFFF |  |  | FALSE | FALSE | FALSE | [14 empty] | FALSE
|  |  | North | Farenhyt |  | Cards & Components |  |  |  | Card | TRUE | IDP-CONTROL-6 | ++ | Six Input Notification Module | 6 | 0.00225 | 0.00225 |  |  |  |  | TRUE | [5 empty] | #FFFFFFFF |  |  | FALSE | FALSE | FALSE | [14 empty] | FALSE
|  |  | North | Farenhyt |  | Cards & Components |  |  |  | Card | TRUE | ECS-50W-70V | + | 70V, 50 Watt Audio Amplifier Module | 1 | 0.1 | 0.235 |  |  |  |  | TRUE | FALSE |  |  |  |  | #FFFFFFFF |  |  | FALSE | FALSE | FALSE | [14 empty] | FALSE
NFPA 170 FIRE ALARM CONTROL UNIT | RISER FACP |  | North | Farenhyt |  | Fire Alarm Control Unit |  |  |  | Assembly | TRUE | IFP-300ECS | ++ | Emergency Communication System with FACP, Red Cabinet | 1 | [6 empty] | FALSE |  |  |  | 21.59”W x 28.10”H x 5.05”D |  | #FFFF0000 | FA-NFPA 170 FIRE ALARM CONTROL UNIT | 1 | FALSE | FALSE | FALSE | 202 | [8 empty] | 7,12,18,35,55 |  | 18 |  |  | TRUE
|  |  | North | Farenhyt |  | Cards & Components |  |  |  | Card | TRUE | 5815XL | ++ | SLC Loop Expander | 1 | 0.055 | 0.125 |  |  |  |  | TRUE |  |  |  | 4.2” H (10.7 cm): 4.8” W (12.2 cm) |  | #FFFFFFFF |  |  | FALSE | FALSE | FALSE | [14 empty] | FALSE
|  |  | North | Farenhyt |  | Cards & Components |  |  |  | Card | TRUE | ECS-CE6 (70V) | + | Speaker Circuit/Zone Expander Module | 1 | 0.02 | 0.189 |  |  |  |  | TRUE | FALSE |  |  |  |  | #FFFFFFFF |  |  | FALSE | FALSE | FALSE | [14 empty] | FALSE
|  |  | North | Farenhyt |  | Cards & Components |  |  |  | Card | TRUE | ECS-125DA (70V) Main Board | + | Main Board for ECS | 1 | 0.375 | 0.7 |  |  |  |  | TRUE | FALSE |  |  |  |  | #FFFFFFFF |  |  | FALSE | FALSE | FALSE | [14 empty] | FALSE
170 BASIC SHAPE |  |  | North | Farenhyt |  | Miscellaneous |  |  |  | Assembly | TRUE | IDP-ACB |  |  | 1 | [6 empty] | TRUE | [5 empty] | #FFFF0000 | FA-170 BASIC SHAPE | 1 | FALSE | FALSE | FALSE
NFPA 170 REMOTE ANNUNCIATOR | RISER ANNUNCIATOR |  | North | Farenhyt |  | Remote Annunciator |  |  |  | Module | TRUE | RA-1000 | ++ | Remote Annunciator. Four line LCD annunciator with 20 characters per line. Gray. | 1 | 0.02 | 0.025 |  |  |  |  | FALSE | [5 empty] | #FFFF0000 | FA-NFPA 170 REMOTE ANNUNCIATOR | 1 | FALSE | FALSE | FALSE | 255 | [13 empty] | FALSE
|  |  | North | Farenhyt |  | Cards & Components |  |  |  | Card | TRUE | ECS-CE4 (25V) | + | Speaker Circuit/Zone Expander Module | 1 | 0.02 | 0.18 |  |  |  |  | TRUE | FALSE |  |  |  |  | #FFFFFFFF |  |  | FALSE | FALSE | FALSE | [14 empty] | FALSE
NFPA 170 FIRE ALARM CONTROL UNIT | RISER FACP |  | North | Farenhyt |  | Fire Alarm Control Unit |  |  |  | Assembly | TRUE | IFP-75 | ++ | Intelligent Fire Alarm Control Panel | 1 | [6 empty] | FALSE |  |  |  | 15.12”H x 12.71"W x 3.33”D |  | #FFFF0000 | FA-NFPA 170 FIRE ALARM CONTROL UNIT | 1 | FALSE | FALSE | FALSE | 202 | [8 empty] | 7,12,18,35 |  | 7 |  |  | TRUE
|  |  | North | Farenhyt |  | Cards & Components |  |  |  | Card | TRUE | RFP-2100/2100B Main Board IDP/SK protocol |  | Intelligent Fire Alarm Control Panel Main Board | 1 | [6 empty] | TRUE | [5 empty] | #FFFFFFFF |  |  | FALSE | FALSE | FALSE | [14 empty] | FALSE
NFPA 170 ADDRESSABLE INPUT MONITOR MODULE |  |  | North | Farenhyt |  | Addressable Module |  |  |  | Module | TRUE | IDP-MONITOR-2 | ++ | Dual Monitoring Module | 2 | 0.00075 | 0.00075 |  |  |  |  | FALSE | [5 empty] | #FFFF0000 | FA-NFPA 170 ADDRESSABLE INPUT MONITOR MODULE | 1 | FALSE | FALSE | FALSE | 1000 | [13 empty] | FALSE |  |  | D
NFPA 170 AMPLIFIER RACK | RISER AMP |  | North | Farenhyt |  | Amplifier |  |  |  | Assembly | TRUE | ECS-50W (50W, 70V) | + | Distributed (Remote) Audio Amplifier, 50 watts a | 1 | [6 empty] | FALSE | [5 empty] | #FFFF0000 | FA-NFPA 170 AMPLIFIER RACK | 1 | FALSE | FALSE | FALSE | 300 | [8 empty] | 7,12,18,26,33 |  |  |  | 50 | TRUE
|  |  | North | Farenhyt |  | Cards & Components |  |  |  | Card | TRUE | 6815 | ++ | SLC Loop Expander | 1 | 0.078 | 0.078 |  |  |  |  | TRUE | [5 empty] | #FFFFFFFF |  |  | FALSE | FALSE | FALSE | [14 empty] | FALSE
NFPA 170 MULTI DETECTOR CO |  |  | North | Farenhyt |  | Multi Criteria Detector |  |  |  | Module | TRUE | IDP-FIRE-CO-W w/B200S-WH | ++ | Advanced multi-criteria fire/CO detector, white w/Standard Base | 1 | 0.0002 | 0.0045 |  |  |  |  | FALSE | TRUE |  |  |  |  | #FFFF0000 | FA-NFPA 170 MULTI DETECTOR CO | 1 | FALSE | FALSE | FALSE | 1408 | [13 empty] | FALSE |  |  | CO
NFPA 170 FIRE FIGHTER INTERFACE |  |  | North | Farenhyt |  | Fire Fighter Interface |  |  |  | Module | TRUE | ECS-FFT | + | Fire Fighter Telephone System | 1 | 0.12 | 0.23 |  |  |  |  | TRUE | [5 empty] | #FFFF0000 | FA-NFPA 170 FIRE FIGHTER INTERFACE | 1 | FALSE | FALSE | FALSE | 207 | [13 empty] | FALSE
NFPA 170 ADDRESSABLE INPUT MONITOR MODULE |  |  | North | Farenhyt |  | Addressable Module |  |  |  | Module | TRUE | IDP-ZONE | ++ | Two Wire Zone Interface Module | 1 | 0.00027 | 0.00027 |  |  |  |  | FALSE | [5 empty] | #FFFF0000 | FA-NFPA 170 ADDRESSABLE INPUT MONITOR MODULE | 1 | FALSE | FALSE | FALSE | 1000 | [13 empty] | FALSE
NFPA 170 REMOTE EVACUATION AMPLIFIER CABINET |  |  | North | Farenhyt |  | Amplifier Cabinet |  |  |  | Module | TRUE | ECS-RCU | ++ | Supervised Remote Command Unit | 1 | 0.1 | 0.15 |  |  |  |  | FALSE |  |  |  | Flush Mount Dimensions: 20.25”W x 26.75”H x 2.5”– 3”D (51.4 W x 68 H x 6.4–7.6 D cm) Overall Dimensions: 20”W x 26.5”H x 4.6”D (50.75 W x 67.3 H x 11.8 D cm) |  | #FFFF0000 | FA-NFPA 170 REMOTE EVACUATION AMPLIFIER CABINET | 1 | FALSE | FALSE | FALSE | 301 | [13 empty] | FALSE
NFPA 170 SMOKE DETECTOR |  |  | North | Farenhyt |  | Smoke Detector |  |  |  | Module | TRUE | IDP-PHOTO-W w/B200S-WH | ++ | White, low-profile photoelectric sensor w/Sounder Base | 1 | 0.0002 | 0.0045 |  |  |  |  | FALSE | TRUE |  |  |  |  | #FFFF0000 | FA-NFPA 170 SMOKE DETECTOR | 1 | FALSE | FALSE | FALSE | 1408 | [13 empty] | FALSE |  |  | SB
|  |  | North | Farenhyt |  | Cards & Components |  |  |  | Card | TRUE | IFP/RPS-2000 Main Board | ++ | Main Board | 1 | 0.29 | 0.53 | 9 |  |  |  | TRUE | [5 empty] | #FFFFFFFF |  |  | TRUE | FALSE | FALSE | [14 empty] | FALSE
|  |  | North | Farenhyt |  | Cards & Components |  |  |  | Card | TRUE | ECS-50BDA Main Board (100W, 70V) | + | Main Board for ECS | 1 | 0.11 | 1.4 |  |  |  |  | TRUE | FALSE |  |  |  |  | #FFFFFFFF |  |  | FALSE | FALSE | FALSE | [14 empty] | FALSE
NFPA 170 ADDRESSABLE INPUT MONITOR MODULE |  |  | North | Farenhyt |  | Addressable Module |  |  |  | Module | TRUE | IDP-MONITOR | ++ | Monitor Module | 1 | 0.0004 | 0.0055 |  |  |  |  | FALSE | [5 empty] | #FFFF0000 | FA-NFPA 170 ADDRESSABLE INPUT MONITOR MODULE | 1 | FALSE | FALSE | FALSE | 1000 | [13 empty] | FALSE
NFPA 170 REMOTE TEST SWITCH |  |  | North | Farenhyt |  | REMOTE TEST SWITCH |  |  |  | Module | TRUE | SD505-DTS-K | ++ | Remote Test Station w/ Switch, Alarm & Power LEDs, Key Reset | 1 | [6 empty] | FALSE | [5 empty] | #FFFF0000 | FA-NFPA 170 REMOTE TEST SWITCH | 1 | FALSE | FALSE | FALSE | 914 | [13 empty] | FALSE
NFPA 170 DUCT SMOKE DETECTOR |  |  | North | Farenhyt |  | Duct Smoke Detector |  |  |  | Module | TRUE | IDP-DUCT-W w/IDP-PHOTO-R-W | ++ | Intelligent non-relay photoelectric low flow smoke detector housing w/ detector | 1 | 0.0002 | 0.0045 |  |  |  |  | FALSE | TRUE | FLUSH |  | N/A | N/A | #FFFF0000 | FA-NFPA 170 DUCT SMOKE DETECTOR | 1 | FALSE | FALSE | FALSE | 1400 |  |  | 3242-1653:0209 | [10 empty] | FALSE
NFPA 170 DUCT SMOKE DETECTOR |  |  | North | Farenhyt |  | Duct Smoke Detector |  |  |  | Module | TRUE | DNRW w/IDP-PHOTO-R-W | ++ | Watertight intelligent non-relay photoelectric low flow duct smoke detector housing w/detector | 1 | 0.0002 | 0.0045 |  |  |  |  | FALSE | TRUE | FLUSH |  | N/A | N/A | #FFFF0000 | FA-NFPA 170 DUCT SMOKE DETECTOR | 1 | FALSE | FALSE | FALSE | 1400 |  |  | 3242-1653:0209 | [10 empty] | FALSE
NFPA 170 ADDRESSABLE OUTPUT MODULE |  |  | North | Farenhyt |  | Addressable Control/Relay |  |  |  | Module | TRUE | IDP-RELAY | ++ | Relay Module | 1 | 0.000255 | 0.000255 |  |  |  |  | FALSE | [5 empty] | #FFFF0000 | FA-NFPA 170 ADDRESSABLE OUTPUT MODULE | 1 | FALSE | FALSE | FALSE | 1100 | [13 empty] | FALSE
NFPA 170 SMOKE HEAT DETECTOR |  |  | North | Farenhyt |  | Smoke/Heat Detector |  |  |  | Module | TRUE | WIDP-PHOTO-T w/B210W | + | Addressable Wireless Photo/Heat Detector | 1 | [6 empty] | FALSE | TRUE |  |  |  |  | #FFFF0000 | FA-NFPA 170 SMOKE HEAT DETECTOR | 1 | FALSE | FALSE | FALSE | 1411 | [13 empty] | FALSE |  |  | W
NFPA 170 REMOTE EVACUATION AMPLIFIER CABINET |  |  | North | Farenhyt |  | Cards & Components |  |  |  | Card | TRUE | ECS-VCM | ++ | Voice Control Module | 1 | 0.07 | 0.1 |  |  |  |  | FALSE | [5 empty] | #FFFF0000 | FA-NFPA 170 REMOTE EVACUATION AMPLIFIER CABINET | 1 | FALSE | FALSE | FALSE | 301 | [13 empty] | FALSE
NFPA 170 MANUAL PULL |  |  | North | Farenhyt |  | Manual Station |  |  |  | Module | TRUE | IDP-PULL-DA | ++ | Dual Action Pull Station | 1 | 0.00035 | 0.00035 |  |  |  |  | FALSE |  |  |  | 5.5” H x 4" W x 1.45" D (14 x 10.2 x 3.7cm) |  | #FFFF0000 | FA-NFPA 170 MANUAL PULL | 1 | FALSE | FALSE | FALSE | 957 | [13 empty] | FALSE
NFPA 170 FIRE ALARM CONTROL UNIT | RISER FACP |  | North | Farenhyt |  | Fire Alarm Control Unit |  |  |  | Assembly | TRUE | RFP-2100B IDP/SK protocol |  | Remote Fire Alarm Panel without built in display. Black | 1 | [6 empty] | FALSE | [5 empty] | #FFFF0000 | FA-NFPA 170 FIRE ALARM CONTROL UNIT | 1 | FALSE | FALSE | FALSE | 202 | [8 empty] | 7,12,18 |  |  |  |  | TRUE
|  |  | North | Farenhyt |  | Cards & Components |  |  |  | Card | TRUE | ECS-50W Main Board (50W, 70V) | + | Main Board for ECS | 1 | 0.035 | 1.2 |  |  |  |  | TRUE | FALSE |  |  |  |  | #FFFFFFFF |  |  | FALSE | FALSE | FALSE | [14 empty] | FALSE
|  |  | North | Farenhyt |  | Cards & Components |  |  |  | Card | TRUE | IFP-300 Main Board | ++ | Main Board | 1 | 0.19 | 0.25 | 6 |  |  |  | TRUE | [5 empty] | #FFFFFFFF |  |  | FALSE | FALSE | FALSE | [14 empty] | FALSE
|  |  | North | Farenhyt |  | Cards & Components |  |  |  | Card | TRUE | ECS-INT50W |  | PANEL COMPONENT, INTELLIGENT 50 WATT INTERNAL AMPLIFIER | 1 | 0.052 | 2.9 |  |  |  |  | TRUE | [5 empty] | #FFFFFFFF |  |  | FALSE | FALSE | FALSE | [14 empty] | FALSE
NFPA 170 FIRE ALARM CONTROL UNIT | RISER FACP |  | North | Farenhyt |  | Fire Alarm Control Unit |  |  |  | Assembly | TRUE | IFP-300 | ++ | Intelligent Fire Alarm Control Panel, Red Cabniet | 1 | [6 empty] | FALSE |  |  |  | 6.4”H x 16.4"W x 4.11”D |  | #FFFF0000 | FA-NFPA 170 FIRE ALARM CONTROL UNIT | 1 | FALSE | FALSE | FALSE | 202 | [8 empty] | 7,12,18,35,55 |  | 18 |  |  | TRUE
NFPA 170 FIRE ALARM CONTROL UNIT | RISER FACP |  | North | Farenhyt |  | Fire Alarm Control Unit |  |  |  | Assembly | TRUE | RPS-2000 | ++ | Intelligent Fire Alarm Control Panel without built in display | 1 | [6 empty] | FALSE |  |  |  | 14.75”W x 25”H x 4”D (37.5 W x 63.5 H x 10.16 D cm) |  | #FFFF0000 | FA-NFPA 170 FIRE ALARM CONTROL UNIT | 1 | FALSE | FALSE | FALSE | 202 | [8 empty] | 18,26,33,55 |  | 18 |  |  | TRUE
NFPA 170 AMPLIFIER RACK | RISER AMP |  | North | Farenhyt |  | Amplifier |  |  |  | Assembly | TRUE | ECS-125W (25V) | + | Distributed (Remote) Audio Amplifier a | 1 | [6 empty] | FALSE | [5 empty] | #FFFF0000 | FA-NFPA 170 AMPLIFIER RACK | 1 | FALSE | FALSE | FALSE | 300 | [8 empty] | 7,12,18,26,33 |  |  |  | 125 | TRUE
NFPA 170 AMPLIFIER RACK | RISER AMP |  | North | Farenhyt |  | Amplifier |  |  |  | Assembly | TRUE | ECS-125W (70V) | + | Distributed (Remote) Audio Amplifier a | 1 | [6 empty] | FALSE | [5 empty] | #FFFF0000 | FA-NFPA 170 AMPLIFIER RACK | 1 | FALSE | FALSE | FALSE | 300 | [8 empty] | 7,12,18,26,33 |  |  |  | 125 | TRUE
|  |  | North | Farenhyt |  | Cards & Components |  |  |  | Card | TRUE | ECS-CE6 (25V) | + | Speaker Circuit/Zone Expander Module | 1 | 0.02 | 0.189 |  |  |  |  | TRUE | FALSE |  |  |  |  | #FFFFFFFF |  |  | FALSE | FALSE | FALSE | [14 empty] | FALSE
NFPA 170 SMOKE DETECTOR |  |  | North | Farenhyt |  | Smoke Detector |  |  |  | Module | TRUE | IDP-PHOTO-W w/B200S-LF-WH | ++ | White, low-profile photoelectric sensor w/LF Sounder Base | 1 | 0.0002 | 0.0045 |  |  |  |  | FALSE | TRUE |  |  |  |  | #FFFF0000 | FA-NFPA 170 SMOKE DETECTOR | 1 | FALSE | FALSE | FALSE | 1408 | [13 empty] | FALSE |  |  | LF
NFPA 170 SMOKE DETECTOR |  |  | North | Farenhyt |  | Smoke Detector |  |  |  | Module | TRUE | IDP-PHOTO-R-W | ++ | White, low-profile intelligent photoelectric sensor, remote test capable, for use with DNR/DNRW | 1 | 0.0002 | 0.0045 |  |  |  |  | FALSE | TRUE |  |  |  |  | #FFFF0000 | FA-NFPA 170 SMOKE DETECTOR | 1 | FALSE | FALSE | FALSE | 1408 | [13 empty] | FALSE
NFPA 170 MULTI DETECTOR CO |  |  | North | Farenhyt |  | Multi Criteria Detector |  |  |  | Module | TRUE | IDP-FIRE-CO-W w/B200S-LF-WH | ++ | Advanced multi-criteria fire/CO detector, white w/LF Sounder Base | 1 | 0.0002 | 0.0045 |  |  |  |  | FALSE | TRUE |  |  |  |  | #FFFF0000 | FA-NFPA 170 MULTI DETECTOR CO | 1 | FALSE | FALSE | FALSE | 1408 | [13 empty] | FALSE |  |  | CO, LF
NFPA 170 REMOTE TEST SWITCH |  |  | North | Farenhyt |  | REMOTE TEST SWITCH |  |  |  | Module | TRUE | RTS151 | ++ | Remote Test Station W/ Switch, Alarm & Power LEDs | 1 | 0 | 0.012 |  |  |  |  | FALSE | [5 empty] | #FFFF0000 | FA-NFPA 170 REMOTE TEST SWITCH | 1 | FALSE | FALSE | FALSE | 914 | [13 empty] | FALSE
NFPA 170 ADDRESSABLE INPUT MONITOR MODULE |  |  | North | Farenhyt |  | Addressable Module |  |  |  | Module | TRUE | IDP-ZONE-6 | ++ | Six Zone Interface Module | 6 | 0.002 | 0.002 |  |  |  |  | TRUE | [5 empty] | #FFFF0000 | FA-NFPA 170 ADDRESSABLE INPUT MONITOR MODULE | 1 | FALSE | FALSE | FALSE | [17 empty] | 6
|  |  | North | Farenhyt |  | Cards & Components |  |  |  | Card | TRUE | ECS-CE4 (70V) | + | Speaker Circuit/Zone Expander Module | 1 | 0.02 | 0.18 |  |  |  |  | TRUE | FALSE |  |  |  |  | #FFFFFFFF |  |  | FALSE | FALSE | FALSE | [14 empty] | FALSE
NFPA 170 MANUAL PULL |  |  | North | Farenhyt |  | Manual Station |  |  |  | Module | TRUE | WIDP-PULL-DA | + | Wireless Manual Pull Station | 1 | [6 empty] | FALSE | [5 empty] | #FFFF0000 | FA-NFPA 170 MANUAL PULL | 1 | FALSE | FALSE | FALSE | 957 | [13 empty] | FALSE |  |  | W
GenericN INPUT OUTPUT PANEL |  |  | North | Farenhyt |  | Input/Output Panel |  |  |  | Assembly | TRUE | 5880 |  | LED I/O DRIVER MODULE, MOUNTING IN ANNUNCIATOR OR ACCESSORY CABINET | 1 | [6 empty] | FALSE | [5 empty] | #FFFF0000 | FA-GenericN INPUT OUTPUT PANEL | 1 | FALSE | FALSE | FALSE | [9 empty] | 7,12,18 |  |  |  |  | FALSE
NFPA 170 LOCAL OPERATOR CONSOLE | RISER LOC |  | North | Farenhyt |  | Local Operator Console |  |  |  | Module | TRUE | ECS-LOC | + | Local Operator Console (Complete user interface) | 1 | 0.085 | 0.1 |  |  |  |  | TRUE | FALSE |  |  |  |  | #FFFF0000 | FA-NFPA 170 LOCAL OPERATOR CONSOLE | 1 | FALSE | FALSE | FALSE | 211 | [13 empty] | FALSE |  |  | LOC
|  |  | North | Farenhyt |  | Cards & Components |  |  |  | Card | TRUE | IFP-50 Main Board | ++ | Main Board | 1 | 0.2 | 0.325 | 2.5 |  | 24 |  | TRUE | [5 empty] | #FFFFFFFF |  |  | FALSE | FALSE | FALSE | [14 empty] | FALSE
NFPA 170 REMOTE POWER SUPPLY | NFPA 170 REMOTE POWER SUPPLY |  | North | Farenhyt |  | Remote Power Supply |  |  |  | Assembly | TRUE | RPS-1000 | ++ | Intelligent Distributed Power Module, Red | 1 | [6 empty] | FALSE |  |  |  | Mounting Dimensions: 14.5”W x 24.75”H x 3.9”D (36.8 cm W x 62.9 cm H x 9.8 cm D) Overall Dimensions: 16.1”W x 26.4”H x 4.1”D (40.6 cm W x 67 cm H x 11.8 cm D) |  | #FFFF0000 | FA-NFPA 170 REMOTE POWER SUPPLY | 1 | FALSE | FALSE | FALSE | 212 | [8 empty] | 7,12,18.26,35 |  | 18 |  |  | TRUE
NFPA 170 FIRE ALARM CONTROL UNIT | RISER FACP |  | North | Farenhyt |  | Fire Alarm Control Unit |  |  |  | Assembly | TRUE | IFP-1000 | ++ | Intelligent Fire Alarm Control Panel | 1 | [6 empty] | FALSE |  |  |  | Flush Mount Dimensions: 14.5”W x 24.75”H x 3.9”D (36.8 W x 62.9 H x 9.8 D cm) Overall Dimensions: 16.2”W x 26.4”H x 4.2”D (40.6 W x 67 H x 11.8 D cm) |  | #FFFF0000 | FA-NFPA 170 FIRE ALARM CONTROL UNIT | 1 | FALSE | FALSE | FALSE | 202 | [8 empty] | 7,18,26,35 |  | 18 |  |  | TRUE
NFPA 170 ADDRESSABLE OUTPUT MODULE |  |  | North | Farenhyt |  | Addressable Control/Relay |  |  |  | Module | TRUE | IDP-RELAY-6 | ++ | 6 Relay Control Module | 6 | 0.00145 | 0.032 |  |  |  |  | FALSE | [5 empty] | #FFFF0000 | FA-NFPA 170 ADDRESSABLE OUTPUT MODULE | 1 | FALSE | FALSE | FALSE | 1100 | [13 empty] | FALSE
NFPA 170 ISOLATION MODULE |  |  | North | Farenhyt |  | Isolator Module |  |  |  | Module | TRUE | IDP-ISO | ++ | Line isolation module | 1 | 0.00045 | 0.005 |  |  |  |  | FALSE | [5 empty] | #FFFF0000 | FA-NFPA 170 ISOLATION MODULE | 1 | FALSE | FALSE | FALSE | 1200 | [13 empty] | FALSE
NFPA 170 SYNC MODULE |  |  | North | Farenhyt |  | Sync Module |  |  |  | Module | TRUE | W-SYNC | + | Wireless Sync Module | 1 | [6 empty] | FALSE | [5 empty] | #FFFF0000 | FA-NFPA 170 SYNC MODULE | 1 | FALSE | FALSE | FALSE | 1300 | [13 empty] | FALSE |  |  | W-SYNC
EQUIPMENT ENCLOSURE |  |  | North | Farenhyt |  | Enclosure |  |  |  | Assembly | TRUE | 5815XL w/RMK5815 | ++ | SLC Loop Expander in Enclosure | 1 | 0.078 | 0.078 |  |  |  |  | TRUE | [5 empty] | #FFFF0000 | FA-EQUIPMENT ENCLOSURE | 1 | FALSE | FALSE | FALSE | [14 empty] | FALSE
NFPA 170 SMOKE DETECTOR |  |  | North | Farenhyt |  | Smoke Detector |  |  |  | Module | TRUE | WIDP-PHOTO w/B210W | + | Addressable Wireless Photo Detector | 1 | [6 empty] | FALSE | TRUE |  |  |  |  | #FFFF0000 | FA-NFPA 170 SMOKE DETECTOR | 1 | FALSE | FALSE | FALSE | 1408 | [13 empty] | FALSE |  |  | W
NFPA 170 SMOKE DETECTOR |  |  | North | Farenhyt |  | Smoke Detector |  |  |  | Module | TRUE | IDP-BEAM | ++ | Single-ended Reflected Type projected Beam Smoke Detector | 1 | 0.002 | 0.0085 |  |  |  |  | FALSE | TRUE |  |  |  |  | #FFFF0000 | FA-NFPA 170 SMOKE DETECTOR | 1 | FALSE | FALSE | FALSE | 1408 | [13 empty] | FALSE
|  |  | North | Farenhyt |  | Cards & Components |  |  |  | Card | TRUE | IFP-300ECS Main Board | ++ | Main Board | 1 | 0.19 | 0.25 | 6 |  |  |  | TRUE | [5 empty] | #FFFFFFFF |  |  | FALSE | FALSE | FALSE | [14 empty] | FALSE
NFPA 170 REMOTE ANNUNCIATOR | RISER ANNUNCIATOR |  | North | Farenhyt |  | Remote Annunciator |  |  |  | Module | TRUE | IDP-5235 | ++ | Remote Annunciator | 1 | 0.03 | 0.05 |  |  | 24 |  | FALSE | [5 empty] | #FFFF0000 | FA-NFPA 170 REMOTE ANNUNCIATOR | 1 | FALSE | FALSE | FALSE | 255 | [13 empty] | FALSE
|  |  | North | Farenhyt |  | Cards & Components |  |  |  | Card | TRUE | ECS-RTZM | + | Remote Telephone Zone Module | 1 | 0.055 | 0.06 |  |  |  |  | TRUE | FALSE |  |  |  |  | #FFFFFFFF |  |  | FALSE | FALSE | FALSE | [14 empty] | FALSE
NFPA 170 MULTI DETECTOR CO |  |  | North | Farenhyt |  | Multi Criteria Detector |  |  |  | Module | TRUE | IDP-FIRE-CO-W w/B300-6 | ++ | Advanced multi-criteria fire/CO detector, white w/Standard Base | 1 | 0.0002 | 0.0045 |  |  |  |  | FALSE | TRUE |  |  |  |  | #FFFF0000 | FA-NFPA 170 MULTI DETECTOR CO | 1 | FALSE | FALSE | FALSE | 1408 | [13 empty] | FALSE |  |  | CO
NFPA 170 FIRE ALARM CONTROL UNIT | RISER FACP |  | North | Farenhyt |  | Fire Alarm Control Unit |  |  |  | Assembly | TRUE | RFP-2100B SD protocol |  | Remote Fire Alarm Panel without built in display. Black | 1 | [6 empty] | FALSE | [5 empty] | #FFFF0000 | FA-NFPA 170 FIRE ALARM CONTROL UNIT | 1 | FALSE | FALSE | FALSE | 202 | [8 empty] | 7,12,18 |  |  |  |  | TRUE
NFPA 170 FIRE ALARM CONTROL UNIT | RISER FACP |  | North | Farenhyt |  | Fire Alarm Control Unit |  |  |  | Assembly | TRUE | IFP-50 | ++ | Intelligent Fire Alarm Control Panel | 1 | [6 empty] | FALSE | [5 empty] | #FFFF0000 | FA-NFPA 170 FIRE ALARM CONTROL UNIT | 1 | FALSE | FALSE | FALSE | 202 | [8 empty] | 7,12,18,35 |  | 7 |  |  | TRUE
|  |  | North | Farenhyt |  | Cards & Components |  |  |  | Card | TRUE | IFP-1000 Main Board | ++ | Main Board | 1 | 0.215 | 0.385 | 6 |  |  |  | TRUE | [5 empty] | #FFFFFFFF |  |  | TRUE | FALSE | FALSE | [14 empty] | FALSE
NFPA 170 WIRELESS CONTROL UNIT |  |  | North | Farenhyt |  | Wireless Control Unit |  |  |  | Module | TRUE | WAV-RL | + | Wireless AV base, wall, red | 1 | [6 empty] | FALSE | [5 empty] | #FFFF0000 | FA-NFPA 170 WIRELESS CONTROL UNIT | 1 | FALSE | FALSE | FALSE | [14 empty] | FALSE |  |  | WAV-CRL
NFPA 170 FIRE ALARM CONTROL UNIT | RISER FACP |  | North | Farenhyt |  | Fire Alarm Control Unit |  |  |  | Assembly | TRUE | IFP-2000ECS | ++ | Emergency Communication System with FACP, Red Cabinet | 1 | [6 empty] | FALSE |  |  |  | 20.362” W x 27” H x 5.054” D |  | #FFFF0000 | FA-NFPA 170 FIRE ALARM CONTROL UNIT | 1 | FALSE | FALSE | FALSE | 202 | [8 empty] | 18,26,33,55 |  | 18 |  |  | TRUE
|  |  | North | Farenhyt |  | Cards & Components |  |  |  | Card | TRUE | ECS-125DA (25V) Main Board | + | Main Board for ECS | 1 | 0.375 | 0.7 |  |  |  |  | TRUE | FALSE |  |  |  |  | #FFFFFFFF |  |  | FALSE | FALSE | FALSE | [14 empty] | FALSE
NFPA 170 FIRE ALARM CONTROL UNIT | RISER FACP |  | North | Farenhyt |  | Fire Alarm Control Unit |  |  |  | Assembly | TRUE | RFP-2100 IDP/SK protocol |  | Remote Fire Alarm Panel without built in display. Red | 1 | [6 empty] | FALSE | [5 empty] | #FFFF0000 | FA-NFPA 170 FIRE ALARM CONTROL UNIT | 1 | FALSE | FALSE | FALSE | 202 | [8 empty] | 7,12,18 |  |  |  |  | TRUE
AT WATER FLOW SWITCH |  |  | North | Farenhyt |  | Waterflow Switch |  |  |  | Module | TRUE | WATERFLOW w/IDP-MINIMON | ++ | WATERFLOW w/IDP-MINIMON | 1 | 0.00035 | 0.00035 |  |  |  |  | FALSE | [5 empty] | #FFFF0000 | FA-AT WATER FLOW SWITCH | 1 | FALSE | FALSE | FALSE | 921 | [13 empty] | FALSE
|  |  | North | Farenhyt |  | Cards & Components |  |  |  | Card | TRUE | ECS-50BDA Main Board (100W, 25V) | + | Main Board for ECS | 1 | 0.11 | 1.2 |  |  |  |  | TRUE | FALSE |  |  |  |  | #FFFFFFFF |  |  | FALSE | FALSE | FALSE | [14 empty] | FALSE
NFPA 170 ADDRESSABLE OUTPUT MODULE |  |  | North | Farenhyt |  | Addressable Control/Relay |  |  |  | Module | TRUE | WIDP-RELAY | + | Wireless Relay Module | 1 | [6 empty] | FALSE | [5 empty] | #FFFF0000 | FA-NFPA 170 ADDRESSABLE OUTPUT MODULE | 1 | FALSE | FALSE | FALSE | 1100 | [13 empty] | FALSE |  |  | W
NFPA 170 REMOTE TEST SWITCH |  |  | North | Farenhyt |  | REMOTE TEST SWITCH |  |  |  | Module | TRUE | RTS151KEY | ++ | Remote Test Station W/ Switch, Alarm & Power LEDs, Key Reset | 1 | 0 | 0.012 |  |  |  |  | FALSE | [5 empty] | #FFFF0000 | FA-NFPA 170 REMOTE TEST SWITCH | 1 | FALSE | FALSE | FALSE | 914 | [13 empty] | FALSE
NFPA 170 GAS DETECTOR |  |  | North | Farenhyt |  | Gas Detection |  |  |  | Module | TRUE | CO1224TR | ++ | Carbon Monoxide Detector with RealTest | 1 | 0.02 | 0.04 |  |  |  |  | FALSE | [5 empty] | #FFFF0000 | FA-NFPA 170 GAS DETECTOR | 1 | FALSE | FALSE | FALSE | 1402 | [13 empty] | FALSE |  |  | CO
|  |  | North | Farenhyt |  | Hardware |  |  |  | Hardware | TRUE | 5815RMK | ++ | Remote Mounting Kit | 1 | [6 empty] | TRUE | [5 empty] | #FFFFFFFF |  |  | FALSE | FALSE | FALSE
|  |  | North | Farenhyt |  | Cards & Components |  |  |  | Card | TRUE | VIP-50 |  | 50 WATT AMPLIFIER | 1 | [6 empty] | TRUE | [5 empty] | #FFFFFFFF |  |  | FALSE | FALSE | FALSE | [14 empty] | FALSE
NFPA 170 WIRELESS CONTROL UNIT |  |  | North | Farenhyt |  | Wireless Control Unit |  |  |  | Module | TRUE | WAV-CRL | + | Wireless AV base, ceiling, red | 1 | [6 empty] | FALSE | [5 empty] | #FFFF0000 | FA-NFPA 170 WIRELESS CONTROL UNIT | 1 | FALSE | FALSE | FALSE | [14 empty] | FALSE |  |  | WAV-CRL
NFPA 170 WIRELESS CONTROL UNIT |  |  | North | Farenhyt |  | Wireless Control Unit |  |  |  | Module | TRUE | WIDP-WGI | + | Wireless System Gateway | 1 | 0.024 | 0.04 |  |  |  |  | FALSE | [5 empty] | #FFFF0000 | FA-NFPA 170 WIRELESS CONTROL UNIT | 1 | FALSE | FALSE | FALSE | [14 empty] | FALSE |  |  | W-GATE
NFPA 170 REMOTE ANNUNCIATOR | RISER ANNUNCIATOR |  | North | Farenhyt |  | Remote Annunciator |  |  |  | Module | TRUE | RA-1000R | ++ | Remote Annunciator. Four line LCD annunciator with 20 characters per line. Red. | 1 | 0.02 | 0.025 |  |  |  |  | FALSE | [5 empty] | #FFFF0000 | FA-NFPA 170 REMOTE ANNUNCIATOR | 1 | FALSE | FALSE | FALSE | 255 | [13 empty] | FALSE
NFPA 170 FIRE ALARM CONTROL UNIT | RISER FACP |  | North | Farenhyt |  | Fire Alarm Control Unit |  |  |  | Assembly | TRUE | IFP-2100ECS | ++ | Emergency Communication System with FACP, Red Cabinet | 1 | [6 empty] | FALSE |  |  |  | 21.59”W x 28.10”H x 5.05”D􀀁 |  | #FFFF0000 | FA-NFPA 170 FIRE ALARM CONTROL UNIT | 1 | FALSE | FALSE | FALSE | 202 | [8 empty] | 18,26,33,55 |  | 18 |  |  | TRUE
NFPA 170 LOCAL OPERATOR CONSOLE | RISER LOC |  | North | Farenhyt |  | Local Operator Console |  |  |  | Assembly | TRUE | ECS-LOC2100 | + | Local Operator Console a | 1 | [6 empty] | FALSE | [5 empty] | #FFFF0000 | FA-NFPA 170 LOCAL OPERATOR CONSOLE | 1 | FALSE | FALSE | FALSE | 107 | [8 empty] | 7,12,18 |  |  |  |  | TRUE
|  |  | North | Farenhyt |  | Cards & Components |  |  |  | Card | TRUE | RFP-2100/2100B Main Board SD protocol |  | Intelligent Fire Alarm Control Panel Main Board | 1 | [6 empty] | TRUE | [5 empty] | #FFFFFFFF |  |  | FALSE | FALSE | FALSE | [14 empty] | FALSE
NFPA 170 FIRE ALARM CONTROL UNIT | RISER FACP |  | North | Farenhyt |  | Fire Alarm Control Unit |  |  |  | Assembly | TRUE | IFP-100 | ++ | Intelligent Fire Alarm Control Panel | 1 | [6 empty] | FALSE | [5 empty] | #FFFF0000 | FA-NFPA 170 FIRE ALARM CONTROL UNIT | 1 | FALSE | FALSE | FALSE | 202 | [8 empty] | 7,12,18 |  |  |  |  | TRUE
NFPA 170 REMOTE ANNUNCIATOR | RISER ANNUNCIATOR |  | North | Farenhyt |  | Remote Annunciator |  |  |  | Module | TRUE | RA-100 | ++ | Remote Annunciator. Four line LCD annunciator with 20 characters per line. | 1 | 0.02 | 0.025 |  |  | 24 |  | FALSE |  |  |  | Surface Mount: (Including Trim Ring) 12.25”W x 11.5”Hx 3”D (31.1W x 29.2H x 2.2D cm)) Flush Mount: (Outside wall) 12.25”W x 11.5”H x 7/8”D (31.1W x 29.2H x 2.2D cm) (Inside wall) 9-3/8”W x 8-3/8”H x 2”D (23.8W x 21.3H x 5.1D cm) |  | #FFFF0000 | FA-NFPA 170 REMOTE ANNUNCIATOR | 1 | FALSE | FALSE | FALSE | 255 | [13 empty] | FALSE
NFPA 170 HEAT DETECTOR |  |  | North | Farenhyt |  | Heat Detector |  |  |  | Module | TRUE | IDP-HEAT-W w/B300-6 | ++ | White, low-profile intelligent 135°F fixed thermal sensor, w/Standard Base | 1 | 0.0002 | 0.0045 |  |  |  |  | FALSE | [5 empty] | #FFFF0000 | FA-NFPA 170 HEAT DETECTOR | 1 | FALSE | FALSE | FALSE | 1403 | [13 empty] | FALSE |  |  | 135 FT
NFPA 170 ADDRESSABLE INPUT MONITOR MODULE |  |  | North | Farenhyt |  | Addressable Module |  |  |  | Module | TRUE | IDP-RELAYMON-2 | ++ | Multiple Module with Two Relay Outputs and Two Monitor Inputs | 2 | 0.0013 | 0.0013 |  |  |  |  | FALSE | [5 empty] | #FFFF0000 | FA-NFPA 170 ADDRESSABLE INPUT MONITOR MODULE | 1 | FALSE | FALSE | FALSE | 1000 | [13 empty] | FALSE
NFPA 170 HORN STROBE CEILING |  |  | North | FCI |  | Strobe |  |  |  | Module | TRUE | PC24177W | ++ | Horn, electronic, white, w/177 cd strobe | 1 | 0 | 0.347 |  |  |  |  | FALSE | TRUE |  |  |  |  | #FF0070C0 | FA-NFPA 170 HORN STROBE CEILING | 1 | FALSE | FALSE | FALSE | 2022 | [13 empty] | FALSE |  |  | C
NFPA 170 HORN STROBE CEILING |  |  | North | FCI |  | Strobe |  |  |  | Module | TRUE | PC2415 | ++ | Horn, electronic, red, w/15 cd strobe | 1 | 0 | 0.347 |  |  |  |  | FALSE | TRUE |  |  |  |  | #FF0070C0 | FA-NFPA 170 HORN STROBE CEILING | 1 | FALSE | FALSE | FALSE | 2022 | [13 empty] | FALSE |  |  | C
NFPA 170 STROBE CEILING |  |  | North | FCI |  | Strobe |  |  |  | Module | TRUE | SC241575/W | ++ | Ceiling mt. Strobe, 15/75 cd | 1 | 0 | 0.347 |  |  |  |  | FALSE | TRUE |  |  |  |  | #FF0070C0 | FA-NFPA 170 STROBE CEILING | 1 | FALSE | FALSE | FALSE | 2022 | [13 empty] | FALSE
NFPA 170 HORN STROBE CEILING |  |  | North | FCI |  | Strobe |  |  |  | Module | TRUE | PC2475W | ++ | Horn, electronic, white, w/75 cd strobe | 1 | 0 | 0.347 |  |  |  |  | FALSE | TRUE |  |  |  |  | #FF0070C0 | FA-NFPA 170 HORN STROBE CEILING | 1 | FALSE | FALSE | FALSE | 2022 | [13 empty] | FALSE |  |  | C
NFPA 170 HORN STROBE CEILING |  |  | North | FCI |  | Strobe |  |  |  | Module | TRUE | PC2475 | ++ | Horn, electronic, red, w/75 cd strobe | 1 | 0 | 0.347 |  |  |  |  | FALSE | TRUE |  |  |  |  | #FF0070C0 | FA-NFPA 170 HORN STROBE CEILING | 1 | FALSE | FALSE | FALSE | 2022 | [13 empty] | FALSE |  |  | C
NFPA 170 HORN STROBE CEILING |  |  | North | FCI |  | Strobe |  |  |  | Module | TRUE | PC2430 | ++ | Horn, electronic, red, w/30 cd strobe | 1 | 0 | 0.347 |  |  |  |  | FALSE | TRUE |  |  |  |  | #FF0070C0 | FA-NFPA 170 HORN STROBE CEILING | 1 | FALSE | FALSE | FALSE | 2022 | [13 empty] | FALSE |  |  | C
NFPA 170 HORN STROBE CEILING |  |  | North | FCI |  | Strobe |  |  |  | Module | TRUE | PC241575 | ++ | Horn, electronic, red, w/15/75 cd strobe | 1 | 0 | 0.347 |  |  |  |  | FALSE | TRUE |  |  |  |  | #FF0070C0 | FA-NFPA 170 HORN STROBE CEILING | 1 | FALSE | FALSE | FALSE | 2022 | [13 empty] | FALSE |  |  | C
NFPA 170 HORN STROBE CEILING |  |  | North | FCI |  | Strobe |  |  |  | Module | TRUE | PC24115W | ++ | Horn, electronic, white, w/115 cd strobe | 1 | 0 | 0.347 |  |  |  |  | FALSE | TRUE |  |  |  |  | #FF0070C0 | FA-NFPA 170 HORN STROBE CEILING | 1 | FALSE | FALSE | FALSE | 2022 | [13 empty] | FALSE |  |  | C
NFPA 170 STROBE CEILING |  |  | North | FCI |  | Strobe |  |  |  | Module | TRUE | SC24177/W | ++ | Ceiling mt. Strobe, 177 cd | 1 | 0 | 0.347 |  |  |  |  | FALSE | TRUE |  |  |  |  | #FF0070C0 | FA-NFPA 170 STROBE CEILING | 1 | FALSE | FALSE | FALSE | 2022 | [13 empty] | FALSE
NFPA 170 STROBE CEILING |  |  | North | FCI |  | Strobe |  |  |  | Module | TRUE | SC2495/W | ++ | Ceiling mt. Strobe, 95 cd | 1 | 0 | 0.347 |  |  |  |  | FALSE | TRUE |  |  |  |  | #FF0070C0 | FA-NFPA 170 STROBE CEILING | 1 | FALSE | FALSE | FALSE | 2022 | [13 empty] | FALSE
NFPA 170 HORN STROBE CEILING |  |  | North | FCI |  | Strobe |  |  |  | Module | TRUE | PC241575W | ++ | Horn, electronic, white, w/15/75 cd strobe | 1 | 0 | 0.347 |  |  |  |  | FALSE | TRUE |  |  |  |  | #FF0070C0 | FA-NFPA 170 HORN STROBE CEILING | 1 | FALSE | FALSE | FALSE | 2022 | [13 empty] | FALSE |  |  | C
NFPA 170 HORN STROBE CEILING |  |  | North | FCI |  | Strobe |  |  |  | Module | TRUE | PC2495W | ++ | Horn, electronic, white, w/95 cd strobe | 1 | 0 | 0.347 |  |  |  |  | FALSE | TRUE |  |  |  |  | #FF0070C0 | FA-NFPA 170 HORN STROBE CEILING | 1 | FALSE | FALSE | FALSE | 2022 | [13 empty] | FALSE |  |  | C
NFPA 170 STROBE CEILING |  |  | North | FCI |  | Strobe |  |  |  | Module | TRUE | SC2475/W | ++ | Ceiling mt. Strobe, 75 cd | 1 | 0 | 0.347 |  |  |  |  | FALSE | TRUE |  |  |  |  | #FF0070C0 | FA-NFPA 170 STROBE CEILING | 1 | FALSE | FALSE | FALSE | 2022 | [13 empty] | FALSE
NFPA 170 STROBE CEILING |  |  | North | FCI |  | Strobe |  |  |  | Module | TRUE | SC2415/W | ++ | Ceiling mt. Strobe, 15 cd | 1 | 0 | 0.347 |  |  |  |  | FALSE | TRUE |  |  |  |  | #FF0070C0 | FA-NFPA 170 STROBE CEILING | 1 | FALSE | FALSE | FALSE | 2022 | [13 empty] | FALSE
NFPA 170 HORN STROBE CEILING |  |  | North | FCI |  | Strobe |  |  |  | Module | TRUE | PC2495 | ++ | Horn, electronic, red, w/95 cd strobe | 1 | 0 | 0.347 |  |  |  |  | FALSE | TRUE |  |  |  |  | #FF0070C0 | FA-NFPA 170 HORN STROBE CEILING | 1 | FALSE | FALSE | FALSE | 2022 | [13 empty] | FALSE |  |  | C
NFPA 170 STROBE CEILING |  |  | North | FCI |  | Strobe |  |  |  | Module | TRUE | SC24115/W | ++ | Ceiling mt. Strobe, 115 cd | 1 | 0 | 0.347 |  |  |  |  | FALSE | TRUE |  |  |  |  | #FF0070C0 | FA-NFPA 170 STROBE CEILING | 1 | FALSE | FALSE | FALSE | 2022 | [13 empty] | FALSE
NFPA 170 STROBE CEILING |  |  | North | FCI |  | Strobe |  |  |  | Module | TRUE | SC2430/W | ++ | Ceiling mt. Strobe, 30 cd | 1 | 0 | 0.347 |  |  |  |  | FALSE | TRUE |  |  |  |  | #FF0070C0 | FA-NFPA 170 STROBE CEILING | 1 | FALSE | FALSE | FALSE | 2022 | [13 empty] | FALSE
NFPA 170 HORN STROBE CEILING |  |  | North | FCI |  | Strobe |  |  |  | Module | TRUE | PC2415W | ++ | Horn, electronic, white, w/15 cd strobe | 1 | 0 | 0.347 |  |  |  |  | FALSE | TRUE |  |  |  |  | #FF0070C0 | FA-NFPA 170 HORN STROBE CEILING | 1 | FALSE | FALSE | FALSE | 2022 | [13 empty] | FALSE |  |  | C
NFPA 170 HORN STROBE CEILING |  |  | North | FCI |  | Strobe |  |  |  | Module | TRUE | PC24177 | ++ | Horn, electronic, red, w/177 cd strobe | 1 | 0 | 0.347 |  |  |  |  | FALSE | TRUE |  |  |  |  | #FF0070C0 | FA-NFPA 170 HORN STROBE CEILING | 1 | FALSE | FALSE | FALSE | 2022 | [13 empty] | FALSE |  |  | C
NFPA 170 HORN STROBE CEILING |  |  | North | FCI |  | Strobe |  |  |  | Module | TRUE | PC24115 | ++ | Horn, electronic, red, w/115 cd strobe | 1 | 0 | 0.347 |  |  |  |  | FALSE | TRUE |  |  |  |  | #FF0070C0 | FA-NFPA 170 HORN STROBE CEILING | 1 | FALSE | FALSE | FALSE | 2022 | [13 empty] | FALSE |  |  | C
NFPA 170 HORN STROBE CEILING |  |  | North | FCI |  | Strobe |  |  |  | Module | TRUE | PC2430W | ++ | Horn, electronic, white, w/30 cd strobe | 1 | 0 | 0.347 |  |  |  |  | FALSE | TRUE |  |  |  |  | #FF0070C0 | FA-NFPA 170 HORN STROBE CEILING | 1 | FALSE | FALSE | FALSE | 2022 | [13 empty] | FALSE |  |  | C
NFPA 170 STROBE WALL |  |  | North | Federal Signal |  | Strobe |  |  |  | Module | TRUE | FB2PST-I-024G |  | Fireball Supervised Strobe Light, Green | 1 | [6 empty] | FALSE |  | 1/2" NPT Pipe/Surface |  |  |  | #FF0070C0 | FA-NFPA 170 STROBE WALL | 1 | FALSE | FALSE | FALSE | 2023 | [13 empty] | FALSE |  |  | WP
NFPA 170 SPEAKER WALL |  |  | North | Federal Signal |  | Speaker |  |  |  | Module | TRUE | AM302GCX |  | AudioMaster® Public Address Hazardous Location Speaker | 1 | 0 | 0.67 |  |  |  |  | FALSE | [5 empty] | #FF0070C0 | FA-NFPA 170 SPEAKER WALL | 1 | FALSE | FALSE | FALSE | 2021 | [13 empty] | FALSE |  |  | HZ
NFPA 170 STROBE WALL |  |  | North | Federal Signal |  | Strobe |  |  |  | Module | TRUE | 191XL-S024G |  | Flashing LED Hazardous Location Warning Light, Surface Mount, Green | 1 | 0 | 0.38 |  |  |  |  | FALSE | [5 empty] | #FF0070C0 | FA-NFPA 170 STROBE WALL | 1 | FALSE | FALSE | FALSE | 2023 | [13 empty] | FALSE |  |  | HZ
NFPA 170 STROBE WALL |  |  | North | Federal Signal |  | Strobe |  |  |  | Module | TRUE | FSEX-24PMA-MOD | ++ | Amber Explosion Proof Strobe | 1 | [6 empty] | FALSE | [5 empty] | #FF0070C0 | FA-NFPA 170 STROBE WALL | 1 | FALSE | FALSE | FALSE | 2010 | [13 empty] | FALSE
NFPA 170 SPEAKER WALL |  |  | North | Federal Signal |  | Speaker |  |  |  | Module | TRUE | AM300GCX |  | AudioMaster® Public Address Hazardous Location Speaker | 1 | 0 | 0.67 |  |  |  |  | FALSE | [5 empty] | #FF0070C0 | FA-NFPA 170 SPEAKER WALL | 1 | FALSE | FALSE | FALSE | 2021 | [13 empty] | FALSE |  |  | HZ
NFPA 170 STROBE WALL |  |  | North | Federal Signal |  | Strobe |  |  |  | Module | TRUE | 141ST-024G |  | Electraflash Strobe Light, Green | 1 | 0 | 0.38 |  |  |  |  | FALSE | [5 empty] | #FF0070C0 | FA-NFPA 170 STROBE WALL | 1 | FALSE | FALSE | FALSE | 2023 | [13 empty] | FALSE |  |  | WP
NFPA 170 STROBE WALL |  |  | North | Federal Signal |  | Strobe |  |  |  | Module | TRUE | FB24ST-024G |  | Fireball Supervised Strobe Light, Green | 1 | [6 empty] | FALSE |  | 1/2" NPT Pipe/Surface |  |  |  | #FF0070C0 | FA-NFPA 170 STROBE WALL | 1 | FALSE | FALSE | FALSE | 2023 | [13 empty] | FALSE |  |  | WP
NFPA 170 STROBE WALL |  |  | North | Federal Signal |  | Strobe |  |  |  | Module | TRUE | FB24ST-024A |  | Fireball Supervised Strobe Light, Amber | 1 | [6 empty] | FALSE |  | 1/2" NPT Pipe/Surface |  |  |  | #FF0070C0 | FA-NFPA 170 STROBE WALL | 1 | FALSE | FALSE | FALSE | 2023 | [13 empty] | FALSE |  |  | WP
|  |  | North | Federal Signal |  | Cards & Components |  |  |  | Card | TRUE | UVIC-B Main Board | + | Main Board | 1 | 0.12 | 0.12 |  |  |  |  | TRUE | [5 empty] | #FFFFFFFF |  |  | FALSE | FALSE | FALSE | [14 empty] | FALSE
NFPA 170 STROBE WALL |  |  | North | Federal Signal |  | Strobe |  |  |  | Module | TRUE | FB24ST-024R |  | Fireball Supervised Strobe Light, Red | 1 | [6 empty] | FALSE |  | 1/2" NPT Pipe/Surface |  |  |  | #FF0070C0 | FA-NFPA 170 STROBE WALL | 1 | FALSE | FALSE | FALSE | 2023 | [13 empty] | FALSE |  |  | WP
NFPA 170 SPEAKER WALL |  |  | North | Federal Signal |  | Speaker |  |  |  | Module | TRUE | 300GCX-024 |  | SelecTone® Hazardous Location 15W Amplified Speaker, Gray, 24VDC - Requires Connection Kit | 1 | 0 | 0.67 |  |  |  |  | FALSE | [5 empty] | #FF0070C0 | FA-NFPA 170 SPEAKER WALL | 1 | FALSE | FALSE | FALSE | 2021 | [13 empty] | FALSE |  |  | HZ
|  |  | North | Federal Signal |  | Hardware |  |  |  | Hardware | TRUE | 155197A | + | 12V 50AH Battery | 1 | 0 | 0 |  |  |  |  | FALSE | [5 empty] | #FFFFFFFF |  |  | FALSE | FALSE | FALSE | [14 empty] | FALSE
NFPA 170 STROBE WALL |  |  | North | Federal Signal |  | Strobe |  |  |  | Module | TRUE | 191XL-024B |  | Flashing LED Hazardous Location Warning Light, Pipe Mount, Blue | 1 | 0 | 0.38 |  |  |  |  | FALSE | [5 empty] | #FF0070C0 | FA-NFPA 170 STROBE WALL | 1 | FALSE | FALSE | FALSE | 2023 | [13 empty] | FALSE |  |  | HZ
NFPA 170 STROBE WALL |  |  | North | Federal Signal |  | Strobe |  |  |  | Module | TRUE | 191XL-024R |  | Flashing LED Hazardous Location Warning Light, Pipe Mount, Red | 1 | 0 | 0.38 |  |  |  |  | FALSE | [5 empty] | #FF0070C0 | FA-NFPA 170 STROBE WALL | 1 | FALSE | FALSE | FALSE | 2023 | [13 empty] | FALSE |  |  | HZ
NFPA 170 STROBE WALL |  |  | North | Federal Signal |  | Strobe |  |  |  | Module | TRUE | WMXC-R-SB |  | Strobe, Wall Mount, 150 cd | 1 | [6 empty] | FALSE | [5 empty] | #FF0070C0 | FA-NFPA 170 STROBE WALL | 1 | FALSE | FALSE | FALSE | 2023 | [13 empty] | FALSE
NFPA 170 STROBE WALL |  |  | North | Federal Signal |  | Strobe |  |  |  | Module | TRUE | 191XL-024G |  | Flashing LED Hazardous Location Warning Light, Pipe Mount, Green | 1 | 0 | 0.38 |  |  |  |  | FALSE | [5 empty] | #FF0070C0 | FA-NFPA 170 STROBE WALL | 1 | FALSE | FALSE | FALSE | 2023 | [13 empty] | FALSE |  |  | HZ
NFPA 170 STROBE WALL |  |  | North | Federal Signal |  | Strobe |  |  |  | Module | TRUE | FB2PST-012-024B |  | Fireball Supervised Strobe Light, Blue | 1 | [6 empty] | FALSE |  | 1/2" NPT Pipe/Surface |  |  |  | #FF0070C0 | FA-NFPA 170 STROBE WALL | 1 | FALSE | FALSE | FALSE | 2023 | [13 empty] | FALSE |  |  | WP
NFPA 170 STROBE WALL |  |  | North | Federal Signal |  | Strobe |  |  |  | Module | TRUE | 191XL-S024C |  | Flashing LED Hazardous Location Warning Light, Surface Mount, Clear | 1 | 0 | 0.38 |  |  |  |  | FALSE | [5 empty] | #FF0070C0 | FA-NFPA 170 STROBE WALL | 1 | FALSE | FALSE | FALSE | 2023 | [13 empty] | FALSE |  |  | HZ
NFPA 170 STROBE WALL |  |  | North | Federal Signal |  | Strobe |  |  |  | Module | TRUE | 191XL-S024A |  | Flashing LED Hazardous Location Warning Light, Surface Mount, Amber | 1 | 0 | 0.38 |  |  |  |  | FALSE | [5 empty] | #FF0070C0 | FA-NFPA 170 STROBE WALL | 1 | FALSE | FALSE | FALSE | 2023 | [13 empty] | FALSE |  |  | HZ
NFPA 170 STROBE WALL |  |  | North | Federal Signal |  | Strobe |  |  |  | Module | TRUE | FSEX-24PMC-MOD | ++ | Clear Explosion Proof Strobe | 1 | [6 empty] | FALSE | [5 empty] | #FF0070C0 | FA-NFPA 170 STROBE WALL | 1 | FALSE | FALSE | FALSE | 2010 | [13 empty] | FALSE
|  |  | North | Federal Signal |  | Cards & Components |  |  |  | Card | TRUE | UV400 | + | 400-watt Amplifier | 1 | 0 | 20 |  |  |  |  | TRUE | [5 empty] | #FFFFFFFF |  |  | FALSE | FALSE | FALSE | [14 empty] | FALSE
NFPA 170 STROBE WALL |  |  | North | Federal Signal |  | Strobe |  |  |  | Module | TRUE | FB2PST-I-024A |  | Fireball Supervised Strobe Light, Amber | 1 | [6 empty] | FALSE |  | 1/2" NPT Pipe/Surface |  |  |  | #FF0070C0 | FA-NFPA 170 STROBE WALL | 1 | FALSE | FALSE | FALSE | 2023 | [13 empty] | FALSE |  |  | WP
NFPA 170 SPEAKER STROBE |  |  | North | Federal Signal |  | Speaker/Strobe |  |  |  | Module | TRUE | ASHH24 |  | 30cdW, 15cdC Strobe, Re-Ent Speaker, 25V 2, 4, 8, 15w | 1 | [6 empty] | FALSE | [5 empty] | #FF0070C0 | FA-NFPA 170 SPEAKER STROBE | 1 | FALSE | FALSE | FALSE | 2019 | [13 empty] | FALSE
NFPA 170 STROBE WALL |  |  | North | Federal Signal |  | Strobe |  |  |  | Module | TRUE | FB24ST-024B |  | Fireball Supervised Strobe Light, Blue | 1 | [6 empty] | FALSE |  | 1/2" NPT Pipe/Surface |  |  |  | #FF0070C0 | FA-NFPA 170 STROBE WALL | 1 | FALSE | FALSE | FALSE | 2023 | [13 empty] | FALSE |  |  | WP
NFPA 170 STROBE WALL |  |  | North | Federal Signal |  | Strobe |  |  |  | Module | TRUE | FSEX-24PMR-MOD | ++ | Red Explosion Proof Strobe | 1 | [6 empty] | FALSE | [5 empty] | #FF0070C0 | FA-NFPA 170 STROBE WALL | 1 | FALSE | FALSE | FALSE | 2010 | [13 empty] | FALSE
NFPA 170 STROBE WALL |  |  | North | Federal Signal |  | Strobe |  |  |  | Module | TRUE | FB2PST-012-024C |  | Fireball Supervised Strobe Light, Clear | 1 | [6 empty] | FALSE |  | 1/2" NPT Pipe/Surface |  |  |  | #FF0070C0 | FA-NFPA 170 STROBE WALL | 1 | FALSE | FALSE | FALSE | 2023 | [13 empty] | FALSE |  |  | WP
NFPA 170 SPEAKER WALL |  |  | North | Federal Signal |  | Speaker |  |  |  | Module | TRUE | SPHX |  | 25/70 Vrms Explosion Proof Loudspeaker, .5, 1, 2, , 7, 15w taps | 1 | [6 empty] | FALSE | [5 empty] | #FF0070C0 | FA-NFPA 170 SPEAKER WALL | 1 | FALSE | FALSE | FALSE | 2021 | [13 empty] | FALSE
NFPA 170 STROBE WALL |  |  | North | Federal Signal |  | Strobe |  |  |  | Module | TRUE | FB24ST-024C |  | Fireball Supervised Strobe Light, Clear | 1 | [6 empty] | FALSE |  | 1/2" NPT Pipe/Surface |  |  |  | #FF0070C0 | FA-NFPA 170 STROBE WALL | 1 | FALSE | FALSE | FALSE | 2023 | [13 empty] | FALSE |  |  | WP
|  |  | North | Federal Signal |  | Cards & Components |  |  |  | Card | TRUE | MNC-MC | + | UVIC-B Microphone | 1 | 0 | 20 |  |  |  |  | TRUE | [5 empty] | #FFFFFFFF |  |  | FALSE | FALSE | FALSE | [14 empty] | FALSE
NFPA 170 SPEAKER WALL |  |  | North | Federal Signal |  | Speaker |  |  |  | Module | TRUE | 300GCX-024B |  | SelecTone® Hazardous Location 15W Amplified Speaker, Black, 24VDC - Requires Connection Kit | 1 | 0 | 0.67 |  |  |  |  | FALSE | [5 empty] | #FF0070C0 | FA-NFPA 170 SPEAKER WALL | 1 | FALSE | FALSE | FALSE | 2021 | [13 empty] | FALSE |  |  | HZ
NFPA 170 HORN |  |  | North | Federal Signal |  | Horn |  |  |  | Module | TRUE | FHEX-24SMR | ++ | Explosion-proof Horn, 24VDC, Red | 1 | [6 empty] | FALSE | [5 empty] | #FF0070C0 | FA-NFPA 170 HORN | 1 | FALSE | FALSE | FALSE | 2010 | [13 empty] | FALSE
NFPA 170 STROBE WALL |  |  | North | Federal Signal |  | Strobe |  |  |  | Module | TRUE | 191XL-024C |  | Flashing LED Hazardous Location Warning Light, Pipe Mount, Clear | 1 | 0 | 0.38 |  |  |  |  | FALSE | [5 empty] | #FF0070C0 | FA-NFPA 170 STROBE WALL | 1 | FALSE | FALSE | FALSE | 2023 | [13 empty] | FALSE |  |  | HZ
NFPA 170 VOICE EVACUATION CONTROL UNIT |  |  | North | Federal Signal |  | Voice Evac Control Unit |  |  |  | Assembly | TRUE | UVIC-B1 | + | 120 Vac Integrated Controller, battery, and charger | 1 | [6 empty] | FALSE | [5 empty] | #FFFF0000 | FA-NFPA 170 VOICE EVACUATION CONTROL UNIT | 1 | FALSE | FALSE | FALSE | 211 | [8 empty] | 50 |  |  |  | 800 | TRUE
NFPA 170 SPEAKER WALL |  |  | North | Federal Signal |  | Speaker |  |  |  | Module | TRUE | ASHX |  | Speaker, 24VDC | 1 | [6 empty] | FALSE | [5 empty] | #FF0070C0 | FA-NFPA 170 SPEAKER WALL | 1 | FALSE | FALSE | FALSE | 2021 | [13 empty] | FALSE
NFPA 170 STROBE WALL |  |  | North | Federal Signal |  | Strobe |  |  |  | Module | TRUE | 24XSTHI-CN | ++ | ULC Fire Listed, Explosion-Proof Hearing Impaired Supervised Strobe Light | 1 | [6 empty] | FALSE | [5 empty] | #FF0070C0 | FA-NFPA 170 STROBE WALL | 1 | FALSE | FALSE | FALSE | 2023 | [13 empty] | FALSE |  |  | XP
NFPA 170 STROBE WALL |  |  | North | Federal Signal |  | Strobe |  |  |  | Module | TRUE | FB2PST-I-024C |  | Fireball Supervised Strobe Light, Clear | 1 | [6 empty] | FALSE |  | 1/2" NPT Pipe/Surface |  |  |  | #FF0070C0 | FA-NFPA 170 STROBE WALL | 1 | FALSE | FALSE | FALSE | 2023 | [13 empty] | FALSE |  |  | WP
NFPA 170 STROBE WALL |  |  | North | Federal Signal |  | Strobe |  |  |  | Module | TRUE | FB2PST-I-024R |  | Fireball Supervised Strobe Light, Red | 1 | [6 empty] | FALSE |  | 1/2" NPT Pipe/Surface |  |  |  | #FF0070C0 | FA-NFPA 170 STROBE WALL | 1 | FALSE | FALSE | FALSE | 2023 | [13 empty] | FALSE |  |  | WP
NFPA 170 STROBE WALL |  |  | North | Federal Signal |  | Strobe |  |  |  | Module | TRUE | 24XSTHI-MOD | ++ | UL Fire Listed, Explosion-Proof Hearing Impaired Supervised Strobe Light | 1 | [6 empty] | FALSE | [5 empty] | #FF0070C0 | FA-NFPA 170 STROBE WALL | 1 | FALSE | FALSE | FALSE | 2023 | [13 empty] | FALSE |  |  | XP
NFPA 170 STROBE WALL |  |  | North | Federal Signal |  | Strobe |  |  |  | Module | TRUE | FB2PST-012-024R |  | Fireball Supervised Strobe Light, Red | 1 | [6 empty] | FALSE |  | 1/2" NPT Pipe/Surface |  |  |  | #FF0070C0 | FA-NFPA 170 STROBE WALL | 1 | FALSE | FALSE | FALSE | 2023 | [13 empty] | FALSE |  |  | WP
NFPA 170 STROBE WALL |  |  | North | Federal Signal |  | Strobe |  |  |  | Module | TRUE | 191XL-S024R |  | Flashing LED Hazardous Location Warning Light, Surface Mount, Red | 1 | 0 | 0.38 |  |  |  |  | FALSE | [5 empty] | #FF0070C0 | FA-NFPA 170 STROBE WALL | 1 | FALSE | FALSE | FALSE | 2023 | [13 empty] | FALSE |  |  | HZ
NFPA 170 STROBE WALL |  |  | North | Federal Signal |  | Strobe |  |  |  | Module | TRUE | 191XL-024A |  | Flashing LED Hazardous Location Warning Light, Pipe Mount, Amber | 1 | 0 | 0.38 |  |  |  |  | FALSE | [5 empty] | #FF0070C0 | FA-NFPA 170 STROBE WALL | 1 | FALSE | FALSE | FALSE | 2023 | [13 empty] | FALSE |  |  | HZ
NFPA 170 STROBE WALL |  |  | North | Federal Signal |  | Strobe |  |  |  | Module | TRUE | 191XL-S024B |  | Flashing LED Hazardous Location Warning Light, Surface Mount, Blue | 1 | 0 | 0.38 |  |  |  |  | FALSE | [5 empty] | #FF0070C0 | FA-NFPA 170 STROBE WALL | 1 | FALSE | FALSE | FALSE | 2023 | [13 empty] | FALSE |  |  | HZ
NFPA 170 STROBE WALL |  |  | North | Federal Signal |  | Strobe |  |  |  | Module | TRUE | FSEX-24PMB-MOD | ++ | Blue Explosion Proof Strobe | 1 | [6 empty] | FALSE | [5 empty] | #FF0070C0 | FA-NFPA 170 STROBE WALL | 1 | FALSE | FALSE | FALSE | 2010 | [13 empty] | FALSE
NFPA 170 STROBE WALL |  |  | North | Federal Signal |  | Strobe |  |  |  | Module | TRUE | FSEX-24PMR | ++ | Explosion Proof Strobe | 1 | [6 empty] | FALSE | [5 empty] | #FF0070C0 | FA-NFPA 170 STROBE WALL | 1 | FALSE | FALSE | FALSE | 2023 | [13 empty] | FALSE |  |  | XP
NFPA 170 STROBE WALL |  |  | North | Federal Signal |  | Strobe |  |  |  | Module | TRUE | 141ST-024B |  | Electraflash Strobe Light, Blue | 1 | 0 | 0.38 |  |  |  |  | FALSE | [5 empty] | #FF0070C0 | FA-NFPA 170 STROBE WALL | 1 | FALSE | FALSE | FALSE | 2023 | [13 empty] | FALSE |  |  | WP
NFPA 170 MANUAL PULL |  |  | North | Federal Signal |  | Manual Station |  |  |  | Module | TRUE | MPEX |  | Manual Pull Station | 1 | [6 empty] | FALSE | [5 empty] | #FFFF0000 | FA-NFPA 170 MANUAL PULL | 1 | FALSE | FALSE | FALSE | 957 | [13 empty] | FALSE
NFPA 170 STROBE WALL |  |  | North | Federal Signal |  | Strobe |  |  |  | Module | TRUE | FB2PST-I-024B |  | Fireball Supervised Strobe Light, Blue | 1 | [6 empty] | FALSE |  | 1/2" NPT Pipe/Surface |  |  |  | #FF0070C0 | FA-NFPA 170 STROBE WALL | 1 | FALSE | FALSE | FALSE | 2023 | [13 empty] | FALSE |  |  | WP
NFPA 170 STROBE WALL |  |  | North | Federal Signal |  | Strobe |  |  |  | Module | TRUE | 141ST-024R |  | Electraflash Strobe Light, Red | 1 | 0 | 0.38 |  |  |  |  | FALSE | [5 empty] | #FF0070C0 | FA-NFPA 170 STROBE WALL | 1 | FALSE | FALSE | FALSE | 2023 | [13 empty] | FALSE |  |  | WP
NFPA 170 STROBE WALL |  |  | North | Federal Signal |  | Strobe |  |  |  | Module | TRUE | FB2PST-012-024G |  | Fireball Supervised Strobe Light, Green | 1 | [6 empty] | FALSE |  | 1/2" NPT Pipe/Surface |  |  |  | #FF0070C0 | FA-NFPA 170 STROBE WALL | 1 | FALSE | FALSE | FALSE | 2023 | [13 empty] | FALSE |  |  | WP
NFPA 170 STROBE WALL |  |  | North | Federal Signal |  | Strobe |  |  |  | Module | TRUE | FB2PST-012-024A |  | Fireball Supervised Strobe Light, Amber | 1 | [6 empty] | FALSE |  | 1/2" NPT Pipe/Surface |  |  |  | #FF0070C0 | FA-NFPA 170 STROBE WALL | 1 | FALSE | FALSE | FALSE | 2023 | [13 empty] | FALSE |  |  | WP
NFPA 170 LOCAL OPERATOR CONSOLE | RISER LOC |  | North | Federal Signal |  | Local Operator Console |  |  |  | Module | TRUE | UVLOC-B | + | UV Local Operating Console with microphone | 1 | 0.02 | 0.07 |  |  |  |  | TRUE | FALSE |  |  |  |  | #FFFF0000 | FA-NFPA 170 LOCAL OPERATOR CONSOLE | 1 | FALSE | FALSE | FALSE | 211 | [13 empty] | FALSE
NFPA 170 STROBE WALL |  |  | North | Federal Signal |  | Strobe |  |  |  | Module | TRUE | 141ST-024A |  | Electraflash Strobe Light, Amber | 1 | 0 | 0.38 |  |  |  |  | FALSE | [5 empty] | #FF0070C0 | FA-NFPA 170 STROBE WALL | 1 | FALSE | FALSE | FALSE | 2023 | [13 empty] | FALSE |  |  | WP
NFPA 170 STROBE WALL |  |  | North | Federal Signal |  | Strobe |  |  |  | Module | TRUE | FSEX-HI-MOD | ++ | Explosion Proof Hearing Impaired Strobe Light | 1 | [6 empty] | FALSE | [5 empty] | #FF0070C0 | FA-NFPA 170 STROBE WALL | 1 | FALSE | FALSE | FALSE | 2023 | [13 empty] | FALSE |  |  | XP
NFPA 170 HEAT DETECTOR |  |  | North | Fenwal |  | Heat Detector |  |  |  | Module | TRUE | 12-X27021-001 |  | Horizontal, Surface Mount | 1 | [6 empty] | FALSE | TRUE |  |  |  |  | #FFFF0000 | FA-NFPA 170 HEAT DETECTOR | 1 | FALSE | FALSE | FALSE | 1403 | [13 empty] | FALSE
NFPA 170 HEAT DETECTOR |  |  | North | Fenwal |  | Heat Detector |  |  |  | Module | TRUE | 12-E27121-000-04-0T | ++ | DETECT-A-FIRE Vertical Detector, 190°F (88°C), Brass Head, Close on Rise | 1 | [6 empty] | FALSE | TRUE |  |  |  |  | #FFFF0000 | FA-NFPA 170 HEAT DETECTOR | 1 | FALSE | FALSE | FALSE | 1403 | [13 empty] | FALSE |  |  | 190°
NFPA 170 HEAT DETECTOR |  |  | North | Fenwal |  | Heat Detector |  |  |  | Module | TRUE | 27020-1 140°F |  | Horizontal, Surface Mount 140°F | 1 | [6 empty] | FALSE | TRUE |  |  |  |  | #FFFF0000 | FA-NFPA 170 HEAT DETECTOR | 1 | FALSE | FALSE | FALSE | 1403 | [13 empty] | FALSE |  |  | 140°
NFPA 170 HEAT DETECTOR |  |  | North | Fenwal |  | Heat Detector |  |  |  | Module | TRUE | 27021-0 140°F |  | Horizontal, Flush Mount 140°F | 1 | [6 empty] | FALSE | TRUE |  |  |  |  | #FFFF0000 | FA-NFPA 170 HEAT DETECTOR | 1 | FALSE | FALSE | FALSE | 1403 | [13 empty] | FALSE |  |  | 140°
NFPA 170 HEAT DETECTOR |  |  | North | Fenwal |  | Heat Detector |  |  |  | Module | TRUE | 27021-1 190°F |  | Horizontal, Surface Mount 190°F | 1 | [6 empty] | FALSE | TRUE |  |  |  |  | #FFFF0000 | FA-NFPA 170 HEAT DETECTOR | 1 | FALSE | FALSE | FALSE | 1403 | [13 empty] | FALSE |  |  | 190°
NFPA 170 HEAT DETECTOR |  |  | North | Fenwal |  | Heat Detector |  |  |  | Module | TRUE | 27121-0 140°F |  | Vertical, Brass Head 140°F | 1 | [6 empty] | FALSE | TRUE |  |  |  |  | #FFFF0000 | FA-NFPA 170 HEAT DETECTOR | 1 | FALSE | FALSE | FALSE | 1403 | [13 empty] | FALSE |  |  | 140°
NFPA 170 HEAT DETECTOR |  |  | North | Fenwal |  | Heat Detector |  |  |  | Module | TRUE | 28021-5 190°F |  | Vertical, Coupling Head 190°F | 1 | [6 empty] | FALSE | TRUE |  |  |  |  | #FFFF0000 | FA-NFPA 170 HEAT DETECTOR | 1 | FALSE | FALSE | FALSE | 1403 | [13 empty] | FALSE |  |  | 190°
NFPA 170 HEAT DETECTOR |  |  | North | Fenwal |  | Heat Detector |  |  |  | Module | TRUE | 27121-20 140°F |  | Vertical, Stainless Steel 140°F | 1 | [6 empty] | FALSE | TRUE |  |  |  |  | #FFFF0000 | FA-NFPA 170 HEAT DETECTOR | 1 | FALSE | FALSE | FALSE | 1403 | [13 empty] | FALSE |  |  | 140°
NFPA 170 HEAT DETECTOR |  |  | North | Fenwal |  | Heat Detector |  |  |  | Module | TRUE | 12-X27020-000 |  | Horizontal, Flush Mount | 1 | [6 empty] | FALSE | TRUE |  |  |  |  | #FFFF0000 | FA-NFPA 170 HEAT DETECTOR | 1 | FALSE | FALSE | FALSE | 1403 | [13 empty] | FALSE
NFPA 170 HEAT DETECTOR |  |  | North | Fenwal |  | Heat Detector |  |  |  | Module | TRUE | 27120-0 190°F |  | Vertical, Brass Head 190°F | 1 | [6 empty] | FALSE | TRUE |  |  |  |  | #FFFF0000 | FA-NFPA 170 HEAT DETECTOR | 1 | FALSE | FALSE | FALSE | 1403 | [13 empty] | FALSE |  |  | 190°
NFPA 170 HEAT DETECTOR |  |  | North | Fenwal |  | Heat Detector |  |  |  | Module | TRUE | 27021-0 190°F |  | Horizontal, Flush Mount 190°F | 1 | [6 empty] | FALSE | TRUE |  |  |  |  | #FFFF0000 | FA-NFPA 170 HEAT DETECTOR | 1 | FALSE | FALSE | FALSE | 1403 | [13 empty] | FALSE |  |  | 190°
NFPA 170 SOLENOID VALVE |  |  | North | Fenwal |  | Solenoid |  |  |  | Module | TRUE | 486500-01 | ++ | Explosion Proof Electric Control Head, Stackable | 1 | 0 | 0.5 |  |  |  |  | FALSE | [5 empty] | #FFFF0000 | FA-NFPA 170 SOLENOID VALVE | 1 | FALSE | FALSE | FALSE | 1701 | [13 empty] | FALSE
NFPA 170 HEAT DETECTOR |  |  | North | Fenwal |  | Heat Detector |  |  |  | Module | TRUE | 12-X27020-001 |  | Horizontal, Surface Mount | 1 | [6 empty] | FALSE | TRUE |  |  |  |  | #FFFF0000 | FA-NFPA 170 HEAT DETECTOR | 1 | FALSE | FALSE | FALSE | 1403 | [13 empty] | FALSE
NFPA 170 HEAT DETECTOR |  |  | North | Fenwal |  | Heat Detector |  |  |  | Module | TRUE | 12-F27121-000-06-0T | ++ | DETECT-A-FIRE Vertical Detector, 325°F (163°C), Brass Head, Close on Rise | 1 | [6 empty] | FALSE | TRUE |  |  |  |  | #FFFF0000 | FA-NFPA 170 HEAT DETECTOR | 1 | FALSE | FALSE | FALSE | 1403 | [13 empty] | FALSE |  |  | 325°
NFPA 170 HEAT DETECTOR |  |  | North | Fenwal |  | Heat Detector |  |  |  | Module | TRUE | 27020-0 190°F |  | Horizontal, Flush Mount 190°F | 1 | [6 empty] | FALSE | TRUE |  |  |  |  | #FFFF0000 | FA-NFPA 170 HEAT DETECTOR | 1 | FALSE | FALSE | FALSE | 1403 | [13 empty] | FALSE
NFPA 170 HEAT DETECTOR |  |  | North | Fenwal |  | Heat Detector |  |  |  | Module | TRUE | 12-X27121-000-600 |  | Horizontal, Flush Mount, 600° F | 1 | [6 empty] | FALSE | TRUE |  |  |  |  | #FFFF0000 | FA-NFPA 170 HEAT DETECTOR | 1 | FALSE | FALSE | FALSE | 1403 | [13 empty] | FALSE |  |  | 600°
NFPA 170 HEAT DETECTOR |  |  | North | Fenwal |  | Heat Detector |  |  |  | Module | TRUE | 27120-22 140°F |  | Vertical, Stainless Steel 140°F | 1 | [6 empty] | FALSE | TRUE |  |  |  |  | #FFFF0000 | FA-NFPA 170 HEAT DETECTOR | 1 | FALSE | FALSE | FALSE | 1403 | [13 empty] | FALSE |  |  | 140°
NFPA 170 HEAT DETECTOR |  |  | North | Fenwal |  | Heat Detector |  |  |  | Module | TRUE | 27120-22 190°F |  | Vertical, Stainless Steel 190°F | 1 | [6 empty] | FALSE | TRUE |  |  |  |  | #FFFF0000 | FA-NFPA 170 HEAT DETECTOR | 1 | FALSE | FALSE | FALSE | 1403 | [13 empty] | FALSE |  |  | 190°
NFPA 170 HEAT DETECTOR |  |  | North | Fenwal |  | Heat Detector |  |  |  | Module | TRUE | 27121-20 190°F |  | Vertical, Stainless Steel 190°F | 1 | [6 empty] | FALSE | TRUE |  |  |  |  | #FFFF0000 | FA-NFPA 170 HEAT DETECTOR | 1 | FALSE | FALSE | FALSE | 1403 | [13 empty] | FALSE |  |  | 190°
NFPA 170 HEAT DETECTOR |  |  | North | Fenwal |  | Heat Detector |  |  |  | Module | TRUE | 12-X27121-001-600 |  | Horizontal, Surface Mount, 600° F | 1 | [6 empty] | FALSE | TRUE |  |  |  |  | #FFFF0000 | FA-NFPA 170 HEAT DETECTOR | 1 | FALSE | FALSE | FALSE | 1403 | [13 empty] | FALSE |  |  | 600°
NFPA 170 HEAT DETECTOR |  |  | North | Fenwal |  | Heat Detector |  |  |  | Module | TRUE | 27121-0 190°F |  | Vertical, Brass Head 190°F | 1 | [6 empty] | FALSE | TRUE |  |  |  |  | #FFFF0000 | FA-NFPA 170 HEAT DETECTOR | 1 | FALSE | FALSE | FALSE | 1403 | [13 empty] | FALSE |  |  | 190°
NFPA 170 HEAT DETECTOR |  |  | North | Fenwal |  | Heat Detector |  |  |  | Module | TRUE | 27021-1 140°F |  | Horizontal, Surface Mount 140°F | 1 | [6 empty] | FALSE | TRUE |  |  |  |  | #FFFF0000 | FA-NFPA 170 HEAT DETECTOR | 1 | FALSE | FALSE | FALSE | 1403 | [13 empty] | FALSE |  |  | 140°
NFPA 170 HEAT DETECTOR |  |  | North | Fenwal |  | Heat Detector |  |  |  | Module | TRUE | 12-X27021-000 |  | Horizontal, Flush Mount | 1 | [6 empty] | FALSE | TRUE |  |  |  |  | #FFFF0000 | FA-NFPA 170 HEAT DETECTOR | 1 | FALSE | FALSE | FALSE | 1403 | [13 empty] | FALSE
NFPA 170 HEAT DETECTOR |  |  | North | Fenwal |  | Heat Detector |  |  |  | Module | TRUE | 27120-0 140°F |  | Vertical, Brass Head 140°F | 1 | [6 empty] | FALSE | TRUE |  |  |  |  | #FFFF0000 | FA-NFPA 170 HEAT DETECTOR | 1 | FALSE | FALSE | FALSE | 1403 | [13 empty] | FALSE |  |  | 140°
NFPA 170 HEAT DETECTOR |  |  | North | Fenwal |  | Heat Detector |  |  |  | Module | TRUE | 27020-0 140°F |  | Horizontal, Flush Mount 140°F | 1 | [6 empty] | FALSE | TRUE |  |  |  |  | #FFFF0000 | FA-NFPA 170 HEAT DETECTOR | 1 | FALSE | FALSE | FALSE | 1403 | [13 empty] | FALSE |  |  | 140°
NFPA 170 SMOKE DETECTOR |  |  | North | FFE |  | Smoke Detector |  |  |  | Module | TRUE | 6030-300 (Detector) | 1430185++ | Fireray Hub Systems Beam Detector Head | 1 | 0.0025 | 0.0025 |  |  |  |  | FALSE | TRUE |  |  |  |  | #FFFF0000 | FA-NFPA 170 SMOKE DETECTOR | 1 | FALSE | FALSE | FALSE | 1408 | [13 empty] | FALSE |  |  | SBD
NFPA 170 SMOKE DETECTOR |  |  | North | FFE |  | Smoke Detector |  |  |  | Module | TRUE | 5000-031 (Detector) | + | Fireray 5000 Beam Detector Head | 1 | [6 empty] | FALSE | TRUE |  |  |  |  | #FFFF0000 | FA-NFPA 170 SMOKE DETECTOR | 1 | FALSE | FALSE | FALSE | 1408 | [13 empty] | FALSE |  |  | SBD
NFPA 170 REMOTE TEST SWITCH |  |  | North | FFE |  | REMOTE TEST SWITCH |  |  |  | Module | TRUE | LLC | + | Remote Test Station (0400) | 1 | [6 empty] | FALSE | FALSE |  |  |  |  | #FFFF0000 | FA-NFPA 170 REMOTE TEST SWITCH | 1 | FALSE | FALSE | FALSE | 914 | [13 empty] | FALSE
NFPA 170 SMOKE BEAM DETECTOR CONTROLLER |  |  | North | FFE |  | Beam Detector |  |  |  | Module | TRUE | 6020-300 (Controller) | 1430184++ | Fireray Hub Systems Beam Detector Controller | 1 | 0.0175 | 0.0175 |  |  |  |  | FALSE | TRUE |  |  |  |  | #FFFF0000 | FA-NFPA 170 SMOKE BEAM DETECTOR CONTROLLER | 1 | FALSE | FALSE | FALSE | 1406 | [13 empty] | FALSE
NFPA 170 SMOKE DETECTOR |  |  | North | FFE |  | Smoke Detector |  |  |  | Module | TRUE | 100RU | + | 160ft to 330ft Reflective Beam Smoke Detector | 1 | 0.004 | 0.015 |  |  |  |  | FALSE | TRUE |  |  |  |  | #FFFF0000 | FA-NFPA 170 SMOKE DETECTOR | 1 | FALSE | FALSE | FALSE | 1408 | [13 empty] | FALSE
NFPA 170 SMOKE DETECTOR |  |  | North | FFE |  | Smoke Detector |  |  |  | Module | TRUE | 5000-031 (Prism) | + | Fireray 5000 Beam Detector Prism | 1 | [6 empty] | FALSE | TRUE |  |  |  |  | #FFFF0000 | FA-NFPA 170 SMOKE DETECTOR | 1 | FALSE | FALSE | FALSE | 1408 | [13 empty] | FALSE |  |  | SBP
NFPA 170 SMOKE DETECTOR |  |  | North | FFE |  | Smoke Detector |  |  |  | Module | TRUE | 3000-103 (Prism) | ++ | Fireray 3000 Beam Detector Prism | 1 | [6 empty] | FALSE | TRUE |  |  |  |  | #FFFF0000 | FA-NFPA 170 SMOKE DETECTOR | 1 | FALSE | FALSE | FALSE | 1408 | [13 empty] | FALSE |  |  | SBP
NFPA 170 SMOKE BEAM DETECTOR CONTROLLER |  |  | North | FFE |  | Beam Detector |  |  |  | Module | TRUE | 3000-103 (Controller) | ++ | Fireray 3000 Beam Detector Controller | 1 | 0.014 | 0.014 |  |  |  |  | FALSE | TRUE |  |  |  |  | #FFFF0000 | FA-NFPA 170 SMOKE BEAM DETECTOR CONTROLLER | 1 | FALSE | FALSE | FALSE | 1406 | [13 empty] | FALSE
NFPA 170 SMOKE DETECTOR |  |  | North | FFE |  | Smoke Detector |  |  |  | Module | TRUE | 6030-300 (Prism) | 1430185++ | Fireray Hub Systems Beam Detector Prism | 1 | [6 empty] | FALSE | TRUE |  |  |  |  | #FFFF0000 | FA-NFPA 170 SMOKE DETECTOR | 1 | FALSE | FALSE | FALSE | 1408 | [13 empty] | FALSE |  |  | SBP
NFPA 170 SMOKE DETECTOR |  |  | North | FFE |  | Smoke Detector |  |  |  | Module | TRUE | 50RU | + | Reflective beam smoke detector 16.5ft-160ft. (50m) (0206-02) | 1 | 0.004 | 0.015 |  |  |  |  | FALSE | TRUE |  |  |  |  | #FFFF0000 | FA-NFPA 170 SMOKE DETECTOR | 1 | FALSE | FALSE | FALSE | 1408 | [13 empty] | FALSE
NFPA 170 SMOKE DETECTOR |  |  | North | FFE |  | Smoke Detector |  |  |  | Module | TRUE | 5000-103 (Prism) | + | Fireray 5000 Beam Detector Prism | 1 | [6 empty] | FALSE | TRUE |  |  |  |  | #FFFF0000 | FA-NFPA 170 SMOKE DETECTOR | 1 | FALSE | FALSE | FALSE | 1408 | [13 empty] | FALSE |  |  | SBP
NFPA 170 SMOKE DETECTOR |  |  | North | FFE |  | Smoke Detector |  |  |  | Module | TRUE | 6010-300 (Detector) | + | Fireray One – 164ft (50m) detection range | 1 | 0.005 | 0.005 |  |  |  |  | FALSE | TRUE |  |  |  |  | #FFFF0000 | FA-NFPA 170 SMOKE DETECTOR | 1 | FALSE | FALSE | FALSE | 1408 | [13 empty] | FALSE |  |  | SBD
NFPA 170 SMOKE BEAM DETECTOR CONTROLLER |  |  | North | FFE |  | Beam Detector |  |  |  | Module | TRUE | 5000-103 (Controller) | + | Fireray 5000 Beam Detector Controller | 1 | 0.0085 | 0.0085 |  |  |  |  | FALSE | TRUE |  |  |  |  | #FFFF0000 | FA-NFPA 170 SMOKE BEAM DETECTOR CONTROLLER | 1 | FALSE | FALSE | FALSE | 1406 | [13 empty] | FALSE
NFPA 170 SMOKE DETECTOR |  |  | North | FFE |  | Smoke Detector |  |  |  | Module | TRUE | 5000-103 (Detector) | + | Fireray 5000 Beam Detector Head | 1 | [6 empty] | FALSE | TRUE |  |  |  |  | #FFFF0000 | FA-NFPA 170 SMOKE DETECTOR | 1 | FALSE | FALSE | FALSE | 1408 | [13 empty] | FALSE |  |  | SBD
NFPA 170 SMOKE DETECTOR |  |  | North | FFE |  | Smoke Detector |  |  |  | Module | TRUE | 6010-300 (Reflector) | + | Beam Detector Reflector | 1 | [6 empty] | FALSE | TRUE |  |  |  |  | #FFFF0000 | FA-NFPA 170 SMOKE DETECTOR | 1 | FALSE | FALSE | FALSE | 1408 | [13 empty] | FALSE |  |  | SBP
NFPA 170 SMOKE DETECTOR |  |  | North | FFE |  | Smoke Detector |  |  |  | Module | TRUE | 3000-103 (Detector) | ++ | Fireray 3000 Beam Detector Head | 1 | 0.008 | 0.008 |  |  |  |  | FALSE | TRUE |  |  |  |  | #FFFF0000 | FA-NFPA 170 SMOKE DETECTOR | 1 | FALSE | FALSE | FALSE | 1408 | [13 empty] | FALSE |  |  | SBD
NFPA 170 FIRE ALARM CONTROL UNIT | RISER FACP |  | North | Fike |  | Fire Alarm Control Unit |  |  |  | Assembly | TRUE | 10-071 |  | CHEETAH® XI 50 INTELLIGENT SUPPRESSION CONTROL SYSTEM | 1 | [6 empty] | FALSE | [5 empty] | #FFFF0000 | FA-NFPA 170 FIRE ALARM CONTROL UNIT | 1 | FALSE | FALSE | FALSE | 202 | [8 empty] | 7,18,33,40,75 |  |  |  |  | TRUE
NFPA 170 HEAT DETECTOR |  |  | North | Fike |  | Heat Detector |  |  |  | Module | TRUE | FIK-5351R w/B300-6 | ++ | White, low‐profile intelligent 135°F fixed and rate‐of‐rise thermal sensor, Standard Base | 1 | 0.0002 | 0.0045 |  |  |  |  | FALSE | TRUE |  |  |  |  | #FFFF0000 | FA-NFPA 170 HEAT DETECTOR | 1 | FALSE | FALSE | FALSE | 1403 | [13 empty] | FALSE |  |  | R
NFPA 170 SMOKE HEAT DETECTOR |  |  | North | Fike |  | Smoke/Heat Detector |  |  |  | Module | TRUE | FIK-2351T w/B300-6 | ++ | White, low‐profile intelligent photoelectric sensor, Thermal, Standard Base | 1 | 0.0002 | 0.0045 |  |  |  |  | FALSE | TRUE |  |  |  |  | #FFFF0000 | FA-NFPA 170 SMOKE HEAT DETECTOR | 1 | FALSE | FALSE | FALSE | 1408 | [13 empty] | FALSE
|  |  | North | Fike |  | Cards & Components |  |  |  | Card | TRUE | 10-2542 | + | CHEETAH® XI System Controller | 1 | 0.275 | 0.275 |  |  |  |  | TRUE | [5 empty] | #FFFFFFFF |  |  | FALSE | FALSE | FALSE | [14 empty] | FALSE
|  |  | North | Fike |  | Cards & Components |  |  |  | Card | TRUE | 10-2829 Main Card |  | Main Circuit Card | 1 | [6 empty] | TRUE | [5 empty] | #FFFFFFFF |  |  | FALSE | FALSE | FALSE | [14 empty] | FALSE
NFPA 170 ADDRESSABLE INPUT MONITOR MODULE |  |  | North | Fike |  | Addressable Module |  |  |  | Module | TRUE | 55-041 |  | 4” Monitor Module Non-Isolator Version | 1 | [6 empty] | FALSE | [5 empty] | #FFFF0000 | FA-NFPA 170 ADDRESSABLE INPUT MONITOR MODULE | 1 | FALSE | FALSE | FALSE | 1000 | [13 empty] | FALSE |  |  | 4"
NFPA 170 ADDRESSABLE INPUT OUTPUT |  |  | North | Fike |  | Addressable Module |  |  |  | Module | TRUE | FIK-M500MR-2 | ++ | Addressable relay/monitor module | 2 | 0.0013 | 0.03 |  |  | 24 |  | FALSE |  |  |  | 4.675” x 4.275” x 1.4” (118.75 mm x 108.59 mm x 35.56 mm) |  | #FFFF0000 | FA-NFPA 170 ADDRESSABLE INPUT OUTPUT | 1 | FALSE | FALSE | FALSE | 1000 | [13 empty] | FALSE |  |  | 2
NFPA 170 MAINTENANCE DISCONNECT SWITCH |  |  | North | Fike |  | Switch |  |  |  | Module | TRUE | 10-2698 | + | System Disconnect Switch | 1 |  | 0.0131 |  |  |  |  | FALSE | [5 empty] | #FFFF0000 | FA-NFPA 170 MAINTENANCE DISCONNECT SWITCH | 1 | FALSE | FALSE | FALSE | 903 | [13 empty] | FALSE
NFPA 170 BELL |  |  | North | Fike |  | Bell |  |  |  | Module | TRUE | 20-130-156 |  | Bell | 1 |  | 0.0311 |  |  |  |  | FALSE | [5 empty] | #FFFF0000 | FA-NFPA 170 BELL | 1 | FALSE | FALSE | FALSE | 2000 | [13 empty] | FALSE
|  |  | North | Fike |  | Cards & Components |  |  |  | Card | TRUE | 02-14851 |  | 485 to Single Mode Fiber Converter SC | 1 | 0.163 | 0.163 |  |  |  |  | TRUE | [5 empty] | #FFFFFFFF |  |  | FALSE | FALSE | FALSE | [14 empty] | FALSE
NFPA 170 HEAT DETECTOR |  |  | North | Fike |  | Heat Detector |  |  |  | Module | TRUE | 60-1028 |  | Analog Heat Sensor | 1 | 0.00045 | 0.00054 |  |  |  |  | FALSE | TRUE |  |  |  |  | #FFFF0000 | FA-NFPA 170 HEAT DETECTOR | 1 | FALSE | FALSE | FALSE | 1403 | [13 empty] | FALSE
NFPA 170 SMOKE DETECTOR |  |  | North | Fike |  | Smoke Detector |  |  |  | Module | TRUE | 63-1053 |  | Photo/Heat Combination Sensor Non-Isolator Version w/63-1054 6” Sensor Base Non-Isolator Version | 1 | [6 empty] | FALSE | TRUE |  |  |  |  | #FFFF0000 | FA-NFPA 170 SMOKE DETECTOR | 1 | FALSE | FALSE | FALSE | 1408 | [13 empty] | FALSE
NFPA 170 SMOKE DETECTOR |  |  | North | Fike |  | Smoke Detector |  |  |  | Module | TRUE | FIK-2351 w/B200S-LF-WH | ++ | White, low‐profile intelligent photoelectric sensor, Low Frequency Sounder Base | 1 | 0.0002 | 0.0045 |  |  |  |  | FALSE | TRUE |  |  |  |  | #FFFF0000 | FA-NFPA 170 SMOKE DETECTOR | 1 | FALSE | FALSE | FALSE | 1408 | [13 empty] | FALSE |  |  | LF
NFPA 170 REMOTE ANNUNCIATOR | RISER ANNUNCIATOR |  | North | Fike |  | Remote Annunciator |  |  |  | Module | TRUE | FIK-RA-2000 | ++ | Remote annunciator, red | 1 | 0.025 | 0.05 |  |  | 24 |  | FALSE |  |  |  | Outside wall: 11.38” x 12.50” x 0.88” (31.1 cm x 29.2 cm x 2.2 cm) Inside wall: 9.25” x 8.25” x 2” (23.8 cm x 21.3 cm x 5.1 cm) |  | #FFFF0000 | FA-NFPA 170 REMOTE ANNUNCIATOR | 1 | FALSE | FALSE | FALSE | 255 | [13 empty] | FALSE
NFPA 170 MANUAL PULL |  |  | North | Fike |  | Manual Station |  |  |  | Module | TRUE | 20-1836 | RMS-1T-KL-LP++ | SPST Dual Action RSG Keyed Metal “Fire” Manual Pull Station | 1 | [6 empty] | TRUE | [5 empty] | #FFFF0000 | FA-NFPA 170 MANUAL PULL | 1 | FALSE | FALSE | FALSE | 957 | [13 empty] | FALSE
NFPA 170 MANUAL PULL |  |  | North | Fike |  | Manual Station |  |  |  | Module | TRUE | 20-1064 |  | Intelligent Pull Station Isolator Version | 1 | [6 empty] | FALSE | [5 empty] | #FFFF0000 | FA-NFPA 170 MANUAL PULL | 1 | FALSE | FALSE | FALSE | 957 | [13 empty] | FALSE |  |  | ISO
NFPA 170 MANUAL PULL |  |  | North | Fike |  | Manual Station |  |  |  | Module | TRUE | 20-1835 | RMS-1T-KL-ES++ | SPST Single Action RSG Keyed Metal Spanish “Fire”(Fuego) Manual Pull Station | 1 | [6 empty] | TRUE | [5 empty] | #FFFF0000 | FA-NFPA 170 MANUAL PULL | 1 | FALSE | FALSE | FALSE | 957 | [13 empty] | FALSE
NFPA 170 SMOKE HEAT DETECTOR |  |  | North | Fike |  | Smoke/Heat Detector |  |  |  | Module | TRUE | FIK-2351T w/B200S-LF-WH | ++ | White, low‐profile intelligent photoelectric sensor, Thermal, Low Frequency Sounder Base | 1 | 0.0002 | 0.0045 |  |  |  |  | FALSE | TRUE |  |  |  |  | #FFFF0000 | FA-NFPA 170 SMOKE HEAT DETECTOR | 1 | FALSE | FALSE | FALSE | 1408 | [13 empty] | FALSE |  |  | LF
NFPA 170 HEAT DETECTOR |  |  | North | Fike |  | Heat Detector |  |  |  | Module | TRUE | 60-1040 |  | Thermal Sensor Isolator Version w/63-1060 6” Sensor Base Isolator Version | 1 | [6 empty] | FALSE | TRUE |  |  |  |  | #FFFF0000 | FA-NFPA 170 HEAT DETECTOR | 1 | FALSE | FALSE | FALSE | 1403 | [13 empty] | FALSE |  |  | ISO
NFPA 170 HEAT DETECTOR |  |  | North | Fike |  | Heat Detector |  |  |  | Module | TRUE | FIK-5351H w/B300-6 | ++ | White, low‐profile intelligent 190°F fixed high‐temperature thermal sensor, Standard Base | 1 | 0.0002 | 0.0045 |  |  |  |  | FALSE | TRUE |  |  |  |  | #FFFF0000 | FA-NFPA 170 HEAT DETECTOR | 1 | FALSE | FALSE | FALSE | 1403 | [13 empty] | FALSE |  |  | 190°
NFPA 170 ADDRESSABLE INPUT MONITOR MODULE |  |  | North | Fike |  | Addressable Module |  |  |  | Module | TRUE | 55-061 |  | Dual Monitor Module Isolator Version | 1 | [6 empty] | FALSE | [5 empty] | #FFFF0000 | FA-NFPA 170 ADDRESSABLE INPUT MONITOR MODULE | 1 | FALSE | FALSE | FALSE | 1000 | [13 empty] | FALSE |  |  | D¦ISO
NFPA 170 ADDRESSABLE INPUT MONITOR MODULE |  |  | North | Fike |  | Addressable Module |  |  |  | Module | TRUE | FIK-M500M | ++ | Addressable monitor module | 1 | 0.000375 | 0.0004 |  |  | 24 |  | FALSE |  |  |  | 4.5” x 4” x 1.25” (113.6 mm x 101.6 mm x 31.75 mm) |  | #FFFF0000 | FA-NFPA 170 ADDRESSABLE INPUT MONITOR MODULE | 1 | FALSE | FALSE | FALSE | 1000 | [13 empty] | FALSE
|  |  | North | Fike |  | Cards & Components |  |  |  | Card | TRUE | 10-2660 |  | 20 zone Annunciator Card | 1 | 0.051 | 0.144 |  |  |  |  | TRUE | [5 empty] | #FFFFFFFF |  |  | FALSE | FALSE | FALSE | [14 empty] | FALSE
NFPA 170 SMOKE DETECTOR |  |  | North | Fike |  | Smoke Detector |  |  |  | Module | TRUE | OSI-RI-FIK | ++ | Intelligent imaging beam smoke detector (includes reflector) | 1 | 0.02 | 0.022 |  |  | 15 |  | FALSE | TRUE |  |  | 6” x 10” x 4.5” (152.4 x 254 x 114.3 mm) |  | #FFFF0000 | FA-NFPA 170 SMOKE DETECTOR | 1 | FALSE | FALSE | FALSE | 1408 | [13 empty] | FALSE |  |  | BT
|  |  | North | Fike |  | Cards & Components |  |  |  | Card | TRUE | 10-2528 |  | Point ID DACT Module | 1 | 0.15 | 0.19 |  |  |  |  | TRUE | [5 empty] | #FFFFFFFF |  |  | FALSE | FALSE | FALSE | [14 empty] | FALSE
NFPA 170 FIRE ALARM CONTROL UNIT | RISER FACP |  | North | Fike |  | Fire Alarm Control Unit |  |  |  | Assembly | TRUE | 10-068 | + | CHEETAH® XI INTELLIGENT SUPPRESSION CONTROL SYSTEM | 1 | [6 empty] | FALSE | [5 empty] | #FFFF0000 | FA-NFPA 170 FIRE ALARM CONTROL UNIT | 1 | FALSE | FALSE | FALSE | 202 | [8 empty] | 7,18,33,40,75 |  |  | 6 |  | TRUE
NFPA 170 REMOTE ANNUNCIATOR | RISER ANNUNCIATOR |  | North | Fike |  | Remote Annunciator |  |  |  | Assembly | TRUE | 02-11893 |  | Space Age Red ESB Surface Mount back box | 1 | [6 empty] | FALSE | [5 empty] | #FFFF0000 | FA-NFPA 170 REMOTE ANNUNCIATOR | 1 | FALSE | FALSE | FALSE | 255 | [13 empty] | FALSE
|  |  | North | Fike |  | Cards & Components |  |  |  | Card | TRUE | 10-2622 |  | CHEETAH® XI 50 System Controller | 1 | 0.116 | 0.176 |  |  |  |  | TRUE | [5 empty] | #FFFFFFFF |  |  | FALSE | FALSE | FALSE | [14 empty] | FALSE
NFPA 170 NON ADDRESSABLE RELAY |  |  | North | Fike |  | Non-Addressable Relay |  |  |  | Module | TRUE | 10-2748 | ++ | Impulse Release Module | 1 | 0.02 | 0.037 |  |  |  |  | TRUE | [5 empty] | #FFFF0000 | FA-NFPA 170 NON ADDRESSABLE RELAY | 1 | FALSE | FALSE | FALSE | [14 empty] | FALSE
170 BASIC SHAPE |  |  | North | Fike | Fire Supression | Miscellaneous |  |  |  | Module | TRUE | 20-130-156 |  | 180 Degree Nozzle | 1 | [6 empty] | FALSE | [5 empty] | #FFFF0000 | FA-170 BASIC SHAPE | 1 | FALSE | FALSE | FALSE | 5000 | [13 empty] | FALSE
NFPA 170 SMOKE CO DETECTOR |  |  | North | Fike |  | Smoke/CO Detector |  |  |  | Module | TRUE | FIK-PC351 w/B200S-LF-WH | ++ | Multi-Criteria Photoelectric and CO Sensor, Low Frequency Sounder Base | 1 | 0.0002 | 0.0045 |  |  |  |  | FALSE | TRUE |  |  |  |  | #FFFF0000 | FA-NFPA 170 SMOKE CO DETECTOR | 1 | FALSE | FALSE | FALSE | 1408 | [13 empty] | FALSE |  |  | LF
NFPA 170 RELEASING SERVICE FIRE ALARM CONTROL UNIT |  |  | North | Fike |  | Releasing Control Unit |  |  |  | Module | TRUE | ARM-III |  | Agent Release Module | 1 | [6 empty] | FALSE | [5 empty] | #FFFF0000 | FA-NFPA 170 RELEASING SERVICE FIRE ALARM CONTROL UNIT | 1 | FALSE | FALSE | FALSE | 210 | [13 empty] | FALSE
NFPA 170 MULTI DETECTOR CO |  |  | North | Fike |  | Multi Criteria Detector |  |  |  | Module | TRUE | FIK-FC351 w/B200S-WH | ++ | Advanced multi‐criteria fire/CO detector, bright white color, Sounder Base | 1 | 0.0002 | 0.0045 |  |  | 24 |  | FALSE | TRUE |  |  | 2.7” H x 6.875” D (69 mm x 175 mm), installed in B200S series sounder base |  | #FFFF0000 | FA-NFPA 170 MULTI DETECTOR CO | 1 | FALSE | FALSE | FALSE | 1408 | [13 empty] | FALSE |  |  | CO, SB
|  |  | North | Fike |  | Cards & Components |  |  |  | Card | TRUE | 10-2482 |  | Network Module | 1 | 0.05 | 0.05 |  |  |  |  | TRUE | [5 empty] | #FFFFFFFF |  |  | FALSE | FALSE | FALSE | [14 empty] | FALSE
|  |  | North | Fike |  | Cards & Components |  |  |  | Card | TRUE | 10‐2798 | ++ | LOC Paging Control Card | 1 | 0.022 | 0.283 |  |  |  |  | TRUE | [5 empty] | #FFFFFFFF |  |  | FALSE | FALSE | FALSE | [14 empty] | FALSE
NFPA 170 SMOKE DETECTOR |  |  | North | Fike |  | Smoke Detector |  |  |  | Module | TRUE | FIK-2351 w/B224RB-WH | ++ | White, low‐profile intelligent photoelectric sensor, Relay Base | 1 | 0.0002 | 0.0045 |  |  |  |  | FALSE | TRUE |  |  |  |  | #FFFF0000 | FA-NFPA 170 SMOKE DETECTOR | 1 | FALSE | FALSE | FALSE | 1408 | [13 empty] | FALSE
NFPA 170 DUCT SMOKE DETECTOR |  |  | North | Fike |  | Duct Smoke Detector |  |  |  | Module | TRUE | DNR w/FIK‐2351R | ++ | White, low‐profile intelligent photoelectric sensor, remote test capable, for use with DNR | 1 | 0.0002 | 0.045 |  |  |  |  | FALSE | TRUE | FLUSH |  | N/A | N/A | #FFFF0000 | FA-NFPA 170 DUCT SMOKE DETECTOR | 1 | FALSE | FALSE | FALSE | 1400 |  |  | 3242-1653:0209 | [10 empty] | FALSE
NFPA 170 MANUAL PULL |  |  | North | Fike |  | Manual Station |  |  |  | Module | TRUE | 20-1842 | RMS-1T-KL-LP-WP++ | Weatherproof SPST Dual Action RSG Keyed Metal “Fire” Manual Pull Station | 1 | [6 empty] | TRUE | [5 empty] | #FFFF0000 | FA-NFPA 170 MANUAL PULL | 1 | FALSE | FALSE | FALSE | 957 | [13 empty] | FALSE |  |  | WP
NFPA 170 REMOTE ANNUNCIATOR | RISER ANNUNCIATOR |  | North | Fike |  | Remote Annunciator |  |  |  | Assembly | TRUE | 10-2802 |  | Remote Annunciator | 1 | [6 empty] | FALSE | [5 empty] | #FFFF0000 | FA-NFPA 170 REMOTE ANNUNCIATOR | 1 | FALSE | FALSE | FALSE | 255 | [13 empty] | FALSE
|  |  | North | Fike |  | Cards & Components |  |  |  | Card | TRUE | 10-2452 |  | SHP Pro Controller Card | 1 | 0.135 | 0.135 |  |  |  |  | TRUE | [5 empty] | #FFFFFFFF |  |  | FALSE | FALSE | FALSE | [14 empty] | FALSE
|  |  | North | Fike |  | Cards & Components |  |  |  | Card | TRUE | FCP-2100 Main Board | ++ | Main Board | 1 | 0.23 | 0.415 | 9 |  | 24 |  | TRUE | [5 empty] | #FFFFFFFF |  |  | FALSE | FALSE | FALSE | [14 empty] | FALSE
|  |  | North | Fike |  | Cards & Components |  |  |  | Card | TRUE | FIK-5496 Main Board | ++ | Main Board | 1 | 0.04 | 0.16 | 6 |  |  |  | TRUE | [5 empty] | #FFFFFFFF |  |  | FALSE | FALSE | FALSE | [14 empty] | FALSE
NFPA 170 REMOTE ANNUNCIATOR | RISER ANNUNCIATOR |  | North | Fike |  | Remote Annunciator |  |  |  | Module | TRUE | FIK-5865-4 | ++ | LED Annunciator, Red | 1 | 0.035 | 0.145 |  |  | 24 |  | FALSE |  |  |  | 7.375” x 4.1” x 1.75” (18.73 x 10.4 x 4.45 cm) |  | #FFFF0000 | FA-NFPA 170 REMOTE ANNUNCIATOR | 1 | FALSE | FALSE | FALSE | 255 | [13 empty] | FALSE
NFPA 170 DUCT SMOKE DETECTOR |  |  | North | Fike |  | Duct Smoke Detector |  |  |  | Assembly | TRUE | 63-1056 |  | Duct Housing w/63-1057 sensor | 1 | [6 empty] | FALSE | TRUE |  |  |  |  | #FFFF0000 | FA-NFPA 170 DUCT SMOKE DETECTOR | 1 | FALSE | FALSE | FALSE | 1400 | [8 empty] | 7,12,18 |  |  |  |  | FALSE
NFPA 170 MULTI DETECTOR |  |  | North | Fike |  | Multi Criteria Detector |  |  |  | Module | TRUE | FIK-2351TIR w/B200S-LF-WH | ++ | Multi‐criteria photoelectric, thermal, and infrared smoke detector, white, Low Frequency Sounder Base | 1 | 0.0002 | 0.0045 |  |  | 24 |  | FALSE | TRUE |  |  | 2.7” H x 6.875” D (69 mm x 175 mm), installed in B200S series sounder base |  | #FFFF0000 | FA-NFPA 170 MULTI DETECTOR | 1 | FALSE | FALSE | FALSE | 1408 | [13 empty] | FALSE |  |  | CO, LF
NFPA 170 HORN STROBE |  |  | North | Fike |  | Horn/Strobe |  |  |  | Module | TRUE | 20-123-50 |  | Wall Mount Horn/Strobe | 1 | [6 empty] | FALSE | [5 empty] | #FF0070C0 | FA-NFPA 170 HORN STROBE | 1 | FALSE | FALSE | FALSE | 2012 | [13 empty] | FALSE
|  |  | North | Fike |  | Cards & Components |  |  |  | Card | TRUE | 10-2831-1-1-01-0-1-01 Main Board (50W, 70V) | ++ | Main Board | 1 | [6 empty] | TRUE | FALSE |  |  |  |  | #FFFFFFFF |  |  | FALSE | FALSE | FALSE | [14 empty] | FALSE
GenericN INTERFACE MODULE |  |  | North | Fike |  | Interface Module |  |  |  | Module | TRUE | FIK-5880 | ++ | IO / LED driver module | 1 | 0.035 | 0.2 |  |  | 24 |  | FALSE |  |  |  | 7.75” x 6” x 1.9375” (19.68 x 15.24 x 4.9 cm) |  | #FFFF0000 | FA-GenericN INTERFACE MODULE | 1 | FALSE | FALSE | FALSE | 202 | [13 empty] | FALSE
NFPA 170 MULTI DETECTOR CO |  |  | North | Fike |  | Multi Criteria Detector |  |  |  | Module | TRUE | FIK-FC351 w/B200S-LF-WH | ++ | Advanced multi‐criteria fire/CO detector, bright white color, Low Frequency Sounder Base | 1 | 0.0002 | 0.0045 |  |  | 24 |  | FALSE | TRUE |  |  | 2.7” H x 6.875” D (69 mm x 175 mm), installed in B200S series sounder base |  | #FFFF0000 | FA-NFPA 170 MULTI DETECTOR CO | 1 | FALSE | FALSE | FALSE | 1408 | [13 empty] | FALSE |  |  | CO, LF
NFPA 170 FIRE ALARM CONTROL UNIT | RISER FACP |  | North | Fike |  | Fire Alarm Control Unit |  |  |  | Assembly | TRUE | 10-066 | + | Cybercat 254 Addressable Fire Alarm Control Panel | 1 | [6 empty] | FALSE | [5 empty] | #FFFF0000 | FA-NFPA 170 FIRE ALARM CONTROL UNIT | 1 | FALSE | FALSE | FALSE | 202 | [8 empty] | 7,18,33,40,75 |  |  | 6 |  | TRUE
170 BASIC SHAPE |  |  | North | Fike |  | Miscellaneous |  |  |  | Assembly | TRUE | 10-2936 |  | Enclosure Kit 6” (152mm) X 6”(152mm) X 6”(152mm) (Houses 2 converters) | 1 | [6 empty] | FALSE | [5 empty] | #FFFF0000 | FA-170 BASIC SHAPE | 1 | FALSE | FALSE | FALSE | 5000 | [13 empty] | FALSE
|  |  | North | Fike |  | Cards & Components |  |  |  | Card | TRUE | 10-2770 |  | High Power Relay Module | 1 | 0.086 | 0.086 |  |  |  |  | TRUE | [5 empty] | #FFFFFFFF |  |  | FALSE | FALSE | FALSE | [14 empty] | FALSE
|  |  | North | Fike |  | Cards & Components |  |  |  | Card | TRUE | 02-14849 |  | 485 to Multi Mode Fiber Converter SC | 1 | 0.163 | 0.163 |  |  |  |  | TRUE | [5 empty] | #FFFFFFFF |  |  | FALSE | FALSE | FALSE | [14 empty] | FALSE
|  |  | North | Fike |  | Cards & Components |  |  |  | Card | TRUE | 10-2659 |  | 20 zone input-output I-O Card | 1 | 0.051 | 0.144 |  |  |  |  | TRUE | [5 empty] | #FFFFFFFF |  |  | FALSE | FALSE | FALSE | [14 empty] | FALSE
|  |  | North | Fike |  | Cards & Components |  |  |  | Card | TRUE | 10-2413 |  | Masterbox Interface | 1 | 0.022 | 0.283 |  |  |  |  | TRUE | [5 empty] | #FFFFFFFF |  |  | FALSE | FALSE | FALSE | [14 empty] | FALSE
NFPA 170 ADDRESSABLE INPUT MONITOR MODULE |  |  | North | Fike |  | Addressable Module |  |  |  | Module | TRUE | 55-056 |  | Dual Monitor Module Non-Isolator Version | 1 | [6 empty] | FALSE | [5 empty] | #FFFF0000 | FA-NFPA 170 ADDRESSABLE INPUT MONITOR MODULE | 1 | FALSE | FALSE | FALSE | 1000 | [13 empty] | FALSE |  |  | D
NFPA 170 SMOKE DETECTOR |  |  | North | Fike |  | Smoke Detector |  |  |  | Module | TRUE | 63-1024 |  | Photoelectric Smoke Detector Conventional | 1 | 0.045 | 0.15 |  |  |  |  | FALSE | TRUE |  |  |  |  | #FFFF0000 | FA-NFPA 170 SMOKE DETECTOR | 1 | FALSE | FALSE | FALSE | 1408 | [13 empty] | FALSE
|  |  | North | Fike |  | Cards & Components |  |  |  | Card | TRUE | 10-2658 |  | Smoke Control Card | 1 | 0.048 | 0.102 |  |  |  |  | TRUE | [5 empty] | #FFFFFFFF |  |  | FALSE | FALSE | FALSE | [14 empty] | FALSE
|  |  | North | Fike |  | Cards & Components |  |  |  | Card | TRUE | 10‐2913‐1‐0‐01‐0‐1‐01 | ++ | LOC Microphone Housing Assembly | 1 | 0.022 | 0.283 |  |  |  |  | TRUE | [5 empty] | #FFFFFFFF |  |  | FALSE | FALSE | FALSE | [14 empty] | FALSE
NFPA 170 ADDRESSABLE OUTPUT MODULE |  |  | North | Fike |  | Addressable Control/Relay |  |  |  | Module | TRUE | 55-048 |  | Relay Module Isolator Version | 1 | [6 empty] | FALSE | [5 empty] | #FFFF0000 | FA-NFPA 170 ADDRESSABLE OUTPUT MODULE | 1 | FALSE | FALSE | FALSE | 1100 | [13 empty] | FALSE |  |  | ISO¦R
|  |  | North | Fike |  | Cards & Components |  |  |  | Card | TRUE | 10‐2631 | ++ | 10‐Button RDU Assembly | 1 | 0.036 | 0.139 |  |  |  |  | TRUE | [5 empty] | #FFFFFFFF |  |  | FALSE | FALSE | FALSE | [14 empty] | FALSE
NFPA 170 ADDRESSABLE INPUT MONITOR MODULE |  |  | North | Fike |  | Addressable Module |  |  |  | Module | TRUE | 55-050 |  | Mini-Monitor Module Isolator Version | 1 | [6 empty] | FALSE | [5 empty] | #FFFF0000 | FA-NFPA 170 ADDRESSABLE INPUT MONITOR MODULE | 1 | FALSE | FALSE | FALSE | 1000 | [13 empty] | FALSE |  |  | ISO¦MM
|  |  | North | Fike |  | Cards & Components |  |  |  | Card | TRUE | 10-2620 |  | CyberCat 50 System Controller | 1 | 0.116 | 0.176 |  |  |  |  | TRUE | [5 empty] | #FFFFFFFF |  |  | FALSE | FALSE | FALSE | [14 empty] | FALSE
170 BASIC SHAPE |  |  | North | Fike | Fire Supression | Miscellaneous |  |  |  | Module | TRUE | 70-266 |  | 100# FE-25 Cylinder | 1 | [6 empty] | FALSE | [5 empty] | #FFFF0000 | FA-170 BASIC SHAPE | 1 | FALSE | FALSE | FALSE | 5000 | [13 empty] | FALSE
NFPA 170 ADDRESSABLE INPUT MONITOR MODULE |  |  | North | Fike |  | Addressable Module |  |  |  | Module | TRUE | FIK-M500DM | ++ | Dual monitor module | 2 | 0.00075 | 0.00075 |  |  | 24 |  | FALSE |  |  |  | 4.5” x 4” x 1.25” (114.3 mm x 101.6 mm x 31.75 mm) |  | #FFFF0000 | FA-NFPA 170 ADDRESSABLE INPUT MONITOR MODULE | 1 | FALSE | FALSE | FALSE | 1000 | [13 empty] | FALSE |  |  | DM
NFPA 170 ISOLATION MODULE |  |  | North | Fike |  | Isolator Module |  |  |  | Module | TRUE | FIK-M500X | ++ | Line Isolator Module | 1 | 0.00045 | 0.017 |  |  | 24 |  | FALSE | FALSE |  |  | 4.5” x 4” x 1.25” (114.3 mm x 101.6 mm x 31.75 mm) |  | #FFFF0000 | FA-NFPA 170 ISOLATION MODULE | 1 | FALSE | FALSE | FALSE | 1200 | [13 empty] | FALSE
NFPA 170 HEAT DETECTOR |  |  | North | Fike |  | Heat Detector |  |  |  | Module | TRUE | FIK-5351 w/B300-6 | ++ | White, low‐profile intelligent 135°F fixed thermal sensor, Standard Base | 1 | 0.0002 | 0.0045 |  |  |  |  | FALSE | TRUE |  |  |  |  | #FFFF0000 | FA-NFPA 170 HEAT DETECTOR | 1 | FALSE | FALSE | FALSE | 1403 | [13 empty] | FALSE |  |  | 135°
NFPA 170 ADDRESSABLE OUTPUT MODULE |  |  | North | Fike |  | Addressable Control/Relay |  |  |  | Module | TRUE | FIK-SC-6 | ++ | Six Input notification module | 6 | 0.00265 | 0.035 |  |  | 24 |  | FALSE |  |  |  | 6.8” x 5.8” x 1.25” (17.27 cm x 14.73 cm x 3.18 cm) |  | #FFFF0000 | FA-NFPA 170 ADDRESSABLE OUTPUT MODULE | 1 | FALSE | FALSE | FALSE | 1000 | [13 empty] | FALSE |  |  | 6
NFPA 170 REMOTE ANNUNCIATOR | RISER ANNUNCIATOR |  | North | Fike |  | Remote Annunciator |  |  |  | Module | TRUE | FIK-RA-1000R | ++ | Remote annunciator, red | 1 | 0.025 | 0.05 |  |  | 24 |  | FALSE |  |  |  | 9.1” W x 7.4” H x 1.5” D (23.1 cm W x 18.8 cm H x 3.8 cm D) |  | #FFFF0000 | FA-NFPA 170 REMOTE ANNUNCIATOR | 1 | FALSE | FALSE | FALSE | 255 | [13 empty] | FALSE
|  |  | North | Fike |  | Cards & Components |  |  |  | Card | TRUE | FIK-RPS1000 Main Board | ++ | Main Board | 1 | 0.04 | 0.16 | 6 |  |  |  | TRUE | [5 empty] | #FFFFFFFF |  |  | FALSE | FALSE | FALSE | [14 empty] | FALSE
|  |  | North | Fike |  | Cards & Components |  |  |  | Card | TRUE | 02-14850 |  | 485 to Single Mode Fiber Converter ST | 1 | 0.163 | 0.163 |  |  |  |  | TRUE | [5 empty] | #FFFFFFFF |  |  | FALSE | FALSE | FALSE | [14 empty] | FALSE
|  |  | North | Fike |  | Cards & Components |  |  |  | Card | TRUE | FIK-FSL | ++ | Fiber Module, single-mode | 1 | 0.079 | 0.079 |  |  |  |  | TRUE | [5 empty] | #FFFFFFFF |  |  | FALSE | FALSE | FALSE | [14 empty] | FALSE
NFPA 170 ADDRESSABLE OUTPUT MODULE |  |  | North | Fike |  | Addressable Control/Relay |  |  |  | Module | TRUE | 55-023 |  | Dual Relay Module | 1 | 0.00045 | 0.00054 |  |  |  |  | FALSE | TRUE |  |  |  |  | #FFFF0000 | FA-NFPA 170 ADDRESSABLE OUTPUT MODULE | 1 | FALSE | FALSE | FALSE | 1100 | [13 empty] | FALSE
NFPA 170 ADDRESSABLE OUTPUT MODULE |  |  | North | Fike |  | Addressable Control/Relay |  |  |  | Module | TRUE | 55-047 |  | Supervised Control Module Isolator Version | 1 | [6 empty] | FALSE | [5 empty] | #FFFF0000 | FA-NFPA 170 ADDRESSABLE OUTPUT MODULE | 1 | FALSE | FALSE | FALSE | 1100 | [13 empty] | FALSE |  |  | C¦ISO
NFPA 170 REMOTE ANNUNCIATOR | RISER ANNUNCIATOR |  | North | Fike |  | Remote Annunciator |  |  |  | Assembly | TRUE | 02-4202 |  | Gangable Remodel Box (would require 4) | 1 | [6 empty] | FALSE | [5 empty] | #FFFF0000 | FA-NFPA 170 REMOTE ANNUNCIATOR | 1 | FALSE | FALSE | FALSE | 255 | [13 empty] | FALSE
|  |  | North | Fike |  | Cards & Components |  |  |  | Card | TRUE | FIK-NIC | ++ | Network Interface Card | 1 | 0.021 | 0.021 |  |  | 24 |  | TRUE | [5 empty] | #FFFFFFFF |  |  | FALSE | FALSE | FALSE | [14 empty] | FALSE
|  |  | North | Fike |  | Cards & Components |  |  |  | Card | TRUE | 02-14784 |  | 485 to Multi Mode Fiber Converter ST | 1 | 0.163 | 0.163 |  |  |  |  | TRUE | [5 empty] | #FFFFFFFF |  |  | FALSE | FALSE | FALSE | [14 empty] | FALSE
NFPA 170 BELL |  |  | North | Fike |  | Bell |  |  |  | Module | TRUE | 123-116 | + | 6" Bell | 1 | [6 empty] | FALSE | [5 empty] | #FFFF0000 | FA-NFPA 170 BELL | 1 | FALSE | FALSE | FALSE | 2000 | [13 empty] | FALSE
|  |  | North | Fike |  | Cards & Components |  |  |  | Card | TRUE | 10-2472 |  | Cybercat 1016 System Controller | 1 | 0.275 | 0.275 |  |  |  |  | TRUE | [5 empty] | #FFFFFFFF |  |  | FALSE | FALSE | FALSE
NFPA 170 ADDRESSABLE INPUT MONITOR MODULE |  |  | North | Fike |  | Addressable Module |  |  |  | Module | TRUE | 55-019/020 |  | Fast Response Contact Monitor Module | 1 | 0.00045 | 0.00054 |  |  |  |  | FALSE | TRUE |  |  |  |  | #FFFF0000 | FA-NFPA 170 ADDRESSABLE INPUT MONITOR MODULE | 1 | FALSE | FALSE | FALSE | 1000 | [13 empty] | FALSE
NFPA 170 MANUAL PULL |  |  | North | Fike |  | Manual Station |  |  |  | Module | TRUE | 20-1838 | RMS-1T-KL-LP-ES++ | SPST Dual Action RSG Keyed Metal Spanish “Fire”(Fuego) Manual Pull Station | 1 | [6 empty] | TRUE | [5 empty] | #FFFF0000 | FA-NFPA 170 MANUAL PULL | 1 | FALSE | FALSE | FALSE | 957 | [13 empty] | FALSE
NFPA 170 ADDRESSABLE OUTPUT MODULE |  |  | North | Fike |  | Addressable Control/Relay |  |  |  | Module | TRUE | FIK-M500S | ++ | Addressable notification module | 1 | 0.000375 | 0.000375 |  |  | 24 |  | FALSE |  |  |  | 4.5” x 4” x 1.25” (114.3 mm x 101.6 mm x 31.75 mm) |  | #FFFF0000 | FA-NFPA 170 ADDRESSABLE OUTPUT MODULE | 1 | FALSE | FALSE | FALSE | 1100 | [13 empty] | FALSE |  |  | CM
NFPA 170 ADDRESSABLE INPUT MONITOR MODULE |  |  | North | Fike |  | Addressable Module |  |  |  | Module | TRUE | FIK-M501M | ++ | Addressable mini monitor module | 1 | 0.00035 | 0.00035 |  |  | 24 |  | FALSE |  |  |  | 1.3” x 2.8” x .5” (3.3 cm x 7 cm x 1.3 cm) |  | #FFFF0000 | FA-NFPA 170 ADDRESSABLE INPUT MONITOR MODULE | 1 | FALSE | FALSE | FALSE | 1000 | [13 empty] | FALSE |  |  | MM
|  |  | North | Fike |  | Cards & Components |  |  |  | Card | TRUE | FIK-6815 | ++ | Signaling Line Circuit Expander, 318 pts (IDP) | 1 | 0.078 | 0.078 |  |  | 24 |  | TRUE |  |  |  | 4.2” H x 4.8” W (10.7 cm H x 12.2 cm W) |  | #FFFFFFFF |  |  | FALSE | FALSE | FALSE | [14 empty] | FALSE
NFPA 170 MANUAL PULL |  |  | North | Fike |  | Manual Station |  |  |  | Module | TRUE | 20-1343 |  | INTELLIGENT AGENT RELEASE PULL STATION | 1 | 0.00037 | 0.02 |  |  |  |  | TRUE | [5 empty] | #FFFF0000 | FA-NFPA 170 MANUAL PULL | 1 | FALSE | FALSE | FALSE | 957 | [13 empty] | FALSE
NFPA 170 NON ADDRESSABLE RELAY | NFPA 170 NON ADDRESSABLE RELAY |  | North | Fike |  | Non-Addressable Relay |  |  |  | Module | TRUE | FIK-5883 | ++ | Relay Interface Board (protective cabinet provided) | 1 | 0 | 0.22 |  |  | 24 |  | FALSE |  |  |  | 10.125” x 10.375” x 3.125” (26.04 x 26.35 x 7.94 cm) |  | #FFFF0000 | FA-NFPA 170 NON ADDRESSABLE RELAY | 1 | FALSE | FALSE | FALSE | 202 | [13 empty] | FALSE |  |  | 10
|  |  | North | Fike |  | Cards & Components |  |  |  | Card | TRUE | 10-2583 |  | Multi-InterFace Module | 1 | 0.26 | 1.26 |  |  |  |  | TRUE | [5 empty] | #FFFFFFFF |  |  | FALSE | FALSE | FALSE | [14 empty] | FALSE
NFPA 170 REMOTE ANNUNCIATOR | RISER ANNUNCIATOR |  | North | Fike |  | Remote Annunciator |  |  |  | Module | TRUE | FIK-RA-100 | ++ | LCD Annunciator in red cabinet | 1 | 0.025 | 0.05 |  |  | 24 |  | FALSE |  |  |  | Flush Mount: 12.25” x 11.5” x 7/8” (31.1 cm x 29.2 cm x 2.2 cm) Inside Wall: 9.375” x 8.375” x 2” (23.8 cm x 21.3 cm x 5.1 cm) Surface Mount (including trim ring): 12.25” x 11.5” x 3” (31.1 cm x 29.2 cm x 2.2 cm) |  | #FFFF0000 | FA-NFPA 170 REMOTE ANNUNCIATOR | 1 | FALSE | FALSE | FALSE | 255 | [13 empty] | FALSE
NFPA 170 ADDRESSABLE OUTPUT MODULE |  |  | North | Fike |  | Addressable Control/Relay |  |  |  | Module | TRUE | 55-043 | + | Relay Module Non-Isolator Version | 1 | 0.00058 | 0.002 |  |  |  |  | FALSE | [5 empty] | #FFFF0000 | FA-NFPA 170 ADDRESSABLE OUTPUT MODULE | 1 | FALSE | FALSE | FALSE | 1100 | [13 empty] | FALSE |  |  | R
NFPA 170 FIRE ALARM CONTROL UNIT | RISER FACP |  | North | Fike |  | Fire Alarm Control Unit |  |  |  | Assembly | TRUE | 10-070 |  | CyberCat 50 Addressable Fire Alarm Control Panel | 1 | [6 empty] | FALSE | [5 empty] | #FFFF0000 | FA-NFPA 170 FIRE ALARM CONTROL UNIT | 1 | FALSE | FALSE | FALSE | 202 | [8 empty] | 7,18,33,40,75 |  |  |  |  | TRUE
GenericN INTERFACE MODULE |  |  | North | Fike |  | Interface Module |  |  |  | Module | TRUE | FIK-5824 | ++ | Serial/Parallel Gateway Module | 1 | 0.045 | 0.045 |  |  | 24 |  | FALSE |  |  |  | 7.75” x 6” x 1.4375” (19.69 x 15.24 x 3.65 cm) |  | #FFFF0000 | FA-GenericN INTERFACE MODULE | 1 | FALSE | FALSE | FALSE | 202 | [13 empty] | FALSE
NFPA 170 ADDRESSABLE INPUT MONITOR MODULE |  |  | North | Fike |  | Addressable Module |  |  |  | Module | TRUE | FIK-CZ-6 | ++ | Six Zone two‐wire interface module | 6 | 0.002 | 0.004 |  |  | 24 |  | FALSE |  |  |  | 6.8” x 5.8” x 1.25” (172.7 mm x 147.32 mm x 31.75 mm) |  | #FFFF0000 | FA-NFPA 170 ADDRESSABLE INPUT MONITOR MODULE | 1 | FALSE | FALSE | FALSE | 1000 | [13 empty] | FALSE |  |  | 6
|  |  | North | Fike |  | Cards & Components |  |  |  | Card | TRUE | FCP-300 Main Board | ++ | Main Board | 1 | 0.19 | 0.25 | 6 |  | 24 |  | TRUE | [5 empty] | #FFFFFFFF |  |  | FALSE | FALSE | FALSE | [14 empty] | FALSE
NFPA 170 SMOKE DETECTOR |  |  | North | Fike |  | Smoke Detector |  |  |  | Module | TRUE | 63-1052 | + | Photoelectric Smoke Sensor Non-Isolator Version w/63-1054 6” Sensor Base Non-Isolator Version | 1 | 0.000481 | 0.002 |  |  |  |  | FALSE | TRUE |  |  |  |  | #FFFF0000 | FA-NFPA 170 SMOKE DETECTOR | 1 | FALSE | FALSE | FALSE | 1408 | [13 empty] | FALSE
NFPA 170 LOCAL OPERATOR CONSOLE | RISER LOC |  | North | Fike |  | Local Operator Console |  |  |  | Assembly | TRUE | 10-2800‐1‐0‐01‐0‐1‐01 | ++ | Local Operating Console | 1 | [6 empty] | FALSE |  | Flush or surface mount | 18 gauge steel | 11.70”x 15.0” x 5.45” (29.7 cm x 38.1 cm x 13.8 cm) |  | #FFFF0000 | FA-NFPA 170 LOCAL OPERATOR CONSOLE | 1 | FALSE | FALSE | FALSE | [14 empty] | FALSE
|  |  | North | Fike |  | Cards & Components |  |  |  | Card | TRUE | 10‐2815 | ++ | Interface Cable | 1 | 0.022 | 0.283 |  |  |  |  | TRUE | [5 empty] | #FFFFFFFF |  |  | FALSE | FALSE | FALSE | [14 empty] | FALSE
NFPA 170 MANUAL PULL |  |  | North | Fike |  | Manual Station |  |  |  | Module | TRUE | 20-1834 | RMS-1T-KL-PT++ | SPST Single Action RSG Keyed Metal Portuguese “Fire”(FOGO) Manual Pull Station | 1 | [6 empty] | TRUE | [5 empty] | #FFFF0000 | FA-NFPA 170 MANUAL PULL | 1 | FALSE | FALSE | FALSE | 957 | [13 empty] | FALSE
NFPA 170 HEAT DETECTOR |  |  | North | Fike |  | Heat Detector |  |  |  | Module | TRUE | FIK-5351 w/B200S-LF-WH | ++ | White, low‐profile intelligent 135°F fixed thermal sensor, Low Frequency Sounder Base | 1 | 0.0002 | 0.0045 |  |  |  |  | FALSE | TRUE |  |  |  |  | #FFFF0000 | FA-NFPA 170 HEAT DETECTOR | 1 | FALSE | FALSE | FALSE | 1403 | [13 empty] | FALSE |  |  | 135°¦LF
NFPA 170 HEAT DETECTOR |  |  | North | Fike |  | Heat Detector |  |  |  | Module | TRUE | FIK-5351R w/B200S-WH | ++ | White, low‐profile intelligent 135°F fixed and rate‐of‐rise thermal sensor, Sounder Base | 1 | 0.0002 | 0.0045 |  |  |  |  | FALSE | TRUE |  |  |  |  | #FFFF0000 | FA-NFPA 170 HEAT DETECTOR | 1 | FALSE | FALSE | FALSE | 1403 | [13 empty] | FALSE |  |  | R
NFPA 170 SMOKE DETECTOR |  |  | North | Fike |  | Smoke Detector |  |  |  | Module | TRUE | 63-1062 |  | Duct Sensor Isolator Version | 1 | [6 empty] | FALSE | TRUE |  |  |  |  | #FFFF0000 | FA-NFPA 170 SMOKE DETECTOR | 1 | FALSE | FALSE | FALSE | 1408 | [13 empty] | FALSE
NFPA 170 ADDRESSABLE INPUT MONITOR MODULE |  |  | North | Fike |  | Addressable Module |  |  |  | Module | TRUE | FIK-M502M | ++ | Zone Interface Module | 1 | 0.00027 | 0.00027 |  |  | 24 |  | FALSE |  |  |  | 4½" H × 4" W × 1¼" D |  | #FFFF0000 | FA-NFPA 170 ADDRESSABLE INPUT MONITOR MODULE | 1 | FALSE | FALSE | FALSE | 1000 | [13 empty] | FALSE |  |  | Z
NFPA 170 ABORT SWITCH |  |  | North | Fike |  | Switch |  |  |  | Module | TRUE | 10-1639 | + | System Abort Switch Deadman Type | 1 | [6 empty] | FALSE | [5 empty] | #FFFF0000 | FA-NFPA 170 ABORT SWITCH | 1 | FALSE | FALSE | FALSE | 903 | [13 empty] | FALSE
NFPA 170 SMOKE DETECTOR |  |  | North | Fike |  | Smoke Detector |  |  |  | Module | TRUE | 67-034 |  | Ion Sensor Isolator Version w/63-1060 6” Sensor Base Isolator Version | 1 | [6 empty] | FALSE | TRUE |  |  |  |  | #FFFF0000 | FA-NFPA 170 SMOKE DETECTOR | 1 | FALSE | FALSE | FALSE | 1408 | [13 empty] | FALSE
|  |  | North | Fike |  | Cards & Components |  |  |  | Card | TRUE | 10-2204 |  | CRM4 Relay Module | 1 | 0.011 | 0.04 |  |  |  |  | TRUE | [5 empty] | #FFFFFFFF |  |  | FALSE | FALSE | FALSE | [14 empty] | FALSE
|  |  | North | Fike |  | Cards & Components |  |  |  | Card | TRUE | 10‐2816 | ++ | LOC Digital Paging Card | 1 | 0.022 | 0.283 |  |  |  |  | TRUE | [5 empty] | #FFFFFFFF |  |  | FALSE | FALSE | FALSE | [14 empty] | FALSE
NFPA 170 HEAT DETECTOR |  |  | North | Fike |  | Heat Detector |  |  |  | Module | TRUE | FIK-5351R w/B224RB-WH | ++ | White, low‐profile intelligent 135°F fixed and rate‐of‐rise thermal sensor, Relay Base | 1 | 0.0002 | 0.0045 |  |  |  |  | FALSE | TRUE |  |  |  |  | #FFFF0000 | FA-NFPA 170 HEAT DETECTOR | 1 | FALSE | FALSE | FALSE | 1403 | [13 empty] | FALSE |  |  | R
NFPA 170 MANUAL PULL |  |  | North | Fike |  | Manual Station |  |  |  | Module | TRUE | 20-1844 | RMS-1T-KL-KO++ | Institutional “Fire” Key Operated Only Manual Pull Station | 1 | [6 empty] | TRUE | [5 empty] | #FFFF0000 | FA-NFPA 170 MANUAL PULL | 1 | FALSE | FALSE | FALSE | 957 | [13 empty] | FALSE
NFPA 170 SMOKE HEAT DETECTOR |  |  | North | Fike |  | Smoke/Heat Detector |  |  |  | Module | TRUE | FIK-2351T w/B200S-WH | ++ | White, low‐profile intelligent photoelectric sensor, Thermal, Sounder Base | 1 | 0.0002 | 0.0045 |  |  |  |  | FALSE | TRUE |  |  |  |  | #FFFF0000 | FA-NFPA 170 SMOKE HEAT DETECTOR | 1 | FALSE | FALSE | FALSE | 1408 | [13 empty] | FALSE
NFPA 170 MULTI DETECTOR |  |  | North | Fike |  | Multi Criteria Detector |  |  |  | Module | TRUE | FIK-2351TIR w/B224RB-WH | ++ | Multi‐criteria photoelectric, thermal, and infrared smoke detector, white, Relay Base | 1 | 0.0002 | 0.0045 |  |  | 24 |  | FALSE | TRUE |  |  | 2.7” H x 6.875” D (69 mm x 175 mm), installed in B200S series sounder base |  | #FFFF0000 | FA-NFPA 170 MULTI DETECTOR | 1 | FALSE | FALSE | FALSE | 1408 | [13 empty] | FALSE |  |  | CO, R
NFPA 170 MULTI DETECTOR |  |  | North | Fike |  | Multi Criteria Detector |  |  |  | Module | TRUE | FIK-2351TIR w/B200S-WH | ++ | Multi‐criteria photoelectric, thermal, and infrared smoke detector, white, Sounder Base | 1 | 0.0002 | 0.0045 |  |  | 24 |  | FALSE | TRUE |  |  | 2.7” H x 6.875” D (69 mm x 175 mm), installed in B200S series sounder base |  | #FFFF0000 | FA-NFPA 170 MULTI DETECTOR | 1 | FALSE | FALSE | FALSE | 1408 | [13 empty] | FALSE |  |  | CO, SB
NFPA 170 HEAT DETECTOR |  |  | North | Fike |  | Heat Detector |  |  |  | Module | TRUE | FIK-5351H w/B224RB-WH | ++ | White, low‐profile intelligent 190°F fixed high‐temperature thermal sensor, Relay Base | 1 | 0.0002 | 0.0045 |  |  |  |  | FALSE | TRUE |  |  |  |  | #FFFF0000 | FA-NFPA 170 HEAT DETECTOR | 1 | FALSE | FALSE | FALSE | 1403 | [13 empty] | FALSE |  |  | 190°
NFPA 170 HORN STROBE |  |  | North | Fike |  | Horn/Strobe |  |  |  | Module | TRUE | LHS3 |  | Wall Mount Horn/Strobe | 1 | [6 empty] | FALSE | [5 empty] | #FF0070C0 | FA-NFPA 170 HORN STROBE | 1 | FALSE | FALSE | FALSE | 2012 | [13 empty] | FALSE
NFPA 170 ADDRESSABLE OUTPUT MODULE |  |  | North | Fike |  | Addressable Control/Relay |  |  |  | Module | TRUE | FIK-M500R | ++ | Relay module | 1 | 0.0003 | 0.0055 |  |  | 24 |  | FALSE |  |  |  | 4.275” x 4.675” x 1.4” (108.59 mm x 118.75 mm x 35.56 mm) |  | #FFFF0000 | FA-NFPA 170 ADDRESSABLE OUTPUT MODULE | 1 | FALSE | FALSE | FALSE | 1000 | [13 empty] | FALSE
NFPA 170 FIRE ALARM CONTROL UNIT | RISER FACP |  | North | Fike |  | Fire Alarm Control Unit |  |  |  | Assembly | TRUE | FCP-2100 | ++ | Intelligent Fire Alarm Control Panel, 120V | 1 | [6 empty] | FALSE |  |  |  | 26.38” x 16.19” x 3.94” (67.0 cm x 41.12 cm x 10.44 cm) |  | #FFFF0000 | FA-NFPA 170 FIRE ALARM CONTROL UNIT | 1 | FALSE | FALSE | FALSE | 202 | [8 empty] | 18,26,33,55 |  | 18 |  |  | TRUE
|  |  | North | Fike |  | Cards & Components |  |  |  | Card | TRUE | 10-2726 |  | Amp Card 50 Watts 4 Channel | 1 | 0.322 | 0.322 |  |  |  |  | TRUE | [5 empty] | #FFFFFFFF |  |  | FALSE | FALSE | FALSE | [14 empty] | FALSE
NFPA 170 DUCT SMOKE DETECTOR |  |  | North | Fike |  | Duct Smoke Detector |  |  |  | Module | TRUE | 63-028/029 |  | Duct Smoke Sensor | 1 | 0.00045 | 0.00054 |  |  |  |  | FALSE | TRUE |  |  |  |  | #FFFF0000 | FA-NFPA 170 DUCT SMOKE DETECTOR | 1 | FALSE | FALSE | FALSE | 1400 | [13 empty] | FALSE
NFPA 170 STROBE WALL |  |  | North | Fike |  | Strobe |  |  |  | Module | TRUE | LST3 |  | Wall Mount Strobe | 1 | [6 empty] | FALSE | [5 empty] | #FF0070C0 | FA-NFPA 170 STROBE WALL | 1 | FALSE | FALSE | FALSE | 2023 | [13 empty] | FALSE
NFPA 170 MANUAL RELEASING STATION |  |  | North | Fike |  | Manual Releasing Station |  |  |  | Module | TRUE | 10-2963 | ++ | Manual Release Switch Assembly | 1 | [12 empty] | #FFFF0000 | FA-NFPA 170 MANUAL RELEASING STATION | 1 | FALSE | FALSE | FALSE | 958
|  |  | North | Fike |  | Cards & Components |  |  |  | Card | TRUE | 10-2624 |  | Multi-Mode Fiber Optic Network Card Module | 1 | 0.05 | 0.05 |  |  |  |  | TRUE | [5 empty] | #FFFFFFFF |  |  | FALSE | FALSE | FALSE | [14 empty] | FALSE
NFPA 170 SMOKE HEAT DETECTOR |  |  | North | Fike |  | Smoke/Heat Detector |  |  |  | Module | TRUE | FIK-2351T w/B224RB-WH | ++ | White, low‐profile intelligent photoelectric sensor, Thermal, Relay Base | 1 | 0.0002 | 0.0045 |  |  |  |  | FALSE | TRUE |  |  |  |  | #FFFF0000 | FA-NFPA 170 SMOKE HEAT DETECTOR | 1 | FALSE | FALSE | FALSE | 1408 | [13 empty] | FALSE
|  |  | North | Fike |  | Cards & Components |  |  |  | Card | TRUE | 10-2831-1-1-01-0-1-01 Main Board (50W, 25V) | ++ | Main Board | 1 | [6 empty] | TRUE | FALSE |  |  |  |  | #FFFFFFFF |  |  | FALSE | FALSE | FALSE | [14 empty] | FALSE
NFPA 170 SMOKE CO DETECTOR |  |  | North | Fike |  | Smoke/CO Detector |  |  |  | Module | TRUE | FIK-PC351 w/B200S-LF-IV | ++ | Multi-Criteria Photoelectric and CO Sensor, Low Frequency Sounder Base | 1 | 0.0002 | 0.0045 |  |  |  |  | FALSE | TRUE |  |  |  |  | #FFFF0000 | FA-NFPA 170 SMOKE CO DETECTOR | 1 | FALSE | FALSE | FALSE | 1408 | [13 empty] | FALSE |  |  | LF
NFPA 170 SMOKE DETECTOR |  |  | North | Fike |  | Smoke Detector |  |  |  | Module | TRUE | 63-1058 |  | Photoelectric Smoke Sensor Isolator Version w/63-1060 6” Sensor Base Isolator Version | 1 | [6 empty] | FALSE | TRUE |  |  |  |  | #FFFF0000 | FA-NFPA 170 SMOKE DETECTOR | 1 | FALSE | FALSE | FALSE | 1408 | [13 empty] | FALSE
170 BASIC SHAPE |  |  | North | Fike |  | Miscellaneous |  |  |  | Module | TRUE | 70-279 |  | IVO Supervisor | 1 | [6 empty] | FALSE | [5 empty] | #FFFF0000 | FA-170 BASIC SHAPE | 1 | FALSE | FALSE | FALSE | 5000 | [13 empty] | FALSE
NFPA 170 NOTIFICATION CIRCUIT EXTENDER PANEL | RISER NAC |  | North | Fike |  | Notification Circuit Extender Panel |  |  |  | Assembly | TRUE | 27-032 |  | Remote Power Supply | 1 | [6 empty] | FALSE | [5 empty] | #FFFF0000 | FA-NFPA 170 NOTIFICATION CIRCUIT EXTENDER PANEL | 1 | FALSE | FALSE | FALSE | 212 | [13 empty] | TRUE
NFPA 170 MANUAL PULL |  |  | North | Fike |  | Manual Station |  |  |  | Module | TRUE | 20-1833 | RMS-1T-KL++ | SPST Single Action RSG Keyed Metal “Fire” Manual Pull Station | 1 | [6 empty] | TRUE | [5 empty] | #FFFF0000 | FA-NFPA 170 MANUAL PULL | 1 | FALSE | FALSE | FALSE | 957 | [13 empty] | FALSE
|  |  | North | Fike |  | Hardware |  |  |  | Hardware | TRUE | 10-2360 |  | Series Solenoid Diode/Resistor (Needed for solenoids) | 1 | [6 empty] | FALSE | [5 empty] | #FFFFFFFF |  |  | FALSE | FALSE | FALSE | [14 empty] | FALSE
NFPA 170 ADDRESSABLE OUTPUT MODULE |  |  | North | Fike |  | Addressable Control/Relay |  |  |  | Module | TRUE | 55-021 |  | Supervised Output Module | 1 | 0.00045 | 0.00054 |  |  |  |  | FALSE | TRUE |  |  |  |  | #FFFF0000 | FA-NFPA 170 ADDRESSABLE OUTPUT MODULE | 1 | FALSE | FALSE | FALSE | 1100 | [13 empty] | FALSE
170 BASIC SHAPE |  |  | North | Fike |  | Miscellaneous |  |  |  | Module | TRUE | 02-10313 |  | SIGN, CAUTION "DO NOT ENTER" | 1 | [6 empty] | TRUE | [5 empty] | #FFFF0000 | FA-170 BASIC SHAPE | 1 | FALSE | FALSE | FALSE | [17 empty] | S1
NFPA 170 SMOKE DETECTOR |  |  | North | Fike |  | Smoke Detector |  |  |  | Module | TRUE | 63-1059 |  | Photo/Heat Combination Sensor Isolator Version w/63-1060 6” Sensor Base Isolator Version | 1 | [6 empty] | FALSE | TRUE |  |  |  |  | #FFFF0000 | FA-NFPA 170 SMOKE DETECTOR | 1 | FALSE | FALSE | FALSE | 1408 | [13 empty] | FALSE
NFPA 170 MULTI DETECTOR CO |  |  | North | Fike |  | Multi Criteria Detector |  |  |  | Module | TRUE | FIK-FC351 w/B224RB-WH | ++ | Advanced multi‐criteria fire/CO detector, bright white color, Relay Base | 1 | 0.0002 | 0.0045 |  |  | 24 |  | FALSE | TRUE |  |  | 2.7” H x 6.875” D (69 mm x 175 mm), installed in B200S series sounder base |  | #FFFF0000 | FA-NFPA 170 MULTI DETECTOR CO | 1 | FALSE | FALSE | FALSE | 1408 | [13 empty] | FALSE |  |  | CO, R
170 BASIC SHAPE |  |  | North | Fike |  | Miscellaneous |  |  |  | Module | TRUE | 02-12533 |  | Low Pressure Switch | 1 | [6 empty] | FALSE | [5 empty] | #FFFF0000 | FA-170 BASIC SHAPE | 1 | FALSE | FALSE | FALSE | 5000 | [13 empty] | FALSE
NFPA 170 ABORT SWITCH |  |  | North | Fike |  | Switch |  |  |  | Module | TRUE | 10-2965 | ++ | Abort Switch Assembly | 1 | [6 empty] | TRUE | [5 empty] | #FFFF0000 | FA-NFPA 170 ABORT SWITCH | 1 | FALSE | FALSE | FALSE
NFPA 170 FIRE ALARM CONTROL UNIT | RISER FACP |  | North | Fike |  | Fire Alarm Control Unit |  |  |  | Assembly | TRUE | 10-068-R-1 | + | CHEETAH® XI INTELLIGENT SUPPRESSION CONTROL SYSTEM | 1 | [6 empty] | FALSE | [5 empty] | #FFFF0000 | FA-NFPA 170 FIRE ALARM CONTROL UNIT | 1 | FALSE | FALSE | FALSE | 202 | [8 empty] | 7,18,33,40,75 |  |  | 6 |  | TRUE
NFPA 170 SMOKE DETECTOR |  |  | North | Fike |  | Smoke Detector |  |  |  | Module | TRUE | 63-1021 |  | Photoelectric Smoke Sensor | 1 | 0.00045 | 0.00054 |  |  |  |  | FALSE | TRUE |  |  |  |  | #FFFF0000 | FA-NFPA 170 SMOKE DETECTOR | 1 | FALSE | FALSE | FALSE | 1408 | [13 empty] | FALSE
NFPA 170 SMOKE DETECTOR |  |  | North | Fike |  | Smoke Detector |  |  |  | Module | TRUE | 66-1032 |  | Ionization Smoke Sensor | 1 | 0.00045 | 0.00054 |  |  |  |  | FALSE | TRUE |  |  |  |  | #FFFF0000 | FA-NFPA 170 SMOKE DETECTOR | 1 | FALSE | FALSE | FALSE | 1408 | [13 empty] | FALSE
NFPA 170 SMOKE DETECTOR |  |  | North | Fike |  | Smoke Detector |  |  |  | Module | TRUE | FIK-2351 w/B200S-WH | ++ | White, low‐profile intelligent photoelectric sensor, Sounder Base | 1 | 0.0002 | 0.0045 |  |  |  |  | FALSE | TRUE |  |  |  |  | #FFFF0000 | FA-NFPA 170 SMOKE DETECTOR | 1 | FALSE | FALSE | FALSE | 1408 | [13 empty] | FALSE
NFPA 170 ADDRESSABLE INPUT MONITOR MODULE |  |  | North | Fike |  | Addressable Module |  |  |  | Module | TRUE | 55-046 |  | 4” Monitor Module Isolator Version | 1 | [6 empty] | FALSE | [5 empty] | #FFFF0000 | FA-NFPA 170 ADDRESSABLE INPUT MONITOR MODULE | 1 | FALSE | FALSE | FALSE | 1000 | [13 empty] | FALSE |  |  | 4"¦ISO
NFPA 170 MULTI DETECTOR |  |  | North | Fike |  | Multi Criteria Detector |  |  |  | Module | TRUE | FIK-2351TIR w/B300-6 | ++ | Multi‐criteria photoelectric, thermal, and infrared smoke detector, white, Standard Base | 1 | 0.0002 | 0.0045 |  |  | 24 |  | FALSE | TRUE |  |  | 2.7” H x 6.875” D (69 mm x 175 mm), installed in B200S series sounder base |  | #FFFF0000 | FA-NFPA 170 MULTI DETECTOR | 1 | FALSE | FALSE | FALSE | 1408 |  |  | 7272-0028:0206 | [10 empty] | FALSE
NFPA 170 REMOTE ANNUNCIATOR | RISER ANNUNCIATOR |  | North | Fike |  | Remote Annunciator |  |  |  | Module | TRUE | FIK-5865-3 | ++ | LED Annunciator, Red | 1 | 0.035 | 0.145 |  |  | 24 |  | FALSE |  |  |  | 5.56” x 4.1” x 1.75” (14.1 x 10.4 x 4.45 cm |  | #FFFF0000 | FA-NFPA 170 REMOTE ANNUNCIATOR | 1 | FALSE | FALSE | FALSE | 255 | [13 empty] | FALSE
NFPA 170 NOTIFICATION CIRCUIT EXTENDER PANEL | RISER NAC |  | North | Fike |  | Notification Circuit Extender Panel |  |  |  | Assembly | TRUE | FIK-5496 | ++ | Intelligent Power Supply, 6 Amp | 1 | [6 empty] | FALSE |  |  |  | 16” x 12.25” x 3” (40.6 x 30.9 x 7.6 cm) |  | #FFFF0000 | FA-NFPA 170 NOTIFICATION CIRCUIT EXTENDER PANEL | 1 | FALSE | FALSE | FALSE | 212 | [8 empty] | 7,12,18,26,34 |  |  |  |  | TRUE
NFPA 170 MANUAL PULL |  |  | North | Fike |  | Manual Station |  |  |  | Module | TRUE | 20-1837 | RMS-1T-KL-LP-PT++ | SPST Dual Action RSG Keyed Metal Portuguese “Fire”(FOGO) Manual Pull Station | 1 | [6 empty] | TRUE | [5 empty] | #FFFF0000 | FA-NFPA 170 MANUAL PULL | 1 | FALSE | FALSE | FALSE | 957 | [13 empty] | FALSE
NFPA 170 REMOTE POWER SUPPLY | NFPA 170 REMOTE POWER SUPPLY |  | North | Fike |  | Remote Power Supply |  |  |  | Assembly | TRUE | FIK-RPS1000 | ++ | Intelligent Distributed Power Module, Red | 1 | [6 empty] | FALSE |  |  |  | Mounting Dimensions: 14.5”W x 24.75”H x 3.9”D (36.8 cm W x 62.9 cm H x 9.8 cm D) Overall Dimensions: 16.1”W x 26.4”H x 4.1”D (40.6 cm W x 67 cm H x 11.8 cm D) |  | #FFFF0000 | FA-NFPA 170 REMOTE POWER SUPPLY | 1 | FALSE | FALSE | FALSE | 212 | [8 empty] | 7,12,18.26,35 |  | 18 |  |  | TRUE
NFPA 170 FIRE ALARM CONTROL UNIT | RISER FACP |  | North | Fike |  | Fire Alarm Control Unit |  |  |  | Assembly | TRUE | FCP-300 | ++ | Intelligent Fire Alarm Control Panel, 120V | 1 | [6 empty] | FALSE |  |  |  | 26.375” x 16.25” x 3.94” (67.00 cm x 41.28 cm x 10.00 mm) |  | #FFFF0000 | FA-NFPA 170 FIRE ALARM CONTROL UNIT | 1 | FALSE | FALSE | FALSE | 202 | [8 empty] | 17,55 |  | 18 |  |  | TRUE
NFPA 170 MULTI DETECTOR CO |  |  | North | Fike |  | Multi Criteria Detector |  |  |  | Module | TRUE | FIK-FC351 w/B300-6 | ++ | Advanced multi‐criteria fire/CO detector, bright white color, Standard Base | 1 | 0.0002 | 0.0045 |  |  | 24 |  | FALSE | TRUE |  |  | 2.7” H x 6.875” D (69 mm x 175 mm), installed in B200S series sounder base |  | #FFFF0000 | FA-NFPA 170 MULTI DETECTOR CO | 1 | FALSE | FALSE | FALSE | 1408 |  |  | 7272-0028:0206 | [10 empty] | FALSE
|  |  | North | Fike |  | Cards & Components |  |  |  | Card | TRUE | SK-F485C | ++ | Fiber to SBUS Converter | 1 | 0.125 | 0.125 |  |  | 24 |  | TRUE |  |  |  | Fiber to SBUS Converter |  | #FFFFFFFF |  |  | FALSE | FALSE | FALSE | [14 empty] | FALSE
NFPA 170 AMPLIFIER RACK | RISER AMP |  | North | Fike |  | Amplifier |  |  |  | Assembly | TRUE | 10-2831-1-1-01-0-1-01 (50W, 70V) | ++ | Single Amp Audio Adjunct Kit, 120V | 1 | [6 empty] | FALSE |  |  | 18 gauge steel | 20.20” (51.30 cm) high x 14.59” (37.06 cm) wide x 3.95” (10.04 cm) deep |  | #FFFF0000 | FA-NFPA 170 AMPLIFIER RACK | 1 | FALSE | FALSE | FALSE | 300 | [8 empty] | 7,12,18 |  |  |  | 50 | TRUE
NFPA 170 HEAT DETECTOR |  |  | North | Fike |  | Heat Detector |  |  |  | Module | TRUE | FIK-5351R w/B200S-LF-WH | ++ | White, low‐profile intelligent 135°F fixed and rate‐of‐rise thermal sensor, Low Frequency Sounder Base | 1 | 0.0002 | 0.0045 |  |  |  |  | FALSE | TRUE |  |  |  |  | #FFFF0000 | FA-NFPA 170 HEAT DETECTOR | 1 | FALSE | FALSE | FALSE | 1403 | [13 empty] | FALSE |  |  | LF¦R
170 BASIC SHAPE |  |  | North | Fike |  | Miscellaneous |  |  |  | Module | TRUE | 02-10314 |  | SIGN, CAUTION "DO NOT ENTER" | 1 | [6 empty] | TRUE | [5 empty] | #FFFF0000 | FA-170 BASIC SHAPE | 1 | FALSE | FALSE | FALSE | [17 empty] | S1
NFPA 170 LOCAL OPERATOR CONSOLE | RISER LOC |  | North | Fike |  | Local Operator Console |  |  |  | Assembly | TRUE | 10-2801-1-0-01-0-1-01 | ++ | Local Operating Console with RDU | 1 | [6 empty] | FALSE |  | Flush or surface mount | 18 gauge steel | 16.70” x 15.0” x 5.45” (42.4 cm x 38.1 cm x 13.8 cm) |  | #FFFF0000 | FA-NFPA 170 LOCAL OPERATOR CONSOLE | 1 | FALSE | FALSE | FALSE | [14 empty] | FALSE
|  |  | North | Fike |  | Cards & Components |  |  |  | Card | TRUE | 10-2630 |  | Two Button Remote Display (Mounts in Box) | 1 | 0.036 | 0.139 |  |  |  |  | TRUE | [5 empty] | #FFFFFFFF |  |  | FALSE | FALSE | FALSE | [14 empty] | FALSE
NFPA 170 REMOTE ANNUNCIATOR | RISER ANNUNCIATOR |  | North | Fike |  | Remote Annunciator |  |  |  | Assembly | TRUE | 02-2123 |  | 4-Gang Masonry box, RACO 693 or equivalent with minimum depth of 2 inches | 1 | [6 empty] | FALSE | [5 empty] | #FFFF0000 | FA-NFPA 170 REMOTE ANNUNCIATOR | 1 | FALSE | FALSE | FALSE | 255 | [13 empty] | FALSE
NFPA 170 ADDRESSABLE INPUT MONITOR MODULE |  |  | North | Fike |  | Addressable Module |  |  |  | Module | TRUE | 55-055 |  | Zone Interface Module Non-Isolator Version | 1 | [6 empty] | FALSE | [5 empty] | #FFFF0000 | FA-NFPA 170 ADDRESSABLE INPUT MONITOR MODULE | 1 | FALSE | FALSE | FALSE | 1000 | [13 empty] | FALSE |  |  | Z
NFPA 170 PRESSURE SWITCH |  |  | East | Fike |  | Pressure Switch |  |  |  | Module | TRUE | 02-15801 | ++ | IMPULSE VALVE LOW PRESSURE SWITCH FOR SYSTEMS USING 3M™ NOVEC™ 1230 FIRE PROTECTION FLUID | 1 | [6 empty] | FALSE | FALSE | PROVIDED BY SPRINKLER CONTRACTOR |  | PROVIDED BY OTHERS |  | #FFFF0000 | FA-NFPA 170 PRESSURE SWITCH | 1 | FALSE | FALSE | FALSE | 913 | [13 empty] | FALSE
NFPA 170 REMOTE ANNUNCIATOR | RISER ANNUNCIATOR |  | North | Fike |  | Remote Annunciator |  |  |  | Assembly | TRUE | 02-11893 |  | Space Age Red ESB Surface Mount back box | 1 | [6 empty] | FALSE | [5 empty] | #FFFF0000 | FA-NFPA 170 REMOTE ANNUNCIATOR | 1 | FALSE | FALSE | FALSE | 255 | [13 empty] | FALSE
|  |  | North | Fike |  | Cards & Components |  |  |  | Card | TRUE | 10-2254 |  | Reverse Polarity Module | 1 | 0.038 | 0.03 |  |  |  |  | TRUE | [5 empty] | #FFFFFFFF |  |  | FALSE | FALSE | FALSE | [14 empty] | FALSE
|  |  | North | Fike |  | Cards & Components |  |  |  | Card | TRUE | 10-2525 | + | Cybercat 254 System Controller | 1 | 0.275 | 0.275 |  |  |  |  | TRUE | [5 empty] | #FFFFFFFF |  |  | FALSE | FALSE | FALSE | [14 empty] | FALSE
NFPA 170 CLEAN AGENT ABORT SWITCH |  |  | North | Fike |  | Switch |  |  |  | Module | TRUE | 10-1638 | + | Manual Release Station | 1 | [6 empty] | FALSE | [5 empty] | #FFFF0000 | FA-NFPA 170 CLEAN AGENT ABORT SWITCH | 1 | FALSE | FALSE | FALSE | 903 | [13 empty] | FALSE
NFPA 170 NOTIFICATION CIRCUIT EXTENDER PANEL | RISER NAC |  | North | Fike |  | Notification Circuit Extender Panel |  |  |  | Assembly | TRUE | 10-2829 |  | Remote Power Supply | 1 | [6 empty] | FALSE | [5 empty] | #FFFF0000 | FA-NFPA 170 NOTIFICATION CIRCUIT EXTENDER PANEL | 1 | FALSE | FALSE | FALSE | 212 | [13 empty] | TRUE
170 BASIC SHAPE |  |  | North | Fike |  | Miscellaneous |  |  |  | Assembly | TRUE | 10-2937 |  | Enclosure Kit 10” (254mm) X 8”(203mm) X 6”(152mm) (Houses 4 converters) | 1 | [6 empty] | FALSE | [5 empty] | #FFFF0000 | FA-170 BASIC SHAPE | 1 | FALSE | FALSE | FALSE | 5000 | [13 empty] | FALSE
NFPA 170 MANUAL PULL |  |  | North | Fike |  | Manual Station |  |  |  | Module | TRUE | 20-1063 |  | Intelligent Pull Station Non-Isolator Version | 1 | [6 empty] | FALSE | [5 empty] | #FFFF0000 | FA-NFPA 170 MANUAL PULL | 1 | FALSE | FALSE | FALSE | 957 | [13 empty] | FALSE
NFPA 170 REMOTE TEST SWITCH |  |  | North | Fike |  | REMOTE TEST SWITCH |  |  |  | Module | TRUE | RTS151KEY | ++ | Remote Test Station W/ Switch, Alarm & Power LEDs, Key Reset | 1 | 0 | 0.012 |  |  |  |  | FALSE | [5 empty] | #FFFF0000 | FA-NFPA 170 REMOTE TEST SWITCH | 1 | FALSE | FALSE | FALSE | 914 | [13 empty] | FALSE
NFPA 170 FIRE ALARM CONTROL UNIT | RISER FACP |  | North | Fike |  | Fire Alarm Control Unit |  |  |  | Assembly | TRUE | FCP-75 | ++ | Intelligent Fire Alarm Control Panel, 120V | 1 | [6 empty] | FALSE |  |  |  | 15.12” x 12.71” x 3.33” (38.40 cm x 32.28 cm x 8.46 cm) |  | #FFFF0000 | FA-NFPA 170 FIRE ALARM CONTROL UNIT | 1 | FALSE | FALSE | FALSE | 202 | [8 empty] | 7,12,18,26,35 |  | 7 |  |  | TRUE
NFPA 170 MANUAL PULL |  |  | North | Fike |  | Manual Station |  |  |  | Module | TRUE | 20-1840 | RMS-1T-KL-LP-S-PT++ | SPST Dual Action RSG Keyed Metal Portuguese “Fire Suppression Release”(Disparo de Supressao de Fogo) Manual Pull Station | 1 | [6 empty] | TRUE | [5 empty] | #FFFF0000 | FA-NFPA 170 MANUAL PULL | 1 | FALSE | FALSE | FALSE | 957 | [13 empty] | FALSE
NFPA 170 DUCT SMOKE DETECTOR |  |  | North | Fike |  | Duct Smoke Detector |  |  |  | Module | TRUE | 63-1057 |  | Duct Sensor Non-Isolator Version | 1 | [6 empty] | FALSE | TRUE |  |  |  |  | #FFFF0000 | FA-NFPA 170 DUCT SMOKE DETECTOR | 1 | FALSE | FALSE | FALSE | 1400 | [13 empty] | FALSE
NFPA 170 ADDRESSABLE INPUT MONITOR MODULE |  |  | North | Fike |  | Addressable Module |  |  |  | Module | TRUE | 55-045 | + | Mini-Monitor Module Non-Isolator Version | 1 | 0.000485 | 0.002 |  |  |  |  | FALSE | [5 empty] | #FFFF0000 | FA-NFPA 170 ADDRESSABLE INPUT MONITOR MODULE | 1 | FALSE | FALSE | FALSE | 1000 | [13 empty] | FALSE |  |  | MM
|  |  | North | Fike |  | Cards & Components |  |  |  | Card | TRUE | 10-2627 |  | Ethernet Module | 1 | 0.097 | 0.134 |  |  |  |  | TRUE | [5 empty] | #FFFFFFFF |  |  | FALSE | FALSE | FALSE | [14 empty] | FALSE
NFPA 170 MAIN RESERVE |  |  | North | Fike |  | Switch |  |  |  | Module | TRUE | 10-2967 | ++ | Main-Reserve Switch Assembly | 1 | [6 empty] | TRUE | [5 empty] | #FFFF0000 | FA-NFPA 170 MAIN RESERVE | 1 | FALSE | FALSE | FALSE
|  |  | North | Fike |  | Cards & Components |  |  |  | Card | TRUE | 10-2667 |  | 20 zone Remote Annunciator | 1 | 0.051 | 0.144 |  |  |  |  | TRUE | [5 empty] | #FFFFFFFF |  |  | FALSE | FALSE | FALSE | [14 empty] | FALSE
|  |  | North | Fike |  | Cards & Components |  |  |  | Card | TRUE | 10-2474 | ++ | Supplemental Power Supply | 1 | 0.004 | 0.04 | 6 |  |  |  | TRUE |  |  |  | 4.5” x 5.5” x 2” (LxWxD) (11.43cm x 13.97cm x 5.08cm) |  | #FFFFFFFF |  |  | FALSE | FALSE | FALSE | [9 empty] | 7,12,18,26,33,55,75 |  |  |  |  | FALSE
NFPA 170 ADDRESSABLE INPUT MONITOR MODULE |  |  | North | Fike |  | Addressable Module |  |  |  | Module | TRUE | 55-060 |  | Zone Interface Module Isolator Version | 1 | [6 empty] | FALSE | [5 empty] | #FFFF0000 | FA-NFPA 170 ADDRESSABLE INPUT MONITOR MODULE | 1 | FALSE | FALSE | FALSE | 1000 | [13 empty] | FALSE |  |  | ISO¦Z
170 BASIC SHAPE |  |  | North | Fike |  | Miscellaneous |  |  |  | Module | TRUE | 02-12534 |  | Discharge Pressure Switch | 1 | [6 empty] | FALSE | [5 empty] | #FFFF0000 | FA-170 BASIC SHAPE | 1 | FALSE | FALSE | FALSE | 5000 | [13 empty] | FALSE
NFPA 170 ADDRESSABLE OUTPUT MODULE |  |  | North | Fike |  | Addressable Control/Relay |  |  |  | Module | TRUE | 55-052 | + | Releasing Control Module | 1 | 0.00045 | 0.06 |  |  |  |  | TRUE | [5 empty] | #FFFF0000 | FA-NFPA 170 ADDRESSABLE OUTPUT MODULE | 1 | FALSE | FALSE | FALSE | 1100 | [13 empty] | FALSE
NFPA 170 HEAT DETECTOR |  |  | North | Fike |  | Heat Detector |  |  |  | Module | TRUE | FIK-5351H w/B200S-WH | ++ | White, low‐profile intelligent 190°F fixed high‐temperature thermal sensor, Sounder Base | 1 | 0.0002 | 0.0045 |  |  |  |  | FALSE | TRUE |  |  |  |  | #FFFF0000 | FA-NFPA 170 HEAT DETECTOR | 1 | FALSE | FALSE | FALSE | 1403 | [13 empty] | FALSE |  |  | 190°
NFPA 170 MANUAL PULL |  |  | North | Fike |  | Manual Station |  |  |  | Module | TRUE | FIK-PULL-SA | ++ | Single Action Pull Station | 1 | 0.00035 | 0.00035 |  |  | 24 |  | FALSE |  |  |  | 5.5” x 4” x 1.45” (14 x 10.2 x 3.7 cm) |  | #FFFF0000 | FA-NFPA 170 MANUAL PULL | 1 | FALSE | FALSE | FALSE | 1000 | [13 empty] | FALSE
NFPA 170 MANUAL PULL |  |  | North | Fike |  | Manual Station |  |  |  | Module | TRUE | 20-1839 | RMS-1T-KL-LP-S++ | SPST Dual Action RSG Keyed Metal “Fire Suppression Release” Manual Pull Station | 1 | [6 empty] | TRUE | [5 empty] | #FFFF0000 | FA-NFPA 170 MANUAL PULL | 1 | FALSE | FALSE | FALSE | 957 | [13 empty] | FALSE
|  |  | North | Fike |  | Cards & Components |  |  |  | Card | TRUE | 27-032 Main Card |  | Main Circuit Card | 1 | [6 empty] | TRUE | [5 empty] | #FFFFFFFF |  |  | FALSE | FALSE | FALSE | [14 empty] | FALSE
NFPA 170 ADDRESSABLE INPUT MONITOR MODULE |  |  | North | Fike |  | Addressable Module |  |  |  | Module | TRUE | FIK-IM-10 | ++ | Ten Input Monitor Module | 10 | 0.00375 | 0.055 |  |  | 24 |  | FALSE |  |  |  | 6.8" H x 5.8" W x 1.25" D |  | #FFFF0000 | FA-NFPA 170 ADDRESSABLE INPUT MONITOR MODULE | 1 | FALSE | FALSE | FALSE | 1000 | [13 empty] | FALSE |  |  | 10
|  |  | North | Fike |  | Cards & Components |  |  |  | Card | TRUE | FIK-FML | ++ | Fiber Module, multi-mode | 1 | 0.053 | 0.053 |  |  | 24 |  | TRUE | [5 empty] | #FFFFFFFF |  |  | FALSE | FALSE | FALSE | [14 empty] | FALSE
NFPA 170 VALVE SUPERVISORY SWITCH |  |  | East | Fike |  | Valve Supervisory Switch |  |  |  | Module | TRUE | 02-14263 | ++ | IMPULSE VALVE OPERATOR SUPERVISOR | 1 | [6 empty] | FALSE | FALSE | PROVIDED BY SPRINKLER CONTRACTOR |  | PROVIDED BY OTHERS |  | #FFFF0000 | FA-NFPA 170 VALVE SUPERVISORY SWITCH | 1 | FALSE | FALSE | FALSE | 913 | [13 empty] | FALSE
170 BASIC SHAPE |  |  | North | Fike |  | Miscellaneous |  |  |  | Module | TRUE | 02-10312 |  | SIGN, MANUAL AGENT RELEASE | 1 | [6 empty] | TRUE | [5 empty] | #FFFF0000 | FA-170 BASIC SHAPE | 1 | FALSE | FALSE | FALSE | [17 empty] | S4
NFPA 170 MANUAL PULL |  |  | North | Fike |  | Manual Station |  |  |  | Module | TRUE | 20-1843 | RMS-EXP-1T-KL-LP++ | Explosion proof SPST Dual Action RSG Keyed Metal “Fire” Manual Pull Station | 1 | [6 empty] | TRUE | [5 empty] | #FFFF0000 | FA-NFPA 170 MANUAL PULL | 1 | FALSE | FALSE | FALSE | 957 | [13 empty] | FALSE |  |  | XP
170 BASIC SHAPE |  |  | North | Fike |  | Miscellaneous |  |  |  | Assembly | TRUE | 68-023 |  | Vesda High Level Interface Module | 1 | [6 empty] | FALSE | [5 empty] | #FFFF0000 | FA-170 BASIC SHAPE | 1 | FALSE | FALSE | FALSE | 5000 | [13 empty] | FALSE
NFPA 170 SMOKE DETECTOR |  |  | North | Fike |  | Smoke Detector |  |  |  | Module | TRUE | FIK-2351 w/B300-6 | ++ | White, low‐profile intelligent photoelectric sensor, Standard Base | 1 | 0.0002 | 0.0045 |  |  |  |  | FALSE | TRUE |  |  |  |  | #FFFF0000 | FA-NFPA 170 SMOKE DETECTOR | 1 | FALSE | FALSE | FALSE | 1408 | [13 empty] | FALSE
NFPA 170 FIRE ALARM CONTROL UNIT | RISER FACP |  | North | Fike |  | Fire Alarm Control Unit |  |  |  | Assembly | TRUE | 10-064 |  | Cybercat 1016 Addressable Fire Alarm Control Panel | 1 | [6 empty] | FALSE | [5 empty] | #FFFF0000 | FA-NFPA 170 FIRE ALARM CONTROL UNIT | 1 | FALSE | FALSE | FALSE | 202 | [13 empty] | TRUE
NFPA 170 ADDRESSABLE OUTPUT MODULE |  |  | North | Fike |  | Addressable Control/Relay |  |  |  | Module | TRUE | FIK-CR-6 | ++ | Six Relay Control Module | 6 | 0.0019 | 0.032 |  |  | 24 |  | FALSE |  |  |  | 6.8" H × 5.8" W × 1.0" D |  | #FFFF0000 | FA-NFPA 170 ADDRESSABLE OUTPUT MODULE | 1 | FALSE | FALSE | FALSE | 1000 | [13 empty] | FALSE |  |  | 6
NFPA 170 BELL |  |  | North | Fike |  | Bell |  |  |  | Module | TRUE | 20-123-116 | + | 6" Bell | 1 | [6 empty] | FALSE | [5 empty] | #FFFF0000 | FA-NFPA 170 BELL | 1 | FALSE | FALSE | FALSE | 2000 | [13 empty] | FALSE
|  |  | North | Fike |  | Cards & Components |  |  |  | Card | TRUE | FCP-75 Main Board | ++ | Main Board | 1 | 0.165 | 0.31 | 2.5 |  | 24 |  | TRUE | [5 empty] | #FFFFFFFF |  |  | FALSE | FALSE | FALSE | [14 empty] | FALSE
170 BASIC SHAPE |  |  | North | Fike |  | Miscellaneous |  |  |  | Module | TRUE | 02-10309 |  | SIGN, UPON DEVICE ACTIVATION 'EXIT' | 1 | [6 empty] | TRUE | [5 empty] | #FFFF0000 | FA-170 BASIC SHAPE | 1 | FALSE | FALSE | FALSE | [17 empty] | S2
NFPA 170 STROBE WALL |  |  | North | Fike |  | Strobe |  |  |  | Module | TRUE | 20-123-46 |  | Wall Mount Strobe | 1 | [6 empty] | FALSE | [5 empty] | #FF0070C0 | FA-NFPA 170 STROBE WALL | 1 | FALSE | FALSE | FALSE | 2023 | [13 empty] | FALSE
170 BASIC SHAPE |  |  | North | Fike |  | Miscellaneous |  |  |  | Assembly | TRUE | 10-2938 |  | Enclosure Kit 14” (356mm) X 8”(203mm)” X 6”(152mm) (Houses 6 converters) | 1 | [6 empty] | FALSE | [5 empty] | #FFFF0000 | FA-170 BASIC SHAPE | 1 | FALSE | FALSE | FALSE | 5000 | [13 empty] | FALSE
NFPA 170 SMOKE DETECTOR |  |  | North | Fike |  | Smoke Detector |  |  |  | Module | TRUE | 67-033 |  | Ion Sensor Non-Isolator Version w/63-1054 6” Sensor Base Non-Isolator Version | 1 | [6 empty] | FALSE | TRUE |  |  |  |  | #FFFF0000 | FA-NFPA 170 SMOKE DETECTOR | 1 | FALSE | FALSE | FALSE | 1408 | [13 empty] | FALSE
NFPA 170 CLEAN AGENT ABORT SWITCH |  |  | North | Fike |  | Switch |  |  |  | Module | TRUE | 10-1643 |  | Manual Release/System Abort | 1 | [6 empty] | FALSE | [5 empty] | #FFFF0000 | FA-NFPA 170 CLEAN AGENT ABORT SWITCH | 1 | FALSE | FALSE | FALSE | 903 | [13 empty] | FALSE
NFPA 170 SMOKE DETECTOR |  |  | North | Fike |  | Smoke Detector |  |  |  | Module | TRUE | 63-1308 |  | Photoelectric Smoke Detector Conventional | 1 | 0.045 | 0.15 |  |  |  |  | FALSE | TRUE |  |  |  |  | #FFFF0000 | FA-NFPA 170 SMOKE DETECTOR | 1 | FALSE | FALSE | FALSE | 1408 | [13 empty] | FALSE
NFPA 170 LCD ANNNUNCIATOR DISPLAY |  |  | North | Fike |  | LCD Annunciator |  |  |  | Module | TRUE | 10-2631 | ++ | Ten Button Remote Display | 1 | 0.036 | 0.139 |  |  | 24 | 15 | TRUE |  |  |  | 8.875”L x 4.575”H |  | #FFFF0000 | FA-NFPA 170 LCD ANNNUNCIATOR DISPLAY | 1 | FALSE | FALSE | FALSE | [14 empty] | FALSE
NFPA 170 FIRE SUPPRESSION CONTROL PANEL |  |  | North | Fike |  | Fire Suppression Control Panel |  |  |  | Assembly | TRUE | 10-063 |  | SHP Pro Fire Supression Control Panel | 1 | [6 empty] | FALSE | [5 empty] | #FFFF0000 | FA-NFPA 170 FIRE SUPPRESSION CONTROL PANEL | 1 | FALSE | FALSE | FALSE | 204 | [8 empty] | 7,18,33,40,75 |  |  |  |  | TRUE
NFPA 170 LCD ANNNUNCIATOR DISPLAY |  |  | North | Fike |  | LCD Annunciator |  |  |  | Module | TRUE | 10-2646 | ++ | Fourteen Button Remote Display | 1 | 0.036 | 0.139 |  |  | 24 | 15 | TRUE |  |  |  | 10.687”L x 4.575”H |  | #FFFF0000 | FA-NFPA 170 LCD ANNNUNCIATOR DISPLAY | 1 | FALSE | FALSE | FALSE | [14 empty] | FALSE
NFPA 170 AMPLIFIER RACK | RISER AMP |  | North | Fike |  | Amplifier |  |  |  | Assembly | TRUE | 10-2831-1-1-01-0-1-01 (50W, 25V) | ++ | Single Amp Audio Adjunct Kit, 120V | 1 | [6 empty] | FALSE |  |  | 18 gauge steel | 20.20” (51.30 cm) high x 14.59” (37.06 cm) wide x 3.95” (10.04 cm) deep |  | #FFFF0000 | FA-NFPA 170 AMPLIFIER RACK | 1 | FALSE | FALSE | FALSE | 300 | [8 empty] | 7,12,18 |  |  |  | 50 | TRUE
|  |  | North | Fike | [5 empty] | Card | TRUE | 10-2631 |  | Ten Button Remote Display (Mounts in Box) |  | 0.036 | 0.139 |  |  |  |  | TRUE | [5 empty] | #FFFFFFFF |  |  | FALSE | FALSE | [15 empty] | FALSE
|  |  | North | Fike |  | Cards & Components |  |  |  | Card | TRUE | 10-2777 |  | Relay Ccontrol Assembly (10-2778 and 10-2769) | 1 | 0.047 | 0.147 |  |  |  |  | TRUE | [5 empty] | #FFFFFFFF |  |  | FALSE | FALSE | FALSE | [14 empty] | FALSE
NFPA 170 HEAT DETECTOR |  |  | North | Fike |  | Heat Detector |  |  |  | Module | TRUE | 60-1039 |  | Thermal Sensor Non-Isolator Version w/63-1054 6” Sensor Base Non-Isolator Version | 1 | [6 empty] | FALSE | TRUE |  |  |  |  | #FFFF0000 | FA-NFPA 170 HEAT DETECTOR | 1 | FALSE | FALSE | FALSE | 1403 | [13 empty] | FALSE
NFPA 170 ADDRESSABLE OUTPUT MODULE |  |  | North | Fike |  | Addressable Control/Relay |  |  |  | Module | TRUE | 55-042 | + | Supervised Control Module Non-Isolator Version | 1 | 0.00063 | 0.002 |  |  |  |  | FALSE | [5 empty] | #FFFF0000 | FA-NFPA 170 ADDRESSABLE OUTPUT MODULE | 1 | FALSE | FALSE | FALSE | 1100 | [13 empty] | FALSE |  |  | C
NFPA 170 REMOTE INDICATOR |  |  | North | Fike |  | Remote Indicator |  |  |  | Module | TRUE | RA100Z | ++ | Remote Annunciator LED | 1 | 0 | 0.012 |  |  |  |  | FALSE | FALSE |  |  |  |  | #FFFF0000 | FA-NFPA 170 REMOTE INDICATOR | 1 | FALSE | FALSE | FALSE | 2016 | [13 empty] | FALSE
NFPA 170 SOLENOID VALVE |  |  | East | Fike |  | Solenoid |  |  |  | Module | TRUE | 02-12728 | ++ | IMPULSE VALVE OPERATOR (IVO) KIT | 1 |  |  |  |  | 24 |  | FALSE | FALSE | PROVIDED BY SPRINKLER CONTRACTOR |  | PROVIDED BY OTHERS |  | #FFFF0000 | FA-NFPA 170 SOLENOID VALVE | 1 | FALSE | FALSE | FALSE | 913 | [13 empty] | FALSE
NFPA 170 HEAT DETECTOR |  |  | North | Fike |  | Heat Detector |  |  |  | Module | TRUE | FIK-5351 w/B200S-WH | ++ | White, low‐profile intelligent 135°F fixed thermal sensor, Sounder Base | 1 | 0.0002 | 0.0045 |  |  |  |  | FALSE | TRUE |  |  |  |  | #FFFF0000 | FA-NFPA 170 HEAT DETECTOR | 1 | FALSE | FALSE | FALSE | 1403 | [13 empty] | FALSE |  |  | 135°
170 BASIC SHAPE |  |  | North | Fike |  | Miscellaneous |  |  |  | Module | TRUE | 02-10310 |  | SIGN, AGENT ABORT "PUSH AND HOLD" | 1 | [6 empty] | TRUE | [5 empty] | #FFFF0000 | FA-170 BASIC SHAPE | 1 | FALSE | FALSE | FALSE | [17 empty] | S3
NFPA 170 MANUAL PULL |  |  | North | Fike |  | Manual Station |  |  |  | Module | TRUE | 20-1841 | RMS-1T-KL-LP-S-ES++ | SPST Dual Action RSG Keyed Metal Spanish “Fire Suppression Release”(Descarga Sistema de Supresion) Manual Pull Station | 1 | [6 empty] | TRUE | [5 empty] | #FFFF0000 | FA-NFPA 170 MANUAL PULL | 1 | FALSE | FALSE | FALSE | 957 | [13 empty] | FALSE
NFPA 170 MANUAL PULL |  |  | North | Fike |  | Manual Station |  |  |  | Module | TRUE | FIK-PULL-DA | ++ | Dual Action Pull Station | 1 | 0.00035 | 0.00035 |  |  | 24 |  | FALSE |  |  |  | 5.5” x 4” x 1.45” (14 x 10.2 x 3.7 cm) |  | #FFFF0000 | FA-NFPA 170 MANUAL PULL | 1 | FALSE | FALSE | FALSE | 1000 | [13 empty] | FALSE
|  |  | North | Fike |  | Cards & Components |  |  |  | Card | TRUE | 10-2785 |  | RC12 Relay Card | 1 | 0.032 | 0.256 |  |  |  |  | TRUE | [5 empty] | #FFFFFFFF |  |  | FALSE | FALSE | FALSE | [14 empty] | FALSE
NFPA 170 HEAT DETECTOR |  |  | North | Fike |  | Heat Detector |  |  |  | Module | TRUE | FIK-5351 w/B224RB-WH | ++ | White, low‐profile intelligent 135°F fixed thermal sensor, Relay Base | 1 | 0.0002 | 0.0045 |  |  |  |  | FALSE | TRUE |  |  |  |  | #FFFF0000 | FA-NFPA 170 HEAT DETECTOR | 1 | FALSE | FALSE | FALSE | 1403 | [13 empty] | FALSE |  |  | 135°
|  |  | North | Fike |  | Cards & Components |  |  |  | Card | TRUE | 10-2473 | ++ | Supplemental Loop Module | 1 | 0.1 | 0.1 |  |  |  |  | TRUE |  |  |  | 2” x 1” x 6.5” (5cm x 2.5cm x 16.5cm) |  | #FFFFFFFF |  |  | FALSE | FALSE | FALSE | [14 empty] | FALSE
NFPA 170 HEAT DETECTOR |  |  | North | Fike |  | Heat Detector |  |  |  | Module | TRUE | FIK-5351H w/B200S-LF-WH | ++ | White, low‐profile intelligent 190°F fixed high‐temperature thermal sensor, Low Frequency Sounder Base | 1 | 0.0002 | 0.0045 |  |  |  |  | FALSE | TRUE |  |  |  |  | #FFFF0000 | FA-NFPA 170 HEAT DETECTOR | 1 | FALSE | FALSE | FALSE | 1403 | [13 empty] | FALSE |  |  | 190°¦LF
NFPA 170 MANUAL PULL |  |  | North | Firelite |  | Hardware |  |  |  | Hardware | TRUE | SB-I/O | + | Surface-mount backbox, plastic. (Included with BG12LOB.) | 1 | [6 empty] | TRUE | [5 empty] | #FFFF0000 | FA-NFPA 170 MANUAL PULL | 1 | FALSE | FALSE | FALSE | 957
NFPA 170 MANUAL PULL |  |  | North | Firelite |  | Manual Station |  |  |  | Module | TRUE | BG-12LA | + | Same as BG-12L with auxiliary contacts. | 1 | [6 empty] | TRUE | [5 empty] | #FFFF0000 | FA-NFPA 170 MANUAL PULL | 1 | FALSE | FALSE | FALSE | 957
NFPA 170 HEAT DETECTOR |  |  | North | Firelite |  | Heat Detector |  |  |  | Module | TRUE | H355 w/B200SR | + | White, Low-profile 135°F fixed thermal sensor, Sounder Base | 1 | 0.0003 | 0.0065 |  |  |  |  | FALSE | TRUE |  |  |  |  | #FFFF0000 | FA-NFPA 170 HEAT DETECTOR | 1 | FALSE | FALSE | FALSE | 1403 | [13 empty] | FALSE |  |  | 135°
|  |  | North | Firelite |  | Cards & Components |  |  |  | Card | TRUE | MS-9200UD Main Board | + | Intelligent Addressable FACP with Built-In Communicator Main Board | 1 | 0.3 | 0.325 | 3 |  |  |  | TRUE | FALSE |  |  |  |  | #FFFFFFFF |  |  | FALSE | FALSE | FALSE | [14 empty] | FALSE
NFPA 170 FIRE ALARM CONTROL UNIT | RISER FACP |  | North | Firelite |  | Fire Alarm Control Unit |  |  |  | Assembly | TRUE | MS-9050UD | + | Fire Alarm Control Panel with DACT | 1 | [6 empty] | FALSE | FALSE |  |  |  |  | #FFFF0000 | FA-NFPA 170 FIRE ALARM CONTROL UNIT | 1 | FALSE | FALSE | FALSE | 202 | [8 empty] | 7,12,18 |  |  | 2.7 |  | TRUE
NFPA 170 REMOTE ANNUNCIATOR | RISER ANNUNCIATOR |  | North | Firelite |  | Remote Annunciator |  |  |  | Module | TRUE | RZA-5F | + | Five Zone Remote LED Annunciator | 1 | 0.004 | 0.019 |  |  |  |  | TRUE | [5 empty] | #FFFF0000 | FA-NFPA 170 REMOTE ANNUNCIATOR | 1 | FALSE | FALSE | FALSE
NFPA 170 FIRE ALARM CONTROL UNIT | RISER FACP |  | North | Firelite |  | Fire Alarm Control Unit |  |  |  | Assembly | TRUE | ES-200X with PWRMOD24 | + | Intelligent Addressable FACP with PWRMOD24 | 1 | [6 empty] | FALSE | [5 empty] | #FFFF0000 | FA-NFPA 170 FIRE ALARM CONTROL UNIT | 1 | FALSE | FALSE | FALSE | 202 | [8 empty] | 7,12,18 |  |  |  |  | TRUE
|  |  | North | Firelite |  | Cards & Components |  |  |  | Card | TRUE | B200S-LF-WH | + | Intelligent addressable sounder base, low-frequency | 1 | 0.00055 | 0.14 |  |  |  |  | TRUE | FALSE |  |  |  |  | #FFFFFFFF |  |  | FALSE | FALSE | FALSE | [14 empty] | FALSE
NFPA 170 SYNC MODULE |  |  | North | Firelite |  | Sync Module |  |  |  | Module | TRUE | W-SYNC | + | Wireless Sync Module | 1 | [6 empty] | FALSE | [5 empty] | #FFFF0000 | FA-NFPA 170 SYNC MODULE | 1 | FALSE | FALSE | FALSE | 1300 | [13 empty] | FALSE |  |  | W-SYNC
NFPA 170 NON ADDRESSABLE RELAY |  |  | North | Firelite |  | Non-Addressable Relay |  |  |  | Module | TRUE | PAM-1 | + | Multi-Voltage Relay Modules | 1 | 0.015 | 0.015 |  |  |  |  | FALSE |  | FLUSH |  | 4" SQ. DEEP | W/ COVER | #FFFF0000 | FA-NFPA 170 NON ADDRESSABLE RELAY | 1 | FALSE | FALSE | FALSE | 1300 |  |  | 7300-1004:0101 | [10 empty] | FALSE
NFPA 170 HEAT DETECTOR |  |  | North | Firelite |  | Heat Detector |  |  |  | Module | TRUE | H355HT w/B210LP | + | White, Low-profile 190°F fixed thermal sensor, Standard Base | 1 | 0.0003 | 0.0065 |  |  |  |  | FALSE | TRUE |  |  |  |  | #FFFF0000 | FA-NFPA 170 HEAT DETECTOR | 1 | FALSE | FALSE | FALSE | 1403 | [13 empty] | FALSE |  |  | 190°
NFPA 170 SMOKE DETECTOR |  |  | North | Firelite |  | Smoke Detector |  |  |  | Module | TRUE | SD365CO w/B200S-WH | + | Advanced multi-criteria fire/CO detector, LiteSpeed®, white, Sounder Base | 1 | 0.0002 | 0.0045 |  |  |  |  | FALSE | TRUE |  |  |  |  | #FFFF0000 | FA-NFPA 170 SMOKE DETECTOR | 1 | FALSE | FALSE | FALSE | 1408 | [13 empty] | FALSE |  |  | CO
NFPA 170 SMOKE DETECTOR |  |  | North | Firelite |  | Smoke Detector |  |  |  | Module | TRUE | W-SD355 | + | Addressable Wireless Photo Detector | 1 | [6 empty] | FALSE | TRUE |  |  |  |  | #FFFF0000 | FA-NFPA 170 SMOKE DETECTOR | 1 | FALSE | FALSE | FALSE | 1408 | [13 empty] | FALSE |  |  | W
NFPA 170 FIRE ALARM CONTROL UNIT | RISER FACP |  | North | Firelite |  | Fire Alarm Control Unit |  |  |  | Assembly | TRUE | MS-9600UDLS | + | Intelligent Addressable FACP with Optional 2nd Loop, DACT-UD2 | 1 | [6 empty] | FALSE | FALSE |  |  |  |  | #FFFF0000 | FA-NFPA 170 FIRE ALARM CONTROL UNIT | 1 | FALSE | FALSE | FALSE | 202 | [8 empty] | 7,12,18 |  |  | 7 |  | TRUE
NFPA 170 SMOKE DETECTOR |  |  | North | Firelite |  | Smoke Detector |  |  |  | Module | TRUE | SD355CO w/B224RB-WH | + | Addressable, low-profile device that provides fire, heat, and carbon monoxide (CO) detection, Relay Base | 1 | 0.0003 | 0.0072 |  |  |  |  | FALSE | TRUE |  |  |  |  | #FFFF0000 | FA-NFPA 170 SMOKE DETECTOR | 1 | FALSE | FALSE | FALSE | 1408 | [13 empty] | FALSE |  |  | CO, R
|  |  | North | Firelite |  | Cards & Components |  |  |  | Card | TRUE | 411UDAC Main Board | + | Digital Fire Alarm Communicator | 1 | 0.125 | 0.18 |  |  |  |  | TRUE | FALSE |  |  |  |  | #FFFFFFFF |  |  | FALSE | FALSE | FALSE | [14 empty] | FALSE
NFPA 170 ADDRESSABLE INPUT MONITOR MODULE |  |  | North | Firelite |  | Addressable Module |  |  |  | Module | TRUE | MMF-300 | + | Addressable Monitor Module W/ FlashScan, Supervises Class A or Class B of Dry Contact Input | 1 | 0.000375 | 0.005 |  |  |  |  | FALSE | FALSE |  |  |  |  | #FFFF0000 | FA-NFPA 170 ADDRESSABLE INPUT MONITOR MODULE | 1 | FALSE | FALSE | FALSE | 1000 | [13 empty] | FALSE
NFPA 170 NOTIFICATION CIRCUIT EXTENDER PANEL | RISER NAC |  | North | Firelite |  | Notification Circuit Extender Panel |  |  |  | Assembly | TRUE | FL-PS6 w/ZNAC-PS | + | 6.0 A, 120 VAC remote charger power supply in a lockable,metal enclosure, Class A | 1 | [6 empty] | FALSE | FALSE | SURFACE |  | PROVIDED | N/A | #FFFF0000 | FA-NFPA 170 NOTIFICATION CIRCUIT EXTENDER PANEL | 1 | FALSE | FALSE | FALSE | 212 |  |  | 7315-0028:0225 | [5 empty] | 7,12,18,34 |  |  |  |  | TRUE
NFPA 170 WIRELESS CONTROL UNIT |  |  | North | Firelite |  | Wireless Control Unit |  |  |  | Module | TRUE | WAV-WL | + | Wireless AV base, wall, white | 2 | [6 empty] | FALSE | [5 empty] | #FFFF0000 | FA-NFPA 170 WIRELESS CONTROL UNIT | 1 | FALSE | FALSE | FALSE | [14 empty] | FALSE |  |  | WAV-CWL
NFPA 170 HEAT DETECTOR |  |  | North | Firelite |  | Heat Detector |  |  |  | Module | TRUE | H365 w/B224RB-WH | + | White, Low-profile 135°F fixed thermal sensor, Relay Base | 1 | 0.00045 | 0.0045 |  |  |  |  | FALSE | TRUE |  |  |  |  | #FFFF0000 | FA-NFPA 170 HEAT DETECTOR | 1 | FALSE | FALSE | FALSE | 1403 | [13 empty] | FALSE |  |  | 135°
NFPA 170 HEAT DETECTOR |  |  | North | Firelite |  | Heat Detector |  |  |  | Module | TRUE | H355R w/B200SR | + | White, Low-profile rate-of-rise thermal sensor, Sounder Base | 1 | 0.0003 | 0.0065 |  |  |  |  | FALSE | TRUE |  |  |  |  | #FFFF0000 | FA-NFPA 170 HEAT DETECTOR | 1 | FALSE | FALSE | FALSE | 1403 | [13 empty] | FALSE |  |  | R
|  |  | North | Firelite |  | Cards & Components |  |  |  | Card | TRUE | ECC-CE6 (70V) | + | Speaker Circuit/Zone Expander Module | 1 | 0.02 | 0.189 |  |  |  |  | TRUE | FALSE |  |  |  |  | #FFFFFFFF |  |  | FALSE | FALSE | FALSE | [14 empty] | FALSE
|  |  | North | Firelite |  | Cards & Components |  |  |  | Card | TRUE | AEM-32AF | + | Annunciator Expander Module, 32 Alarm LED's | 1 | 0.002 | 0.018 |  |  |  |  | TRUE | FALSE |  |  |  |  | #FFFFFFFF |  |  | FALSE | FALSE | FALSE | [14 empty] | FALSE
|  |  | North | Firelite |  | Cards & Components |  |  |  | Card | TRUE | ECC-50W-70V (Backup Only) | + | 70V, 50 Watt Audio Amplifier Module | 1 | 0.1 | 0 |  |  |  |  | TRUE | FALSE |  |  |  |  | #FFFFFFFF |  |  | FALSE | FALSE | FALSE | [14 empty] | FALSE
NFPA 170 AMPLIFIER RACK | RISER AMP |  | North | Firelite |  | Amplifier |  |  |  | Assembly | TRUE | ECC-50/100 (50W, 25V) | + | (Primary Operating Console) 50 Watt, 25VRMS single speaker zone emergency voice evacuation system, integral microphone, built in tone generator and 14 recordable messages. | 1 | [6 empty] | FALSE | [5 empty] | #FFFF0000 | FA-NFPA 170 AMPLIFIER RACK | 1 | FALSE | FALSE | FALSE | 300 | [8 empty] | 7,12,18,26 |  |  | 7.5 | 50 | TRUE
NFPA 170 HEAT DETECTOR |  |  | North | Firelite |  | Heat Detector |  |  |  | Module | TRUE | H355HT w/B224RB | + | White, Low-profile 190°F fixed thermal sensor, Relay Base | 1 | 0.0003 | 0.0065 |  |  |  |  | FALSE | TRUE |  |  |  |  | #FFFF0000 | FA-NFPA 170 HEAT DETECTOR | 1 | FALSE | FALSE | FALSE | 1403 | [13 empty] | FALSE |  |  | 190°
|  |  | North | Firelite |  | Cards & Components |  |  |  | Card | TRUE | FCPS-24FS8 Main Board | + | 8.0 A, 120 VAC remote charger power supply Main Board | 1 | 0.091 | 0.145 |  |  |  |  | TRUE | FALSE |  |  |  |  | #FFFFFFFF |  |  | FALSE | FALSE | FALSE | [14 empty] | FALSE
NFPA 170 LOCAL OPERATOR CONSOLE | RISER LOC |  | North | Firelite |  | Local Operator Console |  |  |  | Module | TRUE | ECC-LOC | + | Local Operator Console (Complete user interface) | 1 | 0.085 | 0.1 |  |  |  |  | TRUE | FALSE |  |  |  |  | #FFFF0000 | FA-NFPA 170 LOCAL OPERATOR CONSOLE | 1 | FALSE | FALSE | FALSE | 211 | [13 empty] | FALSE |  |  | LOC
|  |  | North | Firelite |  | Cards & Components |  |  |  | Card | TRUE | ECC-RTZM | + | Remote Telephone Zone Module | 1 | 0.055 | 0.06 |  |  |  |  | TRUE | FALSE |  |  |  |  | #FFFFFFFF |  |  | FALSE | FALSE | FALSE | [14 empty] | FALSE
NFPA 170 FIRE ALARM CONTROL UNIT | RISER FACP |  | North | Firelite |  | Fire Alarm Control Unit |  |  |  | Assembly | TRUE | ES-50X | ++ | Addressable Fire Alarm Control Panel with one SLC loop. Includes main circuit board with display, pre-installed IPOTS-COM communicator, chassis with transformer, backbox with door, plasticbag containing screws, cables, key, etc. | 1 | [6 empty] | FALSE | FALSE |  |  | Backbox: 19.00" (48.26 cm.) high x 16.65" (42.29 cm.) wide x 5.25" (13.34 cm.) deep. |  | #FFFF0000 | FA-NFPA 170 FIRE ALARM CONTROL UNIT | 1 | FALSE | FALSE | FALSE | 202 |  |  | 7165-0075:0500, 7165-0075:0511 | [5 empty] | 7,12,18 |  |  |  |  | TRUE
|  |  | North | Firelite |  | Cards & Components |  |  |  | Card | TRUE | MS-10UD Main Board | + | Ten Zone Fire Alarm Control Panel Main Board | 1 | 0.133 | 0.282 |  |  |  |  | TRUE | FALSE |  |  |  |  | #FFFFFFFF |  |  | FALSE | FALSE | FALSE | [14 empty] | FALSE
NFPA 170 HEAT DETECTOR |  |  | North | Firelite |  | Heat Detector |  |  |  | Module | TRUE | W-H355R | + | Addressable Wireless Rate of Riser (135 Degrees) Heat Detector | 1 | [6 empty] | FALSE | [5 empty] | #FFFF0000 | FA-NFPA 170 HEAT DETECTOR | 1 | FALSE | FALSE | FALSE | 1403 | [13 empty] | FALSE |  |  | W
NFPA 170 MANUAL PULL |  |  | North | Firelite |  | Manual Station |  |  |  | Module | TRUE | BG-12 | + | Dual-action pull station with SPST N/O switch, screw terminal connections, hex lock. | 1 | [6 empty] | TRUE | [5 empty] | #FFFF0000 | FA-NFPA 170 MANUAL PULL | 1 | FALSE | FALSE | FALSE | 957
NFPA 170 DUCT SMOKE DETECTOR |  |  | North | Firelite |  | Duct Smoke Detector |  |  |  | Module | TRUE | D365PL | + | Intelligent non-relay photoelectric low flow smoke detector housing. Includes SD365R(A)-IV detector | 1 | 0.0002 | 0.045 |  |  |  |  | FALSE | TRUE | FLUSH |  | N/A | N/A | #FFFF0000 | FA-NFPA 170 DUCT SMOKE DETECTOR | 1 | FALSE | FALSE | FALSE | 1400 |  |  | 3242-1653:0209 | [10 empty] | FALSE
NFPA 170 NOTIFICATION CIRCUIT EXTENDER PANEL | RISER NAC |  | North | Firelite |  | Notification Circuit Extender Panel |  |  |  | Assembly | TRUE | FCPS-24FS8 | + | 8.0 A, 120 VAC remote charger power supply | 1 | [6 empty] | FALSE | FALSE |  |  |  |  | #FFFF0000 | FA-NFPA 170 NOTIFICATION CIRCUIT EXTENDER PANEL | 1 | FALSE | FALSE | FALSE | 212 | [8 empty] | 7,12,18 |  |  | 8 |  | TRUE
NFPA 170 ADDRESSABLE INPUT OUTPUT |  |  | North | Firelite |  | Addressable Module |  |  |  | Module | TRUE | CDRM-300 | + | Dual Relay/Monitor Module | 1 | 0.0013 | 0.024 |  |  |  |  | FALSE | FALSE |  |  |  |  | #FFFF0000 | FA-NFPA 170 ADDRESSABLE INPUT OUTPUT | 1 | FALSE | FALSE | FALSE | 1200 | [13 empty] | FALSE |  |  | 2
NFPA 170 DIGITAL ALARM COMMNUCATOR TRANSMITTER | RISER DACT |  | North | Firelite |  | Communicator |  |  |  | Module | TRUE | 411UD | + | Slave Digital Alarm Communicator Transmitters | 1 | 0.064 | 0.12 |  |  |  |  | TRUE | FALSE |  |  |  |  | #FFFF0000 | FA-NFPA 170 DIGITAL ALARM COMMNUCATOR TRANSMITTER | 1 | FALSE | FALSE | FALSE | 250 | [13 empty] | FALSE
NFPA 170 SMOKE DETECTOR |  |  | North | Firelite |  | Smoke Detector |  |  |  | Module | TRUE | SD355 w/B200SR | + | White, Addressable photoelectric detector, Sounder Base | 1 | 0.0003 | 0.0065 |  |  |  |  | FALSE | TRUE |  |  |  |  | #FFFF0000 | FA-NFPA 170 SMOKE DETECTOR | 1 | FALSE | FALSE | FALSE | 1408 | [13 empty] | FALSE
NFPA 170 SMOKE DETECTOR |  |  | North | Firelite |  | Smoke Detector |  |  |  | Module | TRUE | SD355CO w/B200S-WH | + | Addressable, low-profile device that provides fire, heat, and carbon monoxide (CO) detection, Sounder Base | 1 | 0.0003 | 0.0072 |  |  |  |  | FALSE | TRUE |  |  |  |  | #FFFF0000 | FA-NFPA 170 SMOKE DETECTOR | 1 | FALSE | FALSE | FALSE | 1408 | [13 empty] | FALSE |  |  | CO, SB
NFPA 170 MANUAL PULL |  |  | North | Firelite |  | Manual Station |  |  |  | Module | TRUE | BG-12LOB | + | Same as BG-12L with “outdoor use” listing. Includes outdoor listed backbox, and sealing gasket. | 1 | [6 empty] | TRUE | [5 empty] | #FFFF0000 | FA-NFPA 170 MANUAL PULL | 1 | FALSE | FALSE | FALSE | 957
|  |  | North | Firelite |  | Cards & Components |  |  |  | Card | TRUE | ANN-S/PG | + | Serial/Parallel Printer Interface Module | 1 | 0.045 | 0.045 |  |  |  |  | TRUE | FALSE |  |  |  |  | #FFFFFFFF |  |  | FALSE | FALSE | FALSE | [14 empty] | FALSE
|  |  | North | Firelite |  | Cards & Components |  |  |  | Card | TRUE | ES-50X Main Board | ++ | Main Board | 1 | 0.141 | 0.257 | 2.7 |  |  |  | TRUE | FALSE |  |  |  |  | #FFFFFFFF |  |  | FALSE | FALSE | FALSE | [14 empty] | FALSE
|  |  | North | Firelite |  | Cards & Components |  |  |  | Card | TRUE | ECC-50W-25V | + | 25V, 50 Watt Audio Amplifier Module | 1 | 0.1 | 0.235 |  |  |  |  | TRUE | FALSE |  |  |  |  | #FFFFFFFF |  |  | FALSE | FALSE | FALSE | [14 empty] | FALSE
|  |  | North | Firelite |  | Cards & Components |  |  |  | Card | TRUE | ACC-AAM25 (Backup) | ++ | 25 watt, 25 VRMS Audio Amplifier Module with single Class A or Class B speaker circuit. | 1 | 0.065 | 0 |  |  |  |  | TRUE | FALSE |  |  |  |  | #FFFFFFFF |  |  | FALSE | FALSE | FALSE | [14 empty] | FALSE
|  |  | North | Firelite |  | Hardware |  |  |  | Hardware | TRUE | XRM-24B | + | Transformer, only suitable for use in FACPs with main circuit board number 03611 | 1 |  |  | 3 |  |  |  | TRUE | [5 empty] | #FFFFFFFF |  |  | FALSE | FALSE | FALSE | [12 empty] | 3
|  |  | North | Firelite |  | Cards & Components |  |  |  | Card | TRUE | ECC-50W-25V (Backup Only) | + | 25V, 50 Watt Audio Amplifier Module | 1 | 0.1 | 0 |  |  |  |  | TRUE | FALSE |  |  |  |  | #FFFFFFFF |  |  | FALSE | FALSE | FALSE | [14 empty] | FALSE
NFPA 170 MANUAL PULL |  |  | North | Firelite |  | Manual Station |  |  |  | Module | TRUE | BG-8SP | + | Manual Fire Alarm Pull Station. Single Action. Spanish. | 1 | [6 empty] | TRUE | [5 empty] | #FFFF0000 | FA-NFPA 170 MANUAL PULL | 1 | FALSE | FALSE | FALSE | 957
NFPA 170 SMOKE HEAT DETECTOR |  |  | North | Firelite |  | Smoke/Heat Detector |  |  |  | Module | TRUE | AD355 w/B224RB-WH | + | ADAPT Multi-Sensor Low Profile Intelligent Detector with B224RB Base | 1 | 0.0003 | 0.0065 |  |  |  |  | FALSE | TRUE |  |  |  |  | #FFFF0000 | FA-NFPA 170 SMOKE HEAT DETECTOR | 1 | FALSE | FALSE | FALSE | 1411 | [13 empty] | FALSE |  |  | R
NFPA 170 AMPLIFIER RACK | RISER AMP |  | North | Firelite |  | Amplifier |  |  |  | Assembly | TRUE | ECC-125DA (25V) | + | Distributed (Remote) Audio Amplifier | 1 | [6 empty] | FALSE | [5 empty] | #FFFF0000 | FA-NFPA 170 AMPLIFIER RACK | 1 | FALSE | FALSE | FALSE | 300 | [8 empty] | 7,12,18,26,33 |  |  |  | 125 | TRUE
NFPA 170 SMOKE DETECTOR |  |  | North | Firelite |  | Smoke Detector |  |  |  | Module | TRUE | SD365 w/B200S-WH | + | White, Addressable photoelectric detector, Sounder Base | 1 | 0.0002 | 0.0045 |  |  |  |  | FALSE | TRUE |  |  |  |  | #FFFF0000 | FA-NFPA 170 SMOKE DETECTOR | 1 | FALSE | FALSE | FALSE | 1408 | [13 empty] | FALSE
NFPA 170 BATTERY CABINET |  |  | North | Firelite |  | Enclosure |  |  |  | Assembly | TRUE | BB-17F |  | Battery Box | 1 | [12 empty] | #FFFF0000 | FA-NFPA 170 BATTERY CABINET | 1 | FALSE | FALSE | FALSE | 3000
NFPA 170 ADDRESSABLE INPUT MONITOR MODULE |  |  | North | Firelite |  | Addressable Module |  |  |  | Module | TRUE | MMF-300-10 | + | Ten-input monitor module. Mount one or two modules in a BB-2F cabinet (optional) | 10 | 0.0035 | 0.055 |  |  |  |  | TRUE | FALSE |  |  |  |  | #FFFF0000 | FA-NFPA 170 ADDRESSABLE INPUT MONITOR MODULE | 1 | FALSE | FALSE | FALSE | 1000 | [13 empty] | FALSE |  |  | 10
NFPA 170 FIRE ALARM CONTROL UNIT | RISER FACP |  | North | Firelite |  | Fire Alarm Control Unit |  |  |  | Assembly | TRUE | MS-4024 | ++ | Five-zone, 24-volt, Fire Alarm Control Panel | 1 | [6 empty] | FALSE | FALSE |  |  |  |  | #FFFF0000 | FA-NFPA 170 FIRE ALARM CONTROL UNIT | 1 | FALSE | FALSE | FALSE | 202 | [8 empty] | 7 |  | 7 |  |  | TRUE
NFPA 170 SMOKE DETECTOR |  |  | North | Firelite |  | Smoke Detector |  |  |  | Module | TRUE | OSI-RI-FL | ++ | Intelligent imaging beam smoke detector (includes reflector) | 1 | 0.02 | 0.022 | 0.015 |  | 15 |  | FALSE | TRUE |  |  | 6” x 10” x 4.5” (152.4 x 254 x 114.3 mm) |  | #FFFF0000 | FA-NFPA 170 SMOKE DETECTOR | 1 | FALSE | FALSE | FALSE | 1408 | [13 empty] | FALSE |  |  | BT
|  |  | North | Firelite |  | Cards & Components |  |  |  | Card | TRUE | CHG-75 | ++ | Battery charger for lead-acid batteries with a rating of 25 to 75 AH | 1 | [6 empty] | TRUE | [5 empty] | #FFFFFFFF |  |  | FALSE | FALSE | FALSE
|  |  | North | Firelite |  | Cards & Components |  |  |  | Card | TRUE | ECC-50WBU (Backup Only) | + | Expander Card for ECC-50BDA Remote Amplifier for 50/100 Watt Back Up Operation | 1 | 0.04 | 0.11 |  |  |  |  | TRUE | FALSE |  |  |  |  | #FFFFFFFF |  |  | FALSE | FALSE | FALSE | [14 empty] | FALSE
NFPA 170 HEAT DETECTOR |  |  | North | Firelite |  | Heat Detector |  |  |  | Module | TRUE | H355 w/B501 | + | White, Low-profile 135°F fixed thermal sensor, Standard Base | 1 | 0.0003 | 0.0065 |  |  |  |  | FALSE | TRUE |  |  |  |  | #FFFF0000 | FA-NFPA 170 HEAT DETECTOR | 1 | FALSE | FALSE | FALSE | 1403 | [13 empty] | FALSE |  |  | 135°
NFPA 170 REMOTE ANNUNCIATOR | RISER ANNUNCIATOR |  | North | Firelite |  | Remote Annunciator |  |  |  | Module | TRUE | AFM-32AF | + | ONYX Series ACS Annunciator | 1 | 0.04 | 0.056 |  |  |  |  | TRUE | FALSE |  |  |  |  | #FFFF0000 | FA-NFPA 170 REMOTE ANNUNCIATOR | 1 | FALSE | FALSE | FALSE | 255 | [13 empty] | FALSE
|  |  | North | Firelite |  | Cards & Components |  |  |  | Card | TRUE | MS-5UD Main Board | + | Five Zone Fire Alarm Control Panel Main Board | 1 | 0.11 | 0.214 |  |  |  |  | TRUE | FALSE |  |  |  |  | #FFFFFFFF |  |  | FALSE | FALSE | FALSE | [14 empty] | FALSE
|  |  | North | Firelite |  | Cards & Components |  |  |  | Card | TRUE | ECC-CE4 (70V) | + | Speaker Circuit/Zone Expander Module | 1 | 0.02 | 0.18 |  |  |  |  | TRUE | FALSE |  |  |  |  | #FFFFFFFF |  |  | FALSE | FALSE | FALSE | [14 empty] | FALSE
NFPA 170 FIRE ALARM CONTROL UNIT | RISER FACP |  | North | Firelite |  | Fire Alarm Control Unit |  |  |  | Assembly | TRUE | MS-4 | + | FIRE ALARM CONTROL PANEL, CONVENTIONAL | 1 | [6 empty] | FALSE | FALSE |  |  |  |  | #FFFF0000 | FA-NFPA 170 FIRE ALARM CONTROL UNIT | 1 | FALSE | FALSE | FALSE | 202 | [8 empty] | 7,12,18 |  |  | 3 |  | TRUE
|  |  | North | Firelite |  | Cards & Components |  |  |  | Card | TRUE | B200SR-LF-WH | + | Standard sounder base (compatible with B501BH series) | 1 | 0.0005 | 0.125 |  |  |  |  | TRUE | FALSE |  |  |  |  | #FFFFFFFF |  |  | FALSE | FALSE | FALSE | [14 empty] | FALSE
NFPA 170 MANUAL PULL |  |  | North | Firelite |  | Manual Station |  |  |  | Module | TRUE | W-BG12LX | + | Wireless Manual Pull Station | 1 | [6 empty] | FALSE | [5 empty] | #FFFF0000 | FA-NFPA 170 MANUAL PULL | 1 | FALSE | FALSE | FALSE | 957 | [13 empty] | FALSE |  |  | W
NFPA 170 SMOKE DETECTOR |  |  | North | Firelite |  | Smoke Detector |  |  |  | Module | TRUE | SD355T w/B224RB | + | White, Addressable photoelectric detector, Thermal, Relay Base | 1 | 0.0003 | 0.0065 |  |  |  |  | FALSE | TRUE |  |  |  |  | #FFFF0000 | FA-NFPA 170 SMOKE DETECTOR | 1 | FALSE | FALSE | FALSE | 1408 | [13 empty] | FALSE
NFPA 170 ISOLATION MODULE |  |  | North | Firelite |  | Isolator Module |  |  |  | Module | TRUE | ISO-6 | ++ | Six Fault Isolator Module | 1 | 0.0027 | 0.017 |  |  |  |  | TRUE | FALSE |  |  | 6.8"H x 5.8"W x 1.0"D |  | #FFFF0000 | FA-NFPA 170 ISOLATION MODULE | 1 | FALSE | FALSE | FALSE | 1200 | [13 empty] | FALSE
|  |  | North | Firelite |  | Cards & Components |  |  |  | Card | TRUE | ECC-50/100 Main Board (50W, 25V) | + | Main Board for ECC-50/100 | 1 | 0.272 | 3.846 |  |  |  |  | TRUE | FALSE |  |  |  |  | #FFFFFFFF |  |  | FALSE | FALSE | FALSE | [14 empty] | FALSE
NFPA 170 ADDRESSABLE OUTPUT MODULE |  |  | North | Firelite |  | Addressable Control/Relay |  |  |  | Module | TRUE | CRF-300 | + | Addressable relay module containing two isolated sets of Form-C contacts, which operate as a DPDT switch. Mounts directly to a 4.0" (10.16 cm.) box, surface mount using the SMB500. | 1 | 0.000255 | 0.0065 |  |  |  |  | FALSE | FALSE |  |  |  |  | #FFFF0000 | FA-NFPA 170 ADDRESSABLE OUTPUT MODULE | 1 | FALSE | FALSE | FALSE | 1100 | [13 empty] | FALSE |  |  | RM
NFPA 170 SMOKE DETECTOR |  |  | North | Firelite |  | Smoke Detector |  |  |  | Module | TRUE | SD355CO w/B210LP | + | Addressable, low-profile device that provides fire, heat, and carbon monoxide (CO) detection, Standard Base | 1 | 0.0003 | 0.0072 |  |  |  |  | FALSE | TRUE |  |  |  |  | #FFFF0000 | FA-NFPA 170 SMOKE DETECTOR | 1 | FALSE | FALSE | FALSE | 1408 | [13 empty] | FALSE |  |  | CO
NFPA 170 FIRE ALARM CONTROL UNIT | RISER FACP |  | North | Firelite |  | Fire Alarm Control Unit |  |  |  | Assembly | TRUE | MS-5012 | + | Five Zone Fire Alarm Control Panel | 1 | [6 empty] | FALSE | FALSE |  |  |  |  | #FFFF0000 | FA-NFPA 170 FIRE ALARM CONTROL UNIT | 1 | FALSE | FALSE | FALSE | 202 | [8 empty] | 7,12,18 |  |  | 3 |  | TRUE
NFPA 170 WIRELESS CONTROL UNIT |  |  | North | Firelite |  | Wireless Control Unit |  |  |  | Module | TRUE | W-GATE | + | Wireless System Gateway | 3 | 0.024 | 0.04 |  |  |  |  | FALSE | [5 empty] | #FFFF0000 | FA-NFPA 170 WIRELESS CONTROL UNIT | 1 | FALSE | FALSE | FALSE | [14 empty] | FALSE |  |  | W-GATE
|  |  | North | Firelite |  | Cards & Components |  |  |  | Card | TRUE | MRP-2001 Main Board | + | Agent Release Panel Card | 1 | 0.095 | 0.221 |  |  |  |  | TRUE | FALSE |  |  |  |  | #FFFFFFFF |  |  | FALSE | FALSE | FALSE | [14 empty] | FALSE
|  |  | North | Firelite |  | Cards & Components |  |  |  | Card | TRUE | 4XTMF | ++ | Transmitter Module | 1 | 0.005 | 0.011 |  |  |  |  | TRUE | FALSE |  |  |  |  | #FFFFFFFF |  |  | FALSE | FALSE | FALSE
|  |  | North | Firelite |  | Hardware |  |  |  | Hardware | TRUE | DP-ES-R | ++ | Optional dress panel for the ES-50X | 1 | [6 empty] | TRUE | [5 empty] | #FFFFFFFF |  |  | FALSE | FALSE | FALSE
NFPA 170 MANUAL PULL |  |  | North | Firelite |  | Hardware |  |  |  | Hardware | TRUE | SB-10 | + | Surface-mount backbox, metal. | 1 | [6 empty] | TRUE | [5 empty] | #FFFF0000 | FA-NFPA 170 MANUAL PULL | 1 | FALSE | FALSE | FALSE | 957
NFPA 170 FIRE ALARM CONTROL UNIT | RISER FACP |  | North | Firelite |  | Fire Alarm Control Unit |  |  |  | Assembly | TRUE | ES-200XP | + | Intelligent Addressable FACP with pre-installed CLSS Pathway Pro communicator and PWRMOD24 | 1 | [6 empty] | FALSE | [5 empty] | #FFFF0000 | FA-NFPA 170 FIRE ALARM CONTROL UNIT | 1 | FALSE | FALSE | FALSE | 202 | [8 empty] | 7,12,18 |  |  |  |  | TRUE
NFPA 170 ADDRESSABLE INPUT OUTPUT |  |  | North | Firelite |  | Addressable Module |  |  |  | Module | TRUE | CMF-300-6 | + | Six-circuit supervised control module. Mount one or two modules in a BB-2F cabinet (optional). Mount up to six modules on a CHS-6 chassis in a BB-6F cabinet. | 6 | 0.00225 | 0.035 |  |  |  |  | TRUE | FALSE |  |  |  |  | #FFFF0000 | FA-NFPA 170 ADDRESSABLE INPUT OUTPUT | 1 | FALSE | FALSE | FALSE | 1200 | [13 empty] | FALSE |  |  | CM, 6
NFPA 170 HEAT DETECTOR |  |  | North | Firelite |  | Heat Detector |  |  |  | Module | TRUE | H355R w/B200SR-LF | + | White, Low-profile rate-of-rise thermal sensor, Low Frequency Sounder Base | 1 | 0.0003 | 0.0065 |  |  |  |  | FALSE | TRUE |  |  |  |  | #FFFF0000 | FA-NFPA 170 HEAT DETECTOR | 1 | FALSE | FALSE | FALSE | 1403 | [13 empty] | FALSE |  |  | LF¦R
NFPA 170 BATTERY CABINET |  |  | North | Firelite |  | Enclosure |  |  |  | Assembly | TRUE | BB-55F w/CHG-75 | ++ | Battery box, charger and two 55 AH batteries | 1 | [6 empty] | TRUE | [5 empty] | #FFFF0000 | FA-NFPA 170 BATTERY CABINET | 1 | FALSE | FALSE | FALSE
NFPA 170 FIRE FIGHTER INTERFACE |  |  | North | Firelite |  | Fire Fighter Interface |  |  |  | Module | TRUE | ECC-FFT | + | Fire Fighter Telephone System | 1 | 0.12 | 0.23 |  |  |  |  | TRUE | [5 empty] | #FFFF0000 | FA-NFPA 170 FIRE FIGHTER INTERFACE | 1 | FALSE | FALSE | FALSE | 207 | [13 empty] | FALSE
NFPA 170 SMOKE DETECTOR |  |  | North | Firelite |  | Smoke Detector |  |  |  | Module | TRUE | SD365R-IV w/B300-6-IV | + | Ivory, low-profile intelligent photoelectric sensor, remote test capable, for use with DNR/DNRW, LiteSpeed only, Standard Base | 1 | 0.0002 | 0.0045 |  |  |  |  | FALSE | TRUE |  |  |  |  | #FFFF0000 | FA-NFPA 170 SMOKE DETECTOR | 1 | FALSE | FALSE | FALSE | 1408 | [13 empty] | FALSE
|  |  | North | Firelite |  | Cards & Components |  |  |  | Card | TRUE | ECC-125DA (25V) Main Board | + | Main Board for ECC-125DA | 1 | 0.375 | 0.7 |  |  |  |  | TRUE | FALSE |  |  |  |  | #FFFFFFFF |  |  | FALSE | FALSE | FALSE | [14 empty] | FALSE
NFPA 170 REMOTE ANNUNCIATOR | RISER ANNUNCIATOR |  | North | Firelite |  | Remote Annunciator |  |  |  | Module | TRUE | ANN-RLED | + | Annunciator module with alarm (red) indicators for up to 30 input zones or addressable points, includes red enclosure | 1 | 0.028 | 0.068 |  |  |  |  | TRUE | FALSE |  |  |  |  | #FFFF0000 | FA-NFPA 170 REMOTE ANNUNCIATOR | 1 | FALSE | FALSE | FALSE | 255 | [13 empty] | FALSE
NFPA 170 SMOKE HEAT DETECTOR |  |  | North | Firelite |  | Smoke/Heat Detector |  |  |  | Module | TRUE | AD355 w/B200SR-WH | + | ADAPT Multi-Sensor Low Profile Intelligent Detector with B200SR Base | 1 | 0.0003 | 0.0065 |  |  |  |  | FALSE | TRUE |  |  |  |  | #FFFF0000 | FA-NFPA 170 SMOKE HEAT DETECTOR | 1 | FALSE | FALSE | FALSE | 1411 | [13 empty] | FALSE |  |  | SB
|  |  | North | Firelite |  | Cards & Components |  |  |  | Card | TRUE | FL-PS6 MAIN BOARD | + | Fire Alarm Power Supply Main Board | 1 | 0.139 | 0.157 | 6 |  |  |  | TRUE | FALSE | SURFACE |  | PROVIDED | N/A | #FFFFFFFF |  |  | FALSE | FALSE | FALSE |  |  |  | 7315-0028:0225 | [10 empty] | FALSE
NFPA 170 WIRELESS CONTROL UNIT |  |  | North | Firelite |  | Wireless Control Unit |  |  |  | Module | TRUE | WAV-RL | + | Wireless AV base, wall, red | 1 | [6 empty] | FALSE | [5 empty] | #FFFF0000 | FA-NFPA 170 WIRELESS CONTROL UNIT | 1 | FALSE | FALSE | FALSE | [14 empty] | FALSE |  |  | WAV-CRL
NFPA 170 WIRELESS CONTROL UNIT |  |  | North | Firelite |  | Wireless Control Unit |  |  |  | Module | TRUE | W-DIS-D | + | LCD User Interface for use with the W-GATE | 1 | 0.03 | 0.03 |  |  |  |  | FALSE | [5 empty] | #FFFF0000 | FA-NFPA 170 WIRELESS CONTROL UNIT | 1 | FALSE | FALSE | FALSE | [14 empty] | FALSE |  |  | W-DIS-D
|  |  | North | Firelite |  | Cards & Components |  |  |  | Card | TRUE | AEM-16ATF | + | Annunciator Expander Module, 16 Alarm LED's, 16 Trouble LED's, 16 Switches | 1 | 0.002 | 0.018 |  |  |  |  | TRUE | FALSE |  |  |  |  | #FFFFFFFF |  |  | FALSE | FALSE | FALSE | [14 empty] | FALSE
|  |  | North | Firelite |  | Cards & Components |  |  |  | Card | TRUE | IPDACT-2UD | + | IPDACT Internet Monitoring Module: Connects to primary and secondary DACT telephone output ports for internet communications over customer-provided Ethernet connection | 1 | 0.098 | 0.155 |  |  |  |  | TRUE | FALSE |  |  |  |  | #FFFFFFFF |  |  | FALSE | FALSE | FALSE | [14 empty] | FALSE
|  |  | North | Firelite | [5 empty] | Card | TRUE | B210-LP CLONED | + | 6" Flanged mounting base | 1 | 0.00017 | 0.00017 |  |  |  |  | TRUE | FALSE |  |  |  |  | #FFFFFFFF |  |  | FALSE | FALSE
|  |  | North | Firelite |  | Cards & Components |  |  |  | Card | TRUE | ECC-CE4 (25V) | + | Speaker Circuit/Zone Expander Module | 1 | 0.02 | 0.18 |  |  |  |  | TRUE | FALSE |  |  |  |  | #FFFFFFFF |  |  | FALSE | FALSE | FALSE | [14 empty] | FALSE
NFPA 170 NOTIFICATION CIRCUIT EXTENDER PANEL | RISER NAC |  | North | Firelite |  | Notification Circuit Extender Panel |  |  |  | Assembly | TRUE | FL-PS10 | + | 10.0 A, 120 VAC remote charger power supply in a lockable, metal enclosure | 1 | [6 empty] | FALSE | FALSE | SURFACE |  | PROVIDED | N/A | #FFFF0000 | FA-NFPA 170 NOTIFICATION CIRCUIT EXTENDER PANEL | 1 | FALSE | FALSE | FALSE | 212 |  |  | 7315-0028:0225 | [5 empty] | 7,12,18,34 |  |  |  |  | TRUE
|  |  | North | Firelite |  | Cards & Components |  |  |  | Card | TRUE | MS-4012 Main Board | ++ | Main Board | 1 | 0.0792 | 0.34 | 3 |  |  |  | TRUE | FALSE |  |  |  |  | #FFFFFFFF |  |  | FALSE | FALSE | FALSE | [14 empty] | FALSE
NFPA 170 HEAT DETECTOR |  |  | North | Firelite |  | Heat Detector |  |  |  | Module | TRUE | H365 w/B300-6 | + | White, Low-profile 135°F fixed thermal sensor, Standard Base | 1 | 0.0002 | 0.0045 |  |  |  |  | FALSE | TRUE |  |  |  |  | #FFFF0000 | FA-NFPA 170 HEAT DETECTOR | 1 | FALSE | FALSE | FALSE | 1403 | [13 empty] | FALSE |  |  | 135°
|  |  | North | Firelite |  | Cards & Components |  |  |  | Card | TRUE | 4XLMF/RZA-4XF | + | LED Interface Module | 1 | 0.004 | 0.019 |  |  |  |  | TRUE | FALSE |  |  |  |  | #FFFFFFFF |  |  | FALSE | FALSE | FALSE
|  |  | North | Firelite |  | Cards & Components |  |  |  | Card | TRUE | MS-2 Main Board | + | Fire Alarm Control Panel Main Board | 1 | 0.08 | 0.112 |  |  |  |  | TRUE | FALSE |  |  |  |  | #FFFFFFFF |  |  | FALSE | FALSE | FALSE | [14 empty] | FALSE
NFPA 170 SMOKE DETECTOR |  |  | North | Firelite |  | Smoke Detector |  |  |  | Module | TRUE | SD355T w/B210LP | + | White, Addressable photoelectric detector, Thermal, Standard Base | 1 | 0.0003 | 0.0065 |  |  |  |  | FALSE | TRUE |  |  |  |  | #FFFF0000 | FA-NFPA 170 SMOKE DETECTOR | 1 | FALSE | FALSE | FALSE | 1408 | [13 empty] | FALSE
NFPA 170 ADDRESSABLE OUTPUT MODULE |  |  | North | Firelite |  | Addressable Control/Relay |  |  |  | Module | TRUE | CMF-300 | + | Addressable Control Module for one Style Y/Z (Class B/A) zone of supervised polarized Notification Appliances | 1 | 0.00035 | 0.0065 |  |  |  |  | FALSE | FALSE |  |  |  |  | #FFFF0000 | FA-NFPA 170 ADDRESSABLE OUTPUT MODULE | 1 | FALSE | FALSE | FALSE | 1100 | [13 empty] | FALSE |  |  | CM
NFPA 170 SMOKE DETECTOR |  |  | North | Firelite |  | Smoke Detector |  |  |  | Module | TRUE | SD355T w/B501 | + | White, Addressable photoelectric detector, Thermal, Standard Base | 1 | 0.0003 | 0.0065 |  |  |  |  | FALSE | TRUE |  |  |  |  | #FFFF0000 | FA-NFPA 170 SMOKE DETECTOR | 1 | FALSE | FALSE | FALSE | 1408 | [13 empty] | FALSE
NFPA 170 REMOTE ANNUNCIATOR | RISER ANNUNCIATOR |  | North | Firelite |  | Remote Annunciator |  |  |  | Module | TRUE | ANN-I/O | + | LED driver module | 1 | 0.035 | 0.2 |  |  |  |  | TRUE | FALSE |  |  |  |  | #FFFF0000 | FA-NFPA 170 REMOTE ANNUNCIATOR | 1 | FALSE | FALSE | FALSE | 255 | [13 empty] | FALSE
|  |  | North | Firelite |  | Cards & Components |  |  |  | Card | TRUE | ANN-RLY | + | Relay Module provides 10 programmable Form C relays | 1 | 0.015 | 0.075 |  |  |  |  | TRUE | FALSE |  |  |  |  | #FFFFFFFF |  |  | FALSE | FALSE | FALSE | [14 empty] | FALSE
NFPA 170 REMOTE ANNUNCIATOR | RISER ANNUNCIATOR |  | North | Firelite |  | Remote Annunciator |  |  |  | Module | TRUE | ANN-100 | + | 80 character remote fire annunciator; red | 1 | 0.02 | 0.025 |  |  |  |  | TRUE | FALSE |  |  |  |  | #FFFF0000 | FA-NFPA 170 REMOTE ANNUNCIATOR | 1 | FALSE | FALSE | FALSE | 255 | [13 empty] | FALSE
NFPA 170 DIGITAL ALARM COMMNUCATOR TRANSMITTER | RISER DACT |  | North | Firelite |  | Communicator |  |  |  | Module | TRUE | 411 | + | Slave Digital Alarm Communicator Transmitters | 1 | 0.064 | 0.12 |  |  |  |  | TRUE | FALSE |  |  |  |  | #FFFF0000 | FA-NFPA 170 DIGITAL ALARM COMMNUCATOR TRANSMITTER | 1 | FALSE | FALSE | FALSE | 250 | [13 empty] | FALSE
NFPA 170 AMPLIFIER RACK | RISER AMP |  | North | Firelite |  | Amplifier |  |  |  | Assembly | TRUE | ECC-50DA (50W, 25V) | + | Distributed (Remote) Audio Amplifier, 50 watts | 1 | [6 empty] | FALSE | [5 empty] | #FFFF0000 | FA-NFPA 170 AMPLIFIER RACK | 1 | FALSE | FALSE | FALSE | 300 | [8 empty] | 7,12,18,26,33 |  |  |  | 50 | TRUE
NFPA 170 HEAT DETECTOR |  |  | North | Firelite |  | Heat Detector |  |  |  | Module | TRUE | H355HT w/B200SR | + | White, Low-profile 190°F fixed thermal sensor, Sounder Base | 1 | 0.0003 | 0.0065 |  |  |  |  | FALSE | TRUE |  |  |  |  | #FFFF0000 | FA-NFPA 170 HEAT DETECTOR | 1 | FALSE | FALSE | FALSE | 1403 | [13 empty] | FALSE |  |  | 190°
NFPA 170 CELL COMM | RISER CELL COMM |  | North | Firelite |  | Cellular Communicator |  |  |  | Module | TRUE | CELL-MOD | ++ | Cellular module housed in plastic enclosure. (External antenna sold separately) | 1 | 0.055 | 0.1 |  |  |  |  | TRUE | [5 empty] | #FFFF0000 | FA-NFPA 170 CELL COMM | 1 | FALSE | FALSE | FALSE | 250
NFPA 170 SMOKE HEAT DETECTOR |  |  | North | Firelite |  | Smoke/Heat Detector |  |  |  | Module | TRUE | W-SD355T | + | Addressable Wireless Photo/Heat Detector | 1 | [6 empty] | FALSE | TRUE |  |  |  |  | #FFFF0000 | FA-NFPA 170 SMOKE HEAT DETECTOR | 1 | FALSE | FALSE | FALSE | 1411 | [13 empty] | FALSE |  |  | W
NFPA 170 SMOKE DETECTOR |  |  | North | Firelite |  | Smoke Detector |  |  |  | Module | TRUE | SD365T w/B200S-WH | + | White, Addressable photoelectric detector, Thermal, Sounder Base | 1 | 0.0002 | 0.0045 |  |  |  |  | FALSE | TRUE |  |  |  |  | #FFFF0000 | FA-NFPA 170 SMOKE DETECTOR | 1 | FALSE | FALSE | FALSE | 1408 | [13 empty] | FALSE
NFPA 170 FIRE ALARM CONTROL UNIT | RISER FACP |  | North | Firelite |  | Fire Alarm Control Unit |  |  |  | Assembly | TRUE | MS-9600LS | + | Intelligent Addressable FACP with Optional 2nd Loop | 1 | [6 empty] | FALSE | [5 empty] | #FFFF0000 | FA-NFPA 170 FIRE ALARM CONTROL UNIT | 1 | FALSE | FALSE | FALSE | 202 | [8 empty] | 7,12,18 |  |  | 7 |  | TRUE
NFPA 170 FIRE ALARM CONTROL UNIT | RISER FACP |  | North | Firelite |  | Fire Alarm Control Unit |  |  |  | Assembly | TRUE | MS-4012 | ++ | Five-zone, 12-volt, Fire Alarm Control Panel | 1 | [6 empty] | FALSE | FALSE |  |  |  |  | #FFFF0000 | FA-NFPA 170 FIRE ALARM CONTROL UNIT | 1 | FALSE | FALSE | FALSE | 202 | [8 empty] | 7 |  | 7 |  |  | TRUE
|  |  | North | Firelite |  | Cards & Components |  |  |  | Card | TRUE | ECC-50/100 Main Board (100W, 25V) | + | Main Board for ECC-50/100 | 1 | 0.272 | 3.846 |  |  |  |  | TRUE | FALSE |  |  |  |  | #FFFFFFFF |  |  | FALSE | FALSE | FALSE | [14 empty] | FALSE
NFPA 170 SMOKE DETECTOR |  |  | North | Firelite |  | Smoke Detector |  |  |  | Module | TRUE | SD355 w/B501 | + | White, Addressable photoelectric detector, Standard Base | 1 | 0.0003 | 0.0065 |  |  |  |  | FALSE | TRUE |  |  |  |  | #FFFF0000 | FA-NFPA 170 SMOKE DETECTOR | 1 | FALSE | FALSE | FALSE | 1408 | [13 empty] | FALSE
NFPA 170 MANUAL PULL |  |  | North | Firelite |  | Manual Station |  |  |  | Module | TRUE | XAL-53 | ++ | Explosion-Proof Pull Station with Pull Ring | 1 | [6 empty] | TRUE | [5 empty] | #FFFF0000 | FA-NFPA 170 MANUAL PULL | 1 | FALSE | FALSE | FALSE | 957 | [16 empty] | XP
NFPA 170 MANUAL PULL |  |  | North | Firelite |  | Manual Station |  |  |  | Module | TRUE | BG-12LSP | + | Same as BG-12L with English/Spanish (FIRE/FUEGO) labeling. | 1 | [6 empty] | TRUE | [5 empty] | #FFFF0000 | FA-NFPA 170 MANUAL PULL | 1 | FALSE | FALSE | FALSE | 957
NFPA 170 ADDRESSABLE INPUT MONITOR MODULE |  |  | North | Firelite |  | Addressable Module |  |  |  | Module | TRUE | MMF-301 | + | Miniature version of MMF-300. Excludes LED and Style D option. Connects with wire pigtails. May mount in device backbox | 1 | 0.00035 | 0.0006 |  |  |  |  | FALSE | FALSE |  |  |  |  | #FFFF0000 | FA-NFPA 170 ADDRESSABLE INPUT MONITOR MODULE | 1 | FALSE | FALSE | FALSE | 1000 | [13 empty] | FALSE |  |  | M
|  |  | North | Firelite |  | Cards & Components |  |  |  | Card | TRUE | MS-9050UD Main Board | + | Fire Alarm Control Panel with DACT Main Board | 1 | 0.12 | 0.2 |  |  |  |  | TRUE | FALSE |  |  |  |  | #FFFFFFFF |  |  | FALSE | FALSE | FALSE | [14 empty] | FALSE
NFPA 170 CELL COMM | RISER CELL COMM |  | North | Firelite |  | Cellular Communicator |  |  |  | Module | TRUE | CELL-CAB-FL | + | Cellular module housed in metal cabinet with lock and key. Includes external antenna | 1 | 0.055 | 0.1 |  |  |  |  | TRUE | [5 empty] | #FFFF0000 | FA-NFPA 170 CELL COMM | 1 | FALSE | FALSE | FALSE | 250
NFPA 170 END OF LINE DEVICE |  |  | North | Firelite |  | End-of-Line Device |  |  |  | Module | TRUE | EOLR-1 | + | End of Line Supervision Relay | 1 | 0.011 | 0.02 |  |  |  |  | TRUE | [5 empty] | #FFFF0000 | FA-NFPA 170 END OF LINE DEVICE | 1 | FALSE | FALSE | FALSE | 5050 | [16 empty] | R
NFPA 170 REMOTE VOICE EVACUATION MICROPHONE |  |  | North | Firelite |  | Remote Microphone |  |  |  | Module | TRUE | ECC-RPU | + | Remote Page Unit Hand held microphone, 14 message buttons | 1 | 0.05 | 0.068 |  |  |  |  | TRUE | FALSE |  |  |  |  | #FFFF0000 | FA-NFPA 170 REMOTE VOICE EVACUATION MICROPHONE | 1 | FALSE | FALSE | FALSE | 265 | [13 empty] | FALSE |  |  | RPU
NFPA 170 HEAT DETECTOR |  |  | North | Firelite |  | Heat Detector |  |  |  | Module | TRUE | H355R w/B501 | + | White, Low-profile rate-of-rise thermal sensor, Standard Base | 1 | 0.0003 | 0.0065 |  |  |  |  | FALSE | TRUE |  |  |  |  | #FFFF0000 | FA-NFPA 170 HEAT DETECTOR | 1 | FALSE | FALSE | FALSE | 1403 | [13 empty] | FALSE |  |  | R
NFPA 170 FIRE ALARM CONTROL UNIT | RISER FACP |  | North | Firelite |  | Fire Alarm Control Unit |  |  |  | Assembly | TRUE | ES-50XP | ++ | Addressable Fire Alarm Control Panel with one SLC loop. Includes main circuit board with display, pre-installed CLSS Pathway Pro communicator, chassis with transformer, dress panel, backbox with door, plastic bag containing screws, cables, key, etc. | 1 | [6 empty] | FALSE | FALSE |  |  | Backbox: 19.00" (48.26 cm.) high x 16.65" (42.29 cm.) wide x 5.25" (13.34 cm.) deep. |  | #FFFF0000 | FA-NFPA 170 FIRE ALARM CONTROL UNIT | 1 | FALSE | FALSE | FALSE | 202 |  |  | 7165-0075:0511 | [5 empty] | 7,12,18 |  |  |  |  | TRUE
NFPA 170 ADDRESSABLE OUTPUT MODULE |  |  | North | Firelite |  | Addressable Control/Relay |  |  |  | Module | TRUE | ACM-8RF | + | Remote Relay Module with eight Form-C contacts | 1 | 0.03 | 0.158 |  |  |  |  | TRUE | FALSE |  |  |  |  | #FFFF0000 | FA-NFPA 170 ADDRESSABLE OUTPUT MODULE | 1 | FALSE | FALSE | FALSE | 1100 | [13 empty] | FALSE |  |  | 8
NFPA 170 SMOKE DETECTOR |  |  | North | Firelite |  | Smoke Detector |  |  |  | Module | TRUE | CP355 w/B200SR-WH | + | Addressable ionization detector with B200SR Base *Discontinued | 1 | 0.0003 | 0.0065 |  |  |  |  | FALSE | TRUE |  |  |  |  | #FFFF0000 | FA-NFPA 170 SMOKE DETECTOR | 1 | FALSE | FALSE | FALSE | 1408 | [13 empty] | FALSE |  |  | I¦SB
NFPA 170 WIRELESS CONTROL UNIT |  |  | North | Firelite |  | Wireless Control Unit |  |  |  | Module | TRUE | WAV-CWL | + | Wireless AV base, ceiling, white | 1 | [6 empty] | FALSE | [5 empty] | #FFFF0000 | FA-NFPA 170 WIRELESS CONTROL UNIT | 1 | FALSE | FALSE | FALSE | [14 empty] | FALSE |  |  | WAV-CWL
NFPA 170 FIRE ALARM CONTROL UNIT | RISER FACP |  | North | Firelite |  | Fire Alarm Control Unit |  |  |  | Assembly | TRUE | MS-9200UD | + | Intelligent Addressable FACP with Built-In Communicator | 1 | [6 empty] | FALSE | FALSE |  |  |  |  | #FFFF0000 | FA-NFPA 170 FIRE ALARM CONTROL UNIT | 1 | FALSE | FALSE | FALSE | 202 | [8 empty] | 7,12,18 |  | 18 |  |  | TRUE
NFPA 170 DUCT SMOKE DETECTOR |  |  | North | Firelite |  | Duct Smoke Detector |  |  |  | Module | TRUE | DNR w/SD365R | + | Intelligent Non-Relay Photoelectric Duct Detector | 1 | 0.0002 | 0.045 |  |  |  |  | FALSE | TRUE | FLUSH |  | N/A | N/A | #FFFF0000 | FA-NFPA 170 DUCT SMOKE DETECTOR | 1 | FALSE | FALSE | FALSE | 1400 |  |  | 3242-1653:0209 | [10 empty] | FALSE
NFPA 170 CELL COMM | RISER CELL COMM |  | North | Firelite |  | Cards & Components |  |  |  | Card | TRUE | CLSS Pathway Pro | ++ | CLSS | 1 | 0.1 | 0.1 |  |  | 24 | 18 | TRUE | [5 empty] | #FFFF0000 | FA-NFPA 170 CELL COMM | 1 | FALSE | FALSE | FALSE | 250 | [13 empty] | FALSE
NFPA 170 MANUAL PULL |  |  | North | Firelite |  | Manual Station |  |  |  | Module | TRUE | BG-12LO | + | Same as BG-12L with “outdoor use” listing. Does not include backbox. | 1 | [6 empty] | TRUE | [5 empty] | #FFFF0000 | FA-NFPA 170 MANUAL PULL | 1 | FALSE | FALSE | FALSE | 957
|  |  | North | Firelite |  | Hardware |  |  |  | Hardware | TRUE | SEISKIT-320/B26 | + | Seismic mounting kit. Required for seismiccertified applications with NFS-320 and BB-26. Includes battery bracket for two 26 AH batteries. | 1 | [6 empty] | FALSE | FALSE |  |  |  |  | #FFFFFFFF |  |  | FALSE | FALSE | FALSE | [14 empty] | FALSE
NFPA 170 SMOKE DETECTOR |  |  | North | Firelite |  | Smoke Detector |  |  |  | Module | TRUE | SD355 w/B224RB | + | White, Addressable photoelectric detector, Relay Base | 1 | 0.0003 | 0.0065 |  |  |  |  | FALSE | TRUE |  |  |  |  | #FFFF0000 | FA-NFPA 170 SMOKE DETECTOR | 1 | FALSE | FALSE | FALSE | 1408 | [13 empty] | FALSE
|  |  | North | Firelite |  | Cards & Components |  |  |  | Card | TRUE | SLC-2 | + | Loop Expander Module, Provides Even Numbered SLC Loops | 1 | 0.019 | 0.026 |  |  |  |  | TRUE | FALSE |  |  |  |  | #FFFFFFFF |  |  | FALSE | FALSE | FALSE | [14 empty] | FALSE
NFPA 170 ADDRESSABLE INPUT MONITOR MODULE |  |  | North | Firelite |  | Addressable Module |  |  |  | Module | TRUE | MMF-302-6 | + | Six-zone interface module. Mount one or two modules in a BB-2F cabinet (optional). Mount up to six modules on a CHS-6 chassis in a BB-6F cabinet. | 6 | 0.002 | 0.04 |  |  |  |  | TRUE | FALSE |  |  |  |  | #FFFF0000 | FA-NFPA 170 ADDRESSABLE INPUT MONITOR MODULE | 1 | FALSE | FALSE | FALSE | 1000 | [13 empty] | FALSE |  |  | 6
NFPA 170 FIRE ALARM CONTROL UNIT | RISER FACP |  | North | Firelite |  | Fire Alarm Control Unit |  |  |  | Assembly | TRUE | ES-50XI | ++ | Addressable Fire Alarm Control Panel with one SLC loop. Includes main circuit board with display, chassis with transformer, dress panel, backbox with door, plastic bag containing screws, cables, key, etc. | 1 | [6 empty] | FALSE | FALSE |  |  | Backbox: 19.00" (48.26 cm.) high x 16.65" (42.29 cm.) wide x 5.25" (13.34 cm.) deep. |  | #FFFF0000 | FA-NFPA 170 FIRE ALARM CONTROL UNIT | 1 | FALSE | FALSE | FALSE | 202 |  |  | 7165-0075:0511 | [5 empty] | 7,12,18 |  |  |  |  | TRUE
|  |  | North | Firelite |  | Cards & Components |  |  |  | Card | TRUE | ECC-50BDA Main Board (100W, 70V) | + | Main Board for ECC-50BDA | 1 | 0.11 | 1.4 |  |  |  |  | TRUE | FALSE |  |  |  |  | #FFFFFFFF |  |  | FALSE | FALSE | FALSE | [14 empty] | FALSE
NFPA 170 AMPLIFIER RACK | RISER AMP |  | North | Firelite |  | Amplifier |  |  |  | Assembly | TRUE | ECC-50BDA (100W, 25V) | + | Distributed (Remote) Audio Amplifier, 100 watts | 1 | [6 empty] | FALSE | [5 empty] | #FFFF0000 | FA-NFPA 170 AMPLIFIER RACK | 1 | FALSE | FALSE | FALSE | 300 | [8 empty] | 7,12,18,26,33 |  |  |  | 100 | TRUE
NFPA 170 FIRE ALARM CONTROL UNIT | RISER FACP |  | North | Firelite |  | Fire Alarm Control Unit |  |  |  | Assembly | TRUE | MRP-2001 | + | Agent Release Panel | 1 | [6 empty] | FALSE | FALSE |  |  |  |  | #FFFF0000 | FA-NFPA 170 FIRE ALARM CONTROL UNIT | 1 | FALSE | FALSE | FALSE | 202 | [8 empty] | 7,12,18 |  |  | 7 |  | TRUE
NFPA 170 HEAT DETECTOR |  |  | North | Firelite |  | Heat Detector |  |  |  | Module | TRUE | H355 w/B200SR-LF | + | White, Low-profile 135°F fixed thermal sensor, Low Frequency Sounder Base | 1 | 0.0003 | 0.0065 |  |  |  |  | FALSE | TRUE |  |  |  |  | #FFFF0000 | FA-NFPA 170 HEAT DETECTOR | 1 | FALSE | FALSE | FALSE | 1403 | [13 empty] | FALSE |  |  | 135°¦LF
|  |  | North | Firelite |  | Cards & Components |  |  |  | Card | TRUE | LDM-E32F | + | Lamp Driver Module, 32 Alarm Indications or 16 Alarm,16 Trouble, and 16 Control Points, Expander | 1 | 0.002 | 0.018 |  |  |  |  | TRUE | FALSE |  |  |  |  | #FFFFFFFF |  |  | FALSE | FALSE | FALSE | [14 empty] | FALSE
|  |  | North | Firelite |  | Cards & Components |  |  |  | Card | TRUE | CHG-120F | + | Remote battery charging system for lead-acid batteries with a rating of 55 to 120 AH. Requires additional BB-55F for mounting. | 1 | 0.06 | [5 empty] | TRUE | [5 empty] | #FFFFFFFF |  |  | FALSE | FALSE | FALSE | [9 empty] | 55,100,120
|  |  | North | Firelite |  | Cards & Components |  |  |  | Card | TRUE | ACC-AAM25 | ++ | 25 watt, 25 VRMS Audio Amplifier Module with single Class A or Class B speaker circuit. | 1 | 0.065 | 2 |  |  | 24 |  | TRUE | FALSE |  |  |  |  | #FFFFFFFF |  |  | FALSE | FALSE | FALSE | [14 empty] | FALSE
NFPA 170 REMOTE ANNUNCIATOR | RISER ANNUNCIATOR |  | North | Firelite |  | Remote Annunciator |  |  |  | Module | TRUE | AFM-16AF | + | ONYX Series ACS Annunciator | 1 | 0.025 | 0.065 |  |  |  |  | TRUE | FALSE |  |  |  |  | #FFFF0000 | FA-NFPA 170 REMOTE ANNUNCIATOR | 1 | FALSE | FALSE | FALSE | 255 | [13 empty] | FALSE
|  |  | North | Firelite |  | Cards & Components |  |  |  | Card | TRUE | ANN-SEC | + | ANN-BUS Expansion Module | 1 | 0.003 | 0.1 |  |  |  |  | TRUE | FALSE |  |  |  |  | #FFFFFFFF |  |  | FALSE | FALSE | FALSE | [14 empty] | FALSE
NFPA 170 MANUAL PULL |  |  | North | Firelite |  | Manual Station |  |  |  | Module | TRUE | BG-12LPSP | + | Same as BG-12LPS with English/Spanish (FIRE/FUEGO) labeling. | 1 | [6 empty] | TRUE | [5 empty] | #FFFF0000 | FA-NFPA 170 MANUAL PULL | 1 | FALSE | FALSE | FALSE | 957
|  |  | North | Firelite |  | Cards & Components |  |  |  | Card | TRUE | IPDACT-2 | + | IPDACT Internet Monitoring Module: Connects to primary and secondary DACT telephone output ports for internet communications over customer-provided Ethernet connection | 1 | 0.093 | 0.136 |  |  |  |  | TRUE | FALSE |  |  |  |  | #FFFFFFFF |  |  | FALSE | FALSE | FALSE | [14 empty] | FALSE
|  |  | North | Firelite |  | Cards & Components |  |  |  | Card | TRUE | ECC-50/100 Main Board (50W, 70V) | + | Main Board for ECC-50/100 | 1 | 0.272 | 3.846 |  |  |  |  | TRUE | FALSE |  |  |  |  | #FFFFFFFF |  |  | FALSE | FALSE | FALSE | [14 empty] | FALSE
NFPA 170 HEAT DETECTOR |  |  | North | Firelite |  | Heat Detector |  |  |  | Module | TRUE | H365HT w/B200S-WH | + | White, Low-profile 190°F fixed thermal sensor, Sounder Base | 1 | 0.0002 | 0.0045 |  |  |  |  | FALSE | TRUE |  |  |  |  | #FFFF0000 | FA-NFPA 170 HEAT DETECTOR | 1 | FALSE | FALSE | FALSE | 1403 | [13 empty] | FALSE |  |  | 190°
NFPA 170 DUCT SMOKE DETECTOR |  |  | North | Firelite |  | Duct Smoke Detector |  |  |  | Assembly | TRUE | D355PL | + | Intelligent non-relay photoelectric low flow smoke detector housing. Includes SD355R Detector. | 1 | 0.0003 | 0.0065 |  |  |  |  | FALSE | TRUE |  |  |  |  | #FFFF0000 | FA-NFPA 170 DUCT SMOKE DETECTOR | 1 | FALSE | FALSE | FALSE | 1400 | [13 empty] | FALSE
NFPA 170 FIRE ALARM CONTROL UNIT | RISER FACP |  | North | Firelite |  | Fire Alarm Control Unit |  |  |  | Assembly | TRUE | MS-5024 | ++ | Five-zone, 24-volt, Fire Alarm Control Communicator | 1 | [6 empty] | FALSE | FALSE |  |  | 14.5" high x 12.5" wide x 3.0" deep (36.83 cm high x 31.75 cm wide x 7.62 cm deep). |  | #FFFF0000 | FA-NFPA 170 FIRE ALARM CONTROL UNIT | 1 | FALSE | FALSE | FALSE | 202 | [8 empty] | 7,12,18 |  | 7 |  |  | TRUE
NFPA 170 SMOKE HEAT DETECTOR |  |  | North | Firelite |  | Smoke/Heat Detector |  |  |  | Module | TRUE | AD355 w/B210LP | + | ADAPT Multi-Sensor Low Profile Intelligent Detector with B210LP Base | 1 | 0.0003 | 0.0065 |  |  |  |  | FALSE | TRUE |  |  |  |  | #FFFF0000 | FA-NFPA 170 SMOKE HEAT DETECTOR | 1 | FALSE | FALSE | FALSE | 1411 | [13 empty] | FALSE
NFPA 170 MANUAL PULL |  |  | North | Firelite |  | Manual Station |  |  |  | Module | TRUE | BG-12LPS | + | Dual-action pull station with pre-signal option. | 1 | [6 empty] | TRUE | [5 empty] | #FFFF0000 | FA-NFPA 170 MANUAL PULL | 1 | FALSE | FALSE | FALSE | 957
NFPA 170 SMOKE HEAT DETECTOR |  |  | North | Firelite |  | Smoke/Heat Detector |  |  |  | Module | TRUE | AD355 w/B200SR-LF-WH | + | ADAPT Multi-Sensor Low Profile Intelligent Detector with B200SR-LF Base | 1 | 0.0003 | 0.0065 |  |  |  |  | FALSE | TRUE |  |  |  |  | #FFFF0000 | FA-NFPA 170 SMOKE HEAT DETECTOR | 1 | FALSE | FALSE | FALSE | 1411 | [13 empty] | FALSE |  |  | LF¦SB
|  |  | North | Firelite |  | Cards & Components |  |  |  | Card | TRUE | MS-5012 Main Board | + | Five Zone Fire Alarm Control Panel Main Board | 1 | 0.11 | 0.214 |  |  |  |  | TRUE | FALSE |  |  |  |  | #FFFFFFFF |  |  | FALSE | FALSE | FALSE | [14 empty] | FALSE
NFPA 170 ADDRESSABLE INPUT MONITOR MODULE |  |  | North | Firelite |  | Addressable Module |  |  |  | Module | TRUE | W-MMF | + | Wireless Monitor Module | 1 | [6 empty] | FALSE | [5 empty] | #FFFF0000 | FA-NFPA 170 ADDRESSABLE INPUT MONITOR MODULE | 1 | FALSE | FALSE | FALSE | 1000 | [13 empty] | FALSE |  |  | W
|  |  | North | Firelite |  | Cards & Components |  |  |  | Card | TRUE | MS-9600UDLS Main Board | + | Intelligent Addressable FACP with Optional 2nd Loop, DACT-UD2 Main Board | 1 | 0.103 | 0.253 |  |  |  |  | TRUE | [5 empty] | #FFFFFFFF |  |  | FALSE | FALSE | FALSE | [14 empty] | FALSE
NFPA 170 SMOKE DETECTOR |  |  | North | Firelite |  | Smoke Detector |  |  |  | Module | TRUE | SD355T w/B200SR | + | White, Addressable photoelectric detector, Thermal, Sounder Base | 1 | 0.0003 | 0.0065 |  |  |  |  | FALSE | TRUE |  |  |  |  | #FFFF0000 | FA-NFPA 170 SMOKE DETECTOR | 1 | FALSE | FALSE | FALSE | 1408 | [13 empty] | FALSE
|  |  | North | Firelite |  | Cards & Components |  |  |  | Card | TRUE | PWRMOD24 | ++ | Power Expander Module | 1 | 0.007 | 0.008 | 3 |  |  |  | TRUE | [5 empty] | #FFFFFFFF |  |  | FALSE | FALSE | FALSE | [12 empty] | 3 |  | FALSE
NFPA 170 MANUAL PULL |  |  | North | Firelite |  | Manual Station |  |  |  | Module | TRUE | BG-12LX | + | Addressable manual pull station with interface module mounted inside | 1 | 0.000375 | 0.005 |  |  |  |  | FALSE | FALSE |  |  |  |  | #FFFF0000 | FA-NFPA 170 MANUAL PULL | 1 | FALSE | FALSE | FALSE | 957 | [13 empty] | FALSE
|  |  | North | Firelite |  | Cards & Components |  |  |  | Card | TRUE | ES-200X MAIN BOARD with PWRMOD24 | + | Main Board for ES-200X Fire Alarm Control Panel with PWRMOD24 | 1 | 0.141 | 0.257 | 6 |  |  |  | TRUE | FALSE |  |  |  |  | #FFFFFFFF |  |  | FALSE | FALSE | FALSE | [9 empty] | 7,12,18 |  |  |  |  | FALSE
NFPA 170 MANUAL PULL |  |  | North | Firelite |  | Manual Station |  |  |  | Module | TRUE | BG-12S | + | Single-action pull station with pigtail connections, hex lock. | 1 | [6 empty] | TRUE | [5 empty] | #FFFF0000 | FA-NFPA 170 MANUAL PULL | 1 | FALSE | FALSE | FALSE | 957
|  |  | North | Firelite |  | Cards & Components |  |  |  | Card | TRUE | MS-5210UD Main Board | + | Ten-zone, 24-volt Fire Alarm Control Panel Main Board | 1 | 0.138 | 0.245 | 3 |  |  |  | TRUE | FALSE |  |  |  |  | #FFFFFFFF |  |  | FALSE | FALSE | FALSE | [14 empty] | FALSE
|  |  | North | Firelite |  | Cards & Components |  |  |  | Card | TRUE | SLC-3LS | ++ | Loop Module | 1 | 0.159 | 0.21 |  |  |  |  | TRUE | FALSE |  |  |  |  | #FFFFFFFF |  |  | FALSE | FALSE | FALSE | [14 empty] | FALSE
NFPA 170 HEAT DETECTOR |  |  | North | Firelite |  | Heat Detector |  |  |  | Module | TRUE | H355 w/B224RB | + | White, Low-profile 135°F fixed thermal sensor, Relay Base | 1 | 0.0003 | 0.0065 |  |  |  |  | FALSE | TRUE |  |  |  |  | #FFFF0000 | FA-NFPA 170 HEAT DETECTOR | 1 | FALSE | FALSE | FALSE | 1403 | [13 empty] | FALSE |  |  | 135°
|  |  | North | Firelite |  | Cards & Components |  |  |  | Card | TRUE | ECC-50W-70V | + | 70V, 50 Watt Audio Amplifier Module | 1 | 0.1 | 0.235 |  |  |  |  | TRUE | FALSE |  |  |  |  | #FFFFFFFF |  |  | FALSE | FALSE | FALSE | [14 empty] | FALSE
NFPA 170 AMPLIFIER RACK | RISER AMP |  | North | Firelite |  | Amplifier |  |  |  | Assembly | TRUE | ACC-25/50 | ++ | 25 watt, 25 VRMS, Emergency Voice Evacuation Control Panel with integral commercial microphone, digital message generator, and single-/dual channel Class A or Class B speaker circuits. | 1 |  |  |  |  | 24 |  | FALSE | [5 empty] | #FFFF0000 | FA-NFPA 170 AMPLIFIER RACK | 1 | FALSE | FALSE | FALSE | 300 | [8 empty] | 7,12,18 |  |  |  | 50 | TRUE
NFPA 170 ADDRESSABLE INPUT MONITOR MODULE |  |  | North | Firelite |  | Addressable Module |  |  |  | Module | TRUE | MDF-300 | + | Addressable Dual Monitor Module W/ FlashScan, Supervises Class A or Class B of Dry Contact Input | 2 | 0.00075 | 0.0064 |  |  |  |  | FALSE | FALSE |  |  |  |  | #FFFF0000 | FA-NFPA 170 ADDRESSABLE INPUT MONITOR MODULE | 1 | FALSE | FALSE | FALSE | 1000 | [13 empty] | FALSE |  |  | 2
NFPA 170 WIRELESS CONTROL UNIT |  |  | North | Firelite |  | Wireless Control Unit |  |  |  | Module | TRUE | WAV-CRL | + | Wireless AV base, ceiling, red | 1 | [6 empty] | FALSE | [5 empty] | #FFFF0000 | FA-NFPA 170 WIRELESS CONTROL UNIT | 1 | FALSE | FALSE | FALSE | [14 empty] | FALSE |  |  | WAV-CRL
|  |  | North | Firelite |  | Cards & Components |  |  |  | Card | TRUE | B200S-WH | + | Intelligent addressable sounder base | 1 | 0.0005 | 0.035 |  |  |  |  | TRUE | FALSE |  |  |  |  | #FFFFFFFF |  |  | FALSE | FALSE | FALSE | [14 empty] | FALSE
NFPA 170 HEAT DETECTOR |  |  | North | Firelite |  | Heat Detector |  |  |  | Module | TRUE | H365 w/B200S-LF-WH | + | White, Low-profile 135°F fixed thermal sensor, Low Frequency Sounder Base | 1 | 0.0002 | 0.0045 |  |  |  |  | FALSE | TRUE |  |  |  |  | #FFFF0000 | FA-NFPA 170 HEAT DETECTOR | 1 | FALSE | FALSE | FALSE | 1403 | [13 empty] | FALSE |  |  | 135°¦LF
NFPA 170 FIRE ALARM CONTROL UNIT | RISER FACP |  | North | Firelite |  | Fire Alarm Control Unit |  |  |  | Assembly | TRUE | ES-50XC | ++ | Addressable Fire Alarm Control Panel with one DCL loop. Includes main circuit board with display, pre-installed communicator, chassis with transformer, dress panel, backbox with door, plastic bag containing screws, cables, key, etc., manual. | 1 | [6 empty] | FALSE | FALSE |  |  | Backbox: 19.00" (48.26 cm.) high x 16.65" (42.29 cm.) wide x 5.25" (13.34 cm.) deep. |  | #FFFF0000 | FA-NFPA 170 FIRE ALARM CONTROL UNIT | 1 | FALSE | FALSE | FALSE | 202 |  |  | 7165-0075:0511 | [5 empty] | 7,12,18 |  |  |  |  | TRUE
NFPA 170 AMPLIFIER RACK | RISER AMP |  | North | Firelite |  | Amplifier |  |  |  | Assembly | TRUE | ECC-50/100 (100W, 25V) | + | (Primary Operating Console) 100 Watt, 25VRMS single speaker zone emergency voice evacuation system, integral microphone, built in tone generator and 14 recordable messages. | 1 | [6 empty] | FALSE | [5 empty] | #FFFF0000 | FA-NFPA 170 AMPLIFIER RACK | 1 | FALSE | FALSE | FALSE | 300 | [8 empty] | 7,12,18,26 |  |  | 7.5 | 100 | TRUE
NFPA 170 HEAT DETECTOR |  |  | North | Firelite |  | Heat Detector |  |  |  | Module | TRUE | H365 w/B200S-WH | + | White, Low-profile 135°F fixed thermal sensor, Sounder Base | 1 | 0.0002 | 0.0045 |  |  |  |  | FALSE | TRUE |  |  |  |  | #FFFF0000 | FA-NFPA 170 HEAT DETECTOR | 1 | FALSE | FALSE | FALSE | 1403 | [13 empty] | FALSE |  |  | 135°
|  |  | North | Firelite |  | Cards & Components |  |  |  | Card | TRUE | ACC-25/50 Main Board | ++ | Main Board | 1 | 0.225 | 0.385 |  |  | 24 |  | TRUE | FALSE |  |  |  |  | #FFFFFFFF |  |  | FALSE | FALSE | FALSE | [14 empty] | FALSE
|  |  | North | Firelite |  | Hardware |  |  |  | Hardware | TRUE | BB-6F | + | Optional cabinet for up to six modules mounted on CHS-6 chassis | 1 | [6 empty] | TRUE | [5 empty] | #FFFFFFFF |  |  | FALSE | FALSE | FALSE
NFPA 170 SMOKE DETECTOR |  |  | North | Firelite |  | Smoke Detector |  |  |  | Module | TRUE | SD355 w/B200SR-LF | + | White, Addressable photoelectric detector, Low Frequency Sounder Base | 1 | 0.0003 | 0.0065 |  |  |  |  | FALSE | TRUE |  |  |  |  | #FFFF0000 | FA-NFPA 170 SMOKE DETECTOR | 1 | FALSE | FALSE | FALSE | 1408 | [13 empty] | FALSE |  |  | LF
NFPA 170 REMOTE ANNUNCIATOR | RISER ANNUNCIATOR |  | North | Firelite |  | Remote Annunciator |  |  |  | Module | TRUE | ACM-32AF | + | ONYX Series ACS Annunciator | 1 | 0.04 | 0.056 |  |  |  |  | TRUE | FALSE |  |  |  |  | #FFFF0000 | FA-NFPA 170 REMOTE ANNUNCIATOR | 1 | FALSE | FALSE | FALSE | 255 | [13 empty] | FALSE
NFPA 170 REMOTE ANNUNCIATOR | RISER ANNUNCIATOR |  | North | Firelite |  | Remote Annunciator |  |  |  | Module | TRUE | ANN-LED | + | Annunciator module with alarm (red), trouble (yellow) and supervisory (yellow) indication for up to ten input zones or addressable points, includes module mounting bracket, metal cover and clear plastic screen, rubber display/label holder, screws for securing the metal cover and the backbox, red enclosure | 1 | 0.028 | 0.068 |  |  |  |  | TRUE | FALSE |  |  |  |  | #FFFF0000 | FA-NFPA 170 REMOTE ANNUNCIATOR | 1 | FALSE | FALSE | FALSE | 255 | [13 empty] | FALSE
NFPA 170 HEAT DETECTOR |  |  | North | Firelite |  | Heat Detector |  |  |  | Module | TRUE | H365HT w/B200S-LF-WH | + | White, Low-profile 190°F fixed thermal sensor, Low Frequency Sounder Base | 1 | 0.0002 | 0.0045 |  |  |  |  | FALSE | TRUE |  |  |  |  | #FFFF0000 | FA-NFPA 170 HEAT DETECTOR | 1 | FALSE | FALSE | FALSE | 1403 | [13 empty] | FALSE |  |  | 190°¦LF
|  |  | North | Firelite |  | Cards & Components |  |  |  | Card | TRUE | SLC-2LS | + | Loop Expander Module, Provides Even Numbered SLC Loops | 1 | 0.019 | 0.026 |  |  |  |  | TRUE | FALSE |  |  |  |  | #FFFFFFFF |  |  | FALSE | FALSE | FALSE | [14 empty] | FALSE
NFPA 170 MANUAL PULL |  |  | North | Firelite |  | Manual Station |  |  |  | Module | TRUE | BG-12L | + | Same as BG-12 with key lock. | 1 | [6 empty] | TRUE | [5 empty] | #FFFF0000 | FA-NFPA 170 MANUAL PULL | 1 | FALSE | FALSE | FALSE | 957
|  |  | North | Firelite |  | Cards & Components |  |  |  | Card | TRUE | MRP-2002 Main Board | + | Agent Release Panel Card | 1 | 0.095 | 0.221 |  |  |  |  | TRUE | FALSE |  |  |  |  | #FFFFFFFF |  |  | FALSE | FALSE | FALSE | [14 empty] | FALSE
NFPA 170 HEAT DETECTOR |  |  | North | Firelite |  | Heat Detector |  |  |  | Module | TRUE | H355R w/B210LP | + | White, Low-profile rate-of-rise thermal sensor, Standard Base | 1 | 0.0003 | 0.0065 |  |  |  |  | FALSE | TRUE |  |  |  |  | #FFFF0000 | FA-NFPA 170 HEAT DETECTOR | 1 | FALSE | FALSE | FALSE | 1403 | [13 empty] | FALSE |  |  | R
NFPA 170 SMOKE DETECTOR |  |  | North | Firelite |  | Smoke Detector |  |  |  | Module | TRUE | SD365R w/B300-6 | + | White, low-profile intelligent photoelectric sensor, remote test capable, for use with DNR/DNRW, LiteSpeed only, Standard Base | 1 | 0.0002 | 0.0045 |  |  |  |  | FALSE | TRUE |  |  |  |  | #FFFF0000 | FA-NFPA 170 SMOKE DETECTOR | 1 | FALSE | FALSE | FALSE | 1408 | [13 empty] | FALSE
|  |  | North | Firelite |  | Hardware |  |  |  | Hardware | TRUE | CHS-6 | + | Chassis, mounts up to six multi-modules in a BB-6F cabinet | 1 | [6 empty] | TRUE | [5 empty] | #FFFFFFFF |  |  | FALSE | FALSE | FALSE
NFPA 170 SMOKE DETECTOR |  |  | North | Firelite |  | Smoke Detector |  |  |  | Module | TRUE | OSI-RI-FL REFLECTOR | ++ | Beam Reflector | 1 | [6 empty] | FALSE | [5 empty] | #FFFF0000 | FA-NFPA 170 SMOKE DETECTOR | 1 | FALSE | FALSE | FALSE | 5000 | [13 empty] | FALSE |  |  | BR
|  |  | North | Firelite |  | Cards & Components |  |  |  | Card | TRUE | FCPS-24FS6 Main Board | + | 6.0 A, 120 VAC remote charger power supply Main Board | 1 | 0.091 | 0.145 |  |  |  |  | TRUE | FALSE |  |  |  |  | #FFFFFFFF |  |  | FALSE | FALSE | FALSE | [14 empty] | FALSE
NFPA 170 NOTIFICATION CIRCUIT EXTENDER PANEL | RISER NAC |  | North | Firelite |  | Notification Circuit Extender Panel |  |  |  | Assembly | TRUE | FL-PS10 w/ZNAC-PS | + | 10.0 A, 120 VAC remote charger power supply in a lockable, metal enclosure, Class A | 1 | [6 empty] | FALSE | FALSE | SURFACE |  | PROVIDED | N/A | #FFFF0000 | FA-NFPA 170 NOTIFICATION CIRCUIT EXTENDER PANEL | 1 | FALSE | FALSE | FALSE | 212 |  |  | 7315-0028:0225 | [5 empty] | 7,12,18,34 |  |  |  |  | TRUE
|  |  | North | Firelite |  | Cards & Components |  |  |  | Card | TRUE | ECC-50DA Main Board (50W, 70V) | + | Main Board for ECC-50DA | 1 | 0.1 | 0.58 |  |  |  |  | TRUE | FALSE |  |  |  |  | #FFFFFFFF |  |  | FALSE | FALSE | FALSE | [14 empty] | FALSE
NFPA 170 REMOTE VOICE EVACUATION MICROPHONE |  |  | North | Firelite |  | Remote Microphone |  |  |  | Module | TRUE | ECC-RM | + | Remote Microphone | 1 | 0.05 | 0.064 |  |  |  |  | TRUE | FALSE |  |  |  |  | #FFFF0000 | FA-NFPA 170 REMOTE VOICE EVACUATION MICROPHONE | 1 | FALSE | FALSE | FALSE | 265 | [13 empty] | FALSE |  |  | RM
NFPA 170 ISOLATION MODULE |  |  | North | Firelite |  | Isolator Module |  |  |  | Module | TRUE | I300 | + | SLC Loop Isolator Module; isolates against short circuits on the SLC. | 1 | 0.00045 | 0.0017 |  |  |  |  | FALSE | FALSE |  |  |  |  | #FFFF0000 | FA-NFPA 170 ISOLATION MODULE | 1 | FALSE | FALSE | FALSE | 1200 | [13 empty] | FALSE |  |  | 6
NFPA 170 BATTERY CABINET |  |  | North | Firelite |  | Enclosure |  |  |  | Assembly | TRUE | BB-55F | ++ | Battery box, houses two 55 AH batteries | 1 | [6 empty] | TRUE | [5 empty] | #FFFF0000 | FA-NFPA 170 BATTERY CABINET | 1 | FALSE | FALSE | FALSE
NFPA 170 NON ADDRESSABLE RELAY |  |  | North | Firelite |  | Non-Addressable Relay |  |  |  | Module | TRUE | MR-101/CR | + | Single SPDT Relay with LED, mounted in metal backbox with red plastic cover | 1 | 0 | 0.015 |  |  | 24 |  | FALSE | [5 empty] | #FFFF0000 | FA-NFPA 170 NON ADDRESSABLE RELAY | 1 | FALSE | FALSE | FALSE | 1300 | [13 empty] | FALSE
NFPA 170 NOTIFICATION CIRCUIT EXTENDER PANEL | RISER NAC |  | North | Firelite |  | Notification Circuit Extender Panel |  |  |  | Assembly | TRUE | FL-PS6 | + | 6.0 A, 120 VAC remote charger power supply in a lockable,metal enclosure | 1 | [6 empty] | FALSE | FALSE | SURFACE |  | PROVIDED | N/A | #FFFF0000 | FA-NFPA 170 NOTIFICATION CIRCUIT EXTENDER PANEL | 1 | FALSE | FALSE | FALSE | 212 |  |  | 7315-0028:0225 | [5 empty] | 7,12,18,34 |  |  |  |  | TRUE
NFPA 170 DUCT SMOKE DETECTOR |  |  | North | Firelite |  | Duct Smoke Detector |  |  |  | Module | TRUE | DNRW | + | Watertight intelligent non-relay photoelectric low flow duct smoke detector housing. Includes SD365R(A)-IV detector | 1 | 0.0002 | 0.045 |  |  |  |  | FALSE | TRUE | FLUSH |  | N/A | N/A | #FFFF0000 | FA-NFPA 170 DUCT SMOKE DETECTOR | 1 | FALSE | FALSE | FALSE | 1400 |  |  | 3242-1653:0209 | [10 empty] | FALSE
|  |  | North | Firelite |  | Cards & Components |  |  |  | Card | TRUE | ECC-50BDA Main Board (100W, 25V) | + | Main Board for ECC-50BDA | 1 | 0.11 | 1.2 |  |  |  |  | TRUE | FALSE |  |  |  |  | #FFFFFFFF |  |  | FALSE | FALSE | FALSE | [14 empty] | FALSE
NFPA 170 FIRE ALARM CONTROL UNIT | RISER FACP |  | North | Firelite |  | Fire Alarm Control Unit |  |  |  | Assembly | TRUE | ES-200X without PWRMOD24 | + | Intelligent Addressable FACP without PWRMOD24 | 1 | [6 empty] | FALSE | [5 empty] | #FFFF0000 | FA-NFPA 170 FIRE ALARM CONTROL UNIT | 1 | FALSE | FALSE | FALSE | 202 | [8 empty] | 7,12,18 |  |  |  |  | TRUE
|  |  | North | Firelite |  | Cards & Components |  |  |  | Card | TRUE | LDM-32F | + | Lamp Driver Module, 32 Alarm Indications or 16 Alarm,16 Trouble, and 16 Control Points | 1 | 0.04 | 0.056 |  |  |  |  | TRUE | FALSE |  |  |  |  | #FFFFFFFF |  |  | FALSE | FALSE | FALSE | [14 empty] | FALSE
NFPA 170 FIRE ALARM CONTROL UNIT | RISER FACP |  | North | Firelite |  | Fire Alarm Control Unit |  |  |  | Assembly | TRUE | MRP-2002 | + | Agent Release Panel | 1 | [6 empty] | FALSE | FALSE |  |  |  |  | #FFFF0000 | FA-NFPA 170 FIRE ALARM CONTROL UNIT | 1 | FALSE | FALSE | FALSE | 202 | [8 empty] | 7,12,18 |  |  | 7 |  | TRUE
|  |  | North | Firelite |  | Cards & Components |  |  |  | Card | TRUE | HPFF12 Main Board | + | Fire Alarm Power Supply Card | 1 | 0.206 | 0.075 |  |  |  |  | TRUE | [5 empty] | #FFFFFFFF |  |  | FALSE | FALSE | FALSE | [14 empty] | FALSE
|  |  | North | Firelite |  | Cards & Components |  |  |  | Card | TRUE | MS-5024 Main Board | ++ | Main Board | 1 | 0.123 | 0.255 | 3 |  |  |  | TRUE | FALSE |  |  |  |  | #FFFFFFFF |  |  | FALSE | FALSE | FALSE | [14 empty] | FALSE
NFPA 170 HEAT DETECTOR |  |  | North | Firelite |  | Heat Detector |  |  |  | Module | TRUE | H355 w/B210LP | + | White, Low-profile 135°F fixed thermal sensor, Standard Base | 1 | 0.0003 | 0.0065 |  |  |  |  | FALSE | TRUE |  |  |  |  | #FFFF0000 | FA-NFPA 170 HEAT DETECTOR | 1 | FALSE | FALSE | FALSE | 1403 | [13 empty] | FALSE |  |  | 135°
NFPA 170 MANUAL PULL |  |  | North | Firelite |  | Manual Station |  |  |  | Module | TRUE | BG-12SL | + | Same as BG-12 with key lock. | 1 | [6 empty] | TRUE | [5 empty] | #FFFF0000 | FA-NFPA 170 MANUAL PULL | 1 | FALSE | FALSE | FALSE | 957
NFPA 170 HEAT DETECTOR |  |  | North | Firelite |  | Heat Detector |  |  |  | Module | TRUE | H355R w/B224RB | + | White, Low-profile rate-of-rise thermal sensor, Relay Base | 1 | 0.0003 | 0.0065 |  |  |  |  | FALSE | TRUE |  |  |  |  | #FFFF0000 | FA-NFPA 170 HEAT DETECTOR | 1 | FALSE | FALSE | FALSE | 1403 | [13 empty] | FALSE |  |  | R
|  |  | North | Firelite |  | Cards & Components |  |  |  | Card | TRUE | ADM-24 | + | Annunciator Driver Module | 1 | 0.006 | 0.006 |  |  |  |  | TRUE | FALSE |  |  |  |  | #FFFFFFFF |  |  | FALSE | FALSE | FALSE | [14 empty] | FALSE
NFPA 170 REMOTE ANNUNCIATOR | RISER ANNUNCIATOR |  | North | Firelite |  | Remote Annunciator |  |  |  | Module | TRUE | ANN-80 | + | Red 80 character LCD Annunciator | 1 | 0.015 | 0.04 |  |  |  |  | TRUE | FALSE |  |  |  |  | #FFFF0000 | FA-NFPA 170 REMOTE ANNUNCIATOR | 1 | FALSE | FALSE | FALSE | 255 | [13 empty] | FALSE
NFPA 170 NOTIFICATION CIRCUIT EXTENDER PANEL | RISER NAC |  | North | Firelite |  | Notification Circuit Extender Panel |  |  |  | Assembly | TRUE | HPFF8 | + | 8 AMP Fire Alarm Power Supply | 1 | [6 empty] | FALSE | [5 empty] | #FFFF0000 | FA-NFPA 170 NOTIFICATION CIRCUIT EXTENDER PANEL | 1 | FALSE | FALSE | FALSE | 212 | [8 empty] | 7,12,18,26 |  |  | 8 |  | TRUE
NFPA 170 HEAT DETECTOR |  |  | North | Firelite |  | Heat Detector |  |  |  | Module | TRUE | W-H355 | + | Addressable Wireless Fixed-Temperature (135 Degrees) Heat Detector | 1 | [6 empty] | FALSE | [5 empty] | #FFFF0000 | FA-NFPA 170 HEAT DETECTOR | 1 | FALSE | FALSE | FALSE | 1403 | [13 empty] | FALSE |  |  | W
NFPA 170 ADDRESSABLE OUTPUT MODULE |  |  | North | Firelite |  | Addressable Control/Relay |  |  |  | Module | TRUE | CRF-300-6 | + | Six-relay control module | 6 | 0.032 | 0.00145 |  |  |  |  | TRUE | FALSE |  |  |  |  | #FFFF0000 | FA-NFPA 170 ADDRESSABLE OUTPUT MODULE | 1 | FALSE | FALSE | FALSE | 1100 | [13 empty] | FALSE |  |  | RM, 6
NFPA 170 SMOKE DETECTOR |  |  | North | Firelite |  | Smoke Detector |  |  |  | Module | TRUE | SD365CO w/B300-6 | + | Advanced multi-criteria fire/CO detector, LiteSpeed®, white, Standard Base | 1 | 0.0002 | 0.0045 |  |  |  |  | FALSE | TRUE |  |  |  |  | #FFFF0000 | FA-NFPA 170 SMOKE DETECTOR | 1 | FALSE | FALSE | FALSE | 1408 | [13 empty] | FALSE |  |  | CO
NFPA 170 SMOKE DETECTOR |  |  | North | Firelite |  | Smoke Detector |  |  |  | Module | TRUE | SD355 w/B210LP | + | White, Addressable photoelectric detector, Standard Base | 1 | 0.0003 | 0.0065 |  |  |  |  | FALSE | TRUE |  |  |  |  | #FFFF0000 | FA-NFPA 170 SMOKE DETECTOR | 1 | FALSE | FALSE | FALSE | 1408 | [13 empty] | FALSE
NFPA 170 SMOKE DETECTOR |  |  | North | Firelite |  | Smoke Detector |  |  |  | Module | TRUE | SD355CO w/B200S-LF-WH | + | Addressable, low-profile device that provides fire, heat, and carbon monoxide (CO) detection, Low Frequency Sounder Base | 1 | 0.0003 | 0.0072 |  |  |  |  | FALSE | TRUE |  |  |  |  | #FFFF0000 | FA-NFPA 170 SMOKE DETECTOR | 1 | FALSE | FALSE | FALSE | 1408 | [13 empty] | FALSE |  |  | CO, LF
NFPA 170 SMOKE DETECTOR |  |  | North | Firelite |  | Smoke Detector |  |  |  | Module | TRUE | CP355 w/B501* | + | Addressable ionization detector with B501 Base *Discontinued | 1 | 0.0003 | 0.0065 |  |  |  |  | FALSE | TRUE |  |  |  |  | #FFFF0000 | FA-NFPA 170 SMOKE DETECTOR | 1 | FALSE | FALSE | FALSE | 1408 | [13 empty] | FALSE |  |  | I
|  |  | North | Firelite |  | Cards & Components |  |  |  | Card | TRUE | MS-4024 Main Board | ++ | Main Board | 1 | 0.0792 | 0.34 | 3 |  |  |  | TRUE | FALSE |  |  |  |  | #FFFFFFFF |  |  | FALSE | FALSE | FALSE | [14 empty] | FALSE
|  |  | North | Firelite |  | Cards & Components |  |  |  | Card | TRUE | ES-50XP Main Board | ++ | Main Board | 1 | 0.141 | 0.257 | 2.7 |  |  |  | TRUE | FALSE |  |  |  |  | #FFFFFFFF |  |  | FALSE | FALSE | FALSE | [14 empty] | FALSE
NFPA 170 DUCT SMOKE DETECTOR |  |  | North | Firelite |  | Duct Smoke Detector |  |  |  | Module | TRUE | D4120 | ++ | 4-Wire Photoelectric Duct Smoke Detector | 1 | 0.021 | 0.065 |  |  |  |  | FALSE | TRUE |  |  |  |  | #FFFF0000 | FA-NFPA 170 DUCT SMOKE DETECTOR | 1 | FALSE | FALSE | FALSE | 1400 | [13 empty] | FALSE
NFPA 170 SMOKE DETECTOR |  |  | North | Firelite |  | Smoke Detector |  |  |  | Module | TRUE | BEAM355 | + | Intelligent beam smoke detector | 1 | 0.0045 | 0.0085 |  |  |  |  | FALSE | TRUE |  |  |  |  | #FFFF0000 | FA-NFPA 170 SMOKE DETECTOR | 1 | FALSE | FALSE | FALSE | 1408 | [13 empty] | FALSE |  |  | BT
|  |  | North | Firelite |  | Cards & Components |  |  |  | Card | TRUE | ECC-XRM-70V | + | 70V Transformer Conversion Module | 1 | [6 empty] | TRUE | FALSE |  |  |  |  | #FFFFFFFF |  |  | FALSE | FALSE | FALSE | [14 empty] | FALSE
NFPA 170 SMOKE DETECTOR |  |  | North | Firelite |  | Smoke Detector |  |  |  | Module | TRUE | CP355 w/B210LP* | + | Addressable ionization detector with B210-LP Base *Discontinued | 1 | 0.0003 | 0.0065 |  |  |  |  | FALSE | TRUE |  |  |  |  | #FFFF0000 | FA-NFPA 170 SMOKE DETECTOR | 1 | FALSE | FALSE | FALSE | 1408 | [13 empty] | FALSE |  |  | I
NFPA 170 MANUAL PULL |  |  | East | Firelite |  | Manual Station |  |  |  | Module | TRUE | BG-12LO | Weather Proof Fire Alarm Pull Stations | Manual Pull Station - Outdoor APPLICATION | 1 | 0 | 0 |  |  |  |  | FALSE | FALSE | Top of Back Box at 48" A.F.F. | WBB Provided by Fire Alarm Contractor | PROVIDED BY OTHERS |  | #FFFF0000 | FA-NFPA 170 MANUAL PULL | 1 | FALSE | FALSE | FALSE | [14 empty] | FALSE |  |  | WP
NFPA 170 SMOKE DETECTOR |  |  | North | Firelite |  | Smoke Detector |  |  |  | Module | TRUE | SD365T w/B224RB-WH | + | White, Addressable photoelectric detector, Thermal, Relay Base | 1 | 0.00045 | 0.0045 |  |  |  |  | FALSE | TRUE |  |  |  |  | #FFFF0000 | FA-NFPA 170 SMOKE DETECTOR | 1 | FALSE | FALSE | FALSE | 1408 | [13 empty] | FALSE
NFPA 170 SMOKE DETECTOR |  |  | North | Firelite |  | Smoke Detector |  |  |  | Module | TRUE | SD365T w/B200S-LF-WH | + | White, Addressable photoelectric detector, Thermal, Low Frequency Sounder Base | 1 | 0.0002 | 0.0045 |  |  |  |  | FALSE | TRUE |  |  |  |  | #FFFF0000 | FA-NFPA 170 SMOKE DETECTOR | 1 | FALSE | FALSE | FALSE | 1408 | [13 empty] | FALSE |  |  | LF
|  |  | North | Firelite |  | Cards & Components |  |  |  | Card | TRUE | ANN-I/O LED | + | LED for ANN-I/O | 1 | 0 | 0.01 |  |  |  |  | TRUE | FALSE |  |  |  |  | #FFFFFFFF |  |  | FALSE | FALSE | FALSE | [14 empty] | FALSE
NFPA 170 SMOKE DETECTOR |  |  | North | Firelite |  | Smoke Detector |  |  |  | Module | TRUE | SD355T w/B200SR-LF | + | White, Addressable photoelectric detector, Thermal, Low Frequency Sounder Base | 1 | 0.0003 | 0.0065 |  |  |  |  | FALSE | TRUE |  |  |  |  | #FFFF0000 | FA-NFPA 170 SMOKE DETECTOR | 1 | FALSE | FALSE | FALSE | 1408 | [13 empty] | FALSE |  |  | LF
|  |  | North | Firelite |  | Cards & Components |  |  |  | Card | TRUE | MS-9200UDLS Main Board | + | Intelligent Addressable FACP with Built-In Communicator Main Board | 1 | 0.145 | 0.275 | 3 |  |  |  | TRUE | FALSE |  |  |  |  | #FFFFFFFF |  |  | FALSE | FALSE | FALSE | [14 empty] | FALSE
NFPA 170 HEAT DETECTOR |  |  | North | Firelite |  | Heat Detector |  |  |  | Module | TRUE | H365R w/B300-6 | + | White, Low-profile rate-of-rise thermal sensor, Standard Base | 1 | 0.0002 | 0.0045 |  |  |  |  | FALSE | TRUE |  |  |  |  | #FFFF0000 | FA-NFPA 170 HEAT DETECTOR | 1 | FALSE | FALSE | FALSE | 1403 | [13 empty] | FALSE |  |  | R
|  |  | North | Firelite |  | Cards & Components |  |  |  | Card | TRUE | FL-PS10 MAIN BOARD | + | Fire Alarm Power Supply Main Board | 1 | 0.156 | 0.185 | 10 |  |  |  | TRUE | FALSE | SURFACE |  | PROVIDED | N/A | #FFFFFFFF |  |  | FALSE | FALSE | FALSE |  |  |  | 7315-0028:0225 | [10 empty] | FALSE
|  |  | North | Firelite |  | Cards & Components |  |  |  | Card | TRUE | B200SR-WH | + | Standard sounder base (compatible with B501BH series) | 1 | 0.0005 | 0.035 |  |  |  |  | TRUE | FALSE |  |  |  |  | #FFFFFFFF |  |  | FALSE | FALSE | FALSE | [14 empty] | FALSE
|  |  | North | Firelite |  | Hardware |  |  |  | Hardware | TRUE | SP-SVC | + | Supervised Volume Control | 1 | [6 empty] | TRUE | [5 empty] | #FFFFFFFF |  |  | FALSE | FALSE | FALSE
NFPA 170 AMPLIFIER RACK | RISER AMP |  | North | Firelite |  | Amplifier |  |  |  | Assembly | TRUE | ECC-50/100 (100W, 70V) | + | (Primary Operating Console) 100 Watt, 70VRMS single speaker zone emergency voice evacuation system, integral microphone, built in tone generator and 14 recordable messages. | 1 | [6 empty] | FALSE | [5 empty] | #FFFF0000 | FA-NFPA 170 AMPLIFIER RACK | 1 | FALSE | FALSE | FALSE | 300 | [8 empty] | 7,12,18,26 |  |  | 7.5 | 100 | TRUE
NFPA 170 SMOKE DETECTOR |  |  | North | Firelite |  | Smoke Detector |  |  |  | Module | TRUE | CP355 w/B224RB-WH | + | Addressable ionization detector with B224RB Base *Discontinued | 1 | 0.0003 | 0.0065 |  |  |  |  | FALSE | TRUE |  |  |  |  | #FFFF0000 | FA-NFPA 170 SMOKE DETECTOR | 1 | FALSE | FALSE | FALSE | 1408 | [13 empty] | FALSE |  |  | I¦R
|  |  | North | Firelite |  | Cards & Components |  |  |  | Card | TRUE | IPOTS-COM | ++ | Dual technology (POTS and IP) communicator(replacement board) for the Endurance Series panels | 1 | 0.04 | 0.041 |  |  |  |  | TRUE | [5 empty] | #FFFFFFFF |  |  | FALSE | FALSE | FALSE
NFPA 170 HEAT DETECTOR |  |  | North | Firelite |  | Heat Detector |  |  |  | Module | TRUE | H365R w/B200S-WH | + | White, Low-profile rate-of-rise thermal sensor, Sounder Base | 1 | 0.0002 | 0.0045 |  |  |  |  | FALSE | TRUE |  |  |  |  | #FFFF0000 | FA-NFPA 170 HEAT DETECTOR | 1 | FALSE | FALSE | FALSE | 1403 | [13 empty] | FALSE |  |  | R
|  |  | North | Firelite |  | Cards & Components |  |  |  | Card | TRUE | CAC-4 | + | Class A converter module | 1 | 0.001 | 0.001 |  |  |  |  | TRUE | FALSE |  |  |  |  | #FFFFFFFF |  |  | FALSE | FALSE | FALSE | [14 empty] | FALSE
NFPA 170 NOTIFICATION CIRCUIT EXTENDER PANEL | RISER NAC |  | North | Firelite |  | Notification Circuit Extender Panel |  |  |  | Assembly | TRUE | FCPS-24FS6 | + | 6.0 A, 120 VAC remote charger power supply | 1 | [6 empty] | FALSE | FALSE |  |  |  |  | #FFFF0000 | FA-NFPA 170 NOTIFICATION CIRCUIT EXTENDER PANEL | 1 | FALSE | FALSE | FALSE | 212 | [8 empty] | 7,12,18 |  |  | 6 |  | TRUE
NFPA 170 REMOTE ANNUNCIATOR | RISER ANNUNCIATOR |  | North | Firelite |  | Remote Annunciator |  |  |  | Module | TRUE | ACM-16ATF | + | ONYX Series ACS Annunciator | 1 | 0.04 | 0.056 |  |  |  |  | TRUE | FALSE |  |  |  |  | #FFFF0000 | FA-NFPA 170 REMOTE ANNUNCIATOR | 1 | FALSE | FALSE | FALSE | 255 | [13 empty] | FALSE
|  |  | North | Firelite |  | Cards & Components |  |  |  | Card | TRUE | MS-4 Main Board | + | Fire Alarm Control Panel Main Board | 1 | 0.085 | 0.175 |  |  |  |  | TRUE | FALSE |  |  |  |  | #FFFFFFFF |  |  | FALSE | FALSE | FALSE | [14 empty] | FALSE
NFPA 170 SMOKE DETECTOR |  |  | North | Firelite |  | Smoke Detector |  |  |  | Module | TRUE | SD365CO w/B200S-LF-WH | + | Advanced multi-criteria fire/CO detector, LiteSpeed®, white, Low Frequency Sounder Base | 1 | 0.0002 | 0.0045 |  |  |  |  | FALSE | TRUE |  |  |  |  | #FFFF0000 | FA-NFPA 170 SMOKE DETECTOR | 1 | FALSE | FALSE | FALSE | 1408 | [13 empty] | FALSE |  |  | CO¦LF
NFPA 170 REMOTE TEST SWITCH |  |  | North | Firelite |  | REMOTE TEST SWITCH |  |  |  | Module | TRUE | RTS151 | ++ | Remote Test Station W/ Switch, Alarm & Power LEDs | 1 | 0 | 0.012 |  |  |  |  | FALSE | FALSE |  |  |  |  | #FFFF0000 | FA-NFPA 170 REMOTE TEST SWITCH | 1 | FALSE | FALSE | FALSE | 914 | [13 empty] | FALSE
NFPA 170 REMOTE INDICATOR |  |  | North | Firelite |  | Remote Indicator |  |  |  | Module | TRUE | RA100Z | ++ | Remote Annunciator LED | 1 | 0 | 0.012 |  |  |  |  | FALSE | FALSE |  |  |  |  | #FFFF0000 | FA-NFPA 170 REMOTE INDICATOR | 1 | FALSE | FALSE | FALSE | 2016 | [13 empty] | FALSE
|  |  | North | Firelite |  | Hardware |  |  |  | Hardware | TRUE | TR-CE | + | Optional trim ring for semi-flush mounting | 1 | [6 empty] | TRUE | [5 empty] | #FFFFFFFF |  |  | FALSE | FALSE | FALSE
|  |  | North | Firelite |  | Cards & Components |  |  |  | Card | TRUE | MS-9600LS Main Board | + | Intelligent Addressable FACP with Optional 2nd Loop Main Board | 1 | 0.103 | 0.253 |  |  |  |  | TRUE | FALSE |  |  |  |  | #FFFFFFFF |  |  | FALSE | FALSE | FALSE | [14 empty] | FALSE
NFPA 170 SMOKE DETECTOR |  |  | North | Firelite |  | Smoke Detector |  |  |  | Module | TRUE | SD365 w/B200SR-WH | + | White, Addressable photoelectric detector, Sounder Base | 1 | 0.0002 | 0.0045 |  |  |  |  | FALSE | TRUE |  |  |  |  | #FFFF0000 | FA-NFPA 170 SMOKE DETECTOR | 1 | FALSE | FALSE | FALSE | 1408 | [13 empty] | FALSE
|  |  | North | Firelite |  | Cards & Components |  |  |  | Card | TRUE | CAC-5X | + | Class A converter module | 1 | 0.001 | 0.001 |  |  |  |  | TRUE | FALSE |  |  |  |  | #FFFFFFFF |  |  | FALSE | FALSE | FALSE | [14 empty] | FALSE
NFPA 170 REMOTE TEST SWITCH |  |  | North | Firelite |  | REMOTE TEST SWITCH |  |  |  | Module | TRUE | RTS151KEY | ++ | Remote Test Station W/ Switch, Alarm & Power LEDs, Key Reset | 1 | 0 | 0.012 |  |  |  |  | FALSE | FALSE |  |  |  |  | #FFFF0000 | FA-NFPA 170 REMOTE TEST SWITCH | 1 | FALSE | FALSE | FALSE | 914 | [13 empty] | FALSE
|  |  | North | Firelite |  | Cards & Components |  |  |  | Card | TRUE | ECC-CE6 (25V) | + | Speaker Circuit/Zone Expander Module | 1 | 0.02 | 0.189 |  |  |  |  | TRUE | FALSE |  |  |  |  | #FFFFFFFF |  |  | FALSE | FALSE | FALSE | [14 empty] | FALSE
|  |  | North | Firelite |  | Cards & Components |  |  |  | Card | TRUE | ES-200X MAIN BOARD without PWRMOD24 | + | Main Board for ES-200X Fire Alarm Control Panel without PWRMOD24 | 1 | 0.141 | 0.257 | 3 |  |  |  | TRUE | FALSE |  |  |  |  | #FFFFFFFF |  |  | FALSE | FALSE | FALSE | [9 empty] | 7,12,18 |  |  |  |  | FALSE
NFPA 170 AMPLIFIER RACK | RISER AMP |  | North | Firelite |  | Amplifier |  |  |  | Assembly | TRUE | ECC-50BDA (100W, 70V) | + | Distributed (Remote) Audio Amplifier, 100 watts | 1 | [6 empty] | FALSE | [5 empty] | #FFFF0000 | FA-NFPA 170 AMPLIFIER RACK | 1 | FALSE | FALSE | FALSE | 300 | [8 empty] | 7,12,18,26,33 |  |  |  | 100 | TRUE
NFPA 170 MANUAL PULL |  |  | North | Firelite |  | Manual Station |  |  |  | Module | TRUE | BG-8 | + | Manual Fire Alarm Pull Station. Single Action. | 1 | [6 empty] | TRUE | [5 empty] | #FFFF0000 | FA-NFPA 170 MANUAL PULL | 1 | FALSE | FALSE | FALSE | 957
NFPA 170 FIRE ALARM CONTROL UNIT | RISER FACP |  | North | Firelite |  | Fire Alarm Control Unit |  |  |  | Assembly | TRUE | MS-2 | + | FIRE ALARM CONTROL PANEL, CONVENTIONAL | 1 | [6 empty] | FALSE | FALSE |  |  |  |  | #FFFF0000 | FA-NFPA 170 FIRE ALARM CONTROL UNIT | 1 | FALSE | FALSE | FALSE | 202 | [8 empty] | 7,12,18 |  |  | 3 |  | TRUE
NFPA 170 SMOKE DETECTOR |  |  | North | Firelite |  | Smoke Detector |  |  |  | Module | TRUE | SD365T w/B300-6 | + | White, Addressable photoelectric detector, Thermal, Standard Base | 1 | 0.0002 | 0.0045 |  |  |  |  | FALSE | TRUE |  |  |  |  | #FFFF0000 | FA-NFPA 170 SMOKE DETECTOR | 1 | FALSE | FALSE | FALSE | 1408 | [13 empty] | FALSE
NFPA 170 HEAT DETECTOR |  |  | North | Firelite |  | Heat Detector |  |  |  | Module | TRUE | H355HT w/B200SR-LF | + | White, Low-profile 190°F fixed thermal sensor, Low Frequency Sounder Base | 1 | 0.0003 | 0.0065 |  |  |  |  | FALSE | TRUE |  |  |  |  | #FFFF0000 | FA-NFPA 170 HEAT DETECTOR | 1 | FALSE | FALSE | FALSE | 1403 | [13 empty] | FALSE |  |  | 190°¦LF
|  |  | North | Firelite |  | Cards & Components |  |  |  | Card | TRUE | ECC-50/100 Main Board (100W, 70V) | + | Main Board for ECC-50/100 | 1 | 0.272 | 3.846 |  |  |  |  | TRUE | FALSE |  |  |  |  | #FFFFFFFF |  |  | FALSE | FALSE | FALSE | [14 empty] | FALSE
NFPA 170 HEAT DETECTOR |  |  | North | Firelite |  | Heat Detector |  |  |  | Module | TRUE | H355HT w/B501 | + | White, Low-profile 190°F fixed thermal sensor, Standard Base | 1 | 0.0003 | 0.0065 |  |  |  |  | FALSE | TRUE |  |  |  |  | #FFFF0000 | FA-NFPA 170 HEAT DETECTOR | 1 | FALSE | FALSE | FALSE | 1403 | [13 empty] | FALSE |  |  | 190°
|  |  | North | Firelite |  | Hardware |  |  |  | Hardware | TRUE | BB-2F | + | Optional cabinet for one or two modules | 1 | [6 empty] | TRUE | [5 empty] | #FFFFFFFF |  |  | FALSE | FALSE | FALSE
NFPA 170 FIRE ALARM CONTROL UNIT | RISER FACP |  | North | Firelite |  | Fire Alarm Control Unit |  |  |  | Assembly | TRUE | ES-1000X | ++ | Intelligent Addressable FACP with Communicator | 1 | [6 empty] | FALSE | [5 empty] | #FFFF0000 | FA-NFPA 170 FIRE ALARM CONTROL UNIT | 1 | FALSE | FALSE | FALSE | 202 | [8 empty] | 18,26,33,55 |  | 26 |  |  | TRUE
|  |  | North | Firelite |  | Cards & Components |  |  |  | Card | TRUE | ANN-LC | + | Lite-Connect fiber network card | 1 | 0.15 | 0.15 |  |  |  |  | TRUE | FALSE |  |  |  |  | #FFFFFFFF |  |  | FALSE | FALSE | FALSE | [14 empty] | FALSE
NFPA 170 FIRE ALARM CONTROL UNIT | RISER FACP |  | North | Firelite |  | Fire Alarm Control Unit |  |  |  | Assembly | TRUE | MS-5UD | + | Five Zone Fire Alarm Control Panel | 1 | [6 empty] | FALSE | FALSE |  |  |  |  | #FFFF0000 | FA-NFPA 170 FIRE ALARM CONTROL UNIT | 1 | FALSE | FALSE | FALSE | 202 | [8 empty] | 7,12,18 |  |  | 3 |  | TRUE
NFPA 170 HEAT DETECTOR |  |  | North | Firelite |  | Heat Detector |  |  |  | Module | TRUE | H365R w/B200S-LF-WH | + | White, Low-profile rate-of-rise thermal sensor, Low Frequency Sounder Base | 1 | 0.0002 | 0.0045 |  |  |  |  | FALSE | TRUE |  |  |  |  | #FFFF0000 | FA-NFPA 170 HEAT DETECTOR | 1 | FALSE | FALSE | FALSE | 1403 | [13 empty] | FALSE |  |  | LF¦R
|  |  | North | Firelite |  | Cards & Components |  |  |  | Card | TRUE | HPFF8 Main Board | + | Fire Alarm Power Supply Card | 1 | 0.206 | 0.075 |  |  |  |  | TRUE | [5 empty] | #FFFFFFFF |  |  | FALSE | FALSE | FALSE | [14 empty] | FALSE
NFPA 170 SMOKE DETECTOR |  |  | North | Firelite |  | Smoke Detector |  |  |  | Module | TRUE | SD365CO w/B200SR-WH | + | Advanced multi-criteria fire/CO detector, LiteSpeed®, white, Sounder Base | 1 | 0.0002 | 0.0045 |  |  |  |  | FALSE | TRUE |  |  |  |  | #FFFF0000 | FA-NFPA 170 SMOKE DETECTOR | 1 | FALSE | FALSE | FALSE | 1408 | [13 empty] | FALSE |  |  | CO
NFPA 170 REMOTE ANNUNCIATOR | RISER ANNUNCIATOR |  | North | Firelite |  | Remote Annunciator |  |  |  | Module | TRUE | AFM-16ATF | + | ONYX Series ACS Annunciator | 1 | 0.04 | 0.056 |  |  |  |  | TRUE | FALSE |  |  |  |  | #FFFF0000 | FA-NFPA 170 REMOTE ANNUNCIATOR | 1 | FALSE | FALSE | FALSE | 255 | [13 empty] | FALSE
NFPA 170 SMOKE DETECTOR |  |  | North | Firelite |  | Smoke Detector |  |  |  | Module | TRUE | SD355R | + | Remote test capable addressable photoelectric detector for use with a D355PL(A) or DNRA/DNRW duct detector housing; B210LP base included. | 1 | 0.0003 | 0.0065 |  |  |  |  | FALSE | TRUE |  |  |  |  | #FFFF0000 | FA-NFPA 170 SMOKE DETECTOR | 1 | FALSE | FALSE | FALSE | 1408 | [13 empty] | FALSE
NFPA 170 ADDRESSABLE INPUT MONITOR MODULE |  |  | North | Firelite |  | Addressable Module |  |  |  | Module | TRUE | MMF-302 | + | Similar to MMF-300. Addressable Monitor Module for one zone of conventional two-wire detectors. Requires resettable 24 VDC power | 1 | 0.00027 | 0.0051 |  |  |  |  | FALSE | FALSE |  |  |  |  | #FFFF0000 | FA-NFPA 170 ADDRESSABLE INPUT MONITOR MODULE | 1 | FALSE | FALSE | FALSE | 1000 | [13 empty] | FALSE
NFPA 170 AMPLIFIER RACK | RISER AMP |  | North | Firelite |  | Amplifier |  |  |  | Assembly | TRUE | ECC-50/100 (50W, 70V) | + | (Primary Operating Console) 50 Watt, 70VRMS single speaker zone emergency voice evacuation system, integral microphone, built in tone generator and 14 recordable messages. | 1 | [6 empty] | FALSE | [5 empty] | #FFFF0000 | FA-NFPA 170 AMPLIFIER RACK | 1 | FALSE | FALSE | FALSE | 300 | [8 empty] | 7,12,18,26 |  |  | 7.5 | 50 | TRUE
NFPA 170 FIRE ALARM CONTROL UNIT | RISER FACP |  | North | Firelite |  | Fire Alarm Control Unit |  |  |  | Assembly | TRUE | MS-9200 | + | Addressable fire alarm control panel. Includes LCD display, single printed circuit board and cabinet. | 1 | [6 empty] | FALSE | FALSE |  |  |  |  | #FFFF0000 | FA-NFPA 170 FIRE ALARM CONTROL UNIT | 1 | FALSE | FALSE | FALSE | 202 | [8 empty] | 7,12,18 |  | 18 |  |  | TRUE
|  |  | North | Firelite |  | Cards & Components |  |  |  | Card | TRUE | 4XZMF | + | Zone Relay Module | 1 | 0.004 | 0.008 |  |  |  |  | TRUE | FALSE |  |  |  |  | #FFFFFFFF |  |  | FALSE | FALSE | FALSE
NFPA 170 SMOKE HEAT DETECTOR |  |  | North | Firelite |  | Smoke/Heat Detector |  |  |  | Module | TRUE | AD355 w/B501 | + | ADAPT Multi-Sensor Low Profile Intelligent Detector with B501 Base | 1 | 0.0003 | 0.0065 |  |  |  |  | FALSE | TRUE |  |  |  |  | #FFFF0000 | FA-NFPA 170 SMOKE HEAT DETECTOR | 1 | FALSE | FALSE | FALSE | 1411 | [13 empty] | FALSE
NFPA 170 SMOKE DETECTOR |  |  | North | Firelite |  | Smoke Detector |  |  |  | Module | TRUE | SD365 w/B300-6 | + | White, Addressable photoelectric detector, Standard Base | 1 | 0.0002 | 0.0045 |  |  |  |  | FALSE | TRUE |  |  |  |  | #FFFF0000 | FA-NFPA 170 SMOKE DETECTOR | 1 | FALSE | FALSE | FALSE | 1408 | [13 empty] | FALSE
NFPA 170 ADDRESSABLE OUTPUT MODULE |  |  | North | Firelite |  | Addressable Control/Relay |  |  |  | Module | TRUE | W-CRF | + | Wireless Relay Module | 1 | [6 empty] | FALSE | [5 empty] | #FFFF0000 | FA-NFPA 170 ADDRESSABLE OUTPUT MODULE | 1 | FALSE | FALSE | FALSE | 1100 | [13 empty] | FALSE |  |  | W
NFPA 170 DIGITAL ALARM COMMNUCATOR TRANSMITTER | RISER DACT |  | North | Firelite |  | Communicator |  |  |  | Assembly | TRUE | 411UDAC | + | Digital Fire Alarm Communicator | 1 | [6 empty] | FALSE | FALSE |  |  |  |  | #FFFF0000 | FA-NFPA 170 DIGITAL ALARM COMMNUCATOR TRANSMITTER | 1 | FALSE | FALSE | FALSE | 250 | [8 empty] | 7,12,14 |  |  | 1.6 |  | TRUE
NFPA 170 SMOKE DETECTOR |  |  | North | Firelite |  | Smoke Detector |  |  |  | Module | TRUE | SD365 w/B200S-LF-WH | + | White, Addressable photoelectric detector, Low Frequency Sounder Base | 1 | 0.0002 | 0.0045 |  |  |  |  | FALSE | TRUE |  |  |  |  | #FFFF0000 | FA-NFPA 170 SMOKE DETECTOR | 1 | FALSE | FALSE | FALSE | 1408 | [13 empty] | FALSE |  |  | LF
|  |  | North | Firelite |  | Cards & Components |  |  |  | Card | TRUE | ZNAC-PS | + | Optional Class A converter card | 1 | 0.135 | 0.142 |  |  |  |  | TRUE | [5 empty] | #FFFFFFFF |  |  | FALSE | FALSE | FALSE
NFPA 170 SMOKE DETECTOR |  |  | North | Firelite |  | Smoke Detector |  |  |  | Module | TRUE | BEAM355S | + | Intelligent beam smoke detector with integral sensitivity test | 1 | 0.0045 | 0.0085 |  |  |  |  | FALSE | TRUE |  |  |  |  | #FFFF0000 | FA-NFPA 170 SMOKE DETECTOR | 1 | FALSE | FALSE | FALSE | 1408 | [13 empty] | FALSE |  |  | BT
NFPA 170 REMOTE ANNUNCIATOR | RISER ANNUNCIATOR |  | North | Firelite |  | Remote Annunciator |  |  |  | Module | TRUE | ANN-80-W | + | White 80 character LCD Annunciator | 1 | 0.015 | 0.04 |  |  |  |  | TRUE | FALSE |  |  |  |  | #FFFF0000 | FA-NFPA 170 REMOTE ANNUNCIATOR | 1 | FALSE | FALSE | FALSE | 255 | [13 empty] | FALSE
NFPA 170 SMOKE DETECTOR |  |  | North | Firelite |  | Smoke Detector |  |  |  | Module | TRUE | SD365CO w/B224RB-WH | + | Advanced multi-criteria fire/CO detector, LiteSpeed®, white, Relay Base | 1 | 0.00045 | 0.0045 |  |  |  |  | FALSE | TRUE |  |  |  |  | #FFFF0000 | FA-NFPA 170 SMOKE DETECTOR | 1 | FALSE | FALSE | FALSE | 1408 | [13 empty] | FALSE |  |  | CO
NFPA 170 SMOKE DETECTOR |  |  | North | Firelite |  | Smoke Detector |  |  |  | Module | TRUE | SD365 w/B224RB-WH | + | White, Addressable photoelectric detector, Relay Base | 1 | 0.00045 | 0.0045 |  |  |  |  | FALSE | TRUE |  |  |  |  | #FFFF0000 | FA-NFPA 170 SMOKE DETECTOR | 1 | FALSE | FALSE | FALSE | 1408 | [13 empty] | FALSE
NFPA 170 MANUAL PULL |  |  | North | Firelite |  | Manual Station |  |  |  | Module | TRUE | BG-12LXSP | + | Addressable manual pull station with interface module mounted inside, Spanish | 1 | 0.000375 | 0.005 |  |  |  |  | FALSE | FALSE |  |  |  |  | #FFFF0000 | FA-NFPA 170 MANUAL PULL | 1 | FALSE | FALSE | FALSE | 957 | [13 empty] | FALSE
NFPA 170 HEAT DETECTOR |  |  | North | Firelite |  | Heat Detector |  |  |  | Module | TRUE | H365HT w/B300-6 | + | White, Low-profile 190°F fixed thermal sensor, Standard Base | 1 | 0.0002 | 0.0045 |  |  |  |  | FALSE | TRUE |  |  |  |  | #FFFF0000 | FA-NFPA 170 HEAT DETECTOR | 1 | FALSE | FALSE | FALSE | 1403 | [13 empty] | FALSE |  |  | 190°
|  |  | North | Firelite |  | Cards & Components |  |  |  | Card | TRUE | MS-9200 Main Board | + | Main Board | 1 | 0.08 | 0.168 | 3.6 |  |  |  | TRUE | FALSE |  |  |  |  | #FFFFFFFF |  |  | FALSE | FALSE | FALSE | [14 empty] | FALSE
NFPA 170 FIRE ALARM CONTROL UNIT | RISER FACP |  | North | Firelite |  | Fire Alarm Control Unit |  |  |  | Assembly | TRUE | MS-10UD | + | Ten Zone Fire Alarm Control Panel | 1 | [6 empty] | FALSE | FALSE |  |  |  |  | #FFFF0000 | FA-NFPA 170 FIRE ALARM CONTROL UNIT | 1 | FALSE | FALSE | FALSE | 202 | [8 empty] | 7,12,18 |  |  | 7 |  | TRUE
NFPA 170 BATTERY CABINET |  |  | North | Firelite |  | Enclosure |  |  |  | Assembly | TRUE | BB-17 |  | Battery Box | 1 | [12 empty] | #FFFF0000 | FA-NFPA 170 BATTERY CABINET | 1 | FALSE | FALSE | FALSE | 3000
NFPA 170 FIRE ALARM CONTROL UNIT | RISER FACP |  | North | Firelite |  | Fire Alarm Control Unit |  |  |  | Assembly | TRUE | MS-5210UD | + | Ten-zone, 24-volt Fire Alarm Control Panel | 1 | [6 empty] | FALSE | FALSE |  |  |  |  | #FFFF0000 | FA-NFPA 170 FIRE ALARM CONTROL UNIT | 1 | FALSE | FALSE | FALSE | 202 | [8 empty] | 7,12,12,18 |  | 12 |  |  | TRUE
|  |  | North | Firelite |  | Cards & Components |  |  |  | Card | TRUE | ECC-50DA Main Board (50W, 25V) | + | Main Board for ECC-50DA | 1 | 0.085 | 0.525 |  |  |  |  | TRUE | FALSE |  |  |  |  | #FFFFFFFF |  |  | FALSE | FALSE | FALSE | [14 empty] | FALSE
|  |  | North | Firelite |  | Cards & Components |  |  |  | Card | TRUE | ES-1000X MAIN BOARD | ++ | Main Board for ES-1000X Fire Alarm Control Panel | 1 | 0.238 | 0.123 | 9.4 |  |  |  | TRUE | FALSE |  |  |  |  | #FFFFFFFF |  |  | FALSE | FALSE | FALSE | [9 empty] | 18,26,33,55 |  | 26 |  |  | FALSE
NFPA 170 HEAT DETECTOR |  |  | North | Firelite |  | Heat Detector |  |  |  | Module | TRUE | H365HT w/B224RB-WH | + | White, Low-profile 190°F fixed thermal sensor, Relay Base | 1 | 0.00045 | 0.0045 |  |  |  |  | FALSE | TRUE |  |  |  |  | #FFFF0000 | FA-NFPA 170 HEAT DETECTOR | 1 | FALSE | FALSE | FALSE | 1403 | [13 empty] | FALSE |  |  | 190°
NFPA 170 AMPLIFIER RACK | RISER AMP |  | North | Firelite |  | Amplifier |  |  |  | Assembly | TRUE | ECC-50DA (50W, 70V) | + | Distributed (Remote) Audio Amplifier, 50 watts | 1 | [6 empty] | FALSE | [5 empty] | #FFFF0000 | FA-NFPA 170 AMPLIFIER RACK | 1 | FALSE | FALSE | FALSE | 300 | [8 empty] | 7,12,18,26,33 |  |  |  | 50 | TRUE
|  |  | North | Firelite |  | Cards & Components |  |  |  | Card | TRUE | DACT-UD2 | + | Universal Digital Alarm Communicator Transmitter-2 | 1 | 0.0193 | 0.0335 |  |  |  |  | TRUE | FALSE |  |  |  |  | #FFFFFFFF |  |  | FALSE | FALSE | FALSE | [14 empty] | FALSE
NFPA 170 HEAT DETECTOR |  |  | North | Firelite |  | Heat Detector |  |  |  | Module | TRUE | H365R w/B224RB-WH | + | White, Low-profile rate-of-rise thermal sensor, Relay Base | 1 | 0.00045 | 0.0045 |  |  |  |  | FALSE | TRUE |  |  |  |  | #FFFF0000 | FA-NFPA 170 HEAT DETECTOR | 1 | FALSE | FALSE | FALSE | 1403 | [13 empty] | FALSE |  |  | R
NFPA 170 FIRE ALARM CONTROL UNIT | RISER FACP |  | North | Firelite |  | Fire Alarm Control Unit |  |  |  | Assembly | TRUE | MS-9200UDLS | + | Intelligent Addressable FACP with Built-In Communicator | 1 | [6 empty] | FALSE | FALSE |  |  |  |  | #FFFF0000 | FA-NFPA 170 FIRE ALARM CONTROL UNIT | 1 | FALSE | FALSE | FALSE | 202 | [8 empty] | 7,12,18 |  | 18 |  |  | TRUE
NFPA 170 NOTIFICATION CIRCUIT EXTENDER PANEL | RISER NAC |  | North | Firelite |  | Notification Circuit Extender Panel |  |  |  | Assembly | TRUE | HPFF12 | + | 12 AMP Fire Alarm Power Supply | 1 | [6 empty] | FALSE | [5 empty] | #FFFF0000 | FA-NFPA 170 NOTIFICATION CIRCUIT EXTENDER PANEL | 1 | FALSE | FALSE | FALSE | 212 | [8 empty] | 7,12,18,26 |  |  | 12 |  | TRUE
NFPA 170 SMOKE HEAT DETECTOR |  |  | North | Firelite |  | Smoke/Heat Detector |  |  |  | Module | TRUE | AD355 w/B224BI-WH | + | ADAPT Multi-Sensor Low Profile Intelligent Detector with B224BI Base | 1 | 0.0003 | 0.0065 |  |  |  |  | FALSE | TRUE |  |  |  |  | #FFFF0000 | FA-NFPA 170 SMOKE HEAT DETECTOR | 1 | FALSE | FALSE | FALSE | 1411 | [13 empty] | FALSE |  |  | ISO
NFPA 170 REMOTE ANNUNCIATOR | RISER ANNUNCIATOR |  | North | Firelite |  | Remote Annunciator |  |  |  | Module | TRUE | LCD-80F | + | Annunciator, Terminal mode. 80-character, backlit LCD display | 1 | 0.025 | 0.064 |  |  |  |  | FALSE | [5 empty] | #FFFF0000 | FA-NFPA 170 REMOTE ANNUNCIATOR | 1 | FALSE | FALSE | FALSE | 255 | [8 empty] | 7,12,18 |  |  |  |  | TRUE
|  |  | North | First Alert |  | Cards & Components |  |  |  | Card | TRUE | FA1600CA Main Board | + | Main Board | 1 | 0.3 | 0.47 |  |  |  |  | TRUE | [5 empty] | #FFFFFFFF |  |  | FALSE | FALSE | FALSE | [14 empty] | FALSE
NFPA 170 FIRE ALARM CONTROL UNIT | RISER FACP |  | North | First Alert |  | Fire Alarm Control Unit |  |  |  | Assembly | TRUE | FA1600C | + | Integrated Fire and Burglary Control, 12VDC Power 2.3A | 1 | [6 empty] | FALSE | [5 empty] | #FFFF0000 | FA-NFPA 170 FIRE ALARM CONTROL UNIT | 1 | FALSE | FALSE | FALSE | 202 | [8 empty] | 7,12,17.2 |  |  |  |  | TRUE
|  |  | North | First Alert |  | Cards & Components |  |  |  | Card | TRUE | FA1600CB Main Board | + | Main Board | 1 | 0.3 | 0.47 |  |  |  |  | TRUE | [5 empty] | #FFFFFFFF |  |  | FALSE | FALSE | FALSE | [14 empty] | FALSE
NFPA 170 FIRE ALARM CONTROL UNIT | RISER FACP |  | North | First Alert |  | Fire Alarm Control Unit |  |  |  | Assembly | TRUE | FA1600CA | + | Integrated Fire and Burglary Control, 12VDC Power 2.3A, 12V Burglary 50 VA plug in transformer, attack proof can | 1 | [6 empty] | FALSE | [5 empty] | #FFFF0000 | FA-NFPA 170 FIRE ALARM CONTROL UNIT | 1 | FALSE | FALSE | FALSE | 202 | [8 empty] | 7,12,17.2 |  |  |  |  | TRUE
NFPA 170 FIRE ALARM CONTROL UNIT | RISER FACP |  | North | First Alert |  | Fire Alarm Control Unit |  |  |  | Assembly | TRUE | FA1600CB | + | Integrated Fire and Burglary Control, 12V Burglary 50 VA, universal can | 1 | [6 empty] | FALSE | [5 empty] | #FFFF0000 | FA-NFPA 170 FIRE ALARM CONTROL UNIT | 1 | FALSE | FALSE | FALSE | 202 | [8 empty] | 7,12,17.2 |  |  |  |  | TRUE
NFPA 170 REMOTE ANNUNCIATOR | RISER ANNUNCIATOR |  | North | First Alert |  | Remote Annunciator |  |  |  | Module | TRUE | FA550KP | + | Remote Keypad | 1 | 0.14 | 0.14 |  |  |  |  | FALSE | [5 empty] | #FFFF0000 | FA-NFPA 170 REMOTE ANNUNCIATOR | 1 | FALSE | FALSE | FALSE | 255 | [8 empty] | 7,12,18 |  |  |  |  | FALSE
|  |  | North | First Alert |  | Cards & Components |  |  |  | Card | TRUE | FA1600C Main Board | + | Main Board | 1 | 0.3 | 0.47 |  |  |  |  | TRUE | [5 empty] | #FFFFFFFF |  |  | FALSE | FALSE | FALSE | [14 empty] | FALSE
NFPA 170 STROBE CEILING |  |  | North | First Alert |  | Strobe |  |  |  | Module | TRUE | SLED177 |  | 120VAC Remote Visual Signal, Ceiling, White | 1 | 0 | 0.209 |  |  |  |  | FALSE | TRUE |  |  |  |  | #FF0070C0 | FA-NFPA 170 STROBE CEILING | 1 | FALSE | FALSE | FALSE | 2022 | [13 empty] | FALSE |  |  | 120V
|  |  | North | First Alert |  | Cards & Components |  |  |  | Card | TRUE | FA1600C-24 Main Board | + | Main Board | 1 | 0.3 | 0.47 |  |  |  |  | TRUE | [5 empty] | #FFFFFFFF |  |  | FALSE | FALSE | FALSE | [14 empty] | FALSE
NFPA 170 FIRE ALARM CONTROL UNIT | RISER FACP |  | North | First Alert |  | Fire Alarm Control Unit |  |  |  | Assembly | TRUE | FA1600C-24 | + | Integrated Fire and Burglary Control, 12V Burglary 2.3A 24V Fire, 3.2A for fire notification appliances | 1 | [6 empty] | FALSE | [5 empty] | #FFFF0000 | FA-NFPA 170 FIRE ALARM CONTROL UNIT | 1 | FALSE | FALSE | FALSE | 202 | [8 empty] | 7,12,17.2 |  |  |  |  | TRUE
SMOKEWITHSTROBE |  |  | North | First Alert |  | Smoke Detector |  |  |  | Module | TRUE | 7020BSL |  | Photoelectric Smoke Alarm with 177cd Visual Signaling Appliance, 120vac, Ceiling Mount | 1 | [6 empty] | TRUE | TRUE |  |  |  |  | #FF0070C0 | FA-SMOKEWITHSTROBE | 1 | FALSE | FALSE | FALSE | [17 empty] | 120V
GenericN AUX POWER SUPPLY |  |  | North | Functional Devices |  | Auxilliary Power Supply |  |  |  | Module | TRUE | TR40VA002 | ++ | Transformer 40 VA, 120 to 24 Vac, Foot and Dual Threaded Hub Mount | 1 | [10 empty] | 2.634˝ x 2.177˝ x 2.886˝ (w/ .500˝ NPT Hubs) |  | #FFFF0000 | FA-GenericN AUX POWER SUPPLY | 1 | FALSE | FALSE | FALSE
NFPA 170 NON ADDRESSABLE RELAY |  |  | North | Functional Devices |  | Non-Addressable Relay |  |  |  | Module | TRUE | RIBU1C | ++ | 10 AMP PILOT CONTROL RELAY | 1 | 0.018 | 0.018 |  |  |  |  | FALSE | [5 empty] | #FFFF0000 | FA-NFPA 170 NON ADDRESSABLE RELAY | 1 | FALSE | FALSE | FALSE | 1300 | [13 empty] | FALSE
NFPA 170 NON ADDRESSABLE RELAY |  |  | North | Functional Devices |  | Non-Addressable Relay |  |  |  | Module | TRUE | RIB21CDC | ++ | Enclosed Relay 10 Amp SPDT, Class 2 Dry Contact Input, 120-277 Vac Power Input | 1 | 0.05 | 0.05 |  |  |  |  | FALSE | [5 empty] | #FFFF0000 | FA-NFPA 170 NON ADDRESSABLE RELAY | 1 | FALSE | FALSE | FALSE | 1300 | [13 empty] | FALSE
NFPA 170 SPEAKER WALL |  |  | North | Gai-Tronics |  | Speaker |  |  |  | Module | TRUE | 13310-413 |  | Speaker | 1 | [6 empty] | FALSE | [5 empty] | #FF0070C0 | FA-NFPA 170 SPEAKER WALL | 1 | FALSE | FALSE | FALSE | 2021 | [13 empty] | FALSE
NFPA 170 SPEAKER WALL |  |  | North | Gai-Tronics |  | Speaker |  |  |  | Module | TRUE | 13310-411 |  | Speaker | 1 | [6 empty] | FALSE | [5 empty] | #FF0070C0 | FA-NFPA 170 SPEAKER WALL | 1 | FALSE | FALSE | FALSE | 2021 | [13 empty] | FALSE
NFPA 170 SPEAKER WALL |  |  | North | Gai-Tronics |  | Speaker |  |  |  | Module | TRUE | 13310-412 |  | Speaker | 1 | [6 empty] | FALSE | [5 empty] | #FF0070C0 | FA-NFPA 170 SPEAKER WALL | 1 | FALSE | FALSE | FALSE | 2021 | [13 empty] | FALSE
NFPA 170 SMOKE CO DETECTOR |  |  | North | Gamewell FCI |  | Smoke/CO Detector |  |  |  | Module | TRUE | MCS-COP3 w/B224RB-WH | + | Intelligent multi-criteria photo/CO, bright white, Velociti w/ Intelligent relay base, white, UL listed | 1 | 0.0002 | 0.0045 |  |  |  |  | FALSE | TRUE | FLUSH |  | 4" SQ. DEEP | 3 "O" PLASTER RING | #FFFF0000 | FA-NFPA 170 SMOKE CO DETECTOR | 1 | FALSE | FALSE | FALSE | 1407 | [13 empty] | FALSE |  |  | R
|  |  | North | Gamewell FCI |  | Hardware |  |  |  | Hardware | TRUE | INCC-BP |  | Command center blank face plate (occupies 1 slot on inner door) | 1 | [6 empty] | FALSE | [5 empty] | #FFFFFFFF |  |  | FALSE | FALSE | FALSE | [14 empty] | FALSE
|  |  | North | Gamewell FCI |  | Hardware |  |  |  | Hardware | TRUE | 18739 | ++ | Adapter Plate Kit | 1 | [6 empty] | TRUE | [5 empty] | #FFFFFFFF |  |  | FALSE | FALSE | FALSE
|  |  | North | Gamewell FCI |  | Cards & Components |  |  |  | Card | TRUE | HPFF12 Main Board | + | Fire Alarm Power Supply Card | 1 | 0.206 | 0.075 |  |  |  |  | TRUE | [5 empty] | #FFFFFFFF |  |  | FALSE | FALSE | FALSE | [14 empty] | FALSE
170 BASIC SHAPE |  |  | North | Gamewell FCI |  | Hardware |  |  |  | Hardware | TRUE | MCH-6 |  | 6-Unit mounting chassis | 1 | [6 empty] | FALSE | [5 empty] | #FFFF0000 | FA-170 BASIC SHAPE | 1 | FALSE | FALSE | FALSE | 5000 | [8 empty] | 7,12,18 |  |  |  |  | TRUE
NFPA 170 SMOKE DETECTOR |  |  | North | Gamewell FCI |  | Smoke Detector |  |  |  | Module | TRUE | ASD-PL3F w/B200S-LF-WH | F | DETECTOR, SMOKE, ADDRESSABLE PHOTO w/SOUNDER BASE, LOW FREQUENCY | 1 | 0.0005 | 0.035 |  |  |  |  | FALSE | TRUE |  |  |  |  | #FFFF0000 | FA-NFPA 170 SMOKE DETECTOR | 1 | FALSE | FALSE | FALSE | 1408 | [13 empty] | FALSE |  |  | SBLF
NFPA 170 GAS DETECTOR |  |  | North | Gamewell FCI |  | Gas Detection |  |  |  | Module | TRUE | MCS-CO3 w/B200S-LF-IV | + | Intelligent addressable carbon monoxide detector, white w/ Intelligent sounder base, low frequency, ivory, UL-listed | 1 | 0.0002 | 0.0045 |  |  |  |  | FALSE | TRUE | FLUSH |  | 4" SQ. DEEP | 3 "O" PLASTER RING | #FFFF0000 | FA-NFPA 170 GAS DETECTOR | 1 | FALSE | FALSE | FALSE | 1402 | [13 empty] | FALSE |  |  | LF
NFPA 170 MANUAL PULL |  |  | North | Gamewell FCI |  | Manual Station |  |  |  | Module | TRUE | MS-7S w/AMM-2F | + | Single action station, wire leads | 1 | 0.0003 | 0.0003 |  |  |  |  | TRUE | [5 empty] | #FFFF0000 | FA-NFPA 170 MANUAL PULL | 1 | FALSE | FALSE | FALSE | 957
NFPA 170 SMOKE DETECTOR |  |  | North | Gamewell FCI |  | Smoke Detector |  |  |  | Module | TRUE | OSI-RI-GW | + | Intelligent Single-ended Reflective Imaging Beam Smoke Detector | 1 | 0.014 | 0.015 |  |  |  |  | FALSE | TRUE |  |  |  |  | #FFFF0000 | FA-NFPA 170 SMOKE DETECTOR | 1 | FALSE | FALSE | FALSE | 1408 | [13 empty] | FALSE
NFPA 170 HEAT DETECTOR |  |  | North | Gamewell FCI |  | Heat Detector |  |  |  | Module | TRUE | ATD-L3 w/B224BI-WH | + | Thermal heat detector, 135°F fixed, bright white, Velociti w/ Isolator base, bright white | 1 | 0.0002 | 0.0045 |  |  |  |  | FALSE | TRUE | FLUSH |  | 4" SQ. DEEP | 3 "O" PLASTER RING | #FFFF0000 | FA-NFPA 170 HEAT DETECTOR | 1 | FALSE | FALSE | FALSE | 1403 | [13 empty] | FALSE |  |  | I
|  |  | North | Gamewell FCI |  | Cards & Components |  |  |  | Card | TRUE | 1100-0455 | + | Programmable Switch Module | 1 | 0.011 | 0.011 |  |  |  |  | TRUE | [5 empty] | #FFFFFFFF |  |  | FALSE | FALSE | FALSE
NFPA 170 MANUAL PULL |  |  | North | Gamewell FCI |  | Manual Station |  |  |  | Module | TRUE | MS-7LRA | + | Agent release station with abort switch, LED indicators, dual- action | 1 | 0 | 0 |  |  |  |  | TRUE | [5 empty] | #FFFF0000 | FA-NFPA 170 MANUAL PULL | 1 | FALSE | FALSE | FALSE | 957
|  |  | North | Gamewell FCI |  | Cards & Components |  |  |  | Card | TRUE | LCD-7100 MAIN CARD | + | Terminal and ACS mode. 160-character, backlit LCD display | 1 | 0.012 | 0.023 |  |  |  |  | TRUE | FALSE | SEMI-FLUSH |  | 9-3/16"X9-15/16"X3-3/4" | N/A | #FFFFFFFF |  |  | FALSE | FALSE | FALSE |  |  |  | 7120-0028:0227 | [10 empty] | FALSE
NFPA 170 SMOKE CO DETECTOR |  |  | North | Gamewell FCI |  | Smoke/CO Detector |  |  |  | Module | TRUE | MCS-COP3 w/B501-BL | + | Intelligent multi-criteria photo/CO, bright white, Velociti w/ 4” Flangeless mounting base, black | 1 | 0.0002 | 0.0045 |  |  |  |  | FALSE | TRUE | FLUSH |  | 4" SQ. DEEP | 3 "O" PLASTER RING | #FFFF0000 | FA-NFPA 170 SMOKE CO DETECTOR | 1 | FALSE | FALSE | FALSE | 1407 | [13 empty] | FALSE
|  |  | North | Gamewell FCI |  | Cards & Components |  |  |  | Card | TRUE | INI-VGC | + | Command Center Voice Gateway (UTP only) | 1 | 0.15 | 0.15 |  |  |  |  | TRUE | [5 empty] | #FFFFFFFF |  |  | FALSE | FALSE | FALSE | [14 empty] | FALSE
NFPA 170 FIRE ALARM CONTROL UNIT | RISER FACP |  | North | Gamewell FCI |  | Fire Alarm Control Unit |  |  |  | Assembly | TRUE | INCC-CABR |  | INCC backbox (black) with red outer door 19” H x 19” W x 4” D | 1 | [6 empty] | FALSE | [5 empty] | #FFFF0000 | FA-NFPA 170 FIRE ALARM CONTROL UNIT | 1 | FALSE | FALSE | FALSE | 202 | [8 empty] | 7,12,18 |  |  |  |  | TRUE
NFPA 170 HEAT DETECTOR |  |  | North | Gamewell FCI |  | Heat Detector |  |  |  | Module | TRUE | ATD-L3H-IV w/B224BI-IV | + | Thermal heat detector, 190°F high temp, ivory, Velociti/CLIP w/ Isolator base, ivory | 1 | 0.0002 | 0.0045 |  |  |  |  | FALSE | TRUE | FLUSH |  | 4" SQ. DEEP | 3 "O" PLASTER RING | #FFFF0000 | FA-NFPA 170 HEAT DETECTOR | 1 | FALSE | FALSE | FALSE | 1403 | [13 empty] | FALSE |  |  | 190°, I
|  |  | North | Gamewell FCI |  | Hardware |  |  |  | Hardware | TRUE | E3BB-RD/INX | ++ | Enclosure, Transponder, Red, “D” Size | 1 | [6 empty] | TRUE | [5 empty] | #FFFFFFFF |  |  | FALSE | FALSE | FALSE
NFPA 170 SMOKE DETECTOR |  |  | North | Gamewell FCI |  | Smoke Detector |  |  |  | Module | TRUE | ASD-PL3-IV w/B200SR-IV | + | Photoelectric smoke detector, ivory, Velociti/CLIP w/ Standard sounder base, ivory | 1 | 0.0002 | 0.0045 |  |  |  |  | FALSE | TRUE | FLUSH |  | 4" SQ. DEEP | 3 "O" PLASTER RING | #FFFF0000 | FA-NFPA 170 SMOKE DETECTOR | 1 | FALSE | FALSE | FALSE | 1408 | [13 empty] | FALSE |  |  | SB
|  |  | North | Gamewell FCI |  | Cards & Components |  |  |  | Card | TRUE | GF510 Main Board | ++ |  | 1 | 0.133 | 0.282 |  |  |  |  | TRUE | [5 empty] | #FFFFFFFF |  |  | FALSE | FALSE | FALSE
|  |  | North | Gamewell FCI |  | Cards & Components |  |  |  | Card | TRUE | RAN-7100 MAIN CARD |  | Liquid Crystal Display, Supervision | 1 | 0.05 | 0.1 |  |  |  |  | TRUE | [5 empty] | #FFFFFFFF |  |  | FALSE | FALSE | FALSE | [14 empty] | FALSE
NFPA 170 LCD ANNNUNCIATOR DISPLAY | RISER ANNUNCIATOR |  | North | Gamewell FCI |  | LCD Annunciator |  |  |  | Assembly | TRUE | RAN-7100 |  | LCD Ann | 1 | [6 empty] | FALSE | [5 empty] | #FFFF0000 | FA-NFPA 170 LCD ANNNUNCIATOR DISPLAY | 1 | FALSE | FALSE | FALSE | 257 | [8 empty] | 7,12,18 |  |  |  |  | TRUE
NFPA 170 GAS DETECTOR |  |  | North | Gamewell FCI |  | Gas Detection |  |  |  | Module | TRUE | MCS-CO3 w/B501-WHITE | + | Intelligent addressable carbon monoxide detector, white w/ 4” Flangeless mounting base, bright white | 1 | 0.0002 | 0.0045 |  |  |  |  | FALSE | TRUE | FLUSH |  | 4" SQ. DEEP | 3 "O" PLASTER RING | #FFFF0000 | FA-NFPA 170 GAS DETECTOR | 1 | FALSE | FALSE | FALSE | 1402 | [13 empty] | FALSE
NFPA 170 SMOKE DETECTOR |  |  | North | Gamewell FCI |  | Smoke Detector |  |  |  | Module | TRUE | WSD-P | + | Addressable Wireless Photo Detector | 1 | [6 empty] | FALSE | TRUE |  |  |  |  | #FFFF0000 | FA-NFPA 170 SMOKE DETECTOR | 1 | FALSE | FALSE | FALSE | 1408 | [13 empty] | FALSE |  |  | W
|  |  | North | Gamewell FCI |  | Cards & Components |  |  |  | Card | TRUE | ANX-MR-UTP |  | Addressable Node Expander Multi-Ring Unshielded Twisted-Pair | 1 | 0.065 | 0.065 |  |  |  |  | TRUE | [5 empty] | #FFFFFFFF |  |  | FALSE | FALSE | FALSE | [14 empty] | FALSE
NFPA 170 ADDRESSABLE OUTPUT MODULE |  |  | North | Gamewell FCI |  | Addressable Control/Relay |  |  |  | Module | TRUE | TC81021000 | + | Releasing Control Module | 1 | 0.0007 | 0.009 |  |  |  |  | FALSE | FALSE | FLUSH |  | 4" SQ. DEEP | N/A | #FFFF0000 | FA-NFPA 170 ADDRESSABLE OUTPUT MODULE | 1 | FALSE | FALSE | FALSE | 1100 |  |  | 7300-0028:0219 | [10 empty] | FALSE
NFPA 170 SMOKE CO DETECTOR |  |  | North | Gamewell FCI |  | Smoke/CO Detector |  |  |  | Module | TRUE | MCS-COP3 w/B224BI-WH | + | Intelligent multi-criteria photo/CO, bright white, Velociti w/ Intelligent relay base, white, UL listed | 1 | 0.0002 | 0.0045 |  |  |  |  | FALSE | TRUE | FLUSH |  | 4" SQ. DEEP | 3 "O" PLASTER RING | #FFFF0000 | FA-NFPA 170 SMOKE CO DETECTOR | 1 | FALSE | FALSE | FALSE | 1407 | [13 empty] | FALSE |  |  | I
NFPA 170 SMOKE HEAT DETECTOR |  |  | North | Gamewell FCI |  | Smoke/Heat Detector |  |  |  | Module | TRUE | WSD-ACCLIMATE | + | Addressable Wireless Photo/Heat Detector | 1 | [6 empty] | FALSE | TRUE |  |  |  |  | #FFFF0000 | FA-NFPA 170 SMOKE HEAT DETECTOR | 1 | FALSE | FALSE | FALSE | 1411 | [13 empty] | FALSE |  |  | W
NFPA 170 SMOKE HEAT CO DETECTOR |  |  | North | Gamewell FCI |  | Smoke/Heat/CO Detector |  |  |  | Module | TRUE | MCS-COF3 w/B210LP | + | Addressable, low-profile device that provides fire, heat, and carbon monoxide (CO) detection, Standard Base | 1 | 0.0002 | 0.0045 |  |  |  |  | FALSE | TRUE |  |  |  |  | #FFFF0000 | FA-NFPA 170 SMOKE HEAT CO DETECTOR | 1 | FALSE | FALSE | FALSE | 1408 | [13 empty] | FALSE |  |  | CO
NFPA 170 NOTIFICATION CIRCUIT EXTENDER PANEL | RISER NAC |  | North | Gamewell FCI |  | Notification Circuit Extender Panel |  |  |  | Assembly | TRUE | GFPS-9 | + | 9-Amp, 24-Volt Power Supply | 1 | [6 empty] | FALSE | FALSE |  |  |  |  | #FFFF0000 | FA-NFPA 170 NOTIFICATION CIRCUIT EXTENDER PANEL | 1 | FALSE | FALSE | FALSE | 212 | [8 empty] | 7,12,18 |  |  | 9 |  | TRUE
|  |  | North | Gamewell FCI |  | Cards & Components |  |  |  | Card | TRUE | ANU-48 | + | Remote LED driver module (occupies 1 slot on inner door) | 1 | 0.011 | 2.4 |  |  |  |  | TRUE | [5 empty] | #FFFFFFFF |  |  | FALSE | FALSE | FALSE | [14 empty] | FALSE
NFPA 170 HEAT DETECTOR |  |  | North | Gamewell FCI |  | Heat Detector |  |  |  | Module | TRUE | ATD-L3R w/B300-6 | + | Thermal heat detector, 135°F rate of rise, bright white, Velociti w/ 6” Flanged mounting base, bright white | 1 | 0.0002 | 0.0045 |  |  |  |  | FALSE | TRUE | FLUSH |  | 4" SQ. DEEP | 3 "O" PLASTER RING | #FFFF0000 | FA-NFPA 170 HEAT DETECTOR | 1 | FALSE | FALSE | FALSE | 1403 | [13 empty] | FALSE |  |  | 135°
|  |  | North | Gamewell FCI |  | Hardware |  |  |  | Hardware | TRUE | 1100-0450 | ++ | Command Center,blank plate,single size | 1 | [6 empty] | TRUE | [5 empty] | #FFFFFFFF |  |  | FALSE | FALSE | FALSE
NFPA 170 AMPLIFIER RACK | ENCOMPASS90250A RISER |  | North | Gamewell FCI |  | Amplifier |  |  |  | Assembly | TRUE | 90250A-802 | ++ | Encompass LT 600W Cabinet | 1 | [6 empty] | TRUE | [5 empty] | #FFFF0000 | FA-NFPA 170 AMPLIFIER RACK | 1 | FALSE | FALSE | FALSE | [17 empty] | 10 AMP REQ'D
NFPA 170 SMOKE HEAT CO DETECTOR |  |  | North | Gamewell FCI |  | Smoke/Heat/CO Detector |  |  |  | Module | TRUE | MCS-COF3 w/B300-6 | + | Addressable, low-profile device that provides fire, heat, and carbon monoxide (CO) detection, Standard Base | 1 | 0.0002 | 0.0045 |  |  |  |  | FALSE | TRUE | FLUSH |  | 4" SQ. DEEP | 3 "O" PLASTER RING | #FFFF0000 | FA-NFPA 170 SMOKE HEAT CO DETECTOR | 1 | FALSE | FALSE | FALSE | 1408 |  |  | 7272-0028:0206 | [10 empty] | FALSE
NFPA 170 HEAT DETECTOR |  |  | North | Gamewell FCI |  | Heat Detector |  |  |  | Module | TRUE | ATD-RL2F w/B210LP |  | Intelligent Addressable 135°F (57°C)/RofR Thermal Detector w/ Flashscan, Plug-in Detector Base | 1 | 0.0003 | 0.0003 |  |  |  |  | FALSE | TRUE | FLUSH |  | 4" SQ. DEEP | 3 "O" PLASTER RING | #FFFF0000 | FA-NFPA 170 HEAT DETECTOR | 1 | FALSE | FALSE | FALSE | 1403 |  |  | 7270-0028:0196 | [10 empty] | FALSE
|  |  | North | Gamewell FCI |  | Hardware |  |  |  | Hardware | TRUE | E3-INX-CPLATE | ++ | Transponder module mounting plate, “C” Size | 1 | [6 empty] | TRUE | [5 empty] | #FFFFFFFF |  |  | FALSE | FALSE | FALSE
NFPA 170 MANUAL PULL |  |  | North | Gamewell FCI |  | Manual Station |  |  |  | Module | TRUE | MS95-SL | ++ | XP-95 pull station, single with key | 1 | 0.0005 | 0.0015 |  |  |  |  | TRUE | [5 empty] | #FFFF0000 | FA-NFPA 170 MANUAL PULL | 1 | FALSE | FALSE | FALSE | 957
|  |  | North | Gamewell FCI |  | Cards & Components |  |  |  | Card | TRUE | HPF-PS10 MAIN BOARD | + | Fire Alarm Power Supply Main Board | 1 | 0.156 | 0.185 |  |  |  |  | TRUE | FALSE | SURFACE |  | PROVIDED | N/A | #FFFFFFFF |  |  | FALSE | FALSE | FALSE |  |  |  | 7315-0028:0225 | [10 empty] | FALSE
NFPA 170 SMOKE DETECTOR |  |  | North | Gamewell FCI |  | Smoke Detector |  |  |  | Module | TRUE | XP95-P w/XP95-B6EZ | ++ | Photoelectric sensor, analog addressable w/6" Base | 1 | 0.00034 | 0.00434 |  |  |  |  | FALSE | TRUE | FLUSH |  | 4" SQ. DEEP | 3 "O" PLASTER RING | #FFFF0000 | FA-NFPA 170 SMOKE DETECTOR | 1 | FALSE | FALSE | FALSE | 1408 | [13 empty] | FALSE
NFPA 170 REMOTE ANNUNCIATOR | RISER ANNUNCIATOR |  | North | Gamewell FCI |  | Remote Annunciator |  |  |  | Assembly | TRUE | LCD-7100 | + | Annunciator, Terminal and ACS mode. 160-character, backlit LCD display | 1 | [6 empty] | FALSE | [5 empty] | #FFFF0000 | FA-NFPA 170 REMOTE ANNUNCIATOR | 1 | FALSE | FALSE | FALSE | 255 | [8 empty] | 7,12,18 |  |  |  |  | TRUE
|  |  | North | Gamewell FCI |  | Cards & Components |  |  |  | Card | TRUE | GF506R Main Board | + | Main Board for FLEX 404 | 1 | 0.112 | 0.112 |  |  |  |  | TRUE | [5 empty] | #FFFFFFFF |  |  | FALSE | FALSE | FALSE | [14 empty] | FALSE
|  |  | North | Gamewell FCI |  | Hardware |  |  |  | Hardware | TRUE | E3BB-BAA1 | ++ | Remote Enclosure, Black, w/Inner Door, 1 Slot, (NGA) | 1 | [6 empty] | TRUE |  |  |  | 8 3/4” W x 10” H x 4 1/2” D (22 W x 25 H x 11.4 D cm) |  | #FFFFFFFF |  |  | FALSE | FALSE | FALSE
NFPA 170 ADDRESSABLE OUTPUT MODULE |  |  | North | Gamewell FCI |  | Addressable Control/Relay |  |  |  | Module | TRUE | AOM-2RF | ++ | Addressable Relay Module W/ FlashScan, 2 Form-C Dry Contacts | 1 | 0.000375 | 0.0065 |  |  |  |  | FALSE | FALSE | FLUSH |  | 4" SQ. DEEP | N/A | #FFFF0000 | FA-NFPA 170 ADDRESSABLE OUTPUT MODULE | 1 | FALSE | FALSE | FALSE | 1100 |  |  | 7300-0028:0219 | [10 empty] | FALSE |  |  | RM
NFPA 170 SMOKE DETECTOR |  |  | North | Gamewell FCI |  | Smoke Detector |  |  |  | Module | TRUE | MCS-COF w/B200S-LF-WH |  | DETECTOR, SMOKE, ADDRESSABLE PHOTO w/SOUNDER BASE, LOW FREQUENCY | 1 | 0.0005 | 0.035 |  |  |  |  | FALSE | TRUE |  |  |  |  | #FFFF0000 | FA-NFPA 170 SMOKE DETECTOR | 1 | FALSE | FALSE | FALSE | 1408 | [13 empty] | FALSE |  |  | LF
|  |  | North | Gamewell FCI |  | Cards & Components |  |  |  | Card | TRUE | 1100-0455 |  | Programmable switch modules (ASM-16) (occupies one slot of inner door) | 1 | 0.011 | 0.011 |  |  |  |  | TRUE | [5 empty] | #FFFFFFFF |  |  | FALSE | FALSE | FALSE | [14 empty] | FALSE
|  |  | North | Gamewell FCI |  | Cards & Components |  |  |  | Card | TRUE | 1100-0451 | + | INCC-TEL, Fire Fighter Phone Module | 1 | [6 empty] | TRUE | [5 empty] | #FFFFFFFF |  |  | FALSE | FALSE | FALSE
DETECTOR_MULTI CRITERIA |  |  | North | Gamewell FCI |  | Multi Criteria Detector |  |  |  | Module | TRUE | MCS-COF w/B210LP |  | Advanced Multi-Criteria Fire/CO Detector | 1 | 0.0003 | 0.0003 |  |  |  |  | FALSE | [5 empty] | #FFFF0000 | FA-DETECTOR_MULTI CRITERIA | 1 | FALSE | FALSE | FALSE | [14 empty] | FALSE
NFPA 170 HEAT DETECTOR |  |  | North | Gamewell FCI |  | Heat Detector |  |  |  | Module | TRUE | ATD-L3R-IV w/B200SR-IV | + | Thermal heat detector, 135°F rate of rise, ivory, Velociti/CLIP w/ Standard sounder base, ivory | 1 | 0.0002 | 0.0045 |  |  |  |  | FALSE | TRUE | FLUSH |  | 4" SQ. DEEP | 3 "O" PLASTER RING | #FFFF0000 | FA-NFPA 170 HEAT DETECTOR | 1 | FALSE | FALSE | FALSE | 1403 | [13 empty] | FALSE |  |  | 135°, SB
|  |  | North | Gamewell FCI |  | Cards & Components |  |  |  | Card | TRUE | ANX-MR-FO |  | Addressable Node Expander Multi-Ring Fiber Optic | 1 | 0.065 | 0.065 |  |  |  |  | TRUE | [5 empty] | #FFFFFFFF |  |  | FALSE | FALSE | FALSE | [14 empty] | FALSE
NFPA 170 REMOTE ANNUNCIATOR | RISER ANNUNCIATOR |  | North | Gamewell FCI |  | Remote Annunciator |  |  |  | Module | TRUE | GFANN-80 | + | Red 80 character LCD Annunciator | 1 | 0.015 | 0.04 |  |  |  |  | TRUE | FALSE |  |  |  |  | #FFFF0000 | FA-NFPA 170 REMOTE ANNUNCIATOR | 1 | FALSE | FALSE | FALSE | 255 | [13 empty] | FALSE
NFPA 170 FIRE ALARM CONTROL UNIT | RISER FACP |  | North | Gamewell FCI |  | Fire Alarm Control Unit |  |  |  | Assembly | TRUE | GWF-7075 | + | Intelligent Fire Alarm Control Panel. Red | 1 | [6 empty] | FALSE | [5 empty] | #FFFF0000 | FA-NFPA 170 FIRE ALARM CONTROL UNIT | 1 | FALSE | FALSE | FALSE | 202 | [8 empty] | 7,12,18 |  |  | 2.5 |  | TRUE
|  |  | North | Gamewell FCI |  | Hardware |  |  |  | Hardware | TRUE | 600XL-RETROFIT | + | 600XL Retrofit, Inner Door | 1 | [6 empty] | TRUE | [5 empty] | #FFFFFFFF |  |  | FALSE | FALSE | FALSE
|  |  | North | Gamewell FCI |  | Hardware |  |  |  | Hardware | TRUE | E3BB-BC/INX | ++ | Assy, Transponder, Black, “C” Size | 1 | [6 empty] | TRUE |  |  |  | 19 3/8” W x 30” H x 4 1/2” D (49 W x 76 H x 11 D cm) |  | #FFFFFFFF |  |  | FALSE | FALSE | FALSE
NFPA 170 FIRE ALARM MASTER BOX |  |  | North | Gamewell FCI |  | Master Box |  |  |  | Module | TRUE | M34-56 |  | Local Energy Trip, surface mount, cottage shell, red | 1 | 0.05 | 0.25 |  |  |  |  | TRUE | [5 empty] | #FFFF0000 | FA-NFPA 170 FIRE ALARM MASTER BOX | 1 | FALSE | FALSE | FALSE
|  |  | North | Gamewell FCI |  | Hardware |  |  |  | Hardware | TRUE | 90516 | ++ | 7100, E3 B-Slim 7 A/H Seismic Battery Bracket Kit | 1 | [6 empty] | TRUE | [5 empty] | #FFFFFFFF |  |  | FALSE | FALSE | FALSE
|  |  | North | Gamewell FCI |  | Hardware |  |  |  | Hardware | TRUE | E3BB-NGA-FLUSH | ++ | CAB A2 Remote Flush NGA ANN with Password protected | 1 | [6 empty] | TRUE |  |  |  | 13 1/4” W x 10” H x 3 1/2” D (40 W x 25 H x 9 D cm) |  | #FFFFFFFF |  |  | FALSE | FALSE | FALSE
NFPA 170 REMOTE EVACUATION AMPLIFIER CABINET | RISER LOC |  | North | Gamewell FCI |  | Amplifier Cabinet |  |  |  | Assembly | TRUE | E3 Series Voice Evac Assembly (2 x AM-50-70) | + | E3 Series Voice Evacuation Panel w/2 x AM-50-70 | 1 | [6 empty] | TRUE | [5 empty] | #FFFF0000 | FA-NFPA 170 REMOTE EVACUATION AMPLIFIER CABINET | 1 | FALSE | FALSE | FALSE | 300 | [13 empty] | TRUE
NFPA 170 HEAT DETECTOR |  |  | North | Gamewell FCI |  | Heat Detector |  |  |  | Module | TRUE | ATD-L3R w/B224BI-WH | + | Thermal heat detector, 135°F rate of rise, bright white, Velociti w/ Isolator base, bright white | 1 | 0.0002 | 0.0045 |  |  |  |  | FALSE | TRUE | FLUSH |  | 4" SQ. DEEP | 3 "O" PLASTER RING | #FFFF0000 | FA-NFPA 170 HEAT DETECTOR | 1 | FALSE | FALSE | FALSE | 1403 | [13 empty] | FALSE |  |  | 135°, I
NFPA 170 SMOKE DETECTOR |  |  | North | Gamewell FCI |  | Smoke Detector |  |  |  | Module | TRUE | ASD-PL3-IV w/B200S-LF-IV | + | Photoelectric smoke detector, ivory, Velociti/CLIP w/ Intelligent addressable low frequency sounder base, ivory | 1 | 0.0002 | 0.0045 |  |  |  |  | FALSE | TRUE | FLUSH |  | 4" SQ. DEEP | 3 "O" PLASTER RING | #FFFF0000 | FA-NFPA 170 SMOKE DETECTOR | 1 | FALSE | FALSE | FALSE | 1408 | [13 empty] | FALSE |  |  | LF
|  |  | North | Gamewell FCI |  | Cards & Components |  |  |  | Card | TRUE | 1100-1326 | + | INI-VGE-UTP (Classic Bulk Voice Gateway unshielded twisted-pair only) | 1 | 0.15 | 0.15 |  |  |  |  | TRUE | [5 empty] | #FFFFFFFF |  |  | FALSE | FALSE | FALSE | [14 empty] | FALSE
NFPA 170 SMOKE CO DETECTOR |  |  | North | Gamewell FCI |  | Smoke/CO Detector |  |  |  | Module | TRUE | MCS-COP3 w/B200S-LF-WH | + | Intelligent multi-criteria photo/CO, bright white, Velociti w/ Intelligent sounder base, low frequency, white, UL-listed | 1 | 0.0002 | 0.0045 |  |  |  |  | FALSE | TRUE | FLUSH |  | 4" SQ. DEEP | 3 "O" PLASTER RING | #FFFF0000 | FA-NFPA 170 SMOKE CO DETECTOR | 1 | FALSE | FALSE | FALSE | 1407 | [13 empty] | FALSE |  |  | LF
|  |  | North | Gamewell FCI |  | Hardware |  |  |  | Hardware | TRUE | E3ID3-D | ++ | Assy, Inner Door, 3-Bay, “D” Size | 1 | [6 empty] | TRUE |  |  |  | 19 3/8” W x 41” H x 4 1/2” D (49 W x 104 H x 11 D cm) |  | #FFFFFFFF |  |  | FALSE | FALSE | FALSE
NFPA 170 ISOLATION MODULE |  |  | North | Gamewell FCI |  | Isolator Module |  |  |  | Module | TRUE | M500X | F | SLC Loop Isolator Module | 1 | 0.00045 | 0.017 |  |  |  |  | FALSE | FALSE |  |  |  |  | #FFFF0000 | FA-NFPA 170 ISOLATION MODULE | 1 | FALSE | FALSE | FALSE | 1200 | [13 empty] | FALSE
NFPA 170 HEAT DETECTOR |  |  | North | Gamewell FCI |  | Heat Detector |  |  |  | Module | TRUE | ATD-L3R-IV w/B200SR-LF-IV | + | Thermal heat detector, 135°F rate of rise, ivory, Velociti/CLIP w/ Standard low frequency sounder base, ivory | 1 | 0.0002 | 0.0045 |  |  |  |  | FALSE | TRUE | FLUSH |  | 4" SQ. DEEP | 3 "O" PLASTER RING | #FFFF0000 | FA-NFPA 170 HEAT DETECTOR | 1 | FALSE | FALSE | FALSE | 1403 | [13 empty] | FALSE |  |  | 135°, LF
NFPA 170 HEAT DETECTOR |  |  | North | Gamewell FCI |  | Heat Detector |  |  |  | Module | TRUE | ATD-L3 w/B200SR-LF-WH | + | Thermal heat detector, 135°F fixed, bright white, Velociti, Velociti w/ Standard low frequency sounder base, bright white | 1 | 0.0002 | 0.0045 |  |  |  |  | FALSE | TRUE | FLUSH |  | 4" SQ. DEEP | 3 "O" PLASTER RING | #FFFF0000 | FA-NFPA 170 HEAT DETECTOR | 1 | FALSE | FALSE | FALSE | 1403 | [13 empty] | FALSE |  |  | LF
170 BASIC SHAPE |  |  | North | Gamewell FCI |  | Miscellaneous |  |  |  | Assembly | TRUE | MBB-2 |  | Backbox, 2 Unit (Red) | 1 | [6 empty] | FALSE | [5 empty] | #FFFF0000 | FA-170 BASIC SHAPE | 1 | FALSE | FALSE | FALSE | 5000 | [8 empty] | 7,12,18 |  |  |  |  | TRUE
NFPA 170 HEAT DETECTOR |  |  | North | Gamewell FCI |  | Heat Detector |  |  |  | Module | TRUE | ATD-L3H w/B300-6 | + | Thermal heat detector, 190°F high temp, bright white, Velociti w/ 6” Flanged mounting base, bright white | 1 | 0.0002 | 0.0045 |  |  |  |  | FALSE | TRUE | FLUSH |  | 4" SQ. DEEP | 3 "O" PLASTER RING | #FFFF0000 | FA-NFPA 170 HEAT DETECTOR | 1 | FALSE | FALSE | FALSE | 1403 | [13 empty] | FALSE |  |  | 190°
NFPA 170 SMOKE HEAT CO DETECTOR |  |  | North | Gamewell FCI |  | Smoke/Heat/CO Detector |  |  |  | Module | TRUE | MCS-COF3 w/B200S-WH | + | Addressable, low-profile device that provides fire, heat, and carbon monoxide (CO) detection, Sounder Base | 1 | 0.0002 | 0.0045 |  |  |  |  | FALSE | TRUE |  |  |  |  | #FFFF0000 | FA-NFPA 170 SMOKE HEAT CO DETECTOR | 1 | FALSE | FALSE | FALSE | 1408 | [13 empty] | FALSE |  |  | CO, SB
NFPA 170 SMOKE DETECTOR |  |  | North | Gamewell FCI |  | Smoke Detector |  |  |  | Module | TRUE | ASD-PL3 w/B300-6 (PLENUM) | + | Photoelectric smoke detector, bright white, Velociti w/ 6” Flanged mounting base, bright white, Plenum | 1 | 0.0002 | 0.0045 |  |  |  |  | FALSE | TRUE | FLUSH |  | 4" SQ. DEEP | 3 "O" PLASTER RING | #FFFF0000 | FA-NFPA 170 SMOKE DETECTOR | 1 | FALSE | FALSE | FALSE | 1408 | [13 empty] | FALSE |  |  | P
|  |  | North | Gamewell FCI |  | Cards & Components |  |  |  | Card | TRUE | Encompass 300 watt card | ++ | Encompass 300 watt amplifier card | 1 | [6 empty] | TRUE | [5 empty] | #FFFFFFFF |  |  | FALSE | FALSE | FALSE
|  |  | North | Gamewell FCI |  | Hardware |  |  |  | Hardware | TRUE | FPT-GATE-3-EXT | ++ | FPT-GATE-3 Extender Plate | 1 | [6 empty] | TRUE | [5 empty] | #FFFFFFFF |  |  | FALSE | FALSE | FALSE
NFPA 170 SMOKE DETECTOR |  |  | North | Gamewell FCI |  | Smoke Detector |  |  |  | Module | TRUE | ASD-PTL3-IV w/B224BI-IV | + | Photoelectric smoke detector with thermal sensing, ivory, Velociti/CLIP w/ Isolator base, ivory | 1 | 0.0002 | 0.0045 |  |  |  |  | FALSE | TRUE | FLUSH |  | 4" SQ. DEEP | 3 "O" PLASTER RING | #FFFF0000 | FA-NFPA 170 SMOKE DETECTOR | 1 | FALSE | FALSE | FALSE | 1408 | [13 empty] | FALSE |  |  | T, I
|  |  | North | Gamewell FCI |  | Cards & Components |  |  |  | Card | TRUE | FireVac IV (50W, 25V) Main Board | 150-00026+ | Main Board for ECC-50/100 | 1 | 0.14 | 0.49 |  |  |  |  | TRUE | FALSE |  |  |  |  | #FFFFFFFF |  |  | FALSE | FALSE | FALSE | [14 empty] | FALSE
NFPA 170 SMOKE DETECTOR |  |  | North | Gamewell FCI |  | Smoke Detector |  |  |  | Module | TRUE | ASD-PL3-IV w/B224RB-IV | + | Photoelectric smoke detector, ivory, Velociti/CLIP w/ Relay base, ivory | 1 | 0.0002 | 0.0045 |  |  |  |  | FALSE | TRUE | FLUSH |  | 4" SQ. DEEP | 3 "O" PLASTER RING | #FFFF0000 | FA-NFPA 170 SMOKE DETECTOR | 1 | FALSE | FALSE | FALSE | 1408 | [13 empty] | FALSE |  |  | R
NFPA 170 AMPLIFIER RACK | RISER AMP |  | North | Gamewell FCI |  | Amplifier |  |  |  | Assembly | TRUE | FireVac IV (50W, 70V) | 150-00026+ | (Primary Operating Console) 50 Watt, 70VRMS single speaker zone emergency voice evacuation system, integral microphone, built in tone generator and 14 recordable messages. | 1 | [6 empty] | FALSE | [5 empty] | #FFFF0000 | FA-NFPA 170 AMPLIFIER RACK | 1 | FALSE | FALSE | FALSE | 300 | [8 empty] | 7,12,18,26 |  |  |  | 50 | TRUE
|  |  | North | Gamewell FCI |  | Hardware |  |  |  | Hardware | TRUE | 7200-C-RETROFIT | + | 7200 C Retrofit, Inner Door | 1 | [6 empty] | TRUE | [5 empty] | #FFFFFFFF |  |  | FALSE | FALSE | FALSE
NFPA 170 FIRE ALARM CONTROL UNIT | RISER FACP |  | North | Gamewell FCI |  | Fire Alarm Control Unit |  |  |  | Assembly | TRUE | 7100-1D-PNL |  | Fire Alarm Control Panel, 1 SLC, DACT, in 7100-CAB Enclosure | 1 | [6 empty] | FALSE | [5 empty] | #FFFF0000 | FA-NFPA 170 FIRE ALARM CONTROL UNIT | 1 | FALSE | FALSE | FALSE | 202 | [8 empty] | 7,12,18,26,31 |  | 12 |  |  | TRUE
|  |  | North | Gamewell FCI |  | Cards & Components |  |  |  | Card | TRUE | HPF24S8 Main Board | + | Fire Alarm Power Supply Main Board | 1 | 0.091 | 0.145 |  |  |  |  | TRUE | FALSE |  |  |  |  | #FFFFFFFF |  |  | FALSE | FALSE | FALSE | [14 empty] | FALSE
NFPA 170 HEAT DETECTOR |  |  | North | Gamewell FCI |  | Heat Detector |  |  |  | Module | TRUE | ATD-L3-IV w/B300-6-IV | + | Thermal heat detector, 135°F fixed, ivory, Velociti/CLIP w/ 6” Flanged mounting base, ivory | 1 | 0.0002 | 0.0045 |  |  |  |  | FALSE | TRUE | FLUSH |  | 4" SQ. DEEP | 3 "O" PLASTER RING | #FFFF0000 | FA-NFPA 170 HEAT DETECTOR | 1 | FALSE | FALSE | FALSE | 1403 | [13 empty] | FALSE
NFPA 170 FIRE ALARM CONTROL UNIT | RISER FACP |  | North | Gamewell FCI |  | Fire Alarm Control Unit |  |  |  | Assembly | TRUE | E3 Command Center | 060123++ | E3 Series Command Center w/6 Loops (060123) | 1 | [6 empty] | FALSE | [5 empty] | #FFFF0000 | FA-NFPA 170 FIRE ALARM CONTROL UNIT | 1 | FALSE | FALSE | FALSE | 202 | [8 empty] | 7,12,26,33,55 |  |  |  |  | TRUE
|  |  | North | Gamewell FCI |  | Cards & Components |  |  |  | Card | TRUE | SLP-E3 |  | Intelligent Loop Interface-Main Board | 1 | 0.1 | 0.18 |  |  |  |  | TRUE | [5 empty] | #FFFFFFFF |  |  | FALSE | FALSE | FALSE | [14 empty] | FALSE
NFPA 170 GAS DETECTOR |  |  | North | Gamewell FCI |  | Gas Detection |  |  |  | Module | TRUE | MCS-CO3 w/B224RB-WH | + | Intelligent addressable carbon monoxide detector, white w/ Intelligent relay base, white, UL listed | 1 | 0.0002 | 0.0045 |  |  |  |  | FALSE | TRUE | FLUSH |  | 4" SQ. DEEP | 3 "O" PLASTER RING | #FFFF0000 | FA-NFPA 170 GAS DETECTOR | 1 | FALSE | FALSE | FALSE | 1402 | [13 empty] | FALSE |  |  | R
NFPA 170 FIRE ALARM CONTROL UNIT | RISER FACP |  | North | Gamewell FCI |  | Fire Alarm Control Unit |  |  |  | Assembly | TRUE | GWF402 | + | Flex 402 conventional FACP, 2 zones, 120 VAC, red | 1 | 0 | 0 |  |  |  |  | FALSE | [5 empty] | #FFFF0000 | FA-NFPA 170 FIRE ALARM CONTROL UNIT | 1 | FALSE | FALSE | FALSE | 202 | [8 empty] | 7,12,18 |  |  |  |  | TRUE
|  |  | North | Gamewell FCI |  | Cards & Components |  |  |  | Card | TRUE | 1100-0452 | ++ | INCC-MIC Paging Microphone Module | 1 | [6 empty] | TRUE | [5 empty] | #FFFFFFFF |  |  | FALSE | FALSE | FALSE
NFPA 170 HEAT DETECTOR |  |  | North | Gamewell FCI |  | Heat Detector |  |  |  | Module | TRUE | ATD-L3H-IV w/B200SR-LF-IV | + | Thermal heat detector, 190°F high temp, ivory, Velociti/CLIP w/ Standard low frequency sounder base, ivory | 1 | 0.0002 | 0.0045 |  |  |  |  | FALSE | TRUE | FLUSH |  | 4" SQ. DEEP | 3 "O" PLASTER RING | #FFFF0000 | FA-NFPA 170 HEAT DETECTOR | 1 | FALSE | FALSE | FALSE | 1403 | [13 empty] | FALSE |  |  | 190°, LF
NFPA 170 FIRE ALARM CONTROL UNIT | RISER FACP |  | North | Gamewell FCI |  | Fire Alarm Control Unit |  |  |  | Assembly | TRUE | GF510 | ++ | Ten Zone Fire Alarm Control Panel | 1 | [6 empty] | TRUE | [5 empty] | #FFFF0000 | FA-NFPA 170 FIRE ALARM CONTROL UNIT | 1 | FALSE | FALSE | FALSE | 202 | [13 empty] | TRUE
NFPA 170 ADDRESSABLE INPUT MONITOR MODULE |  |  | North | Gamewell FCI |  | Addressable Module |  |  |  | Module | TRUE | AMM-4F |  | Addressable monitor module, single circuit | 1 | 0.0003 | 0.0003 |  |  |  |  | FALSE | FALSE | FLUSH |  | 4"SQ. DEEP | N/A | #FFFF0000 | FA-NFPA 170 ADDRESSABLE INPUT MONITOR MODULE | 1 | FALSE | FALSE | FALSE | 1000 |  |  | 7300-0028:0219 | [10 empty] | FALSE
|  |  | North | Gamewell FCI |  | Cards & Components |  |  |  | Card | TRUE | AM-50-25 | + | AM-50, 25VRMS audio output, 50 watt (1100-0456) | 1 | 0.086 | 2.206 |  |  |  |  | TRUE | [5 empty] | #FFFFFFFF |  |  | FALSE | FALSE | FALSE | [14 empty] | FALSE
NFPA 170 ADDRESSABLE INPUT MONITOR MODULE |  |  | North | Gamewell FCI |  | Addressable Module |  |  |  | Module | TRUE | AMM-2RIF |  | Addressable Monitor/Relay Module | 2 | 0.0003 | 0.0003 |  |  |  |  | FALSE | FALSE |  |  |  |  | #FFFF0000 | FA-NFPA 170 ADDRESSABLE INPUT MONITOR MODULE | 1 | FALSE | FALSE | FALSE | 1000 | [13 empty] | FALSE
|  |  | North | Gamewell FCI |  | Cards & Components |  |  |  | Card | TRUE | AM-50-70 | + | AM-50, 70.7VRMS audio output, 50 watt, (Max Current) | 1 | 0.049 | 2.3 |  |  |  |  | TRUE | [5 empty] | #FFFFFFFF |  |  | FALSE | FALSE | FALSE | [14 empty] | FALSE
|  |  | North | Gamewell FCI |  | Cards & Components |  |  |  | Card | TRUE | HPF-PS6 MAIN BOARD | + | Fire Alarm Power Supply Main Board | 1 | 0.139 | 0.157 |  |  |  |  | TRUE | FALSE | SURFACE |  | PROVIDED | N/A | #FFFFFFFF |  |  | FALSE | FALSE | FALSE |  |  |  | 7315-0028:0225 | [10 empty] | FALSE
NFPA 170 DUCT SMOKE DETECTOR |  |  | North | Gamewell FCI |  | Duct Smoke Detector |  |  |  | Module | TRUE | ASD-PL2FR |  | DETECTOR, SMOKE, ADDRESSABLE PHOTO USE WITH DNR | 1 | 0.0003 | 0.0003 |  |  |  |  | FALSE | TRUE | FLUSH |  | 4" SQ. DEEP | 3 "O" PLASTER RING | #FFFF0000 | FA-NFPA 170 DUCT SMOKE DETECTOR | 1 | FALSE | FALSE | FALSE | 1400 |  |  | 7272-0028:0206 | [10 empty] | FALSE
|  |  | North | Gamewell FCI |  | Hardware |  |  |  | Hardware | TRUE | E3-TRIMKIT-A1 | ++ | Trim kit for “A1” size enclosure, black | 1 | [6 empty] | TRUE | [5 empty] | #FFFFFFFF |  |  | FALSE | FALSE | FALSE
|  |  | North | Gamewell FCI |  | Cards & Components |  |  |  | Card | TRUE | AA-120 (BACKUP) | + | Audio Amplifier, 120W @25 VRMS w/built-in tone generator, 120 VAC | 1 | 0.05 | 0.3 |  |  |  |  | TRUE | [5 empty] | #FFFFFFFF |  |  | FALSE | FALSE | FALSE | [14 empty] | FALSE
NFPA 170 WIRELESS CONTROL UNIT |  |  | North | Gamewell FCI |  | Wireless Control Unit |  |  |  | Module | TRUE | WAV-CWL | + | Wireless AV base, ceiling, white | 1 | [6 empty] | FALSE | [5 empty] | #FFFF0000 | FA-NFPA 170 WIRELESS CONTROL UNIT | 1 | FALSE | FALSE | FALSE | [14 empty] | FALSE |  |  | WAV-CWL
|  |  | North | Gamewell FCI |  | Cards & Components |  |  |  | Card | TRUE | FML-E3 | ++ | Fiber Option Module-Multi-Mode | 1 | 0.053 | 0.053 |  |  |  |  | TRUE | [5 empty] | #FFFFFFFF |  |  | FALSE | FALSE | FALSE | [14 empty] | FALSE
NFPA 170 AMPLIFIER RACK | RISER AMP |  | North | Gamewell FCI |  | Amplifier |  |  |  | Assembly | TRUE | E3 Transponder | 060123++ | E3 Series Transponder, 4 Amplifiers (060123) | 1 | [6 empty] | FALSE | [5 empty] | #FFFF0000 | FA-NFPA 170 AMPLIFIER RACK | 1 | FALSE | FALSE | FALSE | 202 | [8 empty] | 7,12,26,33,55 |  |  |  |  | TRUE
NFPA 170 WIRELESS CONTROL UNIT |  |  | North | Gamewell FCI |  | Wireless Control Unit |  |  |  | Module | TRUE | VW-DIS-D | + | LCD User Interface for use with the W-GATE | 1 | 0.03 | 0.03 |  |  |  |  | FALSE | [5 empty] | #FFFF0000 | FA-NFPA 170 WIRELESS CONTROL UNIT | 1 | FALSE | FALSE | FALSE | [14 empty] | FALSE |  |  | W-DIS-D
NFPA 170 DUCT SMOKE DETECTOR |  |  | North | Gamewell FCI |  | Duct Smoke Detector |  |  |  | Module | TRUE | ADPF |  | Intelligent Non-Relay Photoelectric Duct Detector | 1 | 0.0003 | 0.0003 |  |  |  |  | FALSE | TRUE | FLUSH |  | N/A | N/A | #FFFF0000 | FA-NFPA 170 DUCT SMOKE DETECTOR | 1 | FALSE | FALSE | FALSE | 1400 |  |  | 3242-1653:0209 | [10 empty] | FALSE
NFPA 170 HEAT DETECTOR |  |  | North | Gamewell FCI |  | Heat Detector |  |  |  | Module | TRUE | ATD-L3R w/B224RB-WH | + | Thermal heat detector, 135°F rate of rise, bright white, Velociti w/ Relay base, bright white | 1 | 0.0002 | 0.0045 |  |  |  |  | FALSE | TRUE | FLUSH |  | 4" SQ. DEEP | 3 "O" PLASTER RING | #FFFF0000 | FA-NFPA 170 HEAT DETECTOR | 1 | FALSE | FALSE | FALSE | 1403 | [13 empty] | FALSE |  |  | 135°, R
NFPA 170 REMOTE ANNUNCIATOR | RISER ANNUNCIATOR |  | North | Gamewell FCI |  | Remote Annunciator |  |  |  | Assembly | TRUE | c |  | LCD Touchscreen Display | 1 | [6 empty] | FALSE | [5 empty] | #FFFF0000 | FA-NFPA 170 REMOTE ANNUNCIATOR | 1 | FALSE | FALSE | FALSE | 255 | [8 empty] | 7,12,18 |  |  |  |  | TRUE
NFPA 170 MANUAL PULL |  |  | North | Gamewell FCI |  | Manual Station |  |  |  | Module | TRUE | MS-7SP | + | Double action station, English and Spanish instructions | 1 | 0 | 0 |  |  |  |  | TRUE | [5 empty] | #FFFF0000 | FA-NFPA 170 MANUAL PULL | 1 | FALSE | FALSE | FALSE | 957
NFPA 170 NOTIFICATION CIRCUIT EXTENDER PANEL | RISER NAC |  | North | Gamewell FCI |  | Notification Circuit Extender Panel |  |  |  | Assembly | TRUE | HPF24S6 | + | 6-Amp, 24-Volt Power Supply | 1 | [6 empty] | FALSE | [5 empty] | #FFFF0000 | FA-NFPA 170 NOTIFICATION CIRCUIT EXTENDER PANEL | 1 | FALSE | FALSE | FALSE | 212 | [8 empty] | 7,12,18 |  |  | 6 |  | TRUE
NFPA 170 SMOKE DETECTOR |  |  | North | Gamewell FCI |  | Smoke Detector |  |  |  | Module | TRUE | ASD-PTL3-IV w/B200SR-LF-IV | + | Photoelectric smoke detector with thermal sensing, ivory, Velociti/CLIP w/ Standard low frequency sounder base, ivory | 1 | 0.0002 | 0.0045 |  |  |  |  | FALSE | TRUE | FLUSH |  | 4" SQ. DEEP | 3 "O" PLASTER RING | #FFFF0000 | FA-NFPA 170 SMOKE DETECTOR | 1 | FALSE | FALSE | FALSE | 1408 | [13 empty] | FALSE |  |  | T, LF
NFPA 170 SMOKE CO DETECTOR |  |  | North | Gamewell FCI |  | Smoke/CO Detector |  |  |  | Module | TRUE | MCS-COP3 w/B501-IV | + | Intelligent multi-criteria photo/CO, bright white, Velociti w/ 4” Flangeless mounting base, ivory | 1 | 0.0002 | 0.0045 |  |  |  |  | FALSE | TRUE | FLUSH |  | 4" SQ. DEEP | 3 "O" PLASTER RING | #FFFF0000 | FA-NFPA 170 SMOKE CO DETECTOR | 1 | FALSE | FALSE | FALSE | 1407 | [13 empty] | FALSE
NFPA 170 HEAT DETECTOR |  |  | North | Gamewell FCI |  | Heat Detector |  |  |  | Module | TRUE | ATD-L3R w/B200SR-WH | + | Thermal heat detector, 135°F rate of rise, bright white, Velociti w/ Standard sounder base, bright white | 1 | 0.0002 | 0.0045 |  |  |  |  | FALSE | TRUE | FLUSH |  | 4" SQ. DEEP | 3 "O" PLASTER RING | #FFFF0000 | FA-NFPA 170 HEAT DETECTOR | 1 | FALSE | FALSE | FALSE | 1403 | [13 empty] | FALSE |  |  | 135°, SB
NFPA 170 SMOKE DETECTOR |  |  | North | Gamewell FCI |  | Smoke Detector |  |  |  | Module | TRUE | ASD-PL3 w/B200S-LF-WH | + | Photoelectric smoke detector, bright white, Velociti w/ Intelligent addressable low frequency sounder base, bright white | 1 | 0.0002 | 0.0045 |  |  |  |  | FALSE | TRUE | FLUSH |  | 4" SQ. DEEP | 3 "O" PLASTER RING | #FFFF0000 | FA-NFPA 170 SMOKE DETECTOR | 1 | FALSE | FALSE | FALSE | 1408 | [13 empty] | FALSE |  |  | LF
NFPA 170 DUCT SMOKE DETECTOR |  |  | North | Gamewell FCI |  | Duct Smoke Detector |  |  |  | Module | TRUE | DNR w/ASD-PL3R | + | Intelligent duct detector housing, non-relay w/ASD-PL3R | 1 | 0.0002 | 0.0045 |  |  |  |  | FALSE | TRUE | FLUSH |  | N/A | N/A | #FFFF0000 | FA-NFPA 170 DUCT SMOKE DETECTOR | 1 | FALSE | FALSE | FALSE | 1400 |  |  | 3242-1653:0209 | [10 empty] | FALSE
|  |  | North | Gamewell FCI |  | Hardware |  |  |  | Hardware | TRUE | E3BB-BA2 | ++ | Remote Enclosure, Black, w/Inner Door, 1 Slot, (LCD-E3 or LCD-SLP) | 1 | [6 empty] | TRUE |  |  |  | 13 1/4” W x 10” H x 3 1/2” D (40 W x 25 H x 9 D cm) |  | #FFFFFFFF |  |  | FALSE | FALSE | FALSE
NFPA 170 SMOKE DETECTOR |  |  | North | Gamewell FCI |  | Smoke Detector |  |  |  | Module | TRUE | ASD-PL3-IV w/B501-IV | + | Photoelectric smoke detector, ivory, Velociti/CLIP w/ 4” Flangeless mounting base, ivory | 1 | 0.0002 | 0.0045 |  |  |  |  | FALSE | TRUE | FLUSH |  | 4" SQ. DEEP | 3 "O" PLASTER RING | #FFFF0000 | FA-NFPA 170 SMOKE DETECTOR | 1 | FALSE | FALSE | FALSE | 1408 | [13 empty] | FALSE
|  |  | North | Gamewell FCI |  | Cards & Components |  |  |  | Card | TRUE | HPFF8 Main Board | + | Main board | 1 | 0.206 | 0.075 |  |  |  |  | TRUE | [5 empty] | #FFFFFFFF |  |  | FALSE | FALSE | FALSE | [14 empty] | FALSE
|  |  | North | Gamewell FCI |  | Hardware |  |  |  | Hardware | TRUE | 90510 | ++ | AOM-TEL Plate | 1 | [6 empty] | TRUE | [5 empty] | #FFFFFFFF |  |  | FALSE | FALSE | FALSE
|  |  | North | Gamewell FCI |  | Cards & Components |  |  |  | Card | TRUE | HPF902ULADA Main Board | + | Main board | 1 | 0.075 | 0.205 |  |  |  |  | TRUE | [5 empty] | #FFFFFFFF |  |  | FALSE | FALSE | FALSE | [14 empty] | FALSE
NFPA 170 NOTIFICATION CIRCUIT EXTENDER PANEL | RISER NAC |  | North | Gamewell FCI |  | Notification Circuit Extender Panel |  |  |  | Assembly | TRUE | HPF-PS10 | + | 10.0 A, 120 VAC remote charger power supply in a lockable, metal enclosure | 1 | [6 empty] | FALSE | FALSE | SURFACE |  | PROVIDED | N/A | #FFFF0000 | FA-NFPA 170 NOTIFICATION CIRCUIT EXTENDER PANEL | 1 | FALSE | FALSE | FALSE | 212 |  |  | 7315-0028:0225 | [5 empty] | 7,12,18 |  |  | 10 |  | TRUE
NFPA 170 HEAT DETECTOR |  |  | North | Gamewell FCI |  | Heat Detector |  |  |  | Module | TRUE | ATD-RL2F w/B300-6 |  | Intelligent Addressable 135°F (57°C)/RofR Thermal Detector w/ Flashscan, Plug-in Detector Base | 1 | 0.0003 | 0.0003 |  |  |  |  | FALSE | TRUE | FLUSH |  | 4" SQ. DEEP | 3 "O" PLASTER RING | #FFFF0000 | FA-NFPA 170 HEAT DETECTOR | 1 | FALSE | FALSE | FALSE | 1403 |  |  | 7270-0028:0196 | [10 empty] | FALSE
|  |  | North | Gamewell FCI |  | Cards & Components |  |  |  | Card | TRUE | FLEX 410 Main Board | + | Main Board for FLEX 410 | 1 | [6 empty] | TRUE | [5 empty] | #FFFFFFFF |  |  | FALSE | FALSE | FALSE | [14 empty] | FALSE
|  |  | North | Gamewell FCI |  | Hardware |  |  |  | Hardware | TRUE | E3-INX-DPLATE | ++ | Transponder module mounting plate, “D” Size | 1 | [6 empty] | TRUE | [5 empty] | #FFFFFFFF |  |  | FALSE | FALSE | FALSE
NFPA 170 HEAT DETECTOR |  |  | North | Gamewell FCI |  | Heat Detector |  |  |  | Module | TRUE | ATD-L3-IV w/B224BI-IV | + | Thermal heat detector, 135°F fixed, ivory, Velociti/CLIP w/ Isolator base, ivory | 1 | 0.0002 | 0.0045 |  |  |  |  | FALSE | TRUE | FLUSH |  | 4" SQ. DEEP | 3 "O" PLASTER RING | #FFFF0000 | FA-NFPA 170 HEAT DETECTOR | 1 | FALSE | FALSE | FALSE | 1403 | [13 empty] | FALSE |  |  | I
|  |  | North | Gamewell FCI |  | Cards & Components |  |  |  | Card | TRUE | ILI-S-E3 | ++ | Intelligent Loop Interface-Expansion Board | 1 | 0.081 | 0.15 |  |  |  |  | TRUE | [5 empty] | #FFFFFFFF |  |  | FALSE | FALSE | FALSE | [14 empty] | FALSE
NFPA 170 GAS DETECTOR |  |  | North | Gamewell FCI |  | Gas Detection |  |  |  | Module | TRUE | MCS-CO3 w/B224RB-IV | + | Intelligent addressable carbon monoxide detector, white w/ Intelligent relay base, ivory, UL listed | 1 | 0.0002 | 0.0045 |  |  |  |  | FALSE | TRUE | FLUSH |  | 4" SQ. DEEP | 3 "O" PLASTER RING | #FFFF0000 | FA-NFPA 170 GAS DETECTOR | 1 | FALSE | FALSE | FALSE | 1402 | [13 empty] | FALSE |  |  | R
NFPA 170 REMOTE EVACUATION AMPLIFIER CABINET | RISER LOC |  | North | Gamewell FCI |  | Amplifier Cabinet |  |  |  | Assembly | TRUE | E3 Series Voice Evac Assembly (4 x AM-50-70) | + | E3 Series Voice Evacuation Panel w/4 x AM-50-70 | 1 | [6 empty] | TRUE | [5 empty] | #FFFF0000 | FA-NFPA 170 REMOTE EVACUATION AMPLIFIER CABINET | 1 | FALSE | FALSE | FALSE | 300 | [13 empty] | TRUE
NFPA 170 GAS DETECTOR |  |  | North | Gamewell FCI |  | Gas Detection |  |  |  | Module | TRUE | MCS-CO3 w/B200S-WH | + | Intelligent addressable carbon monoxide detector, white w/ Intelligent sounder base, white, UL-listed | 1 | 0.0002 | 0.0045 |  |  |  |  | FALSE | TRUE | FLUSH |  | 4" SQ. DEEP | 3 "O" PLASTER RING | #FFFF0000 | FA-NFPA 170 GAS DETECTOR | 1 | FALSE | FALSE | FALSE | 1402 | [13 empty] | FALSE |  |  | S
NFPA 170 GAS DETECTOR |  |  | North | Gamewell FCI |  | Gas Detection |  |  |  | Module | TRUE | MCS-CO3 w/B501-BL | + | Intelligent addressable carbon monoxide detector, white w/ 4” Flangeless mounting base, black | 1 | 0.0002 | 0.0045 |  |  |  |  | FALSE | TRUE | FLUSH |  | 4" SQ. DEEP | 3 "O" PLASTER RING | #FFFF0000 | FA-NFPA 170 GAS DETECTOR | 1 | FALSE | FALSE | FALSE | 1402 | [13 empty] | FALSE
NFPA 170 SMOKE CO DETECTOR |  |  | North | Gamewell FCI |  | Smoke/CO Detector |  |  |  | Module | TRUE | MCS-COP3 w/B224RB-IV | + | Intelligent multi-criteria photo/CO, bright white, Velociti w/ Intelligent relay base, ivory, UL listed | 1 | 0.0002 | 0.0045 |  |  |  |  | FALSE | TRUE | FLUSH |  | 4" SQ. DEEP | 3 "O" PLASTER RING | #FFFF0000 | FA-NFPA 170 SMOKE CO DETECTOR | 1 | FALSE | FALSE | FALSE | 1407 | [13 empty] | FALSE |  |  | R
NFPA 170 MANUAL PULL |  |  | North | Gamewell FCI |  | Manual Station |  |  |  | Module | TRUE | MS95-DL | ++ | XP-95 pull station, dual with key | 1 | 0.0005 | 0.0015 |  |  |  |  | TRUE | [5 empty] | #FFFF0000 | FA-NFPA 170 MANUAL PULL | 1 | FALSE | FALSE | FALSE | 957
NFPA 170 DUCT SMOKE DETECTOR |  |  | North | Gamewell FCI |  | Duct Smoke Detector |  |  |  | Module | TRUE | DNRW w/ASD-PL3 | + | Intelligent duct detector housing, non-relay, watertight w/ASD-PL3 | 1 | 0.0002 | 0.0045 |  |  |  |  | FALSE | TRUE | FLUSH |  | N/A | N/A | #FFFF0000 | FA-NFPA 170 DUCT SMOKE DETECTOR | 1 | FALSE | FALSE | FALSE | 1400 |  |  | 3242-1653:0209 | [10 empty] | FALSE
|  |  | North | Gamewell FCI |  | Cards & Components |  |  |  | Card | TRUE | ILI95-MB-E3 | ++ | Intelligent Loop Interface-Main Board | 1 | 0.05 | 0.091 |  |  | 24 |  | TRUE | [5 empty] | #FFFFFFFF |  |  | FALSE | FALSE | FALSE | [14 empty] | FALSE
|  |  | North | Gamewell FCI |  | Cards & Components |  |  |  | Card | TRUE | GF505 Main Board | ++ |  | 1 | 0.11 | 0.214 |  |  |  |  | TRUE | [5 empty] | #FFFFFFFF |  |  | FALSE | FALSE | FALSE
NFPA 170 SMOKE DETECTOR |  |  | North | Gamewell FCI |  | Smoke Detector |  |  |  | Module | TRUE | ASD-PTL3 w/B200S-LF-WH | + | Photoelectric smoke detector with thermal sensing, bright white, Velociti w/ Intelligent addressable low frequency sounder base, bright white | 1 | 0.0002 | 0.0045 |  |  |  |  | FALSE | TRUE | FLUSH |  | 4" SQ. DEEP | 3 "O" PLASTER RING | #FFFF0000 | FA-NFPA 170 SMOKE DETECTOR | 1 | FALSE | FALSE | FALSE | 1408 | [13 empty] | FALSE |  |  | T, LF
|  |  | North | Gamewell FCI |  | Cards & Components |  |  |  | Card | TRUE | 1100-1322 | + | INI-VGC-UTP (Command Center Voice Gateway-unshielded twisted-pair only) | 1 | 0.15 | 0.15 |  |  |  |  | TRUE | [5 empty] | #FFFFFFFF |  |  | FALSE | FALSE | FALSE | [14 empty] | FALSE
NFPA 170 SMOKE DETECTOR |  |  | North | Gamewell FCI |  | Smoke Detector |  |  |  | Module | TRUE | ASD-PTL3-IV w/B501-IV | + | Photoelectric smoke detector with thermal sensing, ivory, Velociti/CLIP w/ 4" Flangeless mounting base, ivory | 1 | 0.0002 | 0.0045 |  |  |  |  | FALSE | TRUE | FLUSH |  | 4" SQ. DEEP | 3 "O" PLASTER RING | #FFFF0000 | FA-NFPA 170 SMOKE DETECTOR | 1 | FALSE | FALSE | FALSE | 1408 | [13 empty] | FALSE |  |  | T
NFPA 170 AMPLIFIER RACK |  |  | North | Gamewell FCI |  | Amplifier |  |  |  | Assembly | TRUE | 90272A-801 | ++ | Encompass LT 300W Cabinet w/IP | 1 | [6 empty] | TRUE | [5 empty] | #FFFF0000 | FA-NFPA 170 AMPLIFIER RACK | 1 | FALSE | FALSE | FALSE | [17 empty] | 5 AMP REQ'D
NFPA 170 HEAT DETECTOR |  |  | North | Gamewell FCI |  | Heat Detector |  |  |  | Module | TRUE | ATD-L3 w/B200SR-WH | + | Thermal heat detector, 135°F fixed, bright white, Velociti w/ Standard sounder base, bright white | 1 | 0.0002 | 0.0045 |  |  |  |  | FALSE | TRUE | FLUSH |  | 4" SQ. DEEP | 3 "O" PLASTER RING | #FFFF0000 | FA-NFPA 170 HEAT DETECTOR | 1 | FALSE | FALSE | FALSE | 1403 | [13 empty] | FALSE |  |  | SB
NFPA 170 GRAPHIC ANNUNCIATOR PANEL |  |  | North | Gamewell FCI |  | Graphic Annunciator |  |  |  | Module | TRUE | NGA | 1100-0505++ | Network Graphic Annunciator | 1 | 0.2 | 0.2 |  |  |  |  | TRUE | [5 empty] | #FFFF0000 | FA-NFPA 170 GRAPHIC ANNUNCIATOR PANEL | 1 | FALSE | FALSE | FALSE | [14 empty] | FALSE
NFPA 170 HEAT DETECTOR |  |  | North | Gamewell FCI |  | Heat Detector |  |  |  | Module | TRUE | ATD-L3R-IV w/B300-6-IV | + | Thermal heat detector, 135°F rate of rise, ivory, Velociti/CLIP w/ 6” Flanged mounting base, ivory | 1 | 0.0002 | 0.0045 |  |  |  |  | FALSE | TRUE | FLUSH |  | 4" SQ. DEEP | 3 "O" PLASTER RING | #FFFF0000 | FA-NFPA 170 HEAT DETECTOR | 1 | FALSE | FALSE | FALSE | 1403 | [13 empty] | FALSE |  |  | 135°
NFPA 170 MANUAL PULL |  |  | North | Gamewell FCI |  | Manual Station |  |  |  | Module | TRUE | MS-7LR | + | Agent release station, dual-action | 1 | 0 | 0 |  |  |  |  | TRUE | [5 empty] | #FFFF0000 | FA-NFPA 170 MANUAL PULL | 1 | FALSE | FALSE | FALSE | 957
NFPA 170 HEAT DETECTOR |  |  | North | Gamewell FCI |  | Heat Detector |  |  |  | Module | TRUE | ATD-L3 w/B200S-LF-WH | + | Thermal heat detector, 135°F fixed, bright white, Velociti w/ Intelligent addressable low frequency sounder base, bright white | 1 | 0.0002 | 0.0045 |  |  |  |  | FALSE | TRUE | FLUSH |  | 4" SQ. DEEP | 3 "O" PLASTER RING | #FFFF0000 | FA-NFPA 170 HEAT DETECTOR | 1 | FALSE | FALSE | FALSE | 1403 | [13 empty] | FALSE |  |  | LF
NFPA 170 HEAT DETECTOR |  |  | North | Gamewell FCI |  | Heat Detector |  |  |  | Module | TRUE | ATD-L3H w/B224BI-WH | + | Thermal heat detector, 190°F high temp, bright white, Velociti w/ Isolator base, bright white | 1 | 0.0002 | 0.0045 |  |  |  |  | FALSE | TRUE | FLUSH |  | 4" SQ. DEEP | 3 "O" PLASTER RING | #FFFF0000 | FA-NFPA 170 HEAT DETECTOR | 1 | FALSE | FALSE | FALSE | 1403 | [13 empty] | FALSE |  |  | 190°, I
NFPA 170 ADDRESSABLE OUTPUT MODULE |  |  | North | Gamewell FCI |  | Addressable Control/Relay |  |  |  | Module | TRUE | AOM-2SF | + | Addressable Control Module W/ FlashScan, 1 Class A or 1 Class B | 1 | 0.0003 | 0.0003 |  |  |  |  | FALSE | FALSE | FLUSH |  | 4" SQ. DEEP | N/A | #FFFF0000 | FA-NFPA 170 ADDRESSABLE OUTPUT MODULE | 1 | FALSE | FALSE | FALSE | 1100 |  |  | 7300-0028:0219 | [10 empty] | FALSE |  |  | CM
NFPA 170 SMOKE CO DETECTOR |  |  | North | Gamewell FCI |  | Smoke/CO Detector |  |  |  | Module | TRUE | MCS-COP3 w/B501-WHITE | + | Intelligent multi-criteria photo/CO, bright white, Velociti w/ 4” Flangeless mounting base, bright white | 1 | 0.0002 | 0.0045 |  |  |  |  | FALSE | TRUE | FLUSH |  | 4" SQ. DEEP | 3 "O" PLASTER RING | #FFFF0000 | FA-NFPA 170 SMOKE CO DETECTOR | 1 | FALSE | FALSE | FALSE | 1407 | [13 empty] | FALSE
NFPA 170 NOTIFICATION CIRCUIT EXTENDER PANEL | RISER NAC |  | North | Gamewell FCI |  | Notification Circuit Extender Panel |  |  |  | Assembly | TRUE | SNAC-9 | + | SNAC 9A Distributed Power Module | 1 | [6 empty] | FALSE | [5 empty] | #FFFF0000 | FA-NFPA 170 NOTIFICATION CIRCUIT EXTENDER PANEL | 1 | FALSE | FALSE | FALSE | 212 | [8 empty] | 7,12,18,26,33 |  | 7 |  |  | TRUE
NFPA 170 FIRE ALARM CONTROL UNIT | RISER FACP |  | North | Gamewell FCI |  | Fire Alarm Control Unit |  |  |  | Assembly | TRUE | GWF404 | + | Flex 404 conventional FACP, 4 zones, 120 VAC, red | 1 | 0 | 0 |  |  |  |  | FALSE | [5 empty] | #FFFF0000 | FA-NFPA 170 FIRE ALARM CONTROL UNIT | 1 | FALSE | FALSE | FALSE | 202 | [8 empty] | 7,12,18 |  |  |  |  | TRUE
|  |  | North | Gamewell FCI |  | Cards & Components |  |  |  | Card | TRUE | AA-120 | + | Audio Amplifier, 120W @25 VRMS w/built-in tone generator, 120 VAC | 1 | 0.051 | 7.3 |  |  |  |  | TRUE | [5 empty] | #FFFFFFFF |  |  | FALSE | FALSE | FALSE | [14 empty] | FALSE
NFPA 170 AMPLIFIER RACK | RISER AMP |  | North | Gamewell FCI |  | Amplifier |  |  |  | Assembly | TRUE | E3 Series Amplifier (100W, 25V) | + | E3 Series Voice Evacuation Panel w/INI-VGX, 2x AM-50, ABS-4D, PM-9, INX-Transponder | 1 | [6 empty] | TRUE | [5 empty] | #FFFF0000 | FA-NFPA 170 AMPLIFIER RACK | 1 | FALSE | FALSE | FALSE | 300 | [8 empty] | 12,18,26,55 |  |  | 9 |  | TRUE
NFPA 170 HEAT DETECTOR |  |  | North | Gamewell FCI |  | Heat Detector |  |  |  | Module | TRUE | ATD-L3H w/B501-WHITE | + | Thermal heat detector, 190°F high temp, bright white, Velociti w/ 4” Flangeless mounting base, bright white | 1 | 0.0002 | 0.0045 |  |  |  |  | FALSE | TRUE | FLUSH |  | 4" SQ. DEEP | 3 "O" PLASTER RING | #FFFF0000 | FA-NFPA 170 HEAT DETECTOR | 1 | FALSE | FALSE | FALSE | 1403 | [13 empty] | FALSE |  |  | 190°, 4"
NFPA 170 DOCUMENT BOX |  |  | North | Gamewell FCI |  | Miscellaneous |  |  |  | Assembly | TRUE | FAD | Accessories | Fire Alarm Documents Cabinet | 1 | 0 | 0 |  |  |  |  | TRUE |  | Surface Mounted |  | 12” W x 13” H x 2 1/4” D (30.48 W x 33.02 H x 5.71 D cm) |  | #FFFF0000 | FA-NFPA 170 DOCUMENT BOX | 1 | FALSE | FALSE | FALSE
|  |  | North | Gamewell FCI |  | Hardware |  |  |  | Hardware | TRUE | 90519 | ++ | E3 CAB-C, D (INX only), NetSOLO NS-INX 12 A/H Seismic Battery Bracket Kit | 1 | [6 empty] | TRUE | [5 empty] | #FFFFFFFF |  |  | FALSE | FALSE | FALSE
NFPA 170 MANUAL PULL |  |  | North | Gamewell FCI |  | Manual Station |  |  |  | Module | TRUE | MS-7LOB |  | Addressable Pull Station, Double Action, Outdoor | 1 | 0.0003 | 0.0003 |  |  |  |  | FALSE | FALSE |  |  |  |  | #FFFF0000 | FA-NFPA 170 MANUAL PULL | 1 | FALSE | FALSE | FALSE | 957 | [13 empty] | FALSE
NFPA 170 SMOKE DETECTOR |  |  | North | Gamewell FCI |  | Smoke Detector |  |  |  | Module | TRUE | ASD-PTL3 w/B501-WHITE | + | Photoelectric smoke detector with thermal sensing, bright white, Velociti w/ 4” Flangeless mounting base, bright white | 1 | 0.0002 | 0.0045 |  |  |  |  | FALSE | TRUE | FLUSH |  | 4" SQ. DEEP | 3 "O" PLASTER RING | #FFFF0000 | FA-NFPA 170 SMOKE DETECTOR | 1 | FALSE | FALSE | FALSE | 1408 | [13 empty] | FALSE |  |  | T
NFPA 170 ADDRESSABLE INPUT MONITOR MODULE |  |  | North | Gamewell FCI |  | Addressable Module |  |  |  | Module | TRUE | AMM-2IF |  | Addressable Dual Monitor Module W/ FlashScan, 2 Class B | 2 | 0.0007 | 0.0007 |  |  |  |  | FALSE | FALSE | FLUSH |  | 4" SQ. DEEP | N/A | #FFFF0000 | FA-NFPA 170 ADDRESSABLE INPUT MONITOR MODULE | 1 | FALSE | FALSE | FALSE | 1000 |  |  | 7300-0028:0219 | [10 empty] | FALSE |  |  | DM
|  |  | North | Gamewell FCI |  | Cards & Components |  |  |  | Card | TRUE | ILI-MB-E3 | ++ | Intelligent Loop Interface-Main Board | 1 | 0.081 | 0.15 |  |  |  |  | TRUE | [5 empty] | #FFFFFFFF |  |  | FALSE | FALSE | FALSE | [14 empty] | FALSE
|  |  | North | Gamewell FCI |  | Cards & Components |  |  |  | Card | TRUE | ZNAC-PS | + | Optional Class A converter card | 1 | 0.135 | 0.142 |  |  |  |  | TRUE | [5 empty] | #FFFFFFFF |  |  | FALSE | FALSE | FALSE
|  |  | North | Gamewell FCI |  | Cards & Components |  |  |  | Card | TRUE | GWF-7075 Main Board | + | Intelligent Fire Alarm Control Panel Main Board | 1 | 0.165 | 0.31 |  |  |  |  | TRUE | [5 empty] | #FFFFFFFF |  |  | FALSE | FALSE | FALSE | [14 empty] | FALSE
|  |  | North | Gamewell FCI |  | Hardware |  |  |  | Hardware | TRUE | E3-BP | ++ | Inner door panel, blank, double size | 1 | [6 empty] | TRUE | [5 empty] | #FFFFFFFF |  |  | FALSE | FALSE | FALSE
NFPA 170 HEAT DETECTOR |  |  | North | Gamewell FCI |  | Heat Detector |  |  |  | Module | TRUE | ATD-L3R w/B501-WHITE | + | Thermal heat detector, 135°F rate of rise, bright white, Velociti w/ 4” Flangeless mounting base, bright white | 1 | 0.0002 | 0.0045 |  |  |  |  | FALSE | TRUE | FLUSH |  | 4" SQ. DEEP | 3 "O" PLASTER RING | #FFFF0000 | FA-NFPA 170 HEAT DETECTOR | 1 | FALSE | FALSE | FALSE | 1403 | [13 empty] | FALSE |  |  | 135°, 4"
|  |  | North | Gamewell FCI |  | Cards & Components |  |  |  | Card | TRUE | ANX-SR |  | Addressable Node Expander-Single Ring | 1 | 0.065 | 0.065 |  |  |  |  | TRUE | [5 empty] | #FFFFFFFF |  |  | FALSE | FALSE | FALSE | [14 empty] | FALSE
NFPA 170 FIRE ALARM CONTROL UNIT | RISER FACP |  | North | Gamewell FCI |  | Fire Alarm Control Unit |  |  |  | Assembly | TRUE | SLP-BLK |  | S3 Series Panel w/Backbox, DACT-E3, RPT-E3-UTP, SLC-PM, LCD-SLP and 7.0 A Power Supply | 1 | [6 empty] | FALSE | [5 empty] | #FFFF0000 | FA-NFPA 170 FIRE ALARM CONTROL UNIT | 1 | FALSE | FALSE | FALSE | 202 | [8 empty] | 7,12,18 |  |  |  |  | TRUE
|  |  | North | Gamewell FCI |  | Hardware |  |  |  | Hardware | TRUE | E3BB-BC/INCC | ++ | Enclosure, Command Center, Black, “C” Size | 1 | [6 empty] | TRUE |  |  |  | 19 3/8” W x 30” H x 4 1/2” D (49 W x 76 H x 11 D cm) |  | #FFFFFFFF |  |  | FALSE | FALSE | FALSE
|  |  | North | Gamewell FCI |  | Cards & Components |  |  |  | Card | TRUE | HPF24S6 Main Board | + | Fire Alarm Power Supply Main Board | 1 | 0.091 | 0.145 |  |  |  |  | TRUE | FALSE |  |  |  |  | #FFFFFFFF |  |  | FALSE | FALSE | FALSE | [14 empty] | FALSE
|  |  | North | Gamewell FCI |  | Hardware |  |  |  | Hardware | TRUE | IF600-RETROFIT | ++ | Door and Cab mounting plates, disable key switch and door lock PK-625) for E3 Series upgrade. | 1 | [6 empty] | TRUE |  |  |  | 14” W x 20” H x 4 1/2: D (35.5 W x 50.8 H x 11 D cm) |  | #FFFFFFFF |  |  | FALSE | FALSE | FALSE
NFPA 170 WIRELESS CONTROL UNIT |  |  | North | Gamewell FCI |  | Wireless Control Unit |  |  |  | Module | TRUE | WAV-WL | + | Wireless AV base, wall, white | 2 | [6 empty] | FALSE | [5 empty] | #FFFF0000 | FA-NFPA 170 WIRELESS CONTROL UNIT | 1 | FALSE | FALSE | FALSE | [14 empty] | FALSE |  |  | WAV-CWL
NFPA 170 HEAT DETECTOR |  |  | North | Gamewell FCI |  | Heat Detector |  |  |  | Module | TRUE | ATD-L3 w/B501-WHITE | + | Thermal heat detector, 135°F fixed, bright white, Velociti w/ 4” Flangeless mounting base, bright white | 1 | 0.0002 | 0.0045 |  |  |  |  | FALSE | TRUE | FLUSH |  | 4" SQ. DEEP | 3 "O" PLASTER RING | #FFFF0000 | FA-NFPA 170 HEAT DETECTOR | 1 | FALSE | FALSE | FALSE | 1403 | [13 empty] | FALSE |  |  | 4"
NFPA 170 SMOKE DETECTOR |  |  | North | Gamewell FCI |  | Smoke Detector |  |  |  | Module | TRUE | ASD-PTL3-IV w/B224RB-IV | + | Photoelectric smoke detector with thermal sensing, ivory, Velociti/CLIP w/ Relay base, ivory | 1 | 0.0002 | 0.0045 |  |  |  |  | FALSE | TRUE | FLUSH |  | 4" SQ. DEEP | 3 "O" PLASTER RING | #FFFF0000 | FA-NFPA 170 SMOKE DETECTOR | 1 | FALSE | FALSE | FALSE | 1408 | [13 empty] | FALSE |  |  | T, R
NFPA 170 SMOKE DETECTOR |  |  | North | Gamewell FCI |  | Smoke Detector |  |  |  | Module | TRUE | ASD-PL3 w/B501-WHITE | + | Photoelectric smoke detector, bright white, Velociti w/ 4” Flangeless mounting base, bright white | 1 | 0.0002 | 0.0045 |  |  |  |  | FALSE | TRUE | FLUSH |  | 4" SQ. DEEP | 3 "O" PLASTER RING | #FFFF0000 | FA-NFPA 170 SMOKE DETECTOR | 1 | FALSE | FALSE | FALSE | 1408 | [13 empty] | FALSE
NFPA 170 ADDRESSABLE OUTPUT MODULE |  |  | North | Gamewell FCI |  | Addressable Control/Relay |  |  |  | Module | TRUE | MMO-6RF |  | Six Relay Control Module | 6 | 0.00145 | 0.032 |  |  |  |  | TRUE | FALSE |  |  |  |  | #FFFF0000 | FA-NFPA 170 ADDRESSABLE OUTPUT MODULE | 1 | FALSE | FALSE | FALSE | [14 empty] | FALSE
NFPA 170 GRAPHIC ANNUNCIATOR PANEL | RISER ANNUNCIATOR |  | North | Gamewell FCI |  | Graphic Annunciator |  |  |  | Assembly | TRUE | ANU-48 Assembly | + | Graphic Annunciator with Remote LED Driver Module (ANU-48) | 1 | [12 empty] | #FFFF0000 | FA-NFPA 170 GRAPHIC ANNUNCIATOR PANEL | 1 | FALSE | FALSE | FALSE | 256
|  |  | North | Gamewell FCI |  | Hardware |  |  |  | Hardware | TRUE | 7200-B-RETROFIT | + | 7200 B Retrofit, Inner Door | 1 | [6 empty] | TRUE | [5 empty] | #FFFFFFFF |  |  | FALSE | FALSE | FALSE
|  |  | North | Gamewell FCI |  | Cards & Components |  |  |  | Card | TRUE | RPT-E3-UTP |  | Repeater Module-Twisted-pair | 1 | 0.016 | 0.017 |  |  |  |  | TRUE | [5 empty] | #FFFFFFFF |  |  | FALSE | FALSE | FALSE | [14 empty] | FALSE
NFPA 170 REMOTE ANNUNCIATOR | RISER ANNUNCIATOR |  | North | Gamewell FCI |  | Remote Annunciator |  |  |  | Module | TRUE | GFANN-80-W | + | White 80 character LCD Annunciator | 1 | 0.015 | 0.04 |  |  |  |  | TRUE | FALSE |  |  |  |  | #FFFF0000 | FA-NFPA 170 REMOTE ANNUNCIATOR | 1 | FALSE | FALSE | FALSE | 255 | [13 empty] | FALSE
NFPA 170 GAS DETECTOR |  |  | North | Gamewell FCI |  | Gas Detection |  |  |  | Module | TRUE | MCS-CO3 w/B501-IV | + | Intelligent addressable carbon monoxide detector, white w/ 4” Flangeless mounting base, ivory | 1 | 0.0002 | 0.0045 |  |  |  |  | FALSE | TRUE | FLUSH |  | 4" SQ. DEEP | 3 "O" PLASTER RING | #FFFF0000 | FA-NFPA 170 GAS DETECTOR | 1 | FALSE | FALSE | FALSE | 1402 | [13 empty] | FALSE
|  |  | North | Gamewell FCI |  | Cards & Components |  |  |  | Card | TRUE | INI-VGE | + | Command Center Classic Voice Gateway (UTP only) | 1 | 0.15 | 0.15 |  |  |  |  | TRUE | [5 empty] | #FFFFFFFF |  |  | FALSE | FALSE | FALSE | [14 empty] | FALSE
NFPA 170 AMPLIFIER RACK |  |  | North | Gamewell FCI |  | Amplifier |  |  |  | Assembly | TRUE | AA-120 (x3) w/ SBB-D4 | ++ | (3) AA-120 Amplifiers in SBB-D4 Backbox, 4 chassis, (Black) | 1 | [6 empty] | FALSE | [5 empty] | #FFFF0000 | FA-NFPA 170 AMPLIFIER RACK | 1 | FALSE | FALSE | FALSE | [14 empty] | TRUE
|  |  | North | Gamewell FCI |  | Cards & Components |  |  |  | Card | TRUE | FCI-CHG-120 | ++ | Battery charger, 25-120 A/H sealed leadacid, mounts in FCI-LBB box | 1 | [6 empty] | TRUE | [5 empty] | #FFFFFFFF |  |  | FALSE | FALSE | FALSE | [9 empty] | 26,55,100 |  |  |  |  | FALSE
NFPA 170 SMOKE DETECTOR |  |  | North | Gamewell FCI |  | Smoke Detector |  |  |  | Module | TRUE | ASD-PL3 w/B224BI-WH | + | Photoelectric smoke detector, bright white, Velociti w/ Isolator base, bright white | 1 | 0.0002 | 0.0045 |  |  |  |  | FALSE | TRUE | FLUSH |  | 4" SQ. DEEP | 3 "O" PLASTER RING | #FFFF0000 | FA-NFPA 170 SMOKE DETECTOR | 1 | FALSE | FALSE | FALSE | 1408 | [13 empty] | FALSE |  |  | I
|  |  | North | Gamewell FCI |  | Hardware |  |  |  | Hardware | TRUE | E3BB-RC/INCC | ++ | Enclosure, Command Center, Red, “C” Size | 1 | [6 empty] | TRUE |  |  |  | 19 3/8” W x 30” H x 4 1/2” D (49 W x 76 H x 11 D cm) |  | #FFFFFFFF |  |  | FALSE | FALSE | FALSE
NFPA 170 SMOKE DETECTOR |  |  | North | Gamewell FCI |  | Smoke Detector |  |  |  | Module | TRUE | ASD-PTL3-IV w/B200SR-IV | + | Photoelectric smoke detector with thermal sensing, ivory, Velociti/CLIP w/ Standard sounder base, ivory | 1 | 0.0002 | 0.0045 |  |  |  |  | FALSE | TRUE | FLUSH |  | 4" SQ. DEEP | 3 "O" PLASTER RING | #FFFF0000 | FA-NFPA 170 SMOKE DETECTOR | 1 | FALSE | FALSE | FALSE | 1408 | [13 empty] | FALSE |  |  | T, SB
NFPA 170 SMOKE DETECTOR |  |  | North | Gamewell FCI |  | Smoke Detector |  |  |  | Module | TRUE | ASD-PL3-IV w/B224BI-IV | + | Photoelectric smoke detector, ivory, Velociti/CLIP w/ Isolator base, ivory | 1 | 0.0002 | 0.0045 |  |  |  |  | FALSE | TRUE | FLUSH |  | 4" SQ. DEEP | 3 "O" PLASTER RING | #FFFF0000 | FA-NFPA 170 SMOKE DETECTOR | 1 | FALSE | FALSE | FALSE | 1408 | [13 empty] | FALSE |  |  | I
NFPA 170 FIRE ALARM CONTROL UNIT | RISER FACP |  | North | Gamewell FCI |  | Fire Alarm Control Unit |  |  |  | Assembly | TRUE | GF505 | ++ | Five Zone Fire Alarm Control Panel | 1 | [6 empty] | TRUE | [5 empty] | #FFFF0000 | FA-NFPA 170 FIRE ALARM CONTROL UNIT | 1 | FALSE | FALSE | FALSE | 202 | [13 empty] | TRUE
NFPA 170 REMOTE ANNUNCIATOR | RISER ANNUNCIATOR |  | North | Gamewell FCI |  | Remote Annunciator |  |  |  | Assembly | TRUE | LCD-E3/E3BB-FLUSH-LCD | + | LCD Keypad Display w/E3BB-FLUSH-LCD | 1 | [6 empty] | TRUE | [5 empty] | #FFFF0000 | FA-NFPA 170 REMOTE ANNUNCIATOR | 1 | FALSE | FALSE | FALSE | 255 | [13 empty] | FALSE
NFPA 170 MANUAL PULL |  |  | North | Gamewell FCI |  | Manual Station |  |  |  | Module | TRUE | MS-7ASF | + | Velociti addressable single action station | 1 | 0.0003 | 0.007 |  |  |  |  | TRUE | [5 empty] | #FFFF0000 | FA-NFPA 170 MANUAL PULL | 1 | FALSE | FALSE | FALSE | 957
NFPA 170 SMOKE DETECTOR |  |  | North | Gamewell FCI |  | Smoke Detector |  |  |  | Module | TRUE | XP95-P w/XP95-B4 | ++ | Photoelectric sensor, analog addressable w/4" Base | 1 | 0.00034 | 0.00434 |  |  |  |  | FALSE | TRUE | FLUSH |  | 4" SQ. DEEP | 3 "O" PLASTER RING | #FFFF0000 | FA-NFPA 170 SMOKE DETECTOR | 1 | FALSE | FALSE | FALSE | 1408 | [13 empty] | FALSE
NFPA 170 HEAT DETECTOR |  |  | North | Gamewell FCI |  | Heat Detector |  |  |  | Module | TRUE | ATD-L3H w/B200SR-WH | + | Thermal heat detector, 190°F high temp, bright white, Velociti w/ Standard sounder base, bright white | 1 | 0.0002 | 0.0045 |  |  |  |  | FALSE | TRUE | FLUSH |  | 4" SQ. DEEP | 3 "O" PLASTER RING | #FFFF0000 | FA-NFPA 170 HEAT DETECTOR | 1 | FALSE | FALSE | FALSE | 1403 | [13 empty] | FALSE |  |  | 190°, SB
NFPA 170 SMOKE HEAT CO DETECTOR |  |  | North | Gamewell FCI |  | Smoke/Heat/CO Detector |  |  |  | Module | TRUE | MCS-COF3 w/B200S-LF-WH | + | Addressable, low-profile device that provides fire, heat, and carbon monoxide (CO) detection, Low Frequency Sounder Base | 1 | 0.0002 | 0.0045 |  |  |  |  | FALSE | TRUE |  |  |  |  | #FFFF0000 | FA-NFPA 170 SMOKE HEAT CO DETECTOR | 1 | FALSE | FALSE | FALSE | 1408 | [13 empty] | FALSE |  |  | CO, LF
NFPA 170 SMOKE DETECTOR |  |  | North | Gamewell FCI |  | Smoke Detector |  |  |  | Module | TRUE | ASD-PL3 w/B200SR-LF-WH | + | Photoelectric smoke detector, bright white, Velociti w/ Standard low frequency sounder base, bright white | 1 | 0.0002 | 0.0045 |  |  |  |  | FALSE | TRUE | FLUSH |  | 4" SQ. DEEP | 3 "O" PLASTER RING | #FFFF0000 | FA-NFPA 170 SMOKE DETECTOR | 1 | FALSE | FALSE | FALSE | 1408 | [13 empty] | FALSE |  |  | LF
|  |  | North | Gamewell FCI |  | Cards & Components |  |  |  | Card | TRUE | 1100-0503 | + | Remote LED Driver Module (ANU-48) | 1 | 0.011 | 2.4 |  |  |  |  | TRUE | [5 empty] | #FFFFFFFF |  |  | FALSE | FALSE | FALSE | [14 empty] | FALSE
NFPA 170 SYNC MODULE |  |  | North | Gamewell FCI |  | Sync Module |  |  |  | Module | TRUE | W-SYNC | + | Wireless Sync Module | 1 | [6 empty] | FALSE | [5 empty] | #FFFF0000 | FA-NFPA 170 SYNC MODULE | 1 | FALSE | FALSE | FALSE | 1300 | [13 empty] | FALSE |  |  | W-SYNC
NFPA 170 FIRE PHONE |  |  | North | Gamewell FCI |  | Fire Phone |  |  |  | Module | TRUE | FPJ |  | Fireman's Phone Jack | 1 | 0 | 0.02 |  |  |  |  | FALSE | [5 empty] | #FFFF0000 | FA-NFPA 170 FIRE PHONE | 1 | FALSE | FALSE | FALSE | 208 | [13 empty] | FALSE |  |  | FPJ
|  |  | North | Gamewell FCI |  | Hardware |  |  |  | Hardware | TRUE | E3-ILI-CPLATE | ++ | Intelligent loop module mounting plate “C” Size | 1 | [6 empty] | TRUE | [5 empty] | #FFFFFFFF |  |  | FALSE | FALSE | FALSE
|  |  | North | Gamewell FCI |  | Hardware |  |  |  | Hardware | TRUE | E3BB-BAA | ++ | Enclosure, Black, “AA” (LOC) Size | 1 | [6 empty] | TRUE |  |  |  | 19 1/4” W x 10” H x 4 1/4” D (49 W x 25 H x 11.4 D cm) |  | #FFFFFFFF |  |  | FALSE | FALSE | FALSE
|  |  | North | Gamewell FCI |  | Hardware |  |  |  | Hardware | TRUE | E3-TRIMKIT-D | ++ | Trim kit for “D” size enclosure, black | 1 | [6 empty] | TRUE | [5 empty] | #FFFFFFFF |  |  | FALSE | FALSE | FALSE
170 BASIC SHAPE |  |  | North | Gamewell FCI |  | Miscellaneous |  |  |  | Assembly | TRUE | MBB-6 |  | Backbox, 6 Unit (Red) | 1 | [6 empty] | FALSE | [5 empty] | #FFFF0000 | FA-170 BASIC SHAPE | 1 | FALSE | FALSE | FALSE | 5000 | [8 empty] | 7,12,18 |  |  |  |  | TRUE
NFPA 170 REMOTE TEST SWITCH |  |  | North | Gamewell FCI |  | REMOTE TEST SWITCH |  |  |  | Module | TRUE | RTS151KEY | ++ | Remote Test Station W/ Switch, Alarm & Power LEDs, Key Reset | 1 | 0 | 0.012 |  |  |  |  | FALSE | [5 empty] | #FFFF0000 | FA-NFPA 170 REMOTE TEST SWITCH | 1 | FALSE | FALSE | FALSE | 914 | [13 empty] | FALSE
|  |  | North | Gamewell FCI |  | Cards & Components |  |  |  | Card | TRUE | FLPS-7-RB |  | 7 amp Power Supply | 1 | [6 empty] | TRUE | [5 empty] | #FFFFFFFF |  |  | FALSE | FALSE | FALSE | [14 empty] | FALSE
|  |  | North | Gamewell FCI |  | Hardware |  |  |  | Hardware | TRUE | E3BB-RA2 | ++ | Remote Enclosure, Red, w/Inner Door, 1 Slot, (LCD-E3 or LCD-SLP) | 1 | [6 empty] | TRUE |  |  |  | 13 1/4” W x 10” H x 3 1/2” D (40 W x 25 H x 9 D cm) |  | #FFFFFFFF |  |  | FALSE | FALSE | FALSE
NFPA 170 AMPLIFIER RACK | ENCOMPASS90250A RISER |  | North | Gamewell FCI |  | Amplifier |  |  |  | Assembly | TRUE | 90250A-801 | ++ | Encompass LT 300W Cabinet | 1 | [6 empty] | TRUE | [5 empty] | #FFFF0000 | FA-NFPA 170 AMPLIFIER RACK | 1 | FALSE | FALSE | FALSE | [17 empty] | 5 AMP REQ'D
NFPA 170 SMOKE DETECTOR |  |  | North | Gamewell FCI |  | Smoke Detector |  |  |  | Module | TRUE | ASD-PTL3 w/B200SR-LF-WH | + | Photoelectric smoke detector with thermal sensing, bright white, Velociti w/ Standard low frequency sounder base, bright white | 1 | 0.0002 | 0.0045 |  |  |  |  | FALSE | TRUE | FLUSH |  | 4" SQ. DEEP | 3 "O" PLASTER RING | #FFFF0000 | FA-NFPA 170 SMOKE DETECTOR | 1 | FALSE | FALSE | FALSE | 1408 | [13 empty] | FALSE |  |  | T, LF
NFPA 170 HEAT DETECTOR |  |  | North | Gamewell FCI |  | Heat Detector |  |  |  | Module | TRUE | ATD-L3R-IV w/B501-IV | + | Thermal heat detector, 135°F rate of rise, ivory, Velociti/CLIP w/ 4" Flangeless mounting base, ivory | 1 | 0.0002 | 0.0045 |  |  |  |  | FALSE | TRUE | FLUSH |  | 4" SQ. DEEP | 3 "O" PLASTER RING | #FFFF0000 | FA-NFPA 170 HEAT DETECTOR | 1 | FALSE | FALSE | FALSE | 1403 | [13 empty] | FALSE |  |  | 135°, 4"
NFPA 170 FIRE ALARM CONTROL UNIT | RISER FACP |  | North | Gamewell FCI |  | Fire Alarm Control Unit |  |  |  | Assembly | TRUE | SLP-BLK |  | S3 Series Panel w/Backbox, HON-CGW-MBB, SLC-PM, LCD-SLP and 7.0 A Power Supply | 1 | [6 empty] | FALSE | [5 empty] | #FFFF0000 | FA-NFPA 170 FIRE ALARM CONTROL UNIT | 1 | FALSE | FALSE | FALSE | 202 | [8 empty] | 7,12,18 |  |  |  |  | TRUE
|  |  | North | Gamewell FCI |  | Hardware |  |  |  | Hardware | TRUE | E3BB-FLUSH-LCD | ++ | CAB A2 Remote Flush LCD ANN with Keyswitch operation | 1 | [6 empty] | TRUE |  |  |  | 13 1/4” W x 10” H x 3 1/2” D (40 W x 25 H x 9 D cm) |  | #FFFFFFFF |  |  | FALSE | FALSE | FALSE
NFPA 170 DGP |  |  | North | Gamewell FCI |  | Control Panel |  |  |  | Assembly | TRUE | SBB-C4 |  | Backbox, 3 chassis, (Black) | 1 | [6 empty] | FALSE | [5 empty] | #FFFF0000 | FA-NFPA 170 DGP | 1 | FALSE | FALSE | FALSE | [9 empty] | 7,12,18 |  |  |  |  | TRUE
|  |  | North | Gamewell FCI |  | Cards & Components |  |  |  | Card | TRUE | 1100-1324 | + | INI-VGX-UTP (Voice Transponder Gateway-unshielded twisted-pair only) | 1 | 0.15 | 0.15 |  |  |  |  | TRUE | [5 empty] | #FFFFFFFF |  |  | FALSE | FALSE | FALSE | [14 empty] | FALSE
NFPA 170 DUCT SMOKE DETECTOR |  |  | North | Gamewell FCI |  | Duct Smoke Detector |  |  |  | Module | TRUE | DNRW w/ASD-PL2FR |  | Intelligent duct detector housing, non-relay, watertight w/ASD-PL3R | 1 | 0.0003 | 0.0003 |  |  |  |  | FALSE | TRUE | FLUSH |  | N/A | N/A | #FFFF0000 | FA-NFPA 170 DUCT SMOKE DETECTOR | 1 | FALSE | FALSE | FALSE | 1400 |  |  | 3242-1653:0209 | [10 empty] | FALSE
|  |  | North | Gamewell FCI |  | Cards & Components |  |  |  | Card | TRUE | AA-100 | + | Audio Amplifier, 100W @70.7 VRMS w/builtin tone generator, 120 VAC | 1 | 0.051 | 6.5 |  |  |  |  | TRUE | [5 empty] | #FFFFFFFF |  |  | FALSE | FALSE | FALSE | [14 empty] | FALSE
NFPA 170 HEAT DETECTOR |  |  | North | Gamewell FCI |  | Heat Detector |  |  |  | Module | TRUE | WTD-RH | + | Addressable Wireless Rate of Riser (135 Degrees) Heat Detector | 1 | [6 empty] | FALSE | [5 empty] | #FFFF0000 | FA-NFPA 170 HEAT DETECTOR | 1 | FALSE | FALSE | FALSE | 1403 | [13 empty] | FALSE |  |  | W
|  |  | North | Gamewell FCI |  | Hardware |  |  |  | Hardware | TRUE | E3-INCC-CPLATE | ++ | Command Center module mounting plate, “C” Size | 1 | [6 empty] | TRUE | [5 empty] | #FFFFFFFF |  |  | FALSE | FALSE | FALSE
NFPA 170 DUCT SMOKE DETECTOR |  |  | North | Gamewell FCI |  | Duct Smoke Detector |  |  |  | Module | TRUE | DNR w/ASD-PL2FR |  | Intelligent duct detector housing, non-relay w/ASD-PL2FR | 1 | 0.0003 | 0.0003 |  |  |  |  | FALSE | TRUE | FLUSH |  | N/A | N/A | #FFFF0000 | FA-NFPA 170 DUCT SMOKE DETECTOR | 1 | FALSE | FALSE | FALSE | 1400 |  |  | 3242-1653:0209 | [10 empty] | FALSE
NFPA 170 HEAT DETECTOR |  |  | North | Gamewell FCI |  | Heat Detector |  |  |  | Module | TRUE | ATD-L3 w/B300-6 | + | Thermal heat detector, 135°F fixed, bright white, Velociti w/ 6” Flanged mounting base, bright white | 1 | 0.0002 | 0.0045 |  |  |  |  | FALSE | TRUE | FLUSH |  | 4" SQ. DEEP | 3 "O" PLASTER RING | #FFFF0000 | FA-NFPA 170 HEAT DETECTOR | 1 | FALSE | FALSE | FALSE | 1403 | [13 empty] | FALSE
|  |  | North | Gamewell FCI |  | Hardware |  |  |  | Hardware | TRUE | E3-TRIMKIT-A2 | ++ | Trim kit for “A2” size enclosure, black | 1 | [6 empty] | TRUE | [5 empty] | #FFFFFFFF |  |  | FALSE | FALSE | FALSE
NFPA 170 FIRE PHONE |  |  | North | Gamewell FCI |  | Fire Phone |  |  |  | Assembly | TRUE | LOC-TEL | + | Local Operating Console, Telephone | 1 | [6 empty] | TRUE | [5 empty] | #FFFF0000 | FA-NFPA 170 FIRE PHONE | 1 | FALSE | FALSE | FALSE | 208 | [16 empty] | LOC
NFPA 170 ASPIRATING SMOKE DETECTOR |  |  | North | Gamewell FCI |  | Air Sampling Detection |  |  |  | Module | TRUE | 7100X | ++ | Conventional FAAST Fire Alarm Aspiration Sensing Technology (5,000 sq. foot unit) | 1 | 0.151 | 0.172 |  |  |  |  | TRUE | TRUE |  |  |  |  | #FFFF0000 | FA-NFPA 170 ASPIRATING SMOKE DETECTOR | 1 | FALSE | FALSE | FALSE | 1408
NFPA 170 NOTIFICATION CIRCUIT EXTENDER PANEL | RISER NAC |  | North | Gamewell FCI |  | Notification Circuit Extender Panel |  |  |  | Assembly | TRUE | HPF24S8 | + | 8-Amp, 24-Volt Power Supply | 1 | [6 empty] | FALSE | [5 empty] | #FFFF0000 | FA-NFPA 170 NOTIFICATION CIRCUIT EXTENDER PANEL | 1 | FALSE | FALSE | FALSE | 212 | [8 empty] | 7,12,18 |  |  | 8 |  | TRUE
NFPA 170 HEAT DETECTOR |  |  | North | Gamewell FCI |  | Heat Detector |  |  |  | Module | TRUE | XP95-T w/XP95-B6EZ | ++ | Analog Addressable Thermal Sensor w/6" Base | 1 | 0.0002 | 0.0045 |  |  |  |  | FALSE | TRUE | FLUSH |  | 4" SQ. DEEP | 3 "O" PLASTER RING | #FFFF0000 | FA-NFPA 170 HEAT DETECTOR | 1 | FALSE | FALSE | FALSE | 1408 | [13 empty] | FALSE
NFPA 170 FIRE ALARM MASTER BOX |  |  | North | Gamewell FCI |  | Master Box |  |  |  | Module | TRUE | M34-110 |  | Local Energy Trip, surface mount, cottage shell, plain door painted blue | 1 | 0.05 | 0.25 |  |  |  |  | TRUE | [5 empty] | #FFFF0000 | FA-NFPA 170 FIRE ALARM MASTER BOX | 1 | FALSE | FALSE | FALSE
NFPA 170 GAS DETECTOR |  |  | North | Gamewell FCI |  | Gas Detection |  |  |  | Module | TRUE | MCS-CO3 w/B224BI-WH | + | Intelligent addressable carbon monoxide detector, white w/ Intelligent relay base, white, UL listed | 1 | 0.0002 | 0.0045 |  |  |  |  | FALSE | TRUE | FLUSH |  | 4" SQ. DEEP | 3 "O" PLASTER RING | #FFFF0000 | FA-NFPA 170 GAS DETECTOR | 1 | FALSE | FALSE | FALSE | 1402 | [13 empty] | FALSE |  |  | I
NFPA 170 GAS DETECTOR |  |  | North | Gamewell FCI |  | Gas Detection |  |  |  | Module | TRUE | MCS-CO3 w/B200S-IV | + | Intelligent addressable carbon monoxide detector, white w/ Intelligent sounder base, ivory, UL listed | 1 | 0.0002 | 0.0045 |  |  |  |  | FALSE | TRUE | FLUSH |  | 4" SQ. DEEP | 3 "O" PLASTER RING | #FFFF0000 | FA-NFPA 170 GAS DETECTOR | 1 | FALSE | FALSE | FALSE | 1402 | [13 empty] | FALSE |  |  | S
|  |  | North | Gamewell FCI |  | Hardware |  |  |  | Hardware | TRUE | E3BB-RAA | ++ | Enclosure, Red, “AA” (LOC) Size | 1 | [6 empty] | TRUE |  |  |  | 19 1/4” W x 10” H x 4 1/4” D (49 W x 25 H x 11.4 D cm) |  | #FFFFFFFF |  |  | FALSE | FALSE | FALSE
|  |  | North | Gamewell FCI |  | Cards & Components |  |  |  | Card | TRUE | DACT-E3 | ++ | Digital Alarm Communicator Transmitter | 1 | 0.018 | 0.018 |  |  |  |  | TRUE | [5 empty] | #FFFFFFFF |  |  | FALSE | FALSE | FALSE | [14 empty] | FALSE
|  |  | North | Gamewell FCI |  | Hardware |  |  |  | Hardware | TRUE | E3BB-RB | ++ | Assy, Backbox Enclosure, Red, “B” Size Inner Door, 2 Slots, “B” Size | 1 | [6 empty] | TRUE |  |  |  | 19 3/8” W x 19 3/8” H x 4 1/2” D (49 W x 49 H x 11 D cm) |  | #FFFFFFFF |  |  | FALSE | FALSE | FALSE
NFPA 170 FIRE ALARM CONTROL UNIT | RISER FACP |  | North | Gamewell FCI |  | Fire Alarm Control Unit |  |  |  | Assembly | TRUE | SLP-RED |  | S3 Series Panel w/Backbox, DACT-E3, RPT-E3-UTP, SLC-PM, LCD-SLP and 7.0 A Power Supply | 1 | [6 empty] | TRUE | [5 empty] | #FFFF0000 | FA-NFPA 170 FIRE ALARM CONTROL UNIT | 1 | FALSE | FALSE | FALSE | 202 | [13 empty] | TRUE
NFPA 170 MANUAL PULL |  |  | North | Gamewell FCI |  | Manual Station |  |  |  | Module | TRUE | MS-7AF | + | Velociti addressable double action station | 1 | 0.0003 | 0.007 |  |  |  |  | TRUE | [5 empty] | #FFFF0000 | FA-NFPA 170 MANUAL PULL | 1 | FALSE | FALSE | FALSE | 957
NFPA 170 GAS DETECTOR |  |  | North | Gamewell FCI |  | Gas Detection |  |  |  | Module | TRUE | MCS-CO3 w/B224BI-IV | + | Intelligent addressable carbon monoxide detector, white w/ Intelligent isolator base, ivory, UL listed | 1 | 0.0002 | 0.0045 |  |  |  |  | FALSE | TRUE | FLUSH |  | 4" SQ. DEEP | 3 "O" PLASTER RING | #FFFF0000 | FA-NFPA 170 GAS DETECTOR | 1 | FALSE | FALSE | FALSE | 1402 | [13 empty] | FALSE |  |  | I
NFPA 170 HEAT DETECTOR |  |  | North | Gamewell FCI |  | Heat Detector |  |  |  | Module | TRUE | ATD-L3-IV w/B200S-LF-IV | + | Thermal heat detector, 135°F fixed, ivory, Velociti/CLIP w/ Intelligent addressable low frequency sounder base, ivory | 1 | 0.0002 | 0.0045 |  |  |  |  | FALSE | TRUE | FLUSH |  | 4" SQ. DEEP | 3 "O" PLASTER RING | #FFFF0000 | FA-NFPA 170 HEAT DETECTOR | 1 | FALSE | FALSE | FALSE | 1403 | [13 empty] | FALSE |  |  | LF
NFPA 170 GAS DETECTOR |  |  | North | Gamewell FCI |  | Gas Detection |  |  |  | Module | TRUE | MCS-CO3 w/B200S-LF-WH | + | Intelligent addressable carbon monoxide detector, white w/ Intelligent sounder base, low frequency, white, UL-listed | 1 | 0.0002 | 0.0045 |  |  |  |  | FALSE | TRUE | FLUSH |  | 4" SQ. DEEP | 3 "O" PLASTER RING | #FFFF0000 | FA-NFPA 170 GAS DETECTOR | 1 | FALSE | FALSE | FALSE | 1402 | [13 empty] | FALSE |  |  | LF
|  |  | North | Gamewell FCI |  | Cards & Components |  |  |  | Card | TRUE | INI-VGX | + | Transponder Voice Gateway (UTP only) | 1 | 0.15 | 0.15 |  |  |  |  | TRUE | [5 empty] | #FFFFFFFF |  |  | FALSE | FALSE | FALSE | [14 empty] | FALSE
NFPA 170 NOTIFICATION CIRCUIT EXTENDER PANEL | RISER NAC |  | North | Gamewell FCI |  | Notification Circuit Extender Panel |  |  |  | Assembly | TRUE | GFPS-6 | + | 6-Amp, 24-Volt Power Supply | 1 | [6 empty] | FALSE | FALSE |  |  |  |  | #FFFF0000 | FA-NFPA 170 NOTIFICATION CIRCUIT EXTENDER PANEL | 1 | FALSE | FALSE | FALSE | 212 | [8 empty] | 7,12,18 |  |  | 6 |  | TRUE
NFPA 170 HEAT DETECTOR |  |  | North | Gamewell FCI |  | Heat Detector |  |  |  | Module | TRUE | ATD-L3-IV w/B200SR-LF-IV | + | Thermal heat detector, 135°F fixed, ivory, Velociti/CLIP w/ Standard low frequency sounder base, ivory | 1 | 0.0002 | 0.0045 |  |  |  |  | FALSE | TRUE | FLUSH |  | 4" SQ. DEEP | 3 "O" PLASTER RING | #FFFF0000 | FA-NFPA 170 HEAT DETECTOR | 1 | FALSE | FALSE | FALSE | 1403 | [13 empty] | FALSE |  |  | LF
NFPA 170 CELL COMM | RISER CELL COMM |  | North | Gamewell FCI |  | Cellular Communicator |  |  |  | Module | TRUE | CELL-MOD | ++ | Wireless Commercial Fire Alarm Communicator | 1 | 0.055 | 0.1 |  |  |  |  | FALSE | [5 empty] | #FFFF0000 | FA-NFPA 170 CELL COMM | 1 | FALSE | FALSE | FALSE | 250 | [13 empty] | FALSE
|  |  | North | Gamewell FCI |  | Cards & Components |  |  |  | Card | TRUE | ILI95-S-E3 | ++ | Intelligent Loop Interface-Expansion Board | 1 | 0.109 | 0.11 |  |  | 24 |  | TRUE | [5 empty] | #FFFFFFFF |  |  | FALSE | FALSE | FALSE | [14 empty] | FALSE
NFPA 170 AMPLIFIER RACK | RISER AMP |  | North | Gamewell FCI |  | Amplifier |  |  |  | Assembly | TRUE | FireVac IV (50W, 25V) | 150-00026+ | (Primary Operating Console) 50 Watt, 25VRMS single speaker zone emergency voice evacuation system, integral microphone, built in tone generator and 14 recordable messages. | 1 | [6 empty] | FALSE | [5 empty] | #FFFF0000 | FA-NFPA 170 AMPLIFIER RACK | 1 | FALSE | FALSE | FALSE | 300 | [8 empty] | 7,12,18,26 |  |  |  | 50 | TRUE
|  |  | North | Gamewell FCI |  | Hardware |  |  |  | Hardware | TRUE | E3-TRIMKIT-C | ++ | Trim kit for “C” size enclosure, black | 1 | [6 empty] | TRUE | [5 empty] | #FFFFFFFF |  |  | FALSE | FALSE | FALSE
|  |  | North | Gamewell FCI |  | Hardware |  |  |  | Hardware | TRUE | E3ID3-C | ++ | Assy, Inner Door, Command Center, 3-Bay “C” Size | 1 | [6 empty] | TRUE | [5 empty] | #FFFFFFFF |  |  | FALSE | FALSE | FALSE
NFPA 170 GAS DETECTOR |  |  | North | Gamewell FCI |  | Gas Detection |  |  |  | Module | TRUE | MCS-CO3 w/B300-6 | + | Intelligent addressable carbon monoxide detector, white w/ 6” Flanged mounting base, bright white | 1 | 0.0002 | 0.0045 |  |  |  |  | FALSE | TRUE | FLUSH |  | 4" SQ. DEEP | 3 "O" PLASTER RING | #FFFF0000 | FA-NFPA 170 GAS DETECTOR | 1 | FALSE | FALSE | FALSE | 1402 | [13 empty] | FALSE
NFPA 170 ASPIRATING SMOKE DETECTOR |  |  | North | Gamewell FCI |  | Air Sampling Detection |  |  |  | Module | TRUE | AAD-8100 | ++ | AAD-8100 Intelligent FAAST Fire Alarm Aspiration Sensing Technology | 5 | 0.0007 | 0.0007 |  |  |  |  | TRUE | TRUE |  |  |  |  | #FFFF0000 | FA-NFPA 170 ASPIRATING SMOKE DETECTOR | 1 | FALSE | FALSE | FALSE | 1408
NFPA 170 MANUAL PULL |  |  | North | Gamewell FCI |  | Manual Station |  |  |  | Module | TRUE | MS-WS w/AMM-2F | + | Single action station, wire leads | 1 | 0.0003 | 0.0003 |  |  |  |  | TRUE | [5 empty] | #FFFF0000 | FA-NFPA 170 MANUAL PULL | 1 | FALSE | FALSE | FALSE | 957
NFPA 170 SMOKE CO DETECTOR |  |  | North | Gamewell FCI |  | Smoke/CO Detector |  |  |  | Module | TRUE | MCS-COP3 w/B224BI-IV | + | Intelligent multi-criteria photo/CO, bright white, Velociti w/ Intelligent isolator base, ivory, UL listed | 1 | 0.0002 | 0.0045 |  |  |  |  | FALSE | TRUE | FLUSH |  | 4" SQ. DEEP | 3 "O" PLASTER RING | #FFFF0000 | FA-NFPA 170 SMOKE CO DETECTOR | 1 | FALSE | FALSE | FALSE | 1407 | [13 empty] | FALSE |  |  | I
NFPA 170 SMOKE DETECTOR |  |  | North | Gamewell FCI |  | Smoke Detector |  |  |  | Module | TRUE | ASD-PTL3-IV w/B300-6-IV | + | Photoelectric smoke detector with thermal sensing, ivory, Velociti/CLIP w/ 6” Flanged mounting base, ivory | 1 | 0.0002 | 0.0045 |  |  |  |  | FALSE | TRUE | FLUSH |  | 4" SQ. DEEP | 3 "O" PLASTER RING | #FFFF0000 | FA-NFPA 170 SMOKE DETECTOR | 1 | FALSE | FALSE | FALSE | 1408 | [13 empty] | FALSE |  |  | T
|  |  | North | Gamewell FCI |  | Cards & Components |  |  |  | Card | TRUE | 1100-1323 | + | INI-VGX-FO (Voice Transponder Gateway fiber-optic module) | 1 | 0.15 | 0.15 |  |  |  |  | TRUE | [5 empty] | #FFFFFFFF |  |  | FALSE | FALSE | FALSE | [14 empty] | FALSE
|  |  | North | Gamewell FCI |  | Hardware |  |  |  | Hardware | TRUE | INCC-IDT |  | Inner door with one double slot for INCC-TEL handset & 4 slots | 1 | [6 empty] | FALSE | [5 empty] | #FFFFFFFF |  |  | FALSE | FALSE | FALSE | [14 empty] | FALSE
NFPA 170 DGP |  |  | North | Gamewell FCI |  | Control Panel |  |  |  | Assembly | TRUE | SBB-D4 | ++ | Backbox, 4 chassis, (Black) | 1 | [6 empty] | FALSE | [5 empty] | #FFFF0000 | FA-NFPA 170 DGP | 1 | FALSE | FALSE | FALSE | [9 empty] | 7,12,18 |  |  |  |  | TRUE
NFPA 170 HEAT DETECTOR |  |  | North | Gamewell FCI |  | Heat Detector |  |  |  | Module | TRUE | XP95-T w/XP95-B4 | ++ | Analog Addressable Thermal Sensor w/4" Base | 1 | 0.0002 | 0.0045 |  |  |  |  | FALSE | TRUE | FLUSH |  | 4" SQ. DEEP | 3 "O" PLASTER RING | #FFFF0000 | FA-NFPA 170 HEAT DETECTOR | 1 | FALSE | FALSE | FALSE | 1408 | [13 empty] | FALSE
NFPA 170 MANUAL PULL |  |  | North | Gamewell FCI |  | Manual Station |  |  |  | Module | TRUE | WPS-DL | + | Wireless Manual Pull Station | 1 | [6 empty] | FALSE | [5 empty] | #FFFF0000 | FA-NFPA 170 MANUAL PULL | 1 | FALSE | FALSE | FALSE | 957 | [13 empty] | FALSE |  |  | W
NFPA 170 HEAT DETECTOR |  |  | North | Gamewell FCI |  | Heat Detector |  |  |  | Module | TRUE | WTD-H | + | Addressable Wireless Fixed-Temperature (135 Degrees) Heat Detector | 1 | [6 empty] | FALSE | [5 empty] | #FFFF0000 | FA-NFPA 170 HEAT DETECTOR | 1 | FALSE | FALSE | FALSE | 1403 | [13 empty] | FALSE |  |  | W
NFPA 170 FIRE ALARM CONTROL UNIT | RISER FACP |  | North | Gamewell FCI |  | Fire Alarm Control Unit |  |  |  | Assembly | TRUE | GF506R | + | Six-zone, 24 volt Agent Release Control Panel (includes backbox, power supply, technical manual, and a frame & post operating instruction sheet) for single and dual hazard agent releasing applications. | 1 | 0 | 0 |  |  |  |  | FALSE | [5 empty] | #FFFF0000 | FA-NFPA 170 FIRE ALARM CONTROL UNIT | 1 | FALSE | FALSE | FALSE | 202 | [8 empty] | 7,12,18 |  |  | 7 |  | TRUE
NFPA 170 ADDRESSABLE INPUT MONITOR MODULE |  |  | North | Gamewell FCI |  | Addressable Module |  |  |  | Module | TRUE | PID-95P | ++ | Addressable input interface device mounted on 4.688" (11.908 cm) plastic plate | 1 | 0.0005 | 0.0015 |  |  |  |  | FALSE | FALSE |  |  |  |  | #FFFF0000 | FA-NFPA 170 ADDRESSABLE INPUT MONITOR MODULE | 1 | FALSE | FALSE | FALSE | 1000 | [13 empty] | FALSE
NFPA 170 SMOKE DETECTOR |  |  | North | Gamewell FCI |  | Smoke Detector |  |  |  | Module | TRUE | ASD-PTL3 w/B224BI-WH | + | Photoelectric smoke detector with thermal sensing, bright white, Velociti w/ Isolator base, bright white | 1 | 0.0002 | 0.0045 |  |  |  |  | FALSE | TRUE | FLUSH |  | 4" SQ. DEEP | 3 "O" PLASTER RING | #FFFF0000 | FA-NFPA 170 SMOKE DETECTOR | 1 | FALSE | FALSE | FALSE | 1408 | [13 empty] | FALSE |  |  | T, I
NFPA 170 ADDRESSABLE INPUT MONITOR MODULE |  |  | North | Gamewell FCI |  | Addressable Module |  |  |  | Module | TRUE | AMM-2RF |  | Addressable Mini Monitor Module | 1 | 0.0003 | 0.0003 |  |  |  |  | FALSE | FALSE |  |  |  |  | #FFFF0000 | FA-NFPA 170 ADDRESSABLE INPUT MONITOR MODULE | 1 | FALSE | FALSE | FALSE | 1000 | [13 empty] | FALSE
NFPA 170 WIRELESS CONTROL UNIT |  |  | North | Gamewell FCI |  | Wireless Control Unit |  |  |  | Module | TRUE | WAV-CRL | + | Wireless AV base, ceiling, red | 1 | [6 empty] | FALSE | [5 empty] | #FFFF0000 | FA-NFPA 170 WIRELESS CONTROL UNIT | 1 | FALSE | FALSE | FALSE | [14 empty] | FALSE |  |  | WAV-CRL
NFPA 170 FIRE ALARM CONTROL UNIT | RISER FACP |  | North | Gamewell FCI |  | Fire Alarm Control Unit |  |  |  | Assembly | TRUE | SLP-RED |  | S3 Series Panel w/Backbox, HON-CGW-MBB, SLC-PM, LCD-SLP and 7.0 A Power Supply | 1 | [6 empty] | TRUE | [5 empty] | #FFFF0000 | FA-NFPA 170 FIRE ALARM CONTROL UNIT | 1 | FALSE | FALSE | FALSE | 202 | [13 empty] | TRUE
NFPA 170 FIRE ALARM CONTROL UNIT | RISER FACP |  | North | Gamewell FCI |  | Fire Alarm Control Unit |  |  |  | Assembly | TRUE | IF602 FACP | + | ES Series Fire Alarm Control Panel w/ E3BB-BB, PM-9, ILI95-MB-E3, E3ID2-B, LCD-E3, ASM-16 | 1 | [6 empty] | FALSE | [5 empty] | #FFFF0000 | FA-NFPA 170 FIRE ALARM CONTROL UNIT | 1 | FALSE | FALSE | FALSE | 202 | [8 empty] | 12,18,26,55 |  |  | 9 |  | TRUE
|  |  | North | Gamewell FCI |  | Hardware |  |  |  | Hardware | TRUE | E3BB-BD/INCC | ++ | Enclosure, Command Center, Black, “D” Size | 1 | [6 empty] | TRUE |  |  |  | 19 3/8” W x 41” H x 4 1/2” D (49 W x 104 H x 11 D cm) |  | #FFFFFFFF |  |  | FALSE | FALSE | FALSE
|  |  | North | Gamewell FCI |  | Cards & Components |  |  |  | Card | TRUE | GFPS-6 Main Board | + | Fire Alarm Power Supply Main Board | 1 | 0.075 | 0.175 |  |  |  |  | TRUE | FALSE |  |  |  |  | #FFFFFFFF |  |  | FALSE | FALSE | FALSE | [14 empty] | FALSE
NFPA 170 ASPIRATING SMOKE DETECTOR |  |  | North | Gamewell FCI |  | Air Sampling Detection |  |  |  | Module | TRUE | AAD-7100X | ++ | AAD-7100X Intelligent FAAST Fire Alarm Aspiration Sensing Technology (5,000 sq. foot unit) | 5 | 0.0007 | 0.0007 |  |  |  |  | TRUE | TRUE |  |  |  |  | #FFFF0000 | FA-NFPA 170 ASPIRATING SMOKE DETECTOR | 1 | FALSE | FALSE | FALSE | 1408
|  |  | North | Gamewell FCI |  | Hardware |  |  |  | Hardware | TRUE | 90517 | ++ | 7100, E3 B-Slim 12 A/H Seismic Battery Bracket Kit | 1 | [6 empty] | TRUE | [5 empty] | #FFFFFFFF |  |  | FALSE | FALSE | FALSE
NFPA 170 FIRE ALARM CONTROL UNIT | RISER FACP |  | North | Gamewell FCI |  | Fire Alarm Control Unit |  |  |  | Assembly | TRUE | E3 Remote FACP | 060123++ | E3 Series Command Center w/6 Loops, 2 Amplifiers (060123) | 1 | [6 empty] | FALSE | [5 empty] | #FFFF0000 | FA-NFPA 170 FIRE ALARM CONTROL UNIT | 1 | FALSE | FALSE | FALSE | 202 | [8 empty] | 7,12,26,33,55 |  |  |  |  | TRUE
DETECTOR_MULTI CRITERIA |  |  | North | Gamewell FCI |  | Multi Criteria Detector |  |  |  | Module | TRUE | MCS-COF w/B200SR-LF-WH |  | Advanced Multi-Criteria Fire/CO Detector | 1 | 0.0003 | 0.0003 |  |  |  |  | FALSE | [5 empty] | #FFFF0000 | FA-DETECTOR_MULTI CRITERIA | 1 | FALSE | FALSE | FALSE | [14 empty] | FALSE |  |  | LF
NFPA 170 HEAT DETECTOR |  |  | North | Gamewell FCI |  | Heat Detector |  |  |  | Module | TRUE | ATD-L3-IV w/B200SR-IV | + | Thermal heat detector, 135°F fixed, ivory, Velociti/CLIP w/ Standard sounder base, ivory | 1 | 0.0002 | 0.0045 |  |  |  |  | FALSE | TRUE | FLUSH |  | 4" SQ. DEEP | 3 "O" PLASTER RING | #FFFF0000 | FA-NFPA 170 HEAT DETECTOR | 1 | FALSE | FALSE | FALSE | 1403 | [13 empty] | FALSE |  |  | SB
NFPA 170 HEAT DETECTOR |  |  | North | Gamewell FCI |  | Heat Detector |  |  |  | Module | TRUE | ATD-L3H-IV w/B200S-LF-IV | + | Thermal heat detector, 190°F high temp, ivory, Velociti/CLIP w/ Intelligent addressable low frequency sounder base, ivory | 1 | 0.0002 | 0.0045 |  |  |  |  | FALSE | TRUE | FLUSH |  | 4" SQ. DEEP | 3 "O" PLASTER RING | #FFFF0000 | FA-NFPA 170 HEAT DETECTOR | 1 | FALSE | FALSE | FALSE | 1403 | [13 empty] | FALSE |  |  | 190°, LF
NFPA 170 BATTERY CABINET |  |  | North | Gamewell FCI |  | Enclosure |  |  |  | Assembly | TRUE | FCI-LBB | ++ | Battery box, accommodates batteries up to 55 A/H, black | 1 | [6 empty] | FALSE | [5 empty] | #FFFF0000 | FA-NFPA 170 BATTERY CABINET | 1 | FALSE | FALSE | FALSE | 3000 | [8 empty] | 26,55,100 |  | 55 |  |  | FALSE
NFPA 170 AMPLIFIER RACK |  |  | North | Gamewell FCI |  | Amplifier |  |  |  | Assembly | TRUE | 90272A-802 | ++ | Encompass LT 600W Cabinet w/IP | 1 | [6 empty] | TRUE | [5 empty] | #FFFF0000 | FA-NFPA 170 AMPLIFIER RACK | 1 | FALSE | FALSE | FALSE | [17 empty] | 10 AMP REQ'D
|  |  | North | Gamewell FCI |  | Hardware |  |  |  | Hardware | TRUE | 90375 | ++ | PM-9/PM-9G Hardware | 1 | [6 empty] | TRUE | [5 empty] | #FFFFFFFF |  |  | FALSE | FALSE | FALSE
NFPA 170 HEAT DETECTOR |  |  | North | Gamewell FCI |  | Heat Detector |  |  |  | Module | TRUE | ATD-L3H w/B224RB-WH | + | Thermal heat detector, 190°F high temp, bright white, Velociti w/ Relay base, bright white | 1 | 0.0002 | 0.0045 |  |  |  |  | FALSE | TRUE | FLUSH |  | 4" SQ. DEEP | 3 "O" PLASTER RING | #FFFF0000 | FA-NFPA 170 HEAT DETECTOR | 1 | FALSE | FALSE | FALSE | 1403 | [13 empty] | FALSE |  |  | 190°, R
|  |  | North | Gamewell FCI |  | Hardware |  |  |  | Hardware | TRUE | E3BB-RC/INX | ++ | Assy, Transponder, Red, “C” Size | 1 | [6 empty] | TRUE |  |  |  | 19 3/8” W x 30” H x 4 1/2” D (49 W x 76 H x 11 D cm) |  | #FFFFFFFF |  |  | FALSE | FALSE | FALSE
NFPA 170 SMOKE DETECTOR |  |  | North | Gamewell FCI |  | Smoke Detector |  |  |  | Module | TRUE | ASD-PL3 w/B200SR-WH | + | Photoelectric smoke detector, bright white, Velociti w/ Standard sounder base, bright white | 1 | 0.0002 | 0.0045 |  |  |  |  | FALSE | TRUE | FLUSH |  | 4" SQ. DEEP | 3 "O" PLASTER RING | #FFFF0000 | FA-NFPA 170 SMOKE DETECTOR | 1 | FALSE | FALSE | FALSE | 1408 | [13 empty] | FALSE |  |  | SB
NFPA 170 HEAT DETECTOR |  |  | North | Gamewell FCI |  | Heat Detector |  |  |  | Module | TRUE | ATD-L3H-IV w/B200SR-IV | + | Thermal heat detector, 190°F high temp, ivory, Velociti/CLIP w/ Standard sounder base, ivory | 1 | 0.0002 | 0.0045 |  |  |  |  | FALSE | TRUE | FLUSH |  | 4" SQ. DEEP | 3 "O" PLASTER RING | #FFFF0000 | FA-NFPA 170 HEAT DETECTOR | 1 | FALSE | FALSE | FALSE | 1403 | [13 empty] | FALSE |  |  | 190°, SB
NFPA 170 ADDRESSABLE INPUT MONITOR MODULE |  |  | North | Gamewell FCI |  | Addressable Module |  |  |  | Module | TRUE | PID-95 | ++ | Addressable point identification device for monitoring contact devices | 1 | 0.0005 | 0.0015 |  |  |  |  | FALSE | FALSE |  |  |  |  | #FFFF0000 | FA-NFPA 170 ADDRESSABLE INPUT MONITOR MODULE | 1 | FALSE | FALSE | FALSE | 1000 | [13 empty] | FALSE
NFPA 170 FIRE ALARM CONTROL UNIT | RISER FACP |  | North | Gamewell FCI |  | Fire Alarm Control Unit |  |  |  | Assembly | TRUE | INCC-C |  | Intelligent Network Command Center- Classic | 1 | [6 empty] | FALSE | [5 empty] | #FFFF0000 | FA-NFPA 170 FIRE ALARM CONTROL UNIT | 1 | FALSE | FALSE | FALSE | 202 | [8 empty] | 7,12,18 |  |  |  |  | TRUE
NFPA 170 HEAT DETECTOR |  |  | North | Gamewell FCI |  | Heat Detector |  |  |  | Module | TRUE | ATD-L3 w/B224RB-WH | + | Thermal heat detector, 135°F fixed, bright white, Velociti w/ Relay base, bright white | 1 | 0.0002 | 0.0045 |  |  |  |  | FALSE | TRUE | FLUSH |  | 4" SQ. DEEP | 3 "O" PLASTER RING | #FFFF0000 | FA-NFPA 170 HEAT DETECTOR | 1 | FALSE | FALSE | FALSE | 1403 | [13 empty] | FALSE |  |  | R
NFPA 170 NOTIFICATION CIRCUIT EXTENDER PANEL | RISER NAC |  | North | Gamewell FCI |  | Notification Circuit Extender Panel |  |  |  | Assembly | TRUE | HPF-PS6 | + | 6.0 A, 120 VAC remote charger power supply in a lockable,metal enclosure | 1 | [6 empty] | FALSE | FALSE | SURFACE |  | PROVIDED | N/A | #FFFF0000 | FA-NFPA 170 NOTIFICATION CIRCUIT EXTENDER PANEL | 1 | FALSE | FALSE | FALSE | 212 |  |  | 7315-0028:0225 | [5 empty] | 7,12,18 |  |  | 6 |  | TRUE
NFPA 170 HEAT DETECTOR |  |  | North | Gamewell FCI |  | Heat Detector |  |  |  | Module | TRUE | ATD-L3-IV w/B501-IV | + | Thermal heat detector, 135°F fixed, ivory, Velociti/CLIP w/ 4" Flangeless mounting base, ivory | 1 | 0.0002 | 0.0045 |  |  |  |  | FALSE | TRUE | FLUSH |  | 4" SQ. DEEP | 3 "O" PLASTER RING | #FFFF0000 | FA-NFPA 170 HEAT DETECTOR | 1 | FALSE | FALSE | FALSE | 1403 | [13 empty] | FALSE |  |  | 4"
|  |  | North | Gamewell FCI |  | Hardware |  |  |  | Hardware | TRUE | E3ID2-A | ++ | Inner Door, 2 Slots, (LCD-E3 or LCD-SLP & ASM-16) | 1 | [6 empty] | TRUE | [5 empty] | #FFFFFFFF |  |  | FALSE | FALSE | FALSE
|  |  | North | Gamewell FCI |  | Cards & Components |  |  |  | Card | TRUE | INCC-MIC | + | Paging microphone module (occupies 1 slot on inner door) | 1 | 0.001 | 0.001 |  |  |  |  | TRUE | [5 empty] | #FFFFFFFF |  |  | FALSE | FALSE | FALSE | [14 empty] | FALSE
|  |  | North | Gamewell FCI |  | Hardware |  |  |  | Hardware | TRUE | 90520 | ++ | E3 CAB-B, C, D 18 A/H Seismic Battery Bracket Kit | 1 | [6 empty] | TRUE | [5 empty] | #FFFFFFFF |  |  | FALSE | FALSE | FALSE
NFPA 170 HEAT DETECTOR |  |  | North | Gamewell FCI |  | Heat Detector |  |  |  | Module | TRUE | ATD-L3R-IV w/B224RB-IV | + | Thermal heat detector, 135°F rate of rise, ivory, Velociti/CLIP w/ Relay base, ivory | 1 | 0.0002 | 0.0045 |  |  |  |  | FALSE | TRUE | FLUSH |  | 4" SQ. DEEP | 3 "O" PLASTER RING | #FFFF0000 | FA-NFPA 170 HEAT DETECTOR | 1 | FALSE | FALSE | FALSE | 1403 | [13 empty] | FALSE |  |  | 135°, R
NFPA 170 REMOTE INDICATOR |  |  | North | Gamewell FCI |  | Remote Indicator |  |  |  | Module | TRUE | RA100Z | ++ | Remote Annunciator LED | 1 | 0 | 0.012 |  |  |  |  | FALSE | FALSE |  |  |  |  | #FFFF0000 | FA-NFPA 170 REMOTE INDICATOR | 1 | FALSE | FALSE | FALSE | 2016 | [13 empty] | FALSE
|  |  | North | Gamewell FCI |  | Hardware |  |  |  | Hardware | TRUE | E3ID2-C | ++ | Assy, Inner Door, Command Center, 2- Bay “C” Size | 1 | [6 empty] | TRUE | [5 empty] | #FFFFFFFF |  |  | FALSE | FALSE | FALSE
|  |  | North | Gamewell FCI |  | Hardware |  |  |  | Hardware | TRUE | FCI-DR-C4BR | ++ | Large Battery Backbox, Blank door, lock & keys, for backbox accepting 3 chassis, Black). | 1 | [6 empty] | FALSE | [5 empty] | #FFFFFFFF |  |  | FALSE | FALSE | FALSE | [14 empty] | FALSE
NFPA 170 SMOKE CO DETECTOR |  |  | North | Gamewell FCI |  | Smoke/CO Detector |  |  |  | Module | TRUE | MCS-COP3 w/B200S-IV | + | Intelligent multi-criteria photo/CO, bright white, Velociti w/ Intelligent sounder base, ivory, UL listed | 1 | 0.0002 | 0.0045 |  |  |  |  | FALSE | TRUE | FLUSH |  | 4" SQ. DEEP | 3 "O" PLASTER RING | #FFFF0000 | FA-NFPA 170 SMOKE CO DETECTOR | 1 | FALSE | FALSE | FALSE | 1407 | [13 empty] | FALSE |  |  | S
|  |  | North | Gamewell FCI |  | Hardware |  |  |  | Hardware | TRUE | AM-50 Plate | ++ | AM-50 Extender Plate | 1 | [6 empty] | TRUE | [5 empty] | #FFFFFFFF |  |  | FALSE | FALSE | FALSE
NFPA 170 DUCT SMOKE DETECTOR |  |  | North | Gamewell FCI |  | Duct Smoke Detector |  |  |  | Module | TRUE | DNR w/ASD-PL3 | + | Intelligent duct detector housing, non-relay w/ASD-PL3 | 1 | 0.0002 | 0.0045 |  |  |  |  | FALSE | TRUE | FLUSH |  | N/A | N/A | #FFFF0000 | FA-NFPA 170 DUCT SMOKE DETECTOR | 1 | FALSE | FALSE | FALSE | 1400 |  |  | 3242-1653:0209 | [10 empty] | FALSE
NFPA 170 HEAT DETECTOR |  |  | North | Gamewell FCI |  | Heat Detector |  |  |  | Module | TRUE | ATD-L3R-IV w/B224BI-IV | + | Thermal heat detector, 135°F rate of rise, ivory, Velociti/CLIP w/ Isolator base, ivory | 1 | 0.0002 | 0.0045 |  |  |  |  | FALSE | TRUE | FLUSH |  | 4" SQ. DEEP | 3 "O" PLASTER RING | #FFFF0000 | FA-NFPA 170 HEAT DETECTOR | 1 | FALSE | FALSE | FALSE | 1403 | [13 empty] | FALSE |  |  | 135°, I
NFPA 170 REMOTE ANNUNCIATOR | RISER ANNUNCIATOR |  | North | Gamewell FCI |  | Remote Annunciator |  |  |  | Module | TRUE | RA-1000 | + | Remote annunciator for use with GWF-7075 | 1 | 0.02 | 0.025 |  |  |  |  | FALSE | [5 empty] | #FFFF0000 | FA-NFPA 170 REMOTE ANNUNCIATOR | 1 | FALSE | FALSE | FALSE | 255 | [13 empty] | FALSE
|  |  | North | Gamewell FCI |  | Cards & Components |  |  |  | Card | TRUE | SNAC-9 MAIN BOARD | + | SNAC 9A Distributed Power Module Main Board | 1 | 0.075 | 0.175 | 9 |  |  |  | TRUE | [5 empty] | #FFFFFFFF |  |  | FALSE | FALSE | FALSE | [14 empty] | FALSE
|  |  | North | Gamewell FCI |  | Hardware |  |  |  | Hardware | TRUE | E3BB-BB | ++ | Assy, Backbox Enclosure, Black,“B” Size | 1 | [6 empty] | TRUE |  |  |  | 19 3/8” W x 19 3/8” H x 4 1/2” D (49 W x 49 H x 11 D cm) |  | #FFFFFFFF |  |  | FALSE | FALSE | FALSE
NFPA 170 SMOKE DETECTOR |  |  | North | Gamewell FCI |  | Smoke Detector |  |  |  | Module | TRUE | ASD-PL3-IV w/B300-6-IV | + | Photoelectric smoke detector, ivory, Velociti/CLIP w/ 6” Flanged mounting base, ivory | 1 | 0.0002 | 0.0045 |  |  |  |  | FALSE | TRUE | FLUSH |  | 4" SQ. DEEP | 3 "O" PLASTER RING | #FFFF0000 | FA-NFPA 170 SMOKE DETECTOR | 1 | FALSE | FALSE | FALSE | 1408 | [13 empty] | FALSE
NFPA 170 ASPIRATING SMOKE DETECTOR |  |  | North | Gamewell FCI |  | Air Sampling Detection |  |  |  | Module | TRUE | 8100 | ++ | FAAST XM Conventional Aspiration Detector | 1 | 0.415 | 0.465 |  |  |  |  | TRUE | TRUE |  |  |  |  | #FFFF0000 | FA-NFPA 170 ASPIRATING SMOKE DETECTOR | 1 | FALSE | FALSE | FALSE | 1408
|  |  | North | Gamewell FCI |  | Hardware |  |  |  | Hardware | TRUE | E3ID2-D | ++ | Assy, Inner Door, 2-Bay, “D” Size | 1 | [6 empty] | TRUE | [5 empty] | #FFFFFFFF |  |  | FALSE | FALSE | FALSE
|  |  | North | Gamewell FCI |  | Cards & Components |  |  |  | Card | TRUE | ACT-1 | + | Audio coupling transformer, for audio systems w/multiple supplies | 1 | [6 empty] | TRUE | [5 empty] | #FFFFFFFF |  |  | FALSE | FALSE | FALSE | [14 empty] | FALSE
|  |  | North | Gamewell FCI |  | Hardware |  |  |  | Hardware | TRUE | E3ID2-B | ++ | Inner Door, 2 Slots, “B” Size | 1 | [6 empty] | TRUE | [5 empty] | #FFFFFFFF |  |  | FALSE | FALSE | FALSE
|  |  | North | Gamewell FCI |  | Cards & Components |  |  |  | Card | TRUE | GWF404 Main Board | + | Main Board for FLEX 404 | 1 | 0.112 | 0.112 |  |  |  |  | TRUE | [5 empty] | #FFFFFFFF |  |  | FALSE | FALSE | FALSE | [14 empty] | FALSE
|  |  | North | Gamewell FCI |  | Cards & Components |  |  |  | Card | TRUE | FireVac IV (50W, 70V) Main Board | 150-00026+ | Main Board for ECC-50/100 | 1 | 0.14 | 0.49 |  |  |  |  | TRUE | FALSE |  |  |  |  | #FFFFFFFF |  |  | FALSE | FALSE | FALSE | [14 empty] | FALSE
|  |  | North | Gamewell FCI |  | Hardware |  |  |  | Hardware | TRUE | E3-TRIMKIT-A | ++ | Trim kit for “A”/”AA” size enclosure, black | 1 | [6 empty] | TRUE | [5 empty] | #FFFFFFFF |  |  | FALSE | FALSE | FALSE
NFPA 170 FIRE ALARM CONTROL UNIT | RISER FACP |  | North | Gamewell FCI |  | Fire Alarm Control Unit |  |  |  | Assembly | TRUE | FLEX 410 | + | 10 Zone Expandable Conventional Fire Alarm Control Panel | 1 | 0.14 | 0.46 |  |  |  |  | FALSE | [5 empty] | #FFFF0000 | FA-NFPA 170 FIRE ALARM CONTROL UNIT | 1 | FALSE | FALSE | FALSE | 202 | [8 empty] | 7,12,18 |  |  | 6 |  | TRUE
NFPA 170 HEAT DETECTOR |  |  | North | Gamewell FCI |  | Heat Detector |  |  |  | Module | TRUE | ATD-L3R w/B200SR-LF-WH | + | Thermal heat detector, 135°F rate of rise, bright white, Velociti w/ Standard low frequency sounder base, bright white | 1 | 0.0002 | 0.0045 |  |  |  |  | FALSE | TRUE | FLUSH |  | 4" SQ. DEEP | 3 "O" PLASTER RING | #FFFF0000 | FA-NFPA 170 HEAT DETECTOR | 1 | FALSE | FALSE | FALSE | 1403 | [13 empty] | FALSE |  |  | 135°, LF
NFPA 170 ADDRESSABLE INPUT MONITOR MODULE |  |  | North | Gamewell FCI |  | Addressable Module |  |  |  | Module | TRUE | MMI-6SF |  | Multi-Mod 6 zone interface module | 6 | 0.002 | 0.04 |  |  |  |  | TRUE | FALSE |  |  |  |  | #FFFF0000 | FA-NFPA 170 ADDRESSABLE INPUT MONITOR MODULE | 1 | FALSE | FALSE | FALSE | [14 empty] | FALSE |  |  | 6
|  |  | North | Gamewell FCI |  | Cards & Components |  |  |  | Card | TRUE | 7100 Main Board |  | Main board | 1 | 0.075 | 0.95 | 3.335 |  |  |  | TRUE | [5 empty] | #FFFFFFFF |  |  | FALSE | FALSE | FALSE | [14 empty] | FALSE
|  |  | North | Gamewell FCI |  | Cards & Components |  |  |  | Card | TRUE | GFPS-9 Main Board | + | Fire Alarm Power Supply Main Board | 1 | 0.075 | 0.175 |  |  |  |  | TRUE | FALSE |  |  |  |  | #FFFFFFFF |  |  | FALSE | FALSE | FALSE | [14 empty] | FALSE
NFPA 170 SMOKE DETECTOR |  |  | North | Gamewell FCI |  | Smoke Detector |  |  |  | Module | TRUE | ASD-PL3R | + | Photoelectric smoke detector, remote test capable, for use with DNR(W) duct smoke detectors, bright white, Velociti | 1 | 0.0002 | 0.0045 |  |  |  |  | FALSE | TRUE | FLUSH |  | 4" SQ. DEEP | 3 "O" PLASTER RING | #FFFF0000 | FA-NFPA 170 SMOKE DETECTOR | 1 | FALSE | FALSE | FALSE | 1408 | [13 empty] | FALSE
|  |  | North | Gamewell FCI |  | Hardware |  |  |  | Hardware | TRUE | INCC-ID |  | Inner door with 6 slots | 1 | [6 empty] | FALSE | [5 empty] | #FFFFFFFF |  |  | FALSE | FALSE | FALSE | [14 empty] | FALSE
|  |  | North | Gamewell FCI |  | Cards & Components |  |  |  | Card | TRUE | MMI-10F | ++ | Ten-Input Monitor Module | 10 | 0.0035 | 0.06 |  |  |  |  | TRUE | FALSE |  |  |  |  | #FFFFFFFF |  |  | FALSE | FALSE | FALSE | [14 empty] | FALSE
NFPA 170 SMOKE CO DETECTOR |  |  | North | Gamewell FCI |  | Smoke/CO Detector |  |  |  | Module | TRUE | MCS-COP3 w/B200S-LF-IV | + | Intelligent multi-criteria photo/CO, bright white, Velociti w/ Intelligent sounder base, low frequency, ivory, UL-listed | 1 | 0.0002 | 0.0045 |  |  |  |  | FALSE | TRUE | FLUSH |  | 4" SQ. DEEP | 3 "O" PLASTER RING | #FFFF0000 | FA-NFPA 170 SMOKE CO DETECTOR | 1 | FALSE | FALSE | FALSE | 1407 | [13 empty] | FALSE |  |  | LF
NFPA 170 ASPIRATING SMOKE DETECTOR |  |  | North | Gamewell FCI |  | Air Sampling Detection |  |  |  | Module | TRUE | 8100 | ++ | FAAST Conventional Fire Alarm Aspiration Sensing Technology | 1 | 0.5 | 0.65 |  |  |  |  | TRUE | TRUE |  |  |  |  | #FFFF0000 | FA-NFPA 170 ASPIRATING SMOKE DETECTOR | 1 | FALSE | FALSE | FALSE | 1408
NFPA 170 ADDRESSABLE INPUT MONITOR MODULE |  |  | North | Gamewell FCI |  | Addressable Module |  |  |  | Assembly | TRUE | MMI-10F w/MBB-6 | ++ | MMI-10F w/ MBB-6 Backbox | 1 | [6 empty] | FALSE | [5 empty] | #FFFF0000 | FA-NFPA 170 ADDRESSABLE INPUT MONITOR MODULE | 1 | FALSE | FALSE | FALSE | 1000 | [13 empty] | FALSE |  |  | 10
NFPA 170 MANUAL PULL |  |  | North | Gamewell FCI |  | Manual Station |  |  |  | Module | TRUE | MS-7LOB | + | Double action station, outdoor use (Includes SB-I/O - Indoor/outdoor use backbox) | 1 | 0 | 0 |  |  |  |  | TRUE | [5 empty] | #FFFF0000 | FA-NFPA 170 MANUAL PULL | 1 | FALSE | FALSE | FALSE | 957
|  |  | North | Gamewell FCI |  | Cards & Components |  |  |  | Card | TRUE | INCC-TEL |  | Fire fighter telephone handset (requires INCC-IDT inner door) | 1 | 0.02 | 0.02 |  |  |  |  | TRUE | [5 empty] | #FFFFFFFF |  |  | FALSE | FALSE | FALSE | [14 empty] | FALSE
NFPA 170 SMOKE DETECTOR |  |  | North | Gamewell FCI |  | Smoke Detector |  |  |  | Module | TRUE | ASD-PL3-IV w/B200SR-LF-IV | + | Photoelectric smoke detector, ivory, Velociti/CLIP w/ Standard low frequency sounder base, ivory | 1 | 0.0002 | 0.0045 |  |  |  |  | FALSE | TRUE | FLUSH |  | 4" SQ. DEEP | 3 "O" PLASTER RING | #FFFF0000 | FA-NFPA 170 SMOKE DETECTOR | 1 | FALSE | FALSE | FALSE | 1408 | [13 empty] | FALSE |  |  | LF
NFPA 170 SMOKE HEAT CO DETECTOR |  |  | North | Gamewell FCI |  | Smoke/Heat/CO Detector |  |  |  | Module | TRUE | MCS-COF3 w/B224RB-WH | + | Addressable, low-profile device that provides fire, heat, and carbon monoxide (CO) detection, Relay Base | 1 | 0.0002 | 0.0045 |  |  |  |  | FALSE | TRUE |  |  |  |  | #FFFF0000 | FA-NFPA 170 SMOKE HEAT CO DETECTOR | 1 | FALSE | FALSE | FALSE | 1408 | [13 empty] | FALSE |  |  | CO, R
|  |  | North | Gamewell FCI |  | Hardware |  |  |  | Hardware | TRUE | 90518 | ++ | E3 CAB-B,C,D 7 A/H Seismic Battery Bracket Kit | 1 | [6 empty] | TRUE | [5 empty] | #FFFFFFFF |  |  | FALSE | FALSE | FALSE
NFPA 170 ADDRESSABLE OUTPUT MODULE |  |  | North | Gamewell FCI |  | Addressable Control/Relay |  |  |  | Module | TRUE | WAM-RC | + | Wireless Relay Module | 1 | [6 empty] | FALSE | [5 empty] | #FFFF0000 | FA-NFPA 170 ADDRESSABLE OUTPUT MODULE | 1 | FALSE | FALSE | FALSE | 1100 | [13 empty] | FALSE |  |  | W
NFPA 170 HEAT DETECTOR |  |  | North | Gamewell FCI |  | Heat Detector |  |  |  | Module | TRUE | ATD-L3H-IV w/B501-IV | + | Thermal heat detector, 190°F high temp, ivory, Velociti/CLIP w/ 4" Flangeless mounting base, ivory | 1 | 0.0002 | 0.0045 |  |  |  |  | FALSE | TRUE | FLUSH |  | 4" SQ. DEEP | 3 "O" PLASTER RING | #FFFF0000 | FA-NFPA 170 HEAT DETECTOR | 1 | FALSE | FALSE | FALSE | 1403 | [13 empty] | FALSE |  |  | 190°, 4"
NFPA 170 NOTIFICATION CIRCUIT EXTENDER PANEL | RISER NAC |  | North | Gamewell FCI |  | Notification Circuit Extender Panel |  |  |  | Assembly | TRUE | HPFF12 | + | 12 AMP Fire Alarm Power Supply | 1 | [6 empty] | FALSE | [5 empty] | #FFFF0000 | FA-NFPA 170 NOTIFICATION CIRCUIT EXTENDER PANEL | 1 | FALSE | FALSE | FALSE | 212 | [8 empty] | 7,12,18,26 |  |  | 12 |  | TRUE
NFPA 170 SMOKE DETECTOR |  |  | North | Gamewell FCI |  | Smoke Detector |  |  |  | Module | TRUE | ASD-PL3R-IV | + | Photoelectric smoke detector, remote test capable, for use with DNR(W) duct smoke detectors, ivory, Velociti/CLIP | 1 | 0.0002 | 0.0045 |  |  |  |  | FALSE | TRUE | FLUSH |  | 4" SQ. DEEP | 3 "O" PLASTER RING | #FFFF0000 | FA-NFPA 170 SMOKE DETECTOR | 1 | FALSE | FALSE | FALSE | 1408 | [13 empty] | FALSE
NFPA 170 REMOTE ANNUNCIATOR | RISER ANNUNCIATOR |  | North | Gamewell FCI |  | Remote Annunciator |  |  |  | Module | TRUE | LCD-SLP | ++ | LCD Touchscreen Annunciator Display, Main Board | 1 | 0.03 | 0.065 |  |  |  |  | TRUE | [5 empty] | #FFFF0000 | FA-NFPA 170 REMOTE ANNUNCIATOR | 1 | FALSE | FALSE | FALSE | [14 empty] | FALSE
NFPA 170 ADDRESSABLE INPUT MONITOR MODULE |  |  | North | Gamewell FCI |  | Addressable Module |  |  |  | Module | TRUE | AMM-4SF |  | Addressable monitor module, single circuit | 1 | 0.00027 | 0.0051 |  |  |  |  | FALSE | FALSE | FLUSH |  | 4"SQ. DEEP | N/A | #FFFF0000 | FA-NFPA 170 ADDRESSABLE INPUT MONITOR MODULE | 1 | FALSE | FALSE | FALSE | 1000 |  |  | 7300-0028:0219 | [10 empty] | FALSE
|  |  | North | Gamewell FCI |  | Cards & Components |  |  |  | Card | TRUE | FSL-E3 | ++ | Fiber Option Module-Single Mode | 1 | 0.053 | 0.053 |  |  |  |  | TRUE | [5 empty] | #FFFFFFFF |  |  | FALSE | FALSE | FALSE | [14 empty] | FALSE
NFPA 170 SMOKE DETECTOR |  |  | North | Gamewell FCI |  | Smoke Detector |  |  |  | Module | TRUE | ASD-PL3 w/B224RB-WH | + | Photoelectric smoke detector, bright white, Velociti w/ Relay base, bright white | 1 | 0.0002 | 0.0045 |  |  |  |  | FALSE | TRUE | FLUSH |  | 4" SQ. DEEP | 3 "O" PLASTER RING | #FFFF0000 | FA-NFPA 170 SMOKE DETECTOR | 1 | FALSE | FALSE | FALSE | 1408 | [13 empty] | FALSE |  |  | R
|  |  | North | Gamewell FCI |  | Cards & Components |  |  |  | Card | TRUE | SLC95-PM | ++ | SLC LOOP EXPANDER FOR SECOND LOOP XP95 PROTOCOL | 1 | 0.016 | 0.016 |  |  |  |  | TRUE | [5 empty] | #FFFFFFFF |  |  | FALSE | FALSE | FALSE | [14 empty] | FALSE
|  |  | North | Gamewell FCI |  | Hardware |  |  |  | Hardware | TRUE | E3BB-BD/INX | ++ | Enclosure, Transponder, Black “D” Size | 1 | [6 empty] | TRUE | [5 empty] | #FFFFFFFF |  |  | FALSE | FALSE | FALSE
NFPA 170 SMOKE CO DETECTOR |  |  | North | Gamewell FCI |  | Smoke/CO Detector |  |  |  | Module | TRUE | MCS-COP3 w/B300-6 | + | Intelligent multi-criteria photo/CO, bright white, Velociti w/ 6” Flanged mounting base, bright white | 1 | 0.0002 | 0.0045 |  |  |  |  | FALSE | TRUE | FLUSH |  | 4" SQ. DEEP | 3 "O" PLASTER RING | #FFFF0000 | FA-NFPA 170 SMOKE CO DETECTOR | 1 | FALSE | FALSE | FALSE | 1407 | [13 empty] | FALSE
NFPA 170 NOTIFICATION CIRCUIT EXTENDER PANEL | RISER NAC |  | North | Gamewell FCI |  | Notification Circuit Extender Panel |  |  |  | Assembly | TRUE | HPF902ULADA | + | Nac Power Supply | 1 | [6 empty] | FALSE | [5 empty] | #FFFF0000 | FA-NFPA 170 NOTIFICATION CIRCUIT EXTENDER PANEL | 1 | FALSE | FALSE | FALSE | 212 | [8 empty] | 7,12,18 |  |  | 9 |  | TRUE
|  |  | North | Gamewell FCI |  | Cards & Components |  |  |  | Card | TRUE | PM-9 | + | Power Supply Card | 1 | 0.027 | 0.05 | 9 |  |  |  | TRUE | [5 empty] | #FFFFFFFF |  |  | FALSE | FALSE | FALSE | [9 empty] | 12,18,26,55 |  |  | 9 |  | FALSE
|  |  | North | Gamewell FCI |  | Hardware |  |  |  | Hardware | TRUE | 1100-0460 | ++ | INX-Transponder 19” (cm) Backbox with Door, Black. | 1 | [6 empty] | TRUE |  |  |  | 19 3/8” W x 19 3/8” H x 4 1/2” D (49 W x 49 H x 11.43 D cm) |  | #FFFFFFFF |  |  | FALSE | FALSE | FALSE
NFPA 170 MANUAL PULL |  |  | North | Gamewell FCI |  | Manual Station |  |  |  | Module | TRUE | MS-7S | + | Single action station, wire leads | 1 | 0 | 0 |  |  |  |  | TRUE | [5 empty] | #FFFF0000 | FA-NFPA 170 MANUAL PULL | 1 | FALSE | FALSE | FALSE | 957
NFPA 170 SMOKE DETECTOR |  |  | North | Gamewell FCI |  | Smoke Detector |  |  |  | Module | TRUE | ASD-PTL3 w/B200SR-WH | + | Photoelectric smoke detector with thermal sensing, bright white, Velociti w/ Standard sounder base, bright white | 1 | 0.0002 | 0.0045 |  |  |  |  | FALSE | TRUE | FLUSH |  | 4" SQ. DEEP | 3 "O" PLASTER RING | #FFFF0000 | FA-NFPA 170 SMOKE DETECTOR | 1 | FALSE | FALSE | FALSE | 1408 | [13 empty] | FALSE |  |  | T, SB
NFPA 170 HEAT DETECTOR |  |  | North | Gamewell FCI |  | Heat Detector |  |  |  | Module | TRUE | ATD-L3R w/B200S-LF-WH | + | Thermal heat detector, 135°F fixed, bright white, Velociti w/ Intelligent addressable low frequency sounder base, bright white | 1 | 0.0002 | 0.0045 |  |  |  |  | FALSE | TRUE | FLUSH |  | 4" SQ. DEEP | 3 "O" PLASTER RING | #FFFF0000 | FA-NFPA 170 HEAT DETECTOR | 1 | FALSE | FALSE | FALSE | 1403 | [13 empty] | FALSE |  |  | 135°, LF
|  |  | North | Gamewell FCI |  | Cards & Components |  |  |  | Card | TRUE | 1100-0505 |  | Network LCD Annunciator (NGA) | 1 | 0.2 | 0.2 |  |  |  |  | TRUE | [5 empty] | #FFFFFFFF |  |  | FALSE | FALSE | FALSE | [14 empty] | FALSE
|  |  | North | Gamewell FCI |  | Cards & Components |  |  |  | Card | TRUE | LCD-SLP MAIN BOARD |  | LCD Touchscreen Annunciator Display, Main Board | 1 | 0.03 | 0.065 |  |  |  |  | TRUE | [5 empty] | #FFFFFFFF |  |  | FALSE | FALSE | FALSE | [14 empty] | FALSE
NFPA 170 HEAT DETECTOR |  |  | North | Gamewell FCI |  | Heat Detector |  |  |  | Module | TRUE | ATD-L3H-IV w/B300-6-IV | + | Thermal heat detector, 190°F high temp, ivory, Velociti/CLIP w/ 6” Flanged mounting base, ivory | 1 | 0.0002 | 0.0045 |  |  |  |  | FALSE | TRUE | FLUSH |  | 4" SQ. DEEP | 3 "O" PLASTER RING | #FFFF0000 | FA-NFPA 170 HEAT DETECTOR | 1 | FALSE | FALSE | FALSE | 1403 | [13 empty] | FALSE |  |  | 190°
NFPA 170 SMOKE DETECTOR |  |  | North | Gamewell FCI |  | Smoke Detector |  |  |  | Module | TRUE | ASD-PL2F w/B200S-LF-WH | F | DETECTOR, SMOKE, ADDRESSABLE PHOTO w/SOUNDER BASE, LOW FREQUENCY | 1 | 0.0005 | 0.035 |  |  |  |  | FALSE | TRUE |  |  |  |  | #FFFF0000 | FA-NFPA 170 SMOKE DETECTOR | 1 | FALSE | FALSE | FALSE | 1408 | [13 empty] | FALSE |  |  | SBLF
NFPA 170 SMOKE DETECTOR |  |  | North | Gamewell FCI |  | Smoke Detector |  |  |  | Module | TRUE | ASD-PL3 w/B300-6 | + | Photoelectric smoke detector, bright white, Velociti w/ 6” Flanged mounting base, bright white | 1 | 0.0002 | 0.0045 |  |  |  |  | FALSE | TRUE | FLUSH |  | 4" SQ. DEEP | 3 "O" PLASTER RING | #FFFF0000 | FA-NFPA 170 SMOKE DETECTOR | 1 | FALSE | FALSE | FALSE | 1408 | [13 empty] | FALSE
|  |  | North | Gamewell FCI |  | Hardware |  |  |  | Hardware | TRUE | E3BB-RAA1 | ++ | Remote Enclosure, Red, w/Inner Door, 1 Slot, (NGA) | 1 | [6 empty] | TRUE |  |  |  | 8 3/4” W x 10” H x 4 1/2” D (22 W x 25 H x 11.4 D cm) |  | #FFFFFFFF |  |  | FALSE | FALSE | FALSE
NFPA 170 ADDRESSABLE OUTPUT MODULE |  |  | North | Gamewell FCI |  | Addressable Control/Relay |  |  |  | Module | TRUE | MMO-6SF |  | Six-Output Signal Module | 6 | 0.00225 | 0.04 |  |  |  |  | TRUE | FALSE |  |  |  |  | #FFFF0000 | FA-NFPA 170 ADDRESSABLE OUTPUT MODULE | 1 | FALSE | FALSE | FALSE | [14 empty] | FALSE |  |  | 6
|  |  | North | Gamewell FCI |  | Cards & Components |  |  |  | Card | TRUE | LCD-E3 | + | LCD Keypad Display | 1 | 0.024 | 0.028 |  |  |  |  | TRUE | [5 empty] | #FFFFFFFF |  |  | FALSE | FALSE | FALSE | [14 empty] | FALSE
|  |  | North | Gamewell FCI |  | Cards & Components |  |  |  | Card | TRUE | FVIV-X70 | 151-00028+ | Line Transformer, converts 25 VRMS speaker circuit(s) to 70 VRMS | 1 | 0.01 | 0.065 |  |  |  |  | TRUE | FALSE |  |  |  |  | #FFFFFFFF |  |  | FALSE | FALSE | FALSE | [14 empty] | FALSE
NFPA 170 ASPIRATING SMOKE DETECTOR |  |  | North | Gamewell FCI |  | Air Sampling Detection |  |  |  | Module | TRUE | 9400X | ++ | FAAST XT Conventional Aspiration Detector | 1 | 0.465 | 0.493 |  |  |  |  | TRUE | TRUE |  |  |  |  | #FFFF0000 | FA-NFPA 170 ASPIRATING SMOKE DETECTOR | 1 | FALSE | FALSE | FALSE | 1408
|  |  | North | Gamewell FCI |  | Hardware |  |  |  | Hardware | TRUE | E3ID-A2 | + | “A2” Size Cabinet, Inner Door | 1 | [6 empty] | TRUE | [5 empty] | #FFFFFFFF |  |  | FALSE | FALSE | FALSE
|  |  | North | Gamewell FCI |  | Cards & Components |  |  |  | Card | TRUE | FVIV-ZS (25V) | 151-00029+ | Zone Splitter, 4 Speaker Circuits | 1 | 0.045 | 0.25 |  |  |  |  | TRUE | FALSE |  |  |  |  | #FFFFFFFF |  |  | FALSE | FALSE | FALSE | [14 empty] | FALSE
NFPA 170 MANUAL PULL |  |  | North | Gamewell FCI |  | Manual Station |  |  |  | Module | TRUE | MS-7 | + | Double action station | 1 | 0 | 0 |  |  |  |  | TRUE | [5 empty] | #FFFF0000 | FA-NFPA 170 MANUAL PULL | 1 | FALSE | FALSE | FALSE | 957
|  |  | North | Gamewell FCI |  | Cards & Components |  |  |  | Card | TRUE | 1100-1325 | + | INI-VGE-FO (Classic Bulk Voice Gateway fiber-optic module) | 1 | 0.15 | 0.15 |  |  |  |  | TRUE | [5 empty] | #FFFFFFFF |  |  | FALSE | FALSE | FALSE | [14 empty] | FALSE
|  |  | North | Gamewell FCI |  | Cards & Components |  |  |  | Card | TRUE | SLC-PM | ++ | SLC LOOP EXPANDER FOR SECOND LOOP | 1 | 0.014 | 0.014 |  |  |  |  | TRUE | [5 empty] | #FFFFFFFF |  |  | FALSE | FALSE | FALSE | [14 empty] | FALSE
|  |  | North | Gamewell FCI |  | Cards & Components |  |  |  | Card | TRUE | GWF402 Main Board | + | Main Board for FLEX 402 | 1 | 0.08 | 0.112 |  |  |  |  | TRUE | [5 empty] | #FFFFFFFF |  |  | FALSE | FALSE | FALSE | [14 empty] | FALSE
NFPA 170 SMOKE DETECTOR |  |  | North | Gamewell FCI |  | Smoke Detector |  |  |  | Module | TRUE | ASD-PL2F w/B210LP |  | DETECTOR, SMOKE, ADDRESSABLE PHOTO w/STANDARD BASE | 1 | 0.0003 | 0.0003 |  |  |  |  | FALSE | TRUE | FLUSH |  | 4" SQ. DEEP | 3 "O" PLASTER RING | #FFFF0000 | FA-NFPA 170 SMOKE DETECTOR | 1 | FALSE | FALSE | FALSE | 1408 |  |  | 7272-0028:0206 | [10 empty] | FALSE
NFPA 170 ADDRESSABLE OUTPUT MODULE |  |  | North | Gamewell FCI |  | Addressable Control/Relay |  |  |  | Module | TRUE | AOM-TELF | + | Telephone monitor module | 1 | 0.002 | 0.0065 |  |  |  |  | FALSE | FALSE | FLUSH |  | 4" SQ. DEEP | N/A | #FFFF0000 | FA-NFPA 170 ADDRESSABLE OUTPUT MODULE | 1 | FALSE | FALSE | FALSE | 1100 |  |  | 7300-0028:0219 | [10 empty] | FALSE |  |  | FP
|  |  | North | Gamewell FCI |  | Hardware |  |  |  | Hardware | TRUE | E3ID3-A | ++ | Inner Door, 3 Slots, (NGA, ASM-16 and MIC) | 1 | [6 empty] | TRUE | [5 empty] | #FFFFFFFF |  |  | FALSE | FALSE | FALSE
|  |  | North | Gamewell FCI |  | Hardware |  |  |  | Hardware | TRUE | E3BB-RD/INCC | ++ | Enclosure, Command Center, Red, “D” Size | 1 | [6 empty] | TRUE |  |  |  | 19 3/8” W x 41” H x 4 1/2” D (49 W x 104 H x 11 D cm) |  | #FFFFFFFF |  |  | FALSE | FALSE | FALSE
NFPA 170 HEAT DETECTOR |  |  | North | Gamewell FCI |  | Heat Detector |  |  |  | Module | TRUE | ATD-L3H w/B200SR-LF-WH | + | Thermal heat detector, 190°F high temp, bright white, Velociti, Velociti w/ Standard low frequency sounder base, bright white | 1 | 0.0002 | 0.0045 |  |  |  |  | FALSE | TRUE | FLUSH |  | 4" SQ. DEEP | 3 "O" PLASTER RING | #FFFF0000 | FA-NFPA 170 HEAT DETECTOR | 1 | FALSE | FALSE | FALSE | 1403 | [13 empty] | FALSE |  |  | 190°, LF
NFPA 170 ADDRESSABLE INPUT MONITOR MODULE |  |  | North | Gamewell FCI |  | Addressable Module |  |  |  | Module | TRUE | AMM-2F |  | Addressable Mini Monitor Module | 1 | 0.0003 | 0.0003 |  |  |  |  | FALSE | FALSE |  |  |  |  | #FFFF0000 | FA-NFPA 170 ADDRESSABLE INPUT MONITOR MODULE | 1 | FALSE | FALSE | FALSE | 1000 | [13 empty] | FALSE
NFPA 170 HEAT DETECTOR |  |  | North | Gamewell FCI |  | Heat Detector |  |  |  | Module | TRUE | ATD-L3R-IV w/B200S-LF-IV | + | Thermal heat detector, 135°F rate of rise, ivory, Velociti/CLIP w/ Intelligent addressable low frequency sounder base, ivory | 1 | 0.0002 | 0.0045 |  |  |  |  | FALSE | TRUE | FLUSH |  | 4" SQ. DEEP | 3 "O" PLASTER RING | #FFFF0000 | FA-NFPA 170 HEAT DETECTOR | 1 | FALSE | FALSE | FALSE | 1403 | [13 empty] | FALSE |  |  | 135°, LF
NFPA 170 HEAT DETECTOR |  |  | North | Gamewell FCI |  | Heat Detector |  |  |  | Module | TRUE | ATD-L3H-IV w/B224RB-IV | + | Thermal heat detector, 190°F high temp, ivory, Velociti/CLIP w/ Relay base, ivory | 1 | 0.0002 | 0.0045 |  |  |  |  | FALSE | TRUE | FLUSH |  | 4" SQ. DEEP | 3 "O" PLASTER RING | #FFFF0000 | FA-NFPA 170 HEAT DETECTOR | 1 | FALSE | FALSE | FALSE | 1403 | [13 empty] | FALSE |  |  | 190°, R
|  |  | North | Gamewell FCI |  | Hardware |  |  |  | Hardware | TRUE | E3-INCC-DPLATE | ++ | Command Center module mounting plate, “D” Size | 1 | [6 empty] | TRUE | [5 empty] | #FFFFFFFF |  |  | FALSE | FALSE | FALSE
NFPA 170 HEAT DETECTOR |  |  | North | Gamewell FCI |  | Heat Detector |  |  |  | Module | TRUE | ATD-L3-IV w/B224RB-IV | + | Thermal heat detector, 135°F fixed, ivory, Velociti/CLIP w/ Relay base, ivory | 1 | 0.0002 | 0.0045 |  |  |  |  | FALSE | TRUE | FLUSH |  | 4" SQ. DEEP | 3 "O" PLASTER RING | #FFFF0000 | FA-NFPA 170 HEAT DETECTOR | 1 | FALSE | FALSE | FALSE | 1403 | [13 empty] | FALSE |  |  | R
NFPA 170 WIRELESS CONTROL UNIT |  |  | North | Gamewell FCI |  | Wireless Control Unit |  |  |  | Module | TRUE | VW-GATE | + | Wireless System Gateway | 3 | 0.024 | 0.04 |  |  |  |  | FALSE | [5 empty] | #FFFF0000 | FA-NFPA 170 WIRELESS CONTROL UNIT | 1 | FALSE | FALSE | FALSE | [14 empty] | FALSE |  |  | W-GATE
NFPA 170 NOTIFICATION CIRCUIT EXTENDER PANEL | RISER NAC |  | North | Gamewell FCI |  | Notification Circuit Extender Panel |  |  |  | Assembly | TRUE | HPFF8 | + | Nac Power Supply | 1 | [6 empty] | FALSE | [5 empty] | #FFFF0000 | FA-NFPA 170 NOTIFICATION CIRCUIT EXTENDER PANEL | 1 | FALSE | FALSE | FALSE | 212 | [8 empty] | 7,12,18,26 |  |  | 8 |  | TRUE
NFPA 170 DUCT SMOKE DETECTOR |  |  | North | Gamewell FCI |  | Duct Smoke Detector |  |  |  | Module | TRUE | DNRW w/ASD-PL3R | + | Intelligent duct detector housing, non-relay, watertight w/ASD-PL3R | 1 | 0.0002 | 0.0045 |  |  |  |  | FALSE | TRUE | FLUSH |  | N/A | N/A | #FFFF0000 | FA-NFPA 170 DUCT SMOKE DETECTOR | 1 | FALSE | FALSE | FALSE | 1400 |  |  | 3242-1653:0209 | [10 empty] | FALSE
|  |  | North | Gamewell FCI |  | Hardware |  |  |  | Hardware | TRUE | E3ID2-TA | ++ | Inner Door, 2 Slots, (INCC-TEL & ASM-16) | 1 | [6 empty] | TRUE | [5 empty] | #FFFFFFFF |  |  | FALSE | FALSE | FALSE
|  |  | North | Gamewell FCI |  | Hardware |  |  |  | Hardware | TRUE | E3-INX-D-PLATE | + | Transponder module mounting plate, “D” Size | 1 | [6 empty] | TRUE | [5 empty] | #FFFFFFFF |  |  | FALSE | FALSE | FALSE
NFPA 170 SMOKE CO DETECTOR |  |  | North | Gamewell FCI |  | Smoke/CO Detector |  |  |  | Module | TRUE | MCS-COP3 w/B300-6-IV | + | Intelligent multi-criteria photo/CO, bright white, Velociti w/ 6” Flanged mounting base, ivory | 1 | 0.0002 | 0.0045 |  |  |  |  | FALSE | TRUE | FLUSH |  | 4" SQ. DEEP | 3 "O" PLASTER RING | #FFFF0000 | FA-NFPA 170 SMOKE CO DETECTOR | 1 | FALSE | FALSE | FALSE | 1407 | [13 empty] | FALSE
|  |  | North | Gamewell FCI |  | Hardware |  |  |  | Hardware | TRUE | FCI-DR-D4BR |  | Blank door, lock & keys, backbox accepting 4 chassis, (Red) | 1 | [6 empty] | FALSE | [5 empty] | #FFFFFFFF |  |  | FALSE | FALSE | FALSE | [14 empty] | FALSE
NFPA 170 FIRE ALARM CONTROL UNIT | RISER FACP |  | North | Gamewell FCI |  | Fire Alarm Control Unit |  |  |  | Assembly | TRUE | E3 Series FACP | + | ES Series Fire Alarm Control Panel w/ E3BB-BB, PM-9, ILI-MB-E3, E3ID2-B, LCD-E3, ASM-16 | 1 | [6 empty] | FALSE | [5 empty] | #FFFF0000 | FA-NFPA 170 FIRE ALARM CONTROL UNIT | 1 | FALSE | FALSE | FALSE | 202 | [8 empty] | 12,18,26,55 |  |  | 9 |  | TRUE
|  |  | North | Gamewell FCI |  | Hardware |  |  |  | Hardware | TRUE | FCI-DR-D4B |  | Blank door, lock & keys, for backbox accepting 4 chassis, (Black) | 1 | [6 empty] | FALSE | [5 empty] | #FFFFFFFF |  |  | FALSE | FALSE | FALSE | [14 empty] | FALSE
|  |  | North | Gamewell FCI |  | Cards & Components |  |  |  | Card | TRUE | 1100-1321 | + | INI-VGC-FO (Command Center Voice Gateway-fiber-optic module) | 1 | 0.15 | 0.15 |  |  |  |  | TRUE | [5 empty] | #FFFFFFFF |  |  | FALSE | FALSE | FALSE | [14 empty] | FALSE
NFPA 170 HEAT DETECTOR |  |  | North | Gamewell FCI |  | Heat Detector |  |  |  | Module | TRUE | ATD-L3H w/B200S-LF-WH | + | Thermal heat detector, 190°F high temp, bright white, Velociti w/ Intelligent addressable low frequency sounder base, bright white | 1 | 0.0002 | 0.0045 |  |  |  |  | FALSE | TRUE | FLUSH |  | 4" SQ. DEEP | 3 "O" PLASTER RING | #FFFF0000 | FA-NFPA 170 HEAT DETECTOR | 1 | FALSE | FALSE | FALSE | 1403 | [13 empty] | FALSE |  |  | 190°, LF
NFPA 170 ADDRESSABLE INPUT MONITOR MODULE |  |  | North | Gamewell FCI |  | Addressable Module |  |  |  | Assembly | TRUE | MMI-10F w/ MBB-2 | ++ | MMI-10F w/ MBB-2 Backbox | 1 | [6 empty] | FALSE | [5 empty] | #FFFF0000 | FA-NFPA 170 ADDRESSABLE INPUT MONITOR MODULE | 1 | FALSE | FALSE | FALSE | 1000 | [13 empty] | FALSE |  |  | 10
|  |  | North | Gamewell FCI |  | Cards & Components |  |  |  | Card | TRUE | ASM-16 | + | Addressable Switch Module | 1 | 0.011 | 0.011 |  |  |  |  | TRUE | [5 empty] | #FFFFFFFF |  |  | FALSE | FALSE | FALSE | [14 empty] | FALSE
|  |  | North | Gamewell FCI |  | Cards & Components |  |  |  | Card | TRUE | PM-9/PM-9G | + | Power Supply Module | 1 | 0.027 | 0.05 | 9 |  |  |  | TRUE | [5 empty] | #FFFFFFFF |  |  | FALSE | FALSE | FALSE | [9 empty] | 12,18,26,55 |  |  | 9 |  | FALSE
|  |  | North | Gamewell FCI |  | Cards & Components |  |  |  | Card | TRUE | FVIV-ZS (70V) | 151-00029+ | Zone Splitter, 4 Speaker Circuits | 1 | 0.045 | 0.25 |  |  |  |  | TRUE | FALSE |  |  |  |  | #FFFFFFFF |  |  | FALSE | FALSE | FALSE | [14 empty] | FALSE
|  |  | North | Gamewell FCI |  | Hardware |  |  |  | Hardware | TRUE | FCI-DR-C4B | ++ | Blank door, lock & keys, for backbox accepting 4 chassis, (Red) | 1 | [6 empty] | FALSE | [5 empty] | #FFFFFFFF |  |  | FALSE | FALSE | FALSE | [14 empty] | FALSE
NFPA 170 HEAT DETECTOR |  |  | North | Gamewell FCI |  | Heat Detector |  |  |  | Module | TRUE | ATD-L2F w/B210LP |  | Intelligent Addressable 135°F (57°C) Thermal Detector w/ Flashscan, Plug-in Detector Base | 1 | 0.0003 | 0.0003 |  |  |  |  | FALSE | TRUE | FLUSH |  | 4" SQ. DEEP | 3 "O" PLASTER RING | #FFFF0000 | FA-NFPA 170 HEAT DETECTOR | 1 | FALSE | FALSE | FALSE | 1403 |  |  | 7270-0028:0196 | [10 empty] | FALSE
NFPA 170 LOCAL OPERATOR CONSOLE | RISER LOC |  | North | Gamewell FCI |  | Local Operator Console |  |  |  | Assembly | TRUE | E3 Series LOC | + | Local Operating Console | 1 | [6 empty] | FALSE | [5 empty] | #FFFF0000 | FA-NFPA 170 LOCAL OPERATOR CONSOLE | 1 | FALSE | FALSE | FALSE | 202 | [8 empty] | 12,18,26,55 |  |  | 9 |  | TRUE
NFPA 170 HEAT DETECTOR |  |  | North | Gamewell FCI |  | Heat Detector |  |  |  | Module | TRUE | ATD-HL2F w/B210LP |  | Intelligent Addressable 190°F (57°C) Thermal Detector w/ Flashscan, Plug-in Detector Base | 1 | 0.0003 | 0.0003 |  |  |  |  | FALSE | TRUE | FLUSH |  | 4" SQ. DEEP | 3 "O" PLASTER RING | #FFFF0000 | FA-NFPA 170 HEAT DETECTOR | 1 | FALSE | FALSE | FALSE | 1403 |  |  | 7270-0028:0196 | [10 empty] | FALSE
|  |  | North | Gamewell FCI |  | Hardware |  |  |  | Hardware | TRUE | E3BB-RBSLIM | ++ | Assy, Enclosure, B-SLIM, Red with Backplate and LCD-E3 Keyswitch plate. | 1 | [6 empty] | TRUE |  |  |  | 14” W x 20” H x 4 1/2: D (35.5 W x 50.8 H x 11 D cm) |  | #FFFFFFFF |  |  | FALSE | FALSE | FALSE
NFPA 170 WIRELESS CONTROL UNIT |  |  | North | Gamewell FCI |  | Wireless Control Unit |  |  |  | Module | TRUE | WAV-RL | + | Wireless AV base, wall, red | 1 | [6 empty] | FALSE | [5 empty] | #FFFF0000 | FA-NFPA 170 WIRELESS CONTROL UNIT | 1 | FALSE | FALSE | FALSE | [14 empty] | FALSE |  |  | WAV-CRL
NFPA 170 SMOKE DETECTOR |  |  | North | Gamewell FCI |  | Smoke Detector |  |  |  | Module | TRUE | ASD-PTL3 w/B300-6 | + | Photoelectric smoke detector with thermal sensing, bright white, Velociti w/ 6” Flanged mounting base, bright white | 1 | 0.0002 | 0.0045 |  |  |  |  | FALSE | TRUE | FLUSH |  | 4" SQ. DEEP | 3 "O" PLASTER RING | #FFFF0000 | FA-NFPA 170 SMOKE DETECTOR | 1 | FALSE | FALSE | FALSE | 1408 | [13 empty] | FALSE |  |  | T
NFPA 170 GAS DETECTOR |  |  | North | Gamewell FCI |  | Gas Detection |  |  |  | Module | TRUE | MCS-CO3 w/B300-6-IV | + | Intelligent addressable carbon monoxide detector, white w/ 6” Flanged mounting base, ivory | 1 | 0.0002 | 0.0045 |  |  |  |  | FALSE | TRUE | FLUSH |  | 4" SQ. DEEP | 3 "O" PLASTER RING | #FFFF0000 | FA-NFPA 170 GAS DETECTOR | 1 | FALSE | FALSE | FALSE | 1402 | [13 empty] | FALSE
NFPA 170 ADDRESSABLE INPUT MONITOR MODULE |  |  | North | Gamewell FCI |  | Addressable Module |  |  |  | Module | TRUE | WAM-MM | + | Wireless Monitor Module | 1 | [6 empty] | FALSE | [5 empty] | #FFFF0000 | FA-NFPA 170 ADDRESSABLE INPUT MONITOR MODULE | 1 | FALSE | FALSE | FALSE | 1000 | [13 empty] | FALSE |  |  | W
|  |  | North | Gamewell FCI |  | Hardware |  |  |  | Hardware | TRUE | E3-TRIMKIT-B | ++ | Trim kit for “B” size enclosure, black | 1 | [6 empty] | TRUE | [5 empty] | #FFFFFFFF |  |  | FALSE | FALSE | FALSE
NFPA 170 SMOKE DETECTOR |  |  | North | Gamewell FCI |  | Smoke Detector |  |  |  | Module | TRUE | ASD-PTL3 w/B224RB-WH | + | Photoelectric smoke detector with thermal sensing, bright white, Velociti w/ Relay base, bright white | 1 | 0.0002 | 0.0045 |  |  |  |  | FALSE | TRUE | FLUSH |  | 4" SQ. DEEP | 3 "O" PLASTER RING | #FFFF0000 | FA-NFPA 170 SMOKE DETECTOR | 1 | FALSE | FALSE | FALSE | 1408 | [13 empty] | FALSE |  |  | T, R
NFPA 170 SMOKE DETECTOR |  |  | North | Gamewell FCI |  | Smoke Detector |  |  |  | Module | TRUE | ASD-PTL3-IV w/B200S-LF-IV | + | Photoelectric smoke detector with thermal sensing, ivory, Velociti/CLIP w/ Intelligent addressable low frequency sounder base, ivory | 1 | 0.0002 | 0.0045 |  |  |  |  | FALSE | TRUE | FLUSH |  | 4" SQ. DEEP | 3 "O" PLASTER RING | #FFFF0000 | FA-NFPA 170 SMOKE DETECTOR | 1 | FALSE | FALSE | FALSE | 1408 | [13 empty] | FALSE |  |  | T, LF
NFPA 170 SMOKE CO DETECTOR |  |  | North | Gamewell FCI |  | Smoke/CO Detector |  |  |  | Module | TRUE | MCS-COP3 w/B200S-WH | + | Intelligent multi-criteria photo/CO, bright white, Velociti w/ Intelligent sounder base, white, UL-listed | 1 | 0.0002 | 0.0045 |  |  |  |  | FALSE | TRUE | FLUSH |  | 4" SQ. DEEP | 3 "O" PLASTER RING | #FFFF0000 | FA-NFPA 170 SMOKE CO DETECTOR | 1 | FALSE | FALSE | FALSE | 1407 | [13 empty] | FALSE |  |  | S
NFPA 170 MANUAL PULL |  |  | North | Generic |  | Manual Station |  |  |  | Module | TRUE | MANUAL PULL |  |  | 1 | [6 empty] | FALSE | FALSE |  |  |  |  | #FFFF0000 | FA-NFPA 170 MANUAL PULL | 1 | FALSE | FALSE | FALSE | 957 | [13 empty] | FALSE
GenericN LINE BREAK SINGLE 2 |  |  | East | Generic |  | Miscellaneous |  |  |  | Module | TRUE | LINE BREAK (SINGLE) |  |  | 1 | [6 empty] | FALSE | FALSE | PROVIDED BY ELECTRICAL CONTRACTOR |  | PROVIDED BY OTHERS |  | #FFFF0000 | FA-GenericN LINE BREAK SINGLE 2 | 1 | FALSE | FALSE | FALSE | [14 empty] | FALSE
Circuit Breaker |  |  | North | Generic |  | Miscellaneous |  |  |  | Module | TRUE | 20 Amp Circuit Breaker |  | 20 Amp Circuit Breaker | 1 | [6 empty] | TRUE | [5 empty] | #FFFF0000 | FA-Circuit Breaker | 1 | FALSE | FALSE | FALSE
NFPA 170 HORN STROBE |  |  | North | Generic |  | Horn/Strobe |  |  |  | Module | TRUE | Existing NAC Load (.03A) |  |  | 1 |  | 0.03 |  |  |  |  | TRUE | [5 empty] | #FF0070C0 | FA-NFPA 170 HORN STROBE | 1 | FALSE | FALSE | FALSE | 2012 | [16 empty] | EXP
NFPA 170 JUNCTION BOX | RISER JUNCTION BOX |  | North | Generic |  | Junction Box |  |  |  | Module | TRUE | JUNCTION BOX |  |  | 1 | [6 empty] | FALSE |  | PROVIDED BY ELECTRICAL CONTRACTOR |  | PROVIDED BY OTHERS |  | #FF00B050 | FA-NFPA 170 JUNCTION BOX | 1 | TRUE | FALSE | FALSE | 6000 | [13 empty] | FALSE
NFPA 170 HORN STROBE |  |  | North | Generic |  | Horn/Strobe |  |  |  | Module | TRUE | Existing NAC Load (.9A) |  |  | 1 |  | 0.9 |  |  |  |  | TRUE | [5 empty] | #FF0070C0 | FA-NFPA 170 HORN STROBE | 1 | FALSE | FALSE | FALSE | 2012 | [16 empty] | EXP
GenericN LINE BREAK SINGLE 1 |  |  | East | Generic |  | Miscellaneous |  |  |  | Module | TRUE | LINE BREAK (SINGLE) |  |  | 1 | [6 empty] | FALSE | FALSE | PROVIDED BY ELECTRICAL CONTRACTOR |  | PROVIDED BY OTHERS |  | #FFFF0000 | FA-GenericN LINE BREAK SINGLE 1 | 1 | FALSE | FALSE | FALSE | [14 empty] | FALSE
NFPA 170 VALVE SUPERVISORY SWITCH |  |  | East | Generic |  | Valve Supervisory Switch |  |  |  | Module | TRUE | VALVE TAMPER SUPERVISORY SWITCH |  |  | 1 | [6 empty] | FALSE | FALSE | PROVIDED BY SPRINKLER CONTRACTOR |  | PROVIDED BY OTHERS |  | #FFFF0000 | FA-NFPA 170 VALVE SUPERVISORY SWITCH | 1 | FALSE | FALSE | FALSE | 916 | [13 empty] | FALSE
NFPA 170 HORN STROBE |  |  | North | Generic |  | Horn/Strobe |  |  |  | Module | TRUE | Existing NAC Load (3A) |  |  | 1 |  | 3 |  |  |  |  | TRUE | [5 empty] | #FF0070C0 | FA-NFPA 170 HORN STROBE | 1 | FALSE | FALSE | FALSE | 2012 | [16 empty] | EXP
GenericN ELECTRIC STRIKE |  |  | North | Generic | Security/Access Control | Electric Strike |  |  |  | Module | TRUE | Electric Strike |  | Universal Electric Strike | 1 | [6 empty] | TRUE | [5 empty] | #FFFF0000 | FA-GenericN ELECTRIC STRIKE | 1 | FALSE | FALSE | FALSE
GenericN INPUT OUTPUT PANEL | GenericN INPUT OUTPUT PANEL |  | North | Generic |  | Input/Output Panel |  |  |  | Assembly | TRUE | I/O Panel Assembly | ++ | Enclosure for access control input/output modules (IO) | 1 | [6 empty] | FALSE | FALSE |  |  | 32" H X 14.5" W X 4" D |  | #FFFF0000 | FA-GenericN INPUT OUTPUT PANEL | 1 | FALSE | FALSE | FALSE | 212 | [8 empty] | 7,12,18,26,33,55,80 |  |  |  |  | TRUE
NFPA 170 PRESSURE SWITCH |  |  | East | Generic |  | Pressure Switch |  |  |  | Module | TRUE | AIR PRESSURE SWITCH HIGH/LOW |  | AIR PRESSURE SWITCH HIGH/LOW | 1 | [6 empty] | FALSE | FALSE | PROVIDED BY SPRINKLER CONTRACTOR |  | PROVIDED BY OTHERS |  | #FFFF0000 | FA-NFPA 170 PRESSURE SWITCH | 1 | FALSE | FALSE | FALSE | 913 | [13 empty] | FALSE |  |  | HILO
NFPA 170 HORN STROBE |  |  | North | Generic |  | Horn/Strobe |  |  |  | Module | TRUE | Existing NAC Load (.8A) |  |  | 1 |  | 0.8 |  |  |  |  | TRUE | [5 empty] | #FF0070C0 | FA-NFPA 170 HORN STROBE | 1 | FALSE | FALSE | FALSE | 2012 | [16 empty] | EXP
GenericN MOTION DETECTOR LONG RANGE |  |  | North | Generic |  | Motion Detector |  |  |  | Module | TRUE | Motion Detector Long Range |  | Universal Motion Detector Long Range | 1 | [6 empty] | TRUE | [5 empty] | #FFFF0000 | FA-GenericN MOTION DETECTOR LONG RANGE | 1 | FALSE | FALSE | FALSE
GenericN DOOR CONTACT |  |  | North | Generic | Security/Access Control | Door Contact |  |  |  | Module | TRUE | Door Contact |  | Universal Door Contact | 1 | [6 empty] | TRUE | [5 empty] | #FFFF0000 | FA-GenericN DOOR CONTACT | 1 | FALSE | FALSE | FALSE
NFPA 170 PRESSURE SWITCH |  |  | East | Generic |  | Pressure Switch |  |  |  | Module | TRUE | AIR PRESSURE SWITCH |  |  | 1 | [6 empty] | FALSE | FALSE | PROVIDED BY SPRINKLER CONTRACTOR |  | PROVIDED BY OTHERS |  | #FFFF0000 | FA-NFPA 170 PRESSURE SWITCH | 1 | FALSE | FALSE | FALSE | 913 | [13 empty] | FALSE
NFPA 170 HORN STROBE |  |  | North | Generic |  | Horn/Strobe |  |  |  | Module | TRUE | Existing NAC Load (.02A) |  |  | 1 |  | 0.02 |  |  |  |  | TRUE | [5 empty] | #FF0070C0 | FA-NFPA 170 HORN STROBE | 1 | FALSE | FALSE | FALSE | 2012 | [16 empty] | EXP
GenericN FIBER PATCH PANEL | RISER FIBER PATCH PANEL |  | North | Generic |  | Networking |  |  |  | Module | TRUE | FIBER PATCH PANEL |  | FIBER PATCH PANEL | 1 | [6 empty] | FALSE |  | PROVIDED BY ELECTRICAL CONTRACTOR |  | PROVIDED BY OTHERS |  | #FFFF0000 | FA-GenericN FIBER PATCH PANEL | 1 | TRUE | FALSE | FALSE | 6000 | [13 empty] | FALSE
NFPA 170 FIRE ALARM TERMINAL CABINET | RISER FATC |  | North | Generic |  | Terminal Cabinet |  |  |  | Assembly | TRUE | FIRE ALARM TERMINAL CABINET |  |  | 1 | [6 empty] | FALSE |  | PROVIDED BY ELECTRICAL CONTRACTOR |  | PROVIDED BY OTHERS |  | #FFFF0000 | FA-NFPA 170 FIRE ALARM TERMINAL CABINET | 1 | TRUE | FALSE | FALSE | 205 | [13 empty] | FALSE
NFPA 170 FLOW DETECTOR |  |  | East | Generic |  | Flow Detector |  |  |  | Module | TRUE | WATERFLOW SWITCH |  |  | 1 | [6 empty] | FALSE | FALSE | PROVIDED BY SPRINKLER CONTRACTOR |  | PROVIDED BY OTHERS |  | #FFFF0000 | FA-NFPA 170 FLOW DETECTOR | 1 | FALSE | FALSE | FALSE | 1700 | [13 empty] | FALSE
NFPA 170 HORN STROBE |  |  | North | Generic |  | Horn/Strobe |  |  |  | Module | TRUE | Existing NAC Load (.1A) |  |  | 1 |  | 0.1 |  |  |  |  | TRUE | [5 empty] | #FF0070C0 | FA-NFPA 170 HORN STROBE | 1 | FALSE | FALSE | FALSE | 2012 | [16 empty] | EXP
NFPA 170 HORN STROBE |  |  | North | Generic |  | Horn/Strobe |  |  |  | Module | TRUE | Existing NAC Load (.7A) |  |  | 1 |  | 0.7 |  |  |  |  | TRUE | [5 empty] | #FF0070C0 | FA-NFPA 170 HORN STROBE | 1 | FALSE | FALSE | FALSE | 2012 | [16 empty] | EXP
170 BASIC SHAPE |  |  | North | Generic |  | Miscellaneous |  |  |  | Module | TRUE | LOC AUX Current |  |  | 1 | 0.1 | 0.1 |  |  |  |  | TRUE | [5 empty] | #FFFF0000 | FA-170 BASIC SHAPE | 1 | FALSE | FALSE | FALSE | 2012 | [16 empty] | EXP
NFPA 170 KITCHEN HOOD |  |  | North | Generic |  | Miscellaneous |  |  |  | Module | TRUE | HOOD SYSTEM MONITOR |  |  | 1 | [6 empty] | FALSE | FALSE |  |  |  |  | #FFFF0000 | FA-NFPA 170 KITCHEN HOOD | 1 | FALSE | FALSE | FALSE | [14 empty] | FALSE |  |  | HOOD
TELEPHONE_DATA OUTLET |  |  | North | Generic | Structured Cabling | Data Telecom |  |  |  | Module | TRUE | Telephone Data Outlet |  | Telephone Data Outlet | 1 | [6 empty] | TRUE | [5 empty] | #FFFF0000 | FA-TELEPHONE_DATA OUTLET | 1 | FALSE | FALSE | FALSE
NFPA 170 END OF LINE DEVICE | NFPA 170 END OF LINE DEVICE |  | North | Generic |  | End-of-Line Device |  |  |  | Module | TRUE | END OF LINE DEVICE |  |  | 1 | [6 empty] | FALSE |  | PROVIDED BY ELECTRICAL CONTRACTOR |  | PROVIDED BY OTHERS |  | #FFFF0000 | FA-NFPA 170 END OF LINE DEVICE | 1 | TRUE | FALSE | FALSE | 6000 | [13 empty] | FALSE
NFPA 170 SOLENOID VALVE |  |  | North | Generic |  | Solenoid |  |  |  | Module | TRUE | Solenoid | ++ | Generic Solenoid Valve | 1 | 0 | 0.338 |  |  |  |  | FALSE | [5 empty] | #FFFF0000 | FA-NFPA 170 SOLENOID VALVE | 1 | FALSE | FALSE | FALSE | 1701 | [13 empty] | FALSE
GenericN INTRUSION CONTACT |  |  | North | Generic |  | Intrusion Contact |  |  |  | Module | TRUE | Intrusion Contact |  | Universal Intrusion Contact | 1 | [6 empty] | TRUE | [5 empty] | #FFFF0000 | FA-GenericN INTRUSION CONTACT | 1 | FALSE | FALSE | FALSE
NFPA 170 DAMPERS SMOKE |  |  | North | Generic |  | Damper |  |  |  | Module | TRUE | SMOKE DAMPER |  |  | 1 | [6 empty] | FALSE | TRUE |  |  |  |  | #FFFF0000 | FA-NFPA 170 DAMPERS SMOKE | 1 | FALSE | FALSE | FALSE | 1904 | [13 empty] | FALSE
NFPA 170 GRAPHIC ANNUNCIATOR PANEL | RISER ANNUNCIATOR |  | North | Generic |  | Graphic Annunciator |  |  |  | Assembly | TRUE | GRAPHIC ANNUNCIATOR |  |  | 1 | [12 empty] | #FFFF0000 | FA-NFPA 170 GRAPHIC ANNUNCIATOR PANEL | 1 | FALSE | FALSE | FALSE | 256
NFPA 170 HORN STROBE |  |  | North | Generic |  | Horn/Strobe |  |  |  | Module | TRUE | Existing NAC Load (.3A) |  |  | 1 |  | 0.3 |  |  |  |  | TRUE | [5 empty] | #FF0070C0 | FA-NFPA 170 HORN STROBE | 1 | FALSE | FALSE | FALSE | 2012 | [16 empty] | EXP
NFPA 170 DOCUMENT BOX |  |  | North | Generic |  | Miscellaneous |  |  |  | Assembly | TRUE | DOC BOX | Accessories | Fire Alarm Document Box | 1 | 0 | 0 |  |  |  |  | TRUE |  | Surface Mounted |  |  |  | #FFFF0000 | FA-NFPA 170 DOCUMENT BOX | 1 | FALSE | FALSE | FALSE
NFPA 170 HORN STROBE |  |  | North | Generic |  | Horn/Strobe |  |  |  | Module | TRUE | Existing NAC Load (.6A) |  |  | 1 |  | 0.6 |  |  |  |  | TRUE | [5 empty] | #FF0070C0 | FA-NFPA 170 HORN STROBE | 1 | FALSE | FALSE | FALSE | 2012 | [16 empty] | EXP
GenericN MOTION DETECTOR WIDE ANGLE |  |  | North | Generic |  | Motion Detector |  |  |  | Module | TRUE | Motion Detector Wide Angle |  | Universal Motion Detector Wide Angle | 1 | [6 empty] | TRUE | [5 empty] | #FFFF0000 | FA-GenericN MOTION DETECTOR WIDE ANGLE | 1 | FALSE | FALSE | FALSE
AT GATE VALVE |  |  | North | Generic |  | Valve Supervisory Switch |  |  |  | Module | TRUE | VALVE TAMPER SUPERVISORY SWITCH PIV |  |  | 1 | [6 empty] | FALSE | FALSE |  |  |  |  | #FFFF0000 | FA-AT GATE VALVE | 1 | FALSE | FALSE | FALSE | [14 empty] | FALSE |  |  | PIV
Circuit Breaker |  |  | North | Generic |  | Miscellaneous |  |  |  | Assembly | TRUE | GENERIC FIRE ALARM DISCONNECT |  |  | 1 | [6 empty] | FALSE | [5 empty] | #FFFF0000 | FA-Circuit Breaker | 1 | FALSE | FALSE | FALSE | [14 empty] | FALSE
FA-WIREPATH_JUMPER |  |  | North | Generic |  | Miscellaneous |  |  |  | Module | TRUE | WIREPATH JUMPER |  |  | 1 | [6 empty] | FALSE | [5 empty] | #FFFF0000 | FA-FA-WIREPATH_JUMPER | 1 | TRUE | FALSE | FALSE | [14 empty] | FALSE
DATA OUTLET |  |  | North | Generic | Structured Cabling | Data Telecom |  |  |  | Module | TRUE | Data Outlet |  | Data Outlet | 1 | [6 empty] | TRUE | [5 empty] | #FFFF0000 | FA-DATA OUTLET | 1 | FALSE | FALSE | FALSE
NFPA 170 FIRE PUMP CONTROLLER |  |  | North | Generic |  | Pump Controller |  |  |  | Module | TRUE | FIRE PUMP CONTROLLER |  | FIRE PUMP CONTROLLER | 1 | [12 empty] | #FFFF0000 | FA-NFPA 170 FIRE PUMP CONTROLLER | 1 | FALSE | FALSE | FALSE | 1800
NFPA 170 FIRE SUPPRESSION CONTROL UNIT |  |  | East | Generic |  | Fire Suppression Control Panel |  |  |  | Module | TRUE | Fire Suppression Control Unit (FSCU) | ++ | Control Unit w/Alarm, Trouble and Supervisory Contacts | 1 | [6 empty] | FALSE | FALSE | PROVIDED BY SPRINKLER CONTRACTOR |  | PROVIDED BY OTHERS |  | #FFFF0000 | FA-NFPA 170 FIRE SUPPRESSION CONTROL UNIT | 1 | FALSE | FALSE | FALSE | [14 empty] | FALSE
NFPA 170 FAN RELAY |  |  | North | Generic |  | HVAC Relay |  |  |  | Module | TRUE | FAN RELAY |  | FAN RELAY | 1 | 0.02 | 0 |  |  |  |  | FALSE | [5 empty] | #FFFF0000 | FA-NFPA 170 FAN RELAY | 1 | FALSE | FALSE | FALSE | 1300 | [13 empty] | FALSE
ZEHNER DIODE |  |  | North | Generic |  | Miscellaneous |  |  |  | Module | TRUE | ZEHNER DIODE |  | NAC Circuit Diode | 1 | [6 empty] | FALSE |  | PROVIDED BY ELECTRICAL CONTRACTOR |  | PROVIDED BY OTHERS |  | #FFFF0000 | FA-ZEHNER DIODE | 1 | TRUE | FALSE | FALSE | 6000 | [13 empty] | FALSE
FA-FIRE-BACKFLOW |  |  | East | Generic |  | Sprinkler Component |  |  |  | Module | TRUE | BACKFLOW VALVE |  |  | 1 | [6 empty] | FALSE | FALSE | PROVIDED BY SPRINKLER CONTRACTOR |  | PROVIDED BY OTHERS |  | #FFFF0000 | FA-FA-FIRE-BACKFLOW | 1 | FALSE | FALSE | FALSE | [14 empty] | FALSE
GenericN GLASS BREAK |  |  | North | Generic |  | Glass Break Detector |  |  |  | Module | TRUE | Glass Break |  | Universal Glass Break Detector | 1 | [6 empty] | TRUE | [5 empty] | #FFFF0000 | FA-GenericN GLASS BREAK | 1 | FALSE | FALSE | FALSE
|  |  | North | Generic |  | Cards & Components |  |  |  | Card | TRUE | FACP MAIN BOARD |  |  | 1 | [6 empty] | TRUE | [5 empty] | #FFFFFFFF |  |  | FALSE | FALSE | FALSE | [14 empty] | FALSE
NFPA 170 HORN STROBE |  |  | North | Generic |  | Horn/Strobe |  |  |  | Module | TRUE | Existing NAC Load (.01A) |  |  | 1 |  | 0.01 |  |  |  |  | TRUE | [5 empty] | #FF0070C0 | FA-NFPA 170 HORN STROBE | 1 | FALSE | FALSE | FALSE | 2012 | [16 empty] | EXP
GenericN JB CEILING | GenericN JB CEILING |  | North | Generic |  | Junction Box |  |  |  | Module | TRUE | JUNCTION BOX CEILING |  |  | 1 | [6 empty] | FALSE |  | PROVIDED BY ELECTRICAL CONTRACTOR |  | PROVIDED BY OTHERS |  | #FFFF0000 | FA-GenericN JB CEILING | 1 | TRUE | FALSE | FALSE | 6000 | [13 empty] | FALSE
NFPA 170 SMOKE CONTROL PANEL |  |  | North | Generic |  | Smoke Control Panel |  |  |  | Module | TRUE | SMOKE CONTROL PANEL |  | SCP PANEL | 1 | [6 empty] | TRUE | [5 empty] | #FFFF0000 | FA-NFPA 170 SMOKE CONTROL PANEL | 1 | FALSE | FALSE | FALSE
NFPA 170 KNOX BOX |  |  | East | Generic |  | Miscellaneous |  |  |  | Module | TRUE | KNOX BOX |  |  | 1 | [6 empty] | FALSE | FALSE |  |  |  |  | #FFFF0000 | FA-NFPA 170 KNOX BOX | 1 | FALSE | FALSE | FALSE | 6010 | [13 empty] | FALSE
NFPA 170 SMOKE DETECTOR |  |  | North | Generic |  | Smoke Detector |  |  |  | Module | TRUE | 120VAC SMOKE DETECTOR |  | 120VAC Smoke Detector, Tandem , Form A/C Contacts, Continuous Sounder | 1 | [6 empty] | TRUE | TRUE |  |  |  |  | #FFFF0000 | FA-NFPA 170 SMOKE DETECTOR | 1 | FALSE | FALSE | FALSE | 1408 | [16 empty] | 120v
NFPA 170 HORN STROBE |  |  | North | Generic |  | Horn/Strobe |  |  |  | Module | TRUE | Existing NAC Load (2A) |  |  | 1 |  | 2 |  |  |  |  | TRUE | [5 empty] | #FF0070C0 | FA-NFPA 170 HORN STROBE | 1 | FALSE | FALSE | FALSE | 2012 | [16 empty] | EXP
170 BASIC SHAPE |  |  | East | Generic |  | Miscellaneous |  |  |  | Module | TRUE | GENERIC CONTACT CLOSURE DEVICE |  | Use wher monitoring a contact closure | 1 | [6 empty] | FALSE | FALSE | PROVIDED BY SPRINKLER CONTRACTOR |  | PROVIDED BY OTHERS |  | #FFFF0000 | FA-170 BASIC SHAPE | 1 | FALSE | FALSE | FALSE | 916 | [13 empty] | FALSE
GenericN LINE BREAK DOUBLE 2 |  |  | East | Generic |  | Miscellaneous |  |  |  | Module | TRUE | LINE BREAK (DOUBLE) |  |  | 1 | [6 empty] | FALSE | FALSE | PROVIDED BY ELECTRICAL CONTRACTOR |  | PROVIDED BY OTHERS |  | #FFFF0000 | FA-GenericN LINE BREAK DOUBLE 2 | 1 | TRUE | TRUE | FALSE | [14 empty] | FALSE
NFPA 170 HORN STROBE |  |  | North | Generic |  | Horn/Strobe |  |  |  | Module | TRUE | Existing NAC Load (.05A) |  |  | 1 |  | 0.05 |  |  |  |  | TRUE | [5 empty] | #FF0070C0 | FA-NFPA 170 HORN STROBE | 1 | FALSE | FALSE | FALSE | 2012 | [16 empty] | EXP
NFPA 170 HORN STROBE |  |  | North | Generic |  | Horn/Strobe |  |  |  | Module | TRUE | Existing NAC Load (.5A) |  |  | 1 |  | 0.5 |  |  |  |  | TRUE | [5 empty] | #FF0070C0 | FA-NFPA 170 HORN STROBE | 1 | FALSE | FALSE | FALSE | 2012 | [16 empty] | EXP
170 BASIC SHAPE |  |  | East | Generic |  | Miscellaneous |  |  |  | Module | TRUE | HEAT TRACE MONITOR |  | HEAT TRACE MONITOR (BY OTHERS) | 1 | [6 empty] | FALSE | FALSE | PROVIDED BY SPRINKLER CONTRACTOR |  | PROVIDED BY OTHERS |  | #FFFF0000 | FA-170 BASIC SHAPE | 1 | FALSE | FALSE | FALSE | 916 | [13 empty] | FALSE
NFPA 170 HORN STROBE |  |  | North | Generic |  | Horn/Strobe |  |  |  | Module | TRUE | Existing NAC Load (.2A) |  |  | 1 |  | 0.2 |  |  |  |  | TRUE | [5 empty] | #FF0070C0 | FA-NFPA 170 HORN STROBE | 1 | FALSE | FALSE | FALSE | 2012 | [16 empty] | EXP
NFPA 170 GAS DETECTOR |  |  | North | Generic |  | Gas Detection |  |  |  | Module | TRUE | SMOKE/CO DETECTOR |  |  | 1 | [6 empty] | FALSE | FALSE |  |  |  |  | #FFFF0000 | FA-NFPA 170 GAS DETECTOR | 1 | FALSE | FALSE | FALSE | 1402 | [13 empty] | FALSE
GenericN RISER |  |  | East | Generic |  | Miscellaneous |  |  |  | Module | TRUE | WIREPATH RISER |  |  | 1 | [6 empty] | FALSE | FALSE | PROVIDED BY ELECTRICAL CONTRACTOR |  | PROVIDED BY OTHERS |  | #FF00B050 | FA-GenericN RISER | 1 | FALSE | FALSE | FALSE | [14 empty] | FALSE
NFPA 170 END OF LINE RESISTOR | NFPA 170 END OF LINE RESISTOR |  | North | Generic |  | End-of-Line Device |  |  |  | Module | TRUE | END OF LINE RESISTOR |  |  | 1 | [6 empty] | FALSE |  | PROVIDED BY ELECTRICAL CONTRACTOR |  | PROVIDED BY OTHERS |  | #FFFF0000 | FA-NFPA 170 END OF LINE RESISTOR | 1 | TRUE | FALSE | FALSE | 6000 | [13 empty] | FALSE
GenericN LINE BREAK DOUBLE 1 |  |  | East | Generic |  | Miscellaneous |  |  |  | Module | TRUE | LINE BREAK (DOUBLE) |  |  | 1 | [6 empty] | FALSE | FALSE | PROVIDED BY ELECTRICAL CONTRACTOR |  | PROVIDED BY OTHERS |  | #FFFF0000 | FA-GenericN LINE BREAK DOUBLE 1 | 1 | TRUE | TRUE | FALSE | [14 empty] | FALSE
NFPA 170 HORN STROBE |  |  | North | Generic |  | Horn/Strobe |  |  |  | Module | TRUE | Existing NAC Load (.09A) |  |  | 1 |  | 0.09 |  |  |  |  | TRUE | [5 empty] | #FF0070C0 | FA-NFPA 170 HORN STROBE | 1 | FALSE | FALSE | FALSE | 2012 | [16 empty] | EXP
NFPA 170 FIRE ALARM CONTROL UNIT | RISER FACU |  | North | Generic |  | Fire Alarm Control Unit |  |  |  | Assembly | TRUE | FIRE ALARM CONTROL UNIT |  |  | 1 | [6 empty] | TRUE | [5 empty] | #FFFF0000 | FA-NFPA 170 FIRE ALARM CONTROL UNIT | 1 | FALSE | FALSE | FALSE
NFPA 170 DAMPERS FIRE SMOKE |  |  | East | Generic |  | Damper |  |  |  | Module | TRUE | FIRE SMOKE DAMPER |  |  | 1 | [6 empty] | FALSE | TRUE | PROVIDED BY MECHANICAL CONTRACTOR |  | PROVIDED BY OTHERS |  | #FFFF0000 | FA-NFPA 170 DAMPERS FIRE SMOKE | 1 | FALSE | FALSE | FALSE | 1902 | [13 empty] | FALSE
TELEPHONE OUTLET |  |  | North | Generic | Structured Cabling | Data Telecom |  |  |  | Module | TRUE | Telephone Outlet |  | Telephone Outlet | 1 | [6 empty] | TRUE | [5 empty] | #FFFF0000 | FA-TELEPHONE OUTLET | 1 | FALSE | FALSE | FALSE
CLASS A RETURN | RISER CLASS A RETURN |  | North | Generic |  | Miscellaneous |  |  |  | Module | TRUE | CLASS A RETURN |  |  | 1 | [12 empty] | #FF00B050 | FA-CLASS A RETURN | 1 | FALSE | FALSE | FALSE
NFPA 170 HORN STROBE |  |  | North | Generic |  | Horn/Strobe |  |  |  | Module | TRUE | Existing NAC Load (.06A) |  |  | 1 |  | 0.06 |  |  |  |  | TRUE | [5 empty] | #FF0070C0 | FA-NFPA 170 HORN STROBE | 1 | FALSE | FALSE | FALSE | 2012 | [16 empty] | EXP
GenericN CARD ACCESS CONTROL PANEL | GenericN CARD ACCESS CONTROL PANEL |  | North | Generic | Security/Access Control | Card Access Control Panel |  |  |  | Assembly | TRUE | Card Access Control Panel | ++ | Enclosure for access control equipment (CACP) | 1 | [6 empty] | FALSE | FALSE |  |  | 32" H X 14.5" W X 4" D |  | #FFFF0000 | FA-GenericN CARD ACCESS CONTROL PANEL | 1 | FALSE | FALSE | FALSE | 212 | [8 empty] | 7,12,18,26,33,55,80 |  |  |  |  | TRUE
CAMERA GENERIC2 |  |  | North | Generic |  | CCTV Component |  |  |  | Module | TRUE | Camera IP |  | Camera IP connects with ethernet cable | 1 | [6 empty] | TRUE | [5 empty] | #FFFF0000 | FA-CAMERA GENERIC2 | 1 | FALSE | FALSE | FALSE
NFPA 170 VALVE SUPERVISORY SWITCH |  |  | East | Generic |  | Valve Supervisory Switch |  |  |  | Module | TRUE | VALVE TAMPER SUPERVISORY SWITCH PIV |  |  | 1 | [6 empty] | FALSE | FALSE | PROVIDED BY SPRINKLER CONTRACTOR |  | PROVIDED BY OTHERS |  | #FFFF0000 | FA-NFPA 170 VALVE SUPERVISORY SWITCH | 1 | FALSE | FALSE | FALSE | 916 | [13 empty] | FALSE |  |  | PIV
NFPA 170 CONTACT DEVICE |  |  | East | Generic |  | Contact Device |  |  |  | Module | TRUE | CONTACT DEVICE | + |  | 1 | [6 empty] | FALSE | FALSE | PROVIDED BY SPRINKLER CONTRACTOR |  | PROVIDED BY OTHERS |  | #FFFF0000 | FA-NFPA 170 CONTACT DEVICE | 1 | FALSE | FALSE | FALSE | [14 empty] | FALSE
NFPA 170 HORN STROBE |  |  | North | Generic |  | Horn/Strobe |  |  |  | Module | TRUE | Existing NAC Load (.07A) |  |  | 1 |  | 0.07 |  |  |  |  | TRUE | [5 empty] | #FF0070C0 | FA-NFPA 170 HORN STROBE | 1 | FALSE | FALSE | FALSE | 2012 | [16 empty] | EXP
NFPA 170 HORN STROBE |  |  | North | Generic |  | Horn/Strobe |  |  |  | Module | TRUE | Existing NAC Load (.08A) |  |  | 1 |  | 0.08 |  |  |  |  | TRUE | [5 empty] | #FF0070C0 | FA-NFPA 170 HORN STROBE | 1 | FALSE | FALSE | FALSE | 2012 | [16 empty] | EXP
NFPA 170 DOOR HOLDER |  |  | East | Generic |  | Door Holder |  |  |  | Module | TRUE | 110VAC DOOR HOLDER |  | Generic Door Holder | 1 | [6 empty] | FALSE | FALSE | PROVIDED BY OTHERS |  | PROVIDED BY OTHERS |  | #FFFF0000 | FA-NFPA 170 DOOR HOLDER | 1 | FALSE | FALSE | FALSE | 2500 | [13 empty] | FALSE
NFPA 170 INTERSECT |  |  | North | Generic |  | Miscellaneous |  |  |  | Module | TRUE | WIREPATH INTERSECTION |  |  | 1 | [6 empty] | FALSE |  | PROVIDED BY ELECTRICAL CONTRACTOR |  | PROVIDED BY OTHERS |  | #FFFF0000 | FA-NFPA 170 INTERSECT | 1 | TRUE | FALSE | FALSE | 6000 | [13 empty] | FALSE
AT GATE VALVE |  |  | North | Generic |  | Valve Supervisory Switch |  |  |  | Module | TRUE | VALVE TAMPER SUPERVISORY SWITCH |  |  | 1 | [6 empty] | FALSE | FALSE |  |  |  |  | #FFFF0000 | FA-AT GATE VALVE | 1 | FALSE | FALSE | FALSE | [14 empty] | FALSE
GenericN DATA_POE SWITCH |  |  | North | Generic |  | Data Telecom |  |  |  | Module | TRUE | DATA/POE SWITCH |  | ETHERNET DATA/POE SWITCH RACK MOUNT 16 PORT | 1 | [6 empty] | TRUE | [5 empty] | #FFFF0000 | FA-GenericN DATA_POE SWITCH | 1 | FALSE | FALSE | FALSE
NFPA 170 HORN STROBE |  |  | North | Generic |  | Horn/Strobe |  |  |  | Module | TRUE | Existing NAC Load (.04A) |  |  | 1 |  | 0.04 |  |  |  |  | TRUE | [5 empty] | #FF0070C0 | FA-NFPA 170 HORN STROBE | 1 | FALSE | FALSE | FALSE | 2012 | [16 empty] | EXP
Circuit Breaker |  |  | North | Generic |  | Miscellaneous |  |  |  | Module | TRUE | 10 Amp Circuit Breaker |  | 10 Amp Circuit Breaker | 1 | [6 empty] | TRUE | [5 empty] | #FFFF0000 | FA-Circuit Breaker | 1 | FALSE | FALSE | FALSE
NFPA 170 HORN STROBE |  |  | North | Generic |  | Horn/Strobe |  |  |  | Module | TRUE | Existing NAC Load (1A) |  |  | 1 |  | 1 |  |  |  |  | TRUE | [5 empty] | #FF0070C0 | FA-NFPA 170 HORN STROBE | 1 | FALSE | FALSE | FALSE | 2012 | [16 empty] | EXP
NFPA 170 SURGE SUPPRESSOR |  |  | North | Generic |  | Surge Supressor |  |  |  | Module | TRUE | SURGE PROTECTOR |  |  | 1 | [6 empty] | FALSE | [5 empty] | #FFFF0000 | FA-NFPA 170 SURGE SUPPRESSOR | 1 | FALSE | FALSE | FALSE | 6001 | [13 empty] | FALSE |  |  | 24v
NFPA 170 DGP |  |  | North | Generic |  | Control Panel |  |  |  | Assembly | TRUE | GENERIC DGP ASSEMBLY |  |  | 1 | [6 empty] | FALSE | [5 empty] | #FFFF0000 | FA-NFPA 170 DGP | 1 | FALSE | FALSE | FALSE | [14 empty] | FALSE
GenericN WIREGUARD |  |  | North | Generic |  | Accessories |  |  |  | Module | TRUE | WIRE GUARD |  | WIRE GUARD | 1 | [12 empty] | #FFFF0000 | FA-GenericN WIREGUARD | 1 | FALSE | FALSE | FALSE | 902
NFPA 170 HORN STROBE |  |  | North | Generic |  | Horn/Strobe |  |  |  | Module | TRUE | Existing NAC Load (.4A) |  |  | 1 |  | 0.4 |  |  |  |  | TRUE | [5 empty] | #FF0070C0 | FA-NFPA 170 HORN STROBE | 1 | FALSE | FALSE | FALSE | 2012 | [16 empty] | EXP
AT WATER FLOW SWITCH |  |  | North | Generic |  | Waterflow Switch |  |  |  | Module | TRUE | WATERFLOW SWITCH |  |  | 1 | [6 empty] | FALSE | FALSE |  |  |  |  | #FFFF0000 | FA-AT WATER FLOW SWITCH | 1 | FALSE | FALSE | FALSE | 921 | [13 empty] | FALSE
GenericN MOTION DETECTOR CEILING |  |  | North | Generic |  | Motion Detector |  |  |  | Module | TRUE | Motion Detector Ceiling |  | Universal Motion Detector Ceiling | 1 | [6 empty] | TRUE | [5 empty] | #FFFF0000 | FA-GenericN MOTION DETECTOR CEILING | 1 | FALSE | FALSE | FALSE
GenericN MOTION DETECTOR WALL |  |  | North | Generic |  | Motion Detector |  |  |  | Module | TRUE | Motion Detector Wall |  | Universal Motion Detector Wall | 1 | [6 empty] | TRUE | [5 empty] | #FFFF0000 | FA-GenericN MOTION DETECTOR WALL | 1 | FALSE | FALSE | FALSE
Circuit Breaker |  |  | North | Generic |  | Miscellaneous |  |  |  | Module | TRUE | 15 Amp Circuit Breaker |  | 15 Amp Circuit Breaker | 1 | [6 empty] | TRUE | [5 empty] | #FFFF0000 | FA-Circuit Breaker | 1 | FALSE | FALSE | FALSE
NFPA 170 DUCT SMOKE DETECTOR |  |  | East | Generic |  | Duct Smoke Detector |  |  |  | Module | TRUE | DUCT DETECTOR |  |  | 1 | [6 empty] | FALSE | TRUE | Mounted by Mechanical Contractor |  |  |  | #FFFF0000 | FA-NFPA 170 DUCT SMOKE DETECTOR | 1 | FALSE | FALSE | FALSE | 1400 | [16 empty] | FBO
NFPA 170 STROBE CEILING |  |  | North | Gentex |  | Strobe |  |  |  | Module | TRUE | GCS24PCR |  | GCS Series 24 Volt Ceiling Mount Selectable Strobe, Red, Plain | 1 | 0 | 0.12 |  |  |  |  | FALSE | TRUE |  |  |  |  | #FF0070C0 | FA-NFPA 170 STROBE CEILING | 1 | FALSE | FALSE | FALSE | 2022 | [13 empty] | FALSE |  |  | C
NFPA 170 HORN |  |  | North | Gentex |  | Horn |  |  |  | Module | TRUE | GEH24-W |  | Low Profile Evacuation Horn, White | 1 | 0 | 0.056 |  |  |  |  | FALSE | [5 empty] | #FF0070C0 | FA-NFPA 170 HORN | 1 | FALSE | FALSE | FALSE | 2010 | [13 empty] | FALSE
NFPA 170 STROBE WALL |  |  | North | Gentex |  | Strobe |  |  |  | Module | TRUE | WGES24-75PWR |  | 24 Volt Low Profile Evacuation Outdoor Strobe, Weather Proof, Wall, Red, Plain | 1 | 0 | 0.17 |  |  |  |  | FALSE | [5 empty] | #FF0070C0 | FA-NFPA 170 STROBE WALL | 1 | FALSE | FALSE | FALSE | 2023 | [13 empty] | FALSE
NFPA 170 STROBE WALL |  |  | North | Gentex |  | Strobe |  |  |  | Module | TRUE | GESR24PWR | + | GES3 Colored Lens Strobe, Selectable Candela Low Profile, Wall, Red, Plain, Red Lens | 1 | 0 | 0.31 |  |  |  |  | FALSE | FALSE |  |  |  |  | #FF0070C0 | FA-NFPA 170 STROBE WALL | 1 | FALSE | FALSE | FALSE | 2023 | [13 empty] | FALSE
NFPA 170 HORN STROBE |  |  | North | Gentex |  | Horn/Strobe |  |  |  | Module | TRUE | GECG24PWW | + | GEC3 Colored Lens Horn/Strobe, Selectable Candela Low Profile, Wall, White, Plain, Green Lens | 1 | 0 | 0.31 |  |  |  |  | FALSE | FALSE |  |  |  |  | #FF0070C0 | FA-NFPA 170 HORN STROBE | 1 | FALSE | FALSE | FALSE | 2023 | [13 empty] | FALSE
NFPA 170 SMOKE DETECTOR |  |  | North | Gentex |  | Smoke Detector |  |  |  | Module | TRUE | 9123F |  | 917-0015-002 120VAC Smoke Detector, 9VDC Battery Backup, Tandem 6 Units, Form A/C Contacts, Temporal-3 Sounder | 1 | [6 empty] | TRUE | TRUE |  |  |  |  | #FFFF0000 | FA-NFPA 170 SMOKE DETECTOR | 1 | FALSE | FALSE | FALSE | 1408 | [16 empty] | 120v
NFPA 170 SMOKE DETECTOR |  |  | North | Gentex |  | Smoke Detector |  |  |  | Module | FALSE | 917-0071-002 | SR | 120V Smoke Sensor w/Relay | 1 | [6 empty] | FALSE | TRUE |  |  |  |  | #FFFF0000 | FA-NFPA 170 SMOKE DETECTOR | 1 | FALSE | FALSE | FALSE | 1408 | [13 empty] | FALSE |  |  | 120V
NFPA 170 STROBE WALL |  |  | North | Gentex |  | Strobe |  |  |  | Module | TRUE | GESA24PWR | + | GES3 Colored Lens Strobe, Selectable Candela Low Profile, Wall, Red, Plain, Amber Lens | 1 | 0 | 0.113 |  |  |  |  | FALSE | FALSE |  |  |  |  | #FF0070C0 | FA-NFPA 170 STROBE WALL | 1 | FALSE | FALSE | FALSE | 2023 | [13 empty] | FALSE
NFPA 170 STROBE WALL |  |  | North | Gentex |  | Strobe |  |  |  | Module | TRUE | GESG24PWW | + | GES3 Colored Lens Strobe, Selectable Candela Low Profile, Wall, White, Plain, Green Lens | 1 | 0 | 0.31 |  |  |  |  | FALSE | FALSE |  |  |  |  | #FF0070C0 | FA-NFPA 170 STROBE WALL | 1 | FALSE | FALSE | FALSE | 2023 | [13 empty] | FALSE
NFPA 170 STROBE WALL |  |  | North | Gentex |  | Strobe |  |  |  | Module | TRUE | GXS-120-WR |  | Strobe, 120 VAC, UL1971/ADA | 1 | [6 empty] | FALSE | FALSE |  |  |  |  | #FF0070C0 | FA-NFPA 170 STROBE WALL | 1 | FALSE | FALSE | FALSE | 2023 | [13 empty] | FALSE
NFPA 170 SPEAKER STROBE CEILING |  |  | North | Gentex |  | Speaker/Strobe |  |  |  | Module | TRUE | SSPK24CLPW |  | Speaker/Strobe, 24 VDC, Ceiling Mount, White, Fire | 1 | 0 | 0.12 |  |  |  |  | FALSE | TRUE |  |  |  |  | #FF0070C0 | FA-NFPA 170 SPEAKER STROBE CEILING | 1 | FALSE | FALSE | FALSE | 2020 | [13 empty] | FALSE |  |  | C
NFPA 170 SYNC MODULE |  |  | North | Gentex |  | Sync Module |  |  |  | Module | TRUE | AVSM-W |  | Synchronization Module | 1 | 0 | 0.047 |  |  |  |  | FALSE | FALSE |  |  |  |  | #FFFF0000 | FA-NFPA 170 SYNC MODULE | 1 | FALSE | FALSE | FALSE | 1300 | [13 empty] | FALSE |  |  | SYNC
NFPA 170 SMOKE DETECTOR |  |  | North | Gentex |  | Smoke Detector |  |  |  | Module | TRUE | 9120H |  | 917-0003-002 120VAC Smoke Detector, 9VDC Battery Backup, Tandem 12 Units, Isolated 135 Degree Thermal, Continuous Sounder | 1 | [6 empty] | TRUE | TRUE |  |  |  |  | #FFFF0000 | FA-NFPA 170 SMOKE DETECTOR | 1 | FALSE | FALSE | FALSE | 1408 | [16 empty] | 120v
NFPA 170 HORN STROBE |  |  | North | Gentex |  | Horn/Strobe |  |  |  | Module | TRUE | GECB24PWW | + | GEC3 Colored Lens Horn/Strobe, Selectable Candela Low Profile, Wall, White, Plain, Blue Lens | 1 | 0 | 0.31 |  |  |  |  | FALSE | FALSE |  |  |  |  | #FF0070C0 | FA-NFPA 170 HORN STROBE | 1 | FALSE | FALSE | FALSE | 2023 | [13 empty] | FALSE
NFPA 170 HORN STROBE |  |  | North | Gentex |  | Horn/Strobe |  |  |  | Module | TRUE | WGEC24-75PWRLP |  | 24 Volt Low Profile Evacuation Outdoor Horn/Strobe, Weather Proof, Wall, Red, Plain, Low Profile | 1 | 0 | 0.198 |  |  |  |  | FALSE | [5 empty] | #FF0070C0 | FA-NFPA 170 HORN STROBE | 1 | FALSE | FALSE | FALSE | 2012 | [13 empty] | FALSE
NFPA 170 MINI HORN |  |  | North | Gentex |  | Horn |  |  |  | Module | TRUE | GX93-R |  | Low Current Mini-sounder, 24 VDC, Continuous, Red | 1 | 0 | 0.018 |  |  |  |  | FALSE | FALSE |  |  |  |  | #FF0070C0 | FA-NFPA 170 MINI HORN | 1 | FALSE | FALSE | FALSE | 2014 | [13 empty] | FALSE
NFPA 170 GAS DETECTOR |  |  | North | Gentex |  | Smoke/CO Detector |  |  |  | Module | FALSE | 918-0033-002 | SCRR | 120V Smoke CO Sensor w/Relays | 1 | [6 empty] | FALSE | TRUE |  |  |  |  | #FFFF0000 | FA-NFPA 170 GAS DETECTOR | 1 | FALSE | FALSE | FALSE | 1408 | [13 empty] | FALSE |  |  | 120V
NFPA 170 HORN STROBE |  |  | North | Gentex |  | Horn/Strobe |  |  |  | Module | TRUE | SSPK-WW |  | Speaker/Strobe, 24 VDC, wall mount, white | 1 | 0 | 0.245 |  |  |  |  | FALSE | FALSE |  |  |  |  | #FF0070C0 | FA-NFPA 170 HORN STROBE | 1 | FALSE | FALSE | FALSE | 2012 | [13 empty] | FALSE
NFPA 170 SMOKE DETECTOR |  |  | North | Gentex |  | Smoke Detector |  |  |  | Module | TRUE | GN-503 |  | 918-0005-002 120VAC Smoke/CO Alarm, 9VDC Battery Backup | 1 | [6 empty] | TRUE | TRUE |  |  |  |  | #FFFF0000 | FA-NFPA 170 SMOKE DETECTOR | 1 | FALSE | FALSE | FALSE | 1408 | [16 empty] | CO
NFPA 170 STROBE WALL |  |  | North | Gentex |  | Strobe |  |  |  | Module | TRUE | GES24-177WR |  | 177 Candela, Low Profile Evacuation Strobe, Red | 1 | 0 | 0.213 |  |  |  |  | FALSE | [5 empty] | #FF0070C0 | FA-NFPA 170 STROBE WALL | 1 | FALSE | FALSE | FALSE | 2023 | [13 empty] | FALSE
NFPA 170 SPEAKER STROBE |  |  | North | Gentex |  | Speaker/Strobe |  |  |  | Module | TRUE | SSPKB24-15/75PWR |  | Colored Lens Speaker/Strobe, Fixed 15/75 Candela, Wall, Red, Blue Lens | 1 | 0 | 0.148 |  |  |  |  | FALSE | [5 empty] | #FF0070C0 | FA-NFPA 170 SPEAKER STROBE | 1 | FALSE | FALSE | FALSE | 2019 |  |  | 7320-0569:0141 | [10 empty] | FALSE |  |  | WP
NFPA 170 SPEAKER STROBE |  |  | North | Gentex |  | Speaker/Strobe |  |  |  | Module | TRUE | SSPK24AWW |  | Speaker/Strobe, 24 VDC, Wall Mount, White, Alert | 1 | 0 | 0.137 |  |  |  |  | FALSE | FALSE |  |  |  |  | #FF0070C0 | FA-NFPA 170 SPEAKER STROBE | 1 | FALSE | FALSE | FALSE | 2019 | [13 empty] | FALSE
NFPA 170 HORN STROBE |  |  | North | Gentex |  | Horn/Strobe |  |  |  | Module | TRUE | GHSLF110W |  | Low Frequency Horn Strobe, White, Wall | 1 | 0 | 0.474 |  |  |  |  | FALSE | [5 empty] | #FF0070C0 | FA-NFPA 170 HORN STROBE | 1 | FALSE | FALSE | FALSE | 2012 | [13 empty] | FALSE |  |  | LF
NFPA 170 SMOKE DETECTOR |  |  | North | Gentex |  | Smoke Detector |  |  |  | Module | TRUE | 9120T |  | 917-0002-002 120VAC Smoke Detector, 9VDC Battery Backup, Tandem 12 Units, Integral 135 Degree Thermal, Continuous Sounder | 1 | [6 empty] | TRUE | TRUE |  |  |  |  | #FFFF0000 | FA-NFPA 170 SMOKE DETECTOR | 1 | FALSE | FALSE | FALSE | 1408 | [16 empty] | 120v
NFPA 170 SMOKE CO DETECTOR |  |  | North | Gentex |  | Gas Detection |  |  |  | Module | FALSE | 918-0036-002 | CR | 120V CO Sensor w/Relay | 1 | [6 empty] | FALSE | TRUE |  |  |  |  | #FFFF0000 | FA-NFPA 170 SMOKE CO DETECTOR | 1 | FALSE | FALSE | FALSE | 1408 | [13 empty] | FALSE |  |  | 120V
NFPA 170 STROBE WALL |  |  | North | Gentex |  | Strobe |  |  |  | Module | TRUE | GXS-120177WR |  | 120VAC Remote Visual Signal, Wall, Red | 1 | 0 | 0.209 |  |  |  |  | FALSE | FALSE |  |  |  |  | #FF0070C0 | FA-NFPA 170 STROBE WALL | 1 | FALSE | FALSE | FALSE | 2023 | [13 empty] | FALSE
NFPA 170 STROBE CEILING |  |  | North | Gentex |  | Strobe |  |  |  | Module | TRUE | GCS24CW |  | GCS Series 24 Volt Ceiling Mount Selectable Strobe, White | 1 | 0 | 0.12 |  |  |  |  | FALSE | TRUE |  |  |  |  | #FF0070C0 | FA-NFPA 170 STROBE CEILING | 1 | FALSE | FALSE | FALSE | 2022 | [13 empty] | FALSE |  |  | C
NFPA 170 STROBE WALL |  |  | North | Gentex |  | Strobe |  |  |  | Module | TRUE | WGESB24-75PW |  | WGES Colored Lens Outdoor Strobe (GOE Enclosure), Blue Lens | 1 | 0 | 0.164 |  |  |  |  | FALSE | [5 empty] | #FF0070C0 | FA-NFPA 170 STROBE WALL | 1 | FALSE | FALSE | FALSE | 2023 | [13 empty] | FALSE
NFPA 170 SMOKE DETECTOR |  |  | North | Gentex |  | Smoke Detector |  |  |  | Module | TRUE | GN-503F |  | 918-0007-002 120VAC Smoke/CO Alarm, 9VDC Battery Backup, Form A/C Relay | 1 | [6 empty] | TRUE | TRUE |  |  |  |  | #FFFF0000 | FA-NFPA 170 SMOKE DETECTOR | 1 | FALSE | FALSE | FALSE | 1408 | [16 empty] | CO
NFPA 170 HORN STROBE |  |  | North | Gentex |  | Horn/Strobe |  |  |  | Module | TRUE | WGEC24-75WRLP |  | 24 Volt Low Profile Evacuation Outdoor Horn/Strobe, Weather Proof, Wall, Red, Low Profile | 1 | 0 | 0.198 |  |  |  |  | FALSE | [5 empty] | #FF0070C0 | FA-NFPA 170 HORN STROBE | 1 | FALSE | FALSE | FALSE | 2012 | [13 empty] | FALSE
NFPA 170 MINI HORN |  |  | North | Gentex |  | Horn |  |  |  | Module | TRUE | GX93-PW |  | Low Current Mini-sounder, 24 VDC, Continuous, Plain, White | 1 | 0 | 0.018 |  |  |  |  | FALSE | FALSE |  |  |  |  | #FF0070C0 | FA-NFPA 170 MINI HORN | 1 | FALSE | FALSE | FALSE | 2014 | [13 empty] | FALSE
NFPA 170 STROBE WALL |  |  | North | Gentex |  | Strobe |  |  |  | Module | TRUE | WGES24-75PWWLP |  | 24 Volt Low Profile Evacuation Outdoor Strobe, Weather Proof, Wall, White, Plain, Low Profile | 1 | 0 | 0.17 |  |  |  |  | FALSE | [5 empty] | #FF0070C0 | FA-NFPA 170 STROBE WALL | 1 | FALSE | FALSE | FALSE | 2023 | [13 empty] | FALSE
NFPA 170 STROBE WALL |  |  | North | Gentex |  | Strobe |  |  |  | Module | TRUE | GESG24PWR | + | GES3 Colored Lens Strobe, Selectable Candela Low Profile, Wall, Red, Plain, Green Lens | 1 | 0 | 0.31 |  |  |  |  | FALSE | FALSE |  |  |  |  | #FF0070C0 | FA-NFPA 170 STROBE WALL | 1 | FALSE | FALSE | FALSE | 2023 | [13 empty] | FALSE
NFPA 170 SPEAKER STROBE |  |  | North | Gentex |  | Speaker/Strobe |  |  |  | Module | TRUE | SSPK-60WW |  | Speaker/Strobe, 24 Vdc, , wall mount, white | 1 | 0 | 0.245 |  |  |  |  | FALSE | FALSE |  |  |  |  | #FF0070C0 | FA-NFPA 170 SPEAKER STROBE | 1 | FALSE | FALSE | FALSE | 2019 | [13 empty] | FALSE
NFPA 170 SPEAKER STROBE |  |  | North | Gentex |  | Speaker/Strobe |  |  |  | Module | TRUE | SSPKG24-15/75PWR |  | Colored Lens Speaker/Strobe, Fixed 15/75 Candela, Wall, Red, Green Lens | 1 | 0 | 0.148 |  |  |  |  | FALSE | [5 empty] | #FF0070C0 | FA-NFPA 170 SPEAKER STROBE | 1 | FALSE | FALSE | FALSE | 2019 |  |  | 7320-0569:0141 | [10 empty] | FALSE |  |  | WP
NFPA 170 STROBE CEILING |  |  | North | Gentex |  | Strobe |  |  |  | Module | TRUE | GXS-120177CR |  | 120VAC Remote Visual Signal, Ceiling, Red | 1 | 0 | 0.209 |  |  |  |  | FALSE | TRUE |  |  |  |  | #FF0070C0 | FA-NFPA 170 STROBE CEILING | 1 | FALSE | FALSE | FALSE | 2022 | [13 empty] | FALSE |  |  | C
NFPA 170 HORN |  |  | North | Gentex |  | Horn |  |  |  | Module | TRUE | GHLFR |  | Low Profile Horn, Low Frequency, Red | 1 | 0 | 0.0994 |  |  |  |  | FALSE | [5 empty] | #FF0070C0 | FA-NFPA 170 HORN | 1 | FALSE | FALSE | FALSE | 2010 | [13 empty] | FALSE |  |  | LF
NFPA 170 SMOKE DETECTOR |  |  | North | Gentex |  | Smoke Detector |  |  |  | Module | TRUE | GN-503FF | + | Smoke/CO Alarm, 120VAC/9VDC, 2 Form A/C Contacts | 1 | [6 empty] | TRUE | TRUE |  |  |  |  | #FFFF0000 | FA-NFPA 170 SMOKE DETECTOR | 1 | FALSE | FALSE | FALSE | 1408 | [16 empty] | 120v
NFPA 170 STROBE WALL |  |  | North | Gentex |  | Strobe |  |  |  | Module | TRUE | GESB24PWW | + | GES3 Colored Lens Strobe, Selectable Candela Low Profile, Wall, White, Plain, Blue Lens | 1 | 0 | 0.31 |  |  |  |  | FALSE | FALSE |  |  |  |  | #FF0070C0 | FA-NFPA 170 STROBE WALL | 1 | FALSE | FALSE | FALSE | 2023 | [13 empty] | FALSE
NFPA 170 SPEAKER WALL |  |  | North | Gentex |  | Speaker |  |  |  | Module | TRUE | SPKE8W |  | Speaker, 8" round, white 1/8 to 4 Watt Taps | 1 | [6 empty] | FALSE | FALSE |  |  |  |  | #FF0070C0 | FA-NFPA 170 SPEAKER WALL | 1 | FALSE | FALSE | FALSE | 2021 | [13 empty] | FALSE
NFPA 170 HORN STROBE |  |  | North | Gentex |  | Horn/Strobe |  |  |  | Module | TRUE | WGEC24-75PWW |  | 24 Volt Low Profile Evacuation Outdoor Horn/Strobe, Weather Proof, Wall, White, Plain | 1 | 0 | 0.198 |  |  |  |  | FALSE | [5 empty] | #FF0070C0 | FA-NFPA 170 HORN STROBE | 1 | FALSE | FALSE | FALSE | 2012 | [13 empty] | FALSE
NFPA 170 SPEAKER WALL |  |  | North | Gentex |  | Speaker |  |  |  | Module | TRUE | SSPKWR |  | Speaker Wall, 25 or 70.7 Vrms, 1/8 to 4 watts, red | 1 | [6 empty] | FALSE | FALSE |  |  |  |  | #FF0070C0 | FA-NFPA 170 SPEAKER WALL | 1 | FALSE | FALSE | FALSE | 2021 | [13 empty] | FALSE
NFPA 170 MINI HORN |  |  | North | Gentex |  | Horn |  |  |  | Module | TRUE | GX93-PR |  | Low Current Mini-sounder, 24 VDC, Continuous, Plain, Red | 1 | 0 | 0.018 |  |  |  |  | FALSE | FALSE |  |  |  |  | #FF0070C0 | FA-NFPA 170 MINI HORN | 1 | FALSE | FALSE | FALSE | 2014 | [13 empty] | FALSE
NFPA 170 STROBE WALL |  |  | North | Gentex |  | Strobe |  |  |  | Module | TRUE | WGES24-75WRLP |  | 24 Volt Low Profile Evacuation Outdoor Strobe, Weather Proof, Wall, Red, Low Profile | 1 | 0 | 0.17 |  |  |  |  | FALSE | [5 empty] | #FF0070C0 | FA-NFPA 170 STROBE WALL | 1 | FALSE | FALSE | FALSE | 2023 | [13 empty] | FALSE
NFPA 170 MINI HORN |  |  | North | Gentex |  | Horn |  |  |  | Module | TRUE | GX93-W |  | Low Current Mini-sounder, 24 VDC, Continuous, White | 1 | 0 | 0.018 |  |  |  |  | FALSE | FALSE |  |  |  |  | #FF0070C0 | FA-NFPA 170 MINI HORN | 1 | FALSE | FALSE | FALSE | 2014 | [13 empty] | FALSE
NFPA 170 STROBE WALL |  |  | North | Gentex |  | Strobe |  |  |  | Module | TRUE | GES3-24WR |  | Selectable Candela, Low Profile Evacuation Strobe, Red | 1 | 0 | 0.116 |  |  |  |  | FALSE | [5 empty] | #FF0070C0 | FA-NFPA 170 STROBE WALL | 1 | FALSE | FALSE | FALSE | 2023 | [13 empty] | FALSE
NFPA 170 HORN STROBE |  |  | North | Gentex |  | Horn/Strobe |  |  |  | Module | TRUE | GHSLF15W |  | Low Frequency Horn Strobe, White, Wall | 1 | 0 | 0.291 |  |  |  |  | FALSE | [5 empty] | #FF0070C0 | FA-NFPA 170 HORN STROBE | 1 | FALSE | FALSE | FALSE | 2012 | [13 empty] | FALSE |  |  | LF
NFPA 170 STROBE CEILING |  |  | North | Gentex |  | Strobe |  |  |  | Module | TRUE | GXS-120CR |  | Strobe, 120 Vac, 177 candela, ceiling, red | 1 | [6 empty] | FALSE | TRUE |  |  |  |  | #FF0070C0 | FA-NFPA 170 STROBE CEILING | 1 | FALSE | FALSE | FALSE | 2022 | [13 empty] | FALSE |  |  | C
NFPA 170 STROBE WALL |  |  | North | Gentex |  | Strobe |  |  |  | Module | TRUE | WGESR24-75PWLP |  | WGES Colored Lens Low Profile Outdoor Strobe (GOELP Enclosure), Red Lens | 1 | 0 | 0.164 |  |  |  |  | FALSE | [5 empty] | #FF0070C0 | FA-NFPA 170 STROBE WALL | 1 | FALSE | FALSE | FALSE | 2023 | [13 empty] | FALSE
NFPA 170 STROBE CEILING |  |  | North | Gentex |  | Strobe |  |  |  | Module | TRUE | GCSR24PCR |  | GCS Colored Lens, Selectable Candela, Ceiling, Red, Plain, Red Lens | 1 | 0 | 0.139 |  |  |  |  | FALSE | TRUE |  |  |  |  | #FF0070C0 | FA-NFPA 170 STROBE CEILING | 1 | FALSE | FALSE | FALSE | 2022 | [13 empty] | FALSE |  |  | C
NFPA 170 SPEAKER STROBE CEILING |  |  | North | Gentex |  | Speaker/Strobe |  |  |  | Module | TRUE | SSPK24CW |  | Speaker/Strobe, 24 VDC, , ceiling mount, white | 1 | 0 | 0.137 |  |  |  |  | FALSE | TRUE |  |  |  |  | #FF0070C0 | FA-NFPA 170 SPEAKER STROBE CEILING | 1 | FALSE | FALSE | FALSE | 2020 | [13 empty] | FALSE |  |  | C
NFPA 170 STROBE WALL |  |  | North | Gentex |  | Strobe |  |  |  | Module | TRUE | GESB24PWR | + | GES3 Colored Lens Strobe, Selectable Candela Low Profile, Wall, Red, Plain, Blue Lens | 1 | 0 | 0.31 |  |  |  |  | FALSE | FALSE |  |  |  |  | #FF0070C0 | FA-NFPA 170 STROBE WALL | 1 | FALSE | FALSE | FALSE | 2023 | [13 empty] | FALSE
NFPA 170 SPEAKER STROBE |  |  | North | Gentex |  | Speaker/Strobe |  |  |  | Module | TRUE | SSPK-60WR |  | Speaker/Strobe, 24 Vdc, , wall mount, red | 1 | 0 | 0.245 |  |  |  |  | FALSE | FALSE |  |  |  |  | #FF0070C0 | FA-NFPA 170 SPEAKER STROBE | 1 | FALSE | FALSE | FALSE | 2019 | [13 empty] | FALSE
NFPA 170 SPEAKER STROBE |  |  | North | Gentex |  | Speaker/Strobe |  |  |  | Module | TRUE | SSPK24WLPR |  | Speaker/Strobe, 24 VDC, Wall Mount, Red | 1 | 0 | 0.137 |  |  |  |  | FALSE | FALSE |  |  |  |  | #FF0070C0 | FA-NFPA 170 SPEAKER STROBE | 1 | FALSE | FALSE | FALSE | 2019 | [13 empty] | FALSE
NFPA 170 HORN STROBE |  |  | North | Gentex |  | Horn/Strobe |  |  |  | Module | TRUE | GECA24PWR | + | GEC3 Colored Lens Horn/Strobe, Selectable Candela Low Profile, Wall, Red, Plain, Amber Lens | 1 | 0 | 0.113 |  |  |  |  | FALSE | FALSE |  |  |  |  | #FF0070C0 | FA-NFPA 170 HORN STROBE | 1 | FALSE | FALSE | FALSE | 2023 | [13 empty] | FALSE
NFPA 170 HORN STROBE |  |  | North | Gentex |  | Horn/Strobe |  |  |  | Module | TRUE | GHSLF15R |  | Low Frequency Horn Strobe, Red, Wall | 1 | 0 | 0.291 |  |  |  |  | FALSE | [5 empty] | #FF0070C0 | FA-NFPA 170 HORN STROBE | 1 | FALSE | FALSE | FALSE | 2012 | [13 empty] | FALSE |  |  | LF
NFPA 170 SPEAKER WALL |  |  | North | Gentex |  | Speaker |  |  |  | Module | TRUE | WSSPKW |  | Outdoor Speaker, Wall, White | 1 | [6 empty] | FALSE | [5 empty] | #FF0070C0 | FA-NFPA 170 SPEAKER WALL | 1 | FALSE | FALSE | FALSE | 2021 |  |  | 7320-0569:0141 | [10 empty] | FALSE |  |  | WP
NFPA 170 SPEAKER STROBE CEILING |  |  | North | Gentex |  | Speaker/Strobe |  |  |  | Module | TRUE | SSPK24CLPAR |  | Speaker/Strobe, 24 VDC, Ceiling Mount, Red, Alert | 1 | 0 | 0.12 |  |  |  |  | FALSE | TRUE |  |  |  |  | #FF0070C0 | FA-NFPA 170 SPEAKER STROBE CEILING | 1 | FALSE | FALSE | FALSE | 2020 | [13 empty] | FALSE |  |  | C
SMOKEWITHSTROBE |  |  | North | Gentex |  | Smoke Detector |  |  |  | Module | TRUE | 7139CS-C |  | Photoelectric Smoke Alarm with 177cd Visual Signaling Appliance, 120vac, Ceiling Mount | 1 | [6 empty] | TRUE | TRUE |  |  |  |  | #FF0070C0 | FA-SMOKEWITHSTROBE | 1 | FALSE | FALSE | FALSE
NFPA 170 SMOKE HEAT DETECTOR |  |  | North | Gentex |  | Smoke/Heat Detector |  |  |  | Module | FALSE | 917-0073-002 | SHRR | 120V Smoke Heat Sensor 135 ROR w/Relays | 1 | [6 empty] | FALSE | TRUE |  |  |  |  | #FFFF0000 | FA-NFPA 170 SMOKE HEAT DETECTOR | 1 | FALSE | FALSE | FALSE | 1408 | [13 empty] | FALSE |  |  | 120V
NFPA 170 SYNC MODULE |  |  | North | Gentex |  | Sync Module |  |  |  | Module | TRUE | AVS44-R |  | Synchronization Module | 1 | 0 | 0.047 |  |  |  |  | FALSE | FALSE |  |  |  |  | #FFFF0000 | FA-NFPA 170 SYNC MODULE | 1 | FALSE | FALSE | FALSE | 1300 | [13 empty] | FALSE |  |  | SYNC
NFPA 170 SMOKE DETECTOR |  |  | North | Gentex |  | Smoke Detector |  |  |  | Module | TRUE | 9123 |  | 917-0012-002 120VAC Smoke Detector, 9VDC Battery Backup, Tandem 12 Units, Temporal-3 Sounder | 1 | [6 empty] | TRUE | TRUE |  |  |  |  | #FFFF0000 | FA-NFPA 170 SMOKE DETECTOR | 1 | FALSE | FALSE | FALSE | 1408 | [16 empty] | 120v
NFPA 170 SPEAKER STROBE |  |  | North | Gentex |  | Speaker/Strobe |  |  |  | Module | TRUE | SSPK24AWR |  | Speaker/Strobe, 24 VDC, Wall Mount, Red, Alert | 1 | 0 | 0.137 |  |  |  |  | FALSE | FALSE |  |  |  |  | #FF0070C0 | FA-NFPA 170 SPEAKER STROBE | 1 | FALSE | FALSE | FALSE | 2019 | [13 empty] | FALSE
NFPA 170 GAS DETECTOR |  |  | North | Gentex |  | Smoke/CO Detector |  |  |  | Module | FALSE | 918-0032-002 | SCR | 120V Smoke CO Sensor w/Relay | 1 | [6 empty] | FALSE | TRUE |  |  |  |  | #FFFF0000 | FA-NFPA 170 GAS DETECTOR | 1 | FALSE | FALSE | FALSE | 1408 | [13 empty] | FALSE |  |  | 120V
NFPA 170 HORN STROBE |  |  | North | Gentex |  | Horn/Strobe |  |  |  | Module | TRUE | WGEC24-75WWLP |  | 24 Volt Low Profile Evacuation Outdoor Horn/Strobe, Weather Proof, Wall, White, Low Profile | 1 | 0 | 0.198 |  |  |  |  | FALSE | [5 empty] | #FF0070C0 | FA-NFPA 170 HORN STROBE | 1 | FALSE | FALSE | FALSE | 2012 | [13 empty] | FALSE
NFPA 170 HORN STROBE CEILING |  |  | North | Gentex |  | Horn/Strobe |  |  |  | Module | TRUE | SSPKCR |  | Speaker Ceiling, 25 or 70.7 Vrms, 1/8 to 4 watts, red | 1 | [6 empty] | FALSE | TRUE |  |  |  |  | #FF0070C0 | FA-NFPA 170 HORN STROBE CEILING | 1 | FALSE | FALSE | FALSE | 2013 | [13 empty] | FALSE |  |  | C
NFPA 170 STROBE CEILING |  |  | North | Gentex |  | Strobe |  |  |  | Module | TRUE | GCSA24PCR |  | GCS Colored Lens, Selectable Candela, Ceiling, Red, Plain, Amber Lens | 1 | 0 | 0.313 |  |  |  |  | FALSE | TRUE |  |  |  |  | #FF0070C0 | FA-NFPA 170 STROBE CEILING | 1 | FALSE | FALSE | FALSE | 2022 | [13 empty] | FALSE |  |  | C
NFPA 170 HORN STROBE |  |  | North | Gentex |  | Horn/Strobe |  |  |  | Module | TRUE | WGEC24-75PWR |  | 24 Volt Low Profile Evacuation Outdoor Horn/Strobe, Weather Proof, Wall, Red, Plain | 1 | 0 | 0.198 |  |  |  |  | FALSE | [5 empty] | #FF0070C0 | FA-NFPA 170 HORN STROBE | 1 | FALSE | FALSE | FALSE | 2012 | [13 empty] | FALSE
NFPA 170 SMOKE DETECTOR |  |  | North | Gentex |  | Smoke Detector |  |  |  | Module | TRUE | 9123T |  | 917-0013-002 120VAC Smoke Detector, 9VDC Battery Backup, Tandem 12 Units, Integral 135 Degree Thermal, Temporal-3 Sounder | 1 | [6 empty] | TRUE | TRUE |  |  |  |  | #FFFF0000 | FA-NFPA 170 SMOKE DETECTOR | 1 | FALSE | FALSE | FALSE | 1408 | [16 empty] | 120v
NFPA 170 HORN STROBE |  |  | North | Gentex |  | Horn/Strobe |  |  |  | Module | TRUE | WGEC24-75PWWLP |  | 24 Volt Low Profile Evacuation Outdoor Horn/Strobe, Weather Proof, Wall, White, Plain, Low Profile | 1 | 0 | 0.198 |  |  |  |  | FALSE | [5 empty] | #FF0070C0 | FA-NFPA 170 HORN STROBE | 1 | FALSE | FALSE | FALSE | 2012 | [13 empty] | FALSE
NFPA 170 SMOKE DETECTOR |  |  | North | Gentex |  | Smoke Detector |  |  |  | Module | TRUE | 9123HF |  | 917-0016-002 120VAC Smoke Detector, 9VDC Battery Backup, Tandem 6 Units, Isolated 135 Degree Thermal, Form A/C Contacts, Temporal-3 Sounder | 1 | [6 empty] | TRUE | TRUE |  |  |  |  | #FFFF0000 | FA-NFPA 170 SMOKE DETECTOR | 1 | FALSE | FALSE | FALSE | 1408 | [16 empty] | 120v
NFPA 170 STROBE WALL |  |  | North | Gentex |  | Strobe |  |  |  | Module | TRUE | WGES24-75PWRLP |  | 24 Volt Low Profile Evacuation Outdoor Strobe, Weather Proof, Wall, Red, Plain, Low Profile | 1 | 0 | 0.17 |  |  |  |  | FALSE | [5 empty] | #FF0070C0 | FA-NFPA 170 STROBE WALL | 1 | FALSE | FALSE | FALSE | 2023 | [13 empty] | FALSE
NFPA 170 STROBE WALL |  |  | North | Gentex |  | Strobe |  |  |  | Module | TRUE | GES3-12WW |  | Selectable Candela, Low Profile Evacuation Strobe, White | 1 | 0 | 0.116 |  |  |  |  | FALSE | [5 empty] | #FF0070C0 | FA-NFPA 170 STROBE WALL | 1 | FALSE | FALSE | FALSE | 2023 | [13 empty] | FALSE
NFPA 170 HORN STROBE |  |  | North | Gentex |  | Horn/Strobe |  |  |  | Module | TRUE | GHSLF110R |  | Low Frequency Horn Strobe, Red, Wall | 1 | 0 | 0.326 |  |  |  |  | FALSE | [5 empty] | #FF0070C0 | FA-NFPA 170 HORN STROBE | 1 | FALSE | FALSE | FALSE | 2012 | [13 empty] | FALSE |  |  | LF
NFPA 170 SMOKE DETECTOR |  |  | North | Gentex |  | Smoke Detector |  |  |  | Module | TRUE | S1209F | + | Smoke Alarm, 120VAC/9VDC, Form A/C Contact | 1 | [6 empty] | TRUE | TRUE |  |  |  |  | #FFFF0000 | FA-NFPA 170 SMOKE DETECTOR | 1 | FALSE | FALSE | FALSE | 1408 | [16 empty] | 120v
NFPA 170 HORN STROBE |  |  | North | Gentex |  | Horn/Strobe |  |  |  | Module | TRUE | WGEC24-75WW |  | 24 Volt Low Profile Evacuation Outdoor Horn/Strobe, Weather Proof, Wall, White | 1 | 0 | 0.198 |  |  |  |  | FALSE | [5 empty] | #FF0070C0 | FA-NFPA 170 HORN STROBE | 1 | FALSE | FALSE | FALSE | 2012 | [13 empty] | FALSE
NFPA 170 STROBE WALL |  |  | North | Gentex |  | Strobe |  |  |  | Module | TRUE | WGESG24-75PWLP |  | WGES Colored Lens Low Profile Outdoor Strobe (GOELP Enclosure), Green Lens | 1 | 0 | 0.164 |  |  |  |  | FALSE | [5 empty] | #FF0070C0 | FA-NFPA 170 STROBE WALL | 1 | FALSE | FALSE | FALSE | 2023 | [13 empty] | FALSE
NFPA 170 SPEAKER STROBE |  |  | North | Gentex |  | Speaker/Strobe |  |  |  | Module | TRUE | SSPKA24-15/75PWW |  | Colored Lens Speaker/Strobe, Fixed 15/75 Candela, Wall, White, Amber Lens | 1 | 0 | 0.148 |  |  |  |  | FALSE | [5 empty] | #FF0070C0 | FA-NFPA 170 SPEAKER STROBE | 1 | FALSE | FALSE | FALSE | 2019 |  |  | 7320-0569:0141 | [10 empty] | FALSE |  |  | WP
NFPA 170 SPEAKER WALL |  |  | North | Gentex |  | Speaker |  |  |  | Module | TRUE | SPKE8R |  | Speaker, 8" round, red, 1/8 to 4 Watt Taps | 1 | [6 empty] | FALSE | FALSE |  |  |  |  | #FF0070C0 | FA-NFPA 170 SPEAKER WALL | 1 | FALSE | FALSE | FALSE | 2021 | [13 empty] | FALSE
NFPA 170 SPEAKER WALL |  |  | North | Gentex |  | Speaker |  |  |  | Module | TRUE | SPKE8 |  | Speaker, 8" Round, 1/8 to 4 watts | 1 | [6 empty] | FALSE | FALSE |  |  |  |  | #FF0070C0 | FA-NFPA 170 SPEAKER WALL | 1 | FALSE | FALSE | FALSE | 2021 | [13 empty] | FALSE
NFPA 170 SMOKE DETECTOR |  |  | North | Gentex |  | Smoke Detector |  |  |  | Module | TRUE | 9120HF |  | 917-0005-002 120VAC Smoke Detector, 9VDC Battery Backup, Tandem 6 Units, Isolated 135 Degree Thermal, Form A/C Contacts, Continuous Sounder | 1 | [6 empty] | TRUE | TRUE |  |  |  |  | #FFFF0000 | FA-NFPA 170 SMOKE DETECTOR | 1 | FALSE | FALSE | FALSE | 1408 | [16 empty] | 120v
NFPA 170 STROBE WALL |  |  | North | Gentex |  | Strobe |  |  |  | Module | TRUE | WGESA24-75PWLP |  | WGES Colored Lens Low Profile Outdoor Strobe (GOELP Enclosure), Amber Lens | 1 | 0 | 0.17 |  |  |  |  | FALSE | [5 empty] | #FF0070C0 | FA-NFPA 170 STROBE WALL | 1 | FALSE | FALSE | FALSE | 2023 | [13 empty] | FALSE
NFPA 170 STROBE WALL |  |  | North | Gentex |  | Strobe |  |  |  | Module | TRUE | GXS-120177WW |  | 120VAC Remote Visual Signal, Wall, White | 1 | 0 | 0.209 |  |  |  |  | FALSE | FALSE |  |  |  |  | #FF0070C0 | FA-NFPA 170 STROBE WALL | 1 | FALSE | FALSE | FALSE | 2023 | [13 empty] | FALSE
NFPA 170 STROBE WALL |  |  | North | Gentex |  | Strobe |  |  |  | Module | TRUE | GESA24PWW | + | GES3 Colored Lens Strobe, Selectable Candela Low Profile, Wall, White, Plain, Amber Lens | 1 | 0 | 0.113 |  |  |  |  | FALSE | FALSE |  |  |  |  | #FF0070C0 | FA-NFPA 170 STROBE WALL | 1 | FALSE | FALSE | FALSE | 2023 | [13 empty] | FALSE
NFPA 170 SPEAKER STROBE |  |  | North | Gentex |  | Speaker/Strobe |  |  |  | Module | TRUE | SSPKR24-15/75PWR |  | Colored Lens Speaker/Strobe, Fixed 15/75 Candela, Wall, Red, Red Lens | 1 | 0 | 0.148 |  |  |  |  | FALSE | [5 empty] | #FF0070C0 | FA-NFPA 170 SPEAKER STROBE | 1 | FALSE | FALSE | FALSE | 2019 |  |  | 7320-0569:0141 | [10 empty] | FALSE |  |  | WP
NFPA 170 STROBE CEILING |  |  | North | Gentex |  | Strobe |  |  |  | Module | TRUE | GCSR24PCW |  | GCS Colored Lens, Selectable Candela, Ceiling, White, Plain, Red Lens | 1 | 0 | 0.139 |  |  |  |  | FALSE | TRUE |  |  |  |  | #FF0070C0 | FA-NFPA 170 STROBE CEILING | 1 | FALSE | FALSE | FALSE | 2022 | [13 empty] | FALSE |  |  | C
NFPA 170 SMOKE DETECTOR |  |  | North | Gentex |  | Smoke Detector |  |  |  | Module | TRUE | 9120F |  | 917-0004-002 120VAC Smoke Detector, 9VDC Battery Backup, Tandem 6 Units, Form A/C Contacts, Continuous Sounder | 1 | [6 empty] | TRUE | TRUE |  |  |  |  | #FFFF0000 | FA-NFPA 170 SMOKE DETECTOR | 1 | FALSE | FALSE | FALSE | 1408 | [16 empty] | 120v
NFPA 170 STROBE WALL |  |  | North | Gentex |  | Strobe |  |  |  | Module | TRUE | GESR24PWW | + | GES3 Colored Lens Strobe, Selectable Candela Low Profile, Wall, White, Plain, Red Lens | 1 | 0 | 0.31 |  |  |  |  | FALSE | FALSE |  |  |  |  | #FF0070C0 | FA-NFPA 170 STROBE WALL | 1 | FALSE | FALSE | FALSE | 2023 | [13 empty] | FALSE
NFPA 170 STROBE CEILING |  |  | North | Gentex |  | Strobe |  |  |  | Module | TRUE | GCS24CR |  | GCS Series 24 Volt Ceiling Mount Selectable Strobe, Red | 1 | 0 | 0.12 |  |  |  |  | FALSE | TRUE |  |  |  |  | #FF0070C0 | FA-NFPA 170 STROBE CEILING | 1 | FALSE | FALSE | FALSE | 2022 | [13 empty] | FALSE |  |  | C
NFPA 170 STROBE CEILING |  |  | North | Gentex |  | Strobe |  |  |  | Module | TRUE | GCSG24PCW |  | GCS Colored Lens, Selectable Candela, Ceiling, White, Plain, Green Lens | 1 | 0 | 0.139 |  |  |  |  | FALSE | TRUE |  |  |  |  | #FF0070C0 | FA-NFPA 170 STROBE CEILING | 1 | FALSE | FALSE | FALSE | 2022 | [13 empty] | FALSE |  |  | C
NFPA 170 SYNC MODULE |  |  | North | Gentex |  | Sync Module |  |  |  | Module | TRUE | AVS44-W |  | Synchronization Module | 1 | 0 | 0.047 |  |  |  |  | FALSE | FALSE |  |  |  |  | #FFFF0000 | FA-NFPA 170 SYNC MODULE | 1 | FALSE | FALSE | FALSE | 1300 | [13 empty] | FALSE |  |  | SYNC
NFPA 170 STROBE WALL |  |  | North | Gentex |  | Strobe |  |  |  | Module | TRUE | GES3-24WW |  | Selectable Candela, Low Profile Evacuation Strobe, White | 1 | 0 | 0.116 |  |  |  |  | FALSE | [5 empty] | #FF0070C0 | FA-NFPA 170 STROBE WALL | 1 | FALSE | FALSE | FALSE | 2023 | [13 empty] | FALSE
NFPA 170 HEAT DETECTOR |  |  | North | Gentex |  | Heat Detector |  |  |  | Module | FALSE | 917-0079-002 | H | 120V Heat Sensor 135 ROR | 1 | [6 empty] | FALSE | TRUE |  |  |  |  | #FFFF0000 | FA-NFPA 170 HEAT DETECTOR | 1 | FALSE | FALSE | FALSE | 1408 | [13 empty] | FALSE |  |  | 120V
NFPA 170 HORN STROBE CEILING |  |  | North | Gentex |  | Horn/Strobe |  |  |  | Module | TRUE | GCC24CR |  | Horn Strobe, 24 VDC, Red, Ceiling | 1 | 0 | 0.344 |  |  |  |  | FALSE | TRUE |  |  |  |  | #FF0070C0 | FA-NFPA 170 HORN STROBE CEILING | 1 | FALSE | FALSE | FALSE | 2013 | [13 empty] | FALSE |  |  | C
NFPA 170 HORN STROBE |  |  | North | Gentex |  | Horn/Strobe |  |  |  | Module | TRUE | GEC3-12WR |  | Selectable Candela, Low Profile Evacuation Horn/Strobe, Red | 1 | 0 | 0.172 |  |  |  |  | FALSE | [5 empty] | #FF0070C0 | FA-NFPA 170 HORN STROBE | 1 | FALSE | FALSE | FALSE | 2012 | [13 empty] | FALSE
NFPA 170 HORN STROBE |  |  | North | Gentex |  | Horn/Strobe |  |  |  | Module | TRUE | GECR24PWR | + | GEC3 Colored Lens Horn/Strobe, Selectable Candela Low Profile, Wall, Red, Plain, Red Lens | 1 | 0 | 0.31 |  |  |  |  | FALSE | FALSE |  |  |  |  | #FF0070C0 | FA-NFPA 170 HORN STROBE | 1 | FALSE | FALSE | FALSE | 2023 | [13 empty] | FALSE
NFPA 170 STROBE WALL |  |  | North | Gentex |  | Strobe |  |  |  | Module | TRUE | WGESB24-75PWLP |  | WGES Colored Lens Low Profile Outdoor Strobe (GOELP Enclosure), Blue Lens | 1 | 0 | 0.164 |  |  |  |  | FALSE | [5 empty] | #FF0070C0 | FA-NFPA 170 STROBE WALL | 1 | FALSE | FALSE | FALSE | 2023 | [13 empty] | FALSE
NFPA 170 HORN STROBE |  |  | North | Gentex |  | Horn/Strobe |  |  |  | Module | TRUE | GECA24PWW | + | GEC3 Colored Lens Horn/Strobe, Selectable Candela Low Profile, Wall, White, Plain, Amber Lens | 1 | 0 | 0.113 |  |  |  |  | FALSE | FALSE |  |  |  |  | #FF0070C0 | FA-NFPA 170 HORN STROBE | 1 | FALSE | FALSE | FALSE | 2023 | [13 empty] | FALSE
NFPA 170 HORN STROBE |  |  | North | Gentex |  | Horn/Strobe |  |  |  | Module | TRUE | GEC3-12WW |  | Selectable Candela, Low Profile Evacuation Horn/Strobe, White | 1 | 0 | 0.172 |  |  |  |  | FALSE | [5 empty] | #FF0070C0 | FA-NFPA 170 HORN STROBE | 1 | FALSE | FALSE | FALSE | 2012 | [13 empty] | FALSE
NFPA 170 STROBE WALL |  |  | North | Gentex |  | Strobe |  |  |  | Module | TRUE | WGES24-75WWLP |  | 24 Volt Low Profile Evacuation Outdoor Strobe, Weather Proof, Wall, White, Low Profile | 1 | 0 | 0.17 |  |  |  |  | FALSE | [5 empty] | #FF0070C0 | FA-NFPA 170 STROBE WALL | 1 | FALSE | FALSE | FALSE | 2023 | [13 empty] | FALSE
NFPA 170 SMOKE DETECTOR |  |  | North | Gentex |  | Smoke Detector |  |  |  | Module | FALSE | 917-0070-002 | S | 120V Smoke Sensor | 1 | [6 empty] | FALSE | TRUE |  |  |  |  | #FFFF0000 | FA-NFPA 170 SMOKE DETECTOR | 1 | FALSE | FALSE | FALSE | 1408 | [13 empty] | FALSE |  |  | 120V
NFPA 170 HORN STROBE |  |  | North | Gentex |  | Horn/Strobe |  |  |  | Module | TRUE | GECB24PWR | + | GEC3 Colored Lens Horn/Strobe, Selectable Candela Low Profile, Wall, Red, Plain, Blue Lens | 1 | 0 | 0.31 |  |  |  |  | FALSE | FALSE |  |  |  |  | #FF0070C0 | FA-NFPA 170 HORN STROBE | 1 | FALSE | FALSE | FALSE | 2023 | [13 empty] | FALSE
NFPA 170 HORN STROBE |  |  | North | Gentex |  | Horn/Strobe |  |  |  | Module | TRUE | SSPK-/WR |  | Speaker/Strobe, 24 VDC, , wall mount, red | 1 | 0 | 0.245 |  |  |  |  | FALSE | FALSE |  |  |  |  | #FF0070C0 | FA-NFPA 170 HORN STROBE | 1 | FALSE | FALSE | FALSE | 2012 | [13 empty] | FALSE
NFPA 170 HORN STROBE |  |  | North | Gentex |  | Horn/Strobe |  |  |  | Module | TRUE | GECG24PWR | + | GEC3 Colored Lens Horn/Strobe, Selectable Candela Low Profile, Wall, Red, Plain, Green Lens | 1 | 0 | 0.31 |  |  |  |  | FALSE | FALSE |  |  |  |  | #FF0070C0 | FA-NFPA 170 HORN STROBE | 1 | FALSE | FALSE | FALSE | 2023 | [13 empty] | FALSE
NFPA 170 SPEAKER STROBE CEILING |  |  | North | Gentex |  | Speaker/Strobe |  |  |  | Module | TRUE | SSPK24CLPR |  | Speaker/Strobe, 24 VDC, Ceiling Mount, Red, Fire | 1 | 0 | 0.12 |  |  |  |  | FALSE | TRUE |  |  |  |  | #FF0070C0 | FA-NFPA 170 SPEAKER STROBE CEILING | 1 | FALSE | FALSE | FALSE | 2020 | [13 empty] | FALSE |  |  | C
NFPA 170 STROBE CEILING |  |  | North | Gentex |  | Strobe |  |  |  | Module | TRUE | GCS24PCW |  | GCS Series 24 Volt Ceiling Mount Selectable Strobe, White, Plain | 1 | 0 | 0.12 |  |  |  |  | FALSE | TRUE |  |  |  |  | #FF0070C0 | FA-NFPA 170 STROBE CEILING | 1 | FALSE | FALSE | FALSE | 2022 | [13 empty] | FALSE |  |  | C
NFPA 170 STROBE CEILING |  |  | North | Gentex |  | Strobe |  |  |  | Module | TRUE | GCSB24PCW |  | GCS Colored Lens, Selectable Candela, Ceiling, White, Plain, Blue Lens | 1 | 0 | 0.139 |  |  |  |  | FALSE | TRUE |  |  |  |  | #FF0070C0 | FA-NFPA 170 STROBE CEILING | 1 | FALSE | FALSE | FALSE | 2022 | [13 empty] | FALSE |  |  | C
NFPA 170 GAS DETECTOR |  |  | North | Gentex |  | Smoke/CO Detector |  |  |  | Module | FALSE | 918-0031-002 | SC | 120V Smoke CO Sensor | 1 | [6 empty] | FALSE | TRUE |  |  |  |  | #FFFF0000 | FA-NFPA 170 GAS DETECTOR | 1 | FALSE | FALSE | FALSE | 1408 | [13 empty] | FALSE |  |  | 120V
NFPA 170 SPEAKER WALL |  |  | North | Gentex |  | Speaker |  |  |  | Module | TRUE | SSPKWW |  | Speaker Wall, 25 or 70.7 Vrms, 1/8 to 4 watts, white | 1 | [6 empty] | FALSE | FALSE |  |  |  |  | #FF0070C0 | FA-NFPA 170 SPEAKER WALL | 1 | FALSE | FALSE | FALSE | 2021 | [13 empty] | FALSE
SMOKEWITHSTROBE |  |  | North | Gentex |  | Smoke Detector |  |  |  | Module | TRUE | 7139LS |  | Photoelectric Smoke Alarm with 177cd Visual Signaling Appliance, 120vac, Standalone | 1 | [6 empty] | TRUE | TRUE |  |  |  |  | #FF0070C0 | FA-SMOKEWITHSTROBE | 1 | FALSE | FALSE | FALSE
NFPA 170 STROBE WALL |  |  | North | Gentex |  | Strobe |  |  |  | Module | TRUE | GXS-120-WW |  | Strobe, 120 VAC, UL1971/ADA | 1 | [6 empty] | FALSE | FALSE |  |  |  |  | #FF0070C0 | FA-NFPA 170 STROBE WALL | 1 | FALSE | FALSE | FALSE | 2023 | [13 empty] | FALSE
NFPA 170 STROBE WALL |  |  | North | Gentex |  | Strobe |  |  |  | Module | TRUE | GES24-177WW |  | 177 Candela, Low Profile Evacuation Strobe, White | 1 | 0 | 0.213 |  |  |  |  | FALSE | [5 empty] | #FF0070C0 | FA-NFPA 170 STROBE WALL | 1 | FALSE | FALSE | FALSE | 2023 | [13 empty] | FALSE
NFPA 170 SPEAKER WALL |  |  | North | Gentex |  | Speaker |  |  |  | Module | TRUE | SSPKCLPR |  | Speaker, 25 or 70.7 Vrms, 1/8 to 4 watts, red | 1 | [6 empty] | FALSE | FALSE |  |  |  |  | #FF0070C0 | FA-NFPA 170 SPEAKER WALL | 1 | FALSE | FALSE | FALSE | 2021 | [13 empty] | FALSE
NFPA 170 SPEAKER STROBE |  |  | North | Gentex |  | Speaker/Strobe |  |  |  | Module | TRUE | SSPKA24-15/75AWR |  | Colored Lens Speaker/Strobe, Fixed 15/75 Candela, Wall, Red, Alert, Amber Lens | 1 | 0 | 0.148 |  |  |  |  | FALSE | [5 empty] | #FF0070C0 | FA-NFPA 170 SPEAKER STROBE | 1 | FALSE | FALSE | FALSE | 2019 |  |  | 7320-0569:0141 | [10 empty] | FALSE |  |  | WP
NFPA 170 HORN STROBE |  |  | North | Gentex |  | Horn/Strobe |  |  |  | Module | TRUE | GEC3-24WW |  | Selectable Candela, Low Profile Evacuation Horn/Strobe, White | 1 | 0 | 0.172 |  |  |  |  | FALSE | [5 empty] | #FF0070C0 | FA-NFPA 170 HORN STROBE | 1 | FALSE | FALSE | FALSE | 2012 | [13 empty] | FALSE
NFPA 170 HORN STROBE CEILING |  |  | North | Gentex |  | Horn/Strobe |  |  |  | Module | TRUE | GCC24CW |  | Horn Strobe, 24 VDC, White, Ceiling | 1 | 0 | 0.344 |  |  |  |  | FALSE | TRUE |  |  |  |  | #FF0070C0 | FA-NFPA 170 HORN STROBE CEILING | 1 | FALSE | FALSE | FALSE | 2013 | [13 empty] | FALSE |  |  | C
NFPA 170 STROBE WALL |  |  | North | Gentex |  | Strobe |  |  |  | Module | TRUE | WGESA24-75PW |  | WGES Colored Lens Outdoor Strobe (GOE Enclosure), Amber Lens | 1 | 0 | 0.17 |  |  |  |  | FALSE | [5 empty] | #FF0070C0 | FA-NFPA 170 STROBE WALL | 1 | FALSE | FALSE | FALSE | 2023 | [13 empty] | FALSE
NFPA 170 STROBE CEILING |  |  | North | Gentex |  | Strobe |  |  |  | Module | TRUE | GXS-120177CW |  | 120VAC Remote Visual Signal, Ceiling, White | 1 | 0 | 0.209 |  |  |  |  | FALSE | TRUE |  |  |  |  | #FF0070C0 | FA-NFPA 170 STROBE CEILING | 1 | FALSE | FALSE | FALSE | 2022 | [13 empty] | FALSE |  |  | C
NFPA 170 HORN STROBE CEILING |  |  | North | Gentex |  | Horn/Strobe |  |  |  | Module | TRUE | GCC24PCW |  | Horn Strobe, 24 VDC, White, Ceiling, Plain | 1 | 0 | 0.344 |  |  |  |  | FALSE | TRUE |  |  |  |  | #FF0070C0 | FA-NFPA 170 HORN STROBE CEILING | 1 | FALSE | FALSE | FALSE | 2013 | [13 empty] | FALSE |  |  | C
NFPA 170 SPEAKER STROBE CEILING |  |  | North | Gentex |  | Speaker/Strobe |  |  |  | Module | TRUE | SSPK24CR |  | Speaker/Strobe, 24 VDC, , ceiling mount, red | 1 | 0 | 0.137 |  |  |  |  | FALSE | TRUE |  |  |  |  | #FF0070C0 | FA-NFPA 170 SPEAKER STROBE CEILING | 1 | FALSE | FALSE | FALSE | 2020 | [13 empty] | FALSE |  |  | C
NFPA 170 HORN STROBE |  |  | North | Gentex |  | Horn/Strobe |  |  |  | Module | TRUE | SSPK-/WW |  | Speaker/Strobe, 24 VDC, , wall mount, white | 1 | 0 | 0.245 |  |  |  |  | FALSE | FALSE |  |  |  |  | #FF0070C0 | FA-NFPA 170 HORN STROBE | 1 | FALSE | FALSE | FALSE | 2012 | [13 empty] | FALSE
NFPA 170 SMOKE DETECTOR |  |  | North | Gentex |  | Smoke Detector |  |  |  | Module | TRUE | 9120 |  | 917-0001-002 120VAC Smoke Detector, 9VDC Battery Backup, Tandem 12 Units, Continuous Sounder | 1 | [6 empty] | TRUE | TRUE |  |  |  |  | #FFFF0000 | FA-NFPA 170 SMOKE DETECTOR | 1 | FALSE | FALSE | FALSE | 1408 | [16 empty] | 120v
NFPA 170 SPEAKER STROBE |  |  | North | Gentex |  | Speaker/Strobe |  |  |  | Module | TRUE | SSPKA24-15/75AWW |  | Colored Lens Speaker/Strobe, Fixed 15/75 Candela, Wall, White, Alert, Amber Lens | 1 | 0 | 0.148 |  |  |  |  | FALSE | [5 empty] | #FF0070C0 | FA-NFPA 170 SPEAKER STROBE | 1 | FALSE | FALSE | FALSE | 2019 |  |  | 7320-0569:0141 | [10 empty] | FALSE |  |  | WP
NFPA 170 STROBE CEILING |  |  | North | Gentex |  | Strobe |  |  |  | Module | TRUE | GCSA24PCW |  | GCS Colored Lens, Selectable Candela, Ceiling, White, Plain, Amber Lens | 1 | 0 | 0.313 |  |  |  |  | FALSE | TRUE |  |  |  |  | #FF0070C0 | FA-NFPA 170 STROBE CEILING | 1 | FALSE | FALSE | FALSE | 2022 | [13 empty] | FALSE |  |  | C
NFPA 170 STROBE WALL |  |  | North | Gentex |  | Strobe |  |  |  | Module | TRUE | WGESR24-75PW |  | WGES Colored Lens Outdoor Strobe (GOE Enclosure), Red Lens | 1 | 0 | 0.164 |  |  |  |  | FALSE | [5 empty] | #FF0070C0 | FA-NFPA 170 STROBE WALL | 1 | FALSE | FALSE | FALSE | 2023 | [13 empty] | FALSE
NFPA 170 HORN STROBE CEILING |  |  | North | Gentex |  | Horn/Strobe |  |  |  | Module | TRUE | GCCA24RCR |  | Horn Strobe, 24 VDC, Red, Ceiling, Amber Lens | 1 | 0 | 0.344 |  |  |  |  | FALSE | TRUE |  |  |  |  | #FF0070C0 | FA-NFPA 170 HORN STROBE CEILING | 1 | FALSE | FALSE | FALSE | 2013 | [13 empty] | FALSE |  |  | C
NFPA 170 SPEAKER STROBE |  |  | North | Gentex |  | Speaker/Strobe |  |  |  | Module | TRUE | SSPK-WR |  | Speaker/Strobe, 24 VDC, wall mount, red | 1 | 0 | 0.245 |  |  |  |  | FALSE | FALSE |  |  |  |  | #FF0070C0 | FA-NFPA 170 SPEAKER STROBE | 1 | FALSE | FALSE | FALSE | 2019 | [13 empty] | FALSE
NFPA 170 SPEAKER STROBE |  |  | North | Gentex |  | Speaker/Strobe |  |  |  | Module | TRUE | SSPKG24-15/75PWW |  | Colored Lens Speaker/Strobe, Fixed 15/75 Candela, Wall, White, Green Lens | 1 | 0 | 0.148 |  |  |  |  | FALSE | [5 empty] | #FF0070C0 | FA-NFPA 170 SPEAKER STROBE | 1 | FALSE | FALSE | FALSE | 2019 |  |  | 7320-0569:0141 | [10 empty] | FALSE |  |  | WP
NFPA 170 HORN STROBE |  |  | North | Gentex |  | Horn/Strobe |  |  |  | Module | TRUE | GHSLF177W |  | Low Frequency Horn Strobe, White, Wall | 1 | 0 | 0.525 |  |  |  |  | FALSE | [5 empty] | #FF0070C0 | FA-NFPA 170 HORN STROBE | 1 | FALSE | FALSE | FALSE | 2012 | [13 empty] | FALSE |  |  | LF
NFPA 170 SPEAKER CEILING |  |  | North | Gentex |  | Speaker |  |  |  | Module | TRUE | SSPKCW |  | Speaker Ceiling, 25 or 70.7 Vrms, 1/8 to 4 watts, white | 1 | [6 empty] | FALSE | TRUE |  |  |  |  | #FF0070C0 | FA-NFPA 170 SPEAKER CEILING | 1 | FALSE | FALSE | FALSE | 2019 | [13 empty] | FALSE |  |  | C
NFPA 170 STROBE WALL |  |  | North | Gentex |  | Strobe |  |  |  | Module | TRUE | WGESG24-75PW |  | WGES Colored Lens Outdoor Strobe (GOE Enclosure), Green Lens | 1 | 0 | 0.164 |  |  |  |  | FALSE | [5 empty] | #FF0070C0 | FA-NFPA 170 STROBE WALL | 1 | FALSE | FALSE | FALSE | 2023 | [13 empty] | FALSE
NFPA 170 HORN STROBE CEILING |  |  | North | Gentex |  | Horn/Strobe |  |  |  | Module | TRUE | GCC24PCR |  | Horn Strobe, 24 VDC, Red, Ceiling, Plain | 1 | 0 | 0.344 |  |  |  |  | FALSE | TRUE |  |  |  |  | #FF0070C0 | FA-NFPA 170 HORN STROBE CEILING | 1 | FALSE | FALSE | FALSE | 2013 | [13 empty] | FALSE |  |  | C
NFPA 170 SPEAKER STROBE |  |  | North | Gentex |  | Speaker/Strobe |  |  |  | Module | TRUE | WSSPK24-15/75WW |  | Outdoor Speaker/Strobe, Fixed 15/75 Candela, Wall, White | 1 | 0 | 0.096 |  |  |  |  | FALSE | [5 empty] | #FF0070C0 | FA-NFPA 170 SPEAKER STROBE | 1 | FALSE | FALSE | FALSE | 2019 |  |  | 7320-0569:0141 | [10 empty] | FALSE |  |  | WP
NFPA 170 SPEAKER STROBE |  |  | North | Gentex |  | Speaker/Strobe |  |  |  | Module | TRUE | SSPK24WLPW |  | Speaker/Strobe, 24 VDC, Wall Mount, White | 1 | 0 | 0.137 |  |  |  |  | FALSE | FALSE |  |  |  |  | #FF0070C0 | FA-NFPA 170 SPEAKER STROBE | 1 | FALSE | FALSE | FALSE | 2019 | [13 empty] | FALSE
NFPA 170 STROBE WALL |  |  | North | Gentex |  | Strobe |  |  |  | Module | TRUE | WGES24-75PWW |  | 24 Volt Low Profile Evacuation Outdoor Strobe, Weather Proof, Wall, White, Plain | 1 | 0 | 0.17 |  |  |  |  | FALSE | [5 empty] | #FF0070C0 | FA-NFPA 170 STROBE WALL | 1 | FALSE | FALSE | FALSE | 2023 | [13 empty] | FALSE
NFPA 170 SPEAKER WALL |  |  | North | Gentex |  | Speaker |  |  |  | Module | TRUE | WSSPKR |  | Outdoor Speaker, Wall, Red | 1 | [6 empty] | FALSE | [5 empty] | #FF0070C0 | FA-NFPA 170 SPEAKER WALL | 1 | FALSE | FALSE | FALSE | 2021 |  |  | 7320-0569:0141 | [10 empty] | FALSE |  |  | WP
NFPA 170 STROBE WALL |  |  | North | Gentex |  | Strobe |  |  |  | Module | TRUE | WGES24-75WW |  | 24 Volt Low Profile Evacuation Outdoor Strobe, Weather Proof, Wall, White | 1 | 0 | 0.17 |  |  |  |  | FALSE | [5 empty] | #FF0070C0 | FA-NFPA 170 STROBE WALL | 1 | FALSE | FALSE | FALSE | 2023 | [13 empty] | FALSE
NFPA 170 SPEAKER STROBE |  |  | North | Gentex |  | Speaker/Strobe |  |  |  | Module | TRUE | SSPKA24-15/75PWR |  | Colored Lens Speaker/Strobe, Fixed 15/75 Candela, Wall, Red, Amber Lens | 1 | 0 | 0.148 |  |  |  |  | FALSE | [5 empty] | #FF0070C0 | FA-NFPA 170 SPEAKER STROBE | 1 | FALSE | FALSE | FALSE | 2019 |  |  | 7320-0569:0141 | [10 empty] | FALSE |  |  | WP
NFPA 170 STROBE CEILING |  |  | North | Gentex |  | Strobe |  |  |  | Module | TRUE | GXS-120CW |  | Strobe, 120 Vac, 177 candela, ceiling, white | 1 | 0 | 0.209 |  |  |  |  | FALSE | TRUE |  |  |  |  | #FF0070C0 | FA-NFPA 170 STROBE CEILING | 1 | FALSE | FALSE | FALSE | 2022 | [13 empty] | FALSE |  |  | C
NFPA 170 SPEAKER STROBE |  |  | North | Gentex |  | Speaker/Strobe |  |  |  | Module | TRUE | SSPKR24-15/75PWW |  | Colored Lens Speaker/Strobe, Fixed 15/75 Candela, Wall, White, Red Lens | 1 | 0 | 0.148 |  |  |  |  | FALSE | [5 empty] | #FF0070C0 | FA-NFPA 170 SPEAKER STROBE | 1 | FALSE | FALSE | FALSE | 2019 |  |  | 7320-0569:0141 | [10 empty] | FALSE |  |  | WP
NFPA 170 HORN STROBE |  |  | North | Gentex |  | Horn/Strobe |  |  |  | Module | TRUE | GECR24PWW | + | GEC3 Colored Lens Horn/Strobe, Selectable Candela Low Profile, Wall, White, Plain, Red Lens | 1 | 0 | 0.31 |  |  |  |  | FALSE | FALSE |  |  |  |  | #FF0070C0 | FA-NFPA 170 HORN STROBE | 1 | FALSE | FALSE | FALSE | 2023 | [13 empty] | FALSE
NFPA 170 SPEAKER STROBE |  |  | North | Gentex |  | Speaker/Strobe |  |  |  | Module | TRUE | WSSPK24-15/75WR |  | Outdoor Speaker/Strobe, Fixed 15/75 Candela, Wall, Red | 1 | 0 | 0.096 |  |  |  |  | FALSE | [5 empty] | #FF0070C0 | FA-NFPA 170 SPEAKER STROBE | 1 | FALSE | FALSE | FALSE | 2019 |  |  | 7320-0569:0141 | [10 empty] | FALSE |  |  | WP
SMOKEWITHSTROBE |  |  | North | Gentex |  | Smoke Detector |  |  |  | Module | TRUE | 7139CS-W |  | Photoelectric Smoke Alarm with 177cd Visual Signaling Appliance, 120vac, Wall Mount | 1 | [6 empty] | TRUE | TRUE |  |  |  |  | #FF0070C0 | FA-SMOKEWITHSTROBE | 1 | FALSE | FALSE | FALSE
NFPA 170 STROBE WALL |  |  | North | Gentex |  | Strobe |  |  |  | Module | TRUE | GES3-12WR |  | Selectable Candela, Low Profile Evacuation Strobe, Red | 1 | 0 | 0.116 |  |  |  |  | FALSE | [5 empty] | #FF0070C0 | FA-NFPA 170 STROBE WALL | 1 | FALSE | FALSE | FALSE | 2023 | [13 empty] | FALSE
NFPA 170 SMOKE DETECTOR |  |  | North | Gentex |  | Smoke Detector |  |  |  | Module | TRUE | 9123H |  | 917-0014-002 120VAC Smoke Detector, 9VDC Battery Backup, Tandem 12 Units, Isolated 135 Degree Thermal, Temporal-3 Sounder | 1 | [6 empty] | TRUE | TRUE |  |  |  |  | #FFFF0000 | FA-NFPA 170 SMOKE DETECTOR | 1 | FALSE | FALSE | FALSE | 1408 | [16 empty] | 120v
NFPA 170 SMOKE DETECTOR |  |  | North | Gentex |  | Smoke Detector |  |  |  | Module | TRUE | 9120TF |  | 917-0009-002 120VAC Smoke Detector, 9VDC Battery Backup, Tandem 6 Units, Integral 135 Degree Thermal, Continuous Sounder | 1 | [6 empty] | TRUE | TRUE |  |  |  |  | #FFFF0000 | FA-NFPA 170 SMOKE DETECTOR | 1 | FALSE | FALSE | FALSE | 1408 | [16 empty] | 120v
NFPA 170 SPEAKER CEILING |  |  | North | Gentex |  | Speaker |  |  |  | Module | TRUE | SSPKCLPW |  | Speaker Wall, Ceiling, 25 or 70.7 Vrms, 1/8 to 4 watts, white | 1 | [6 empty] | FALSE | TRUE |  |  |  |  | #FF0070C0 | FA-NFPA 170 SPEAKER CEILING | 1 | FALSE | FALSE | FALSE | 2019 | [13 empty] | FALSE |  |  | C
NFPA 170 HORN STROBE |  |  | North | Gentex |  | Horn/Strobe |  |  |  | Module | TRUE | GHSLF177R |  | Low Frequency Horn Strobe, Red, Wall | 1 | 0 | 0.393 |  |  |  |  | FALSE | [5 empty] | #FF0070C0 | FA-NFPA 170 HORN STROBE | 1 | FALSE | FALSE | FALSE | 2012 | [13 empty] | FALSE |  |  | LF
NFPA 170 HORN |  |  | North | Gentex |  | Horn |  |  |  | Module | TRUE | GEH24-R |  | Low Profile Evacuation Horn, Red | 1 | 0 | 0.056 |  |  |  |  | FALSE | [5 empty] | #FF0070C0 | FA-NFPA 170 HORN | 1 | FALSE | FALSE | FALSE | 2010 | [13 empty] | FALSE
NFPA 170 SMOKE HEAT DETECTOR |  |  | North | Gentex |  | Smoke/Heat/CO Detector |  |  |  | Module | FALSE | 917-0072-002 | STRR | 120V Smoke Heat Sensor 135 ROR w/Relays | 1 | [6 empty] | FALSE | TRUE |  |  |  |  | #FFFF0000 | FA-NFPA 170 SMOKE HEAT DETECTOR | 1 | FALSE | FALSE | FALSE | 1408 | [13 empty] | FALSE |  |  | 120V
NFPA 170 GAS DETECTOR |  |  | North | Gentex |  | Gas Detection |  |  |  | Module | FALSE | 918-0030-002 | C | 120V CO Sensor | 1 | [6 empty] | FALSE | TRUE |  |  |  |  | #FFFF0000 | FA-NFPA 170 GAS DETECTOR | 1 | FALSE | FALSE | FALSE | 1408 | [13 empty] | FALSE |  |  | 120V
NFPA 170 HORN STROBE |  |  | North | Gentex |  | Horn/Strobe |  |  |  | Module | TRUE | GEC3-24WR |  | Selectable Candela, Low Profile Evacuation Horn/Strobe, Red | 1 | 0 | 0.172 |  |  |  |  | FALSE | [5 empty] | #FF0070C0 | FA-NFPA 170 HORN STROBE | 1 | FALSE | FALSE | FALSE | 2012 | [13 empty] | FALSE
NFPA 170 HORN |  |  | North | Gentex |  | Horn |  |  |  | Module | TRUE | GHLFW |  | Low Profile Horn, Low Frequency, White | 1 | 0 | 0.1558 |  |  |  |  | FALSE | [5 empty] | #FF0070C0 | FA-NFPA 170 HORN | 1 | FALSE | FALSE | FALSE | 2010 | [13 empty] | FALSE |  |  | LF
NFPA 170 SYNC MODULE |  |  | North | Gentex |  | Sync Module |  |  |  | Module | TRUE | AVSM-R |  | Synchronization Module | 1 | 0 | 0.047 |  |  |  |  | FALSE | FALSE |  |  |  |  | #FFFF0000 | FA-NFPA 170 SYNC MODULE | 1 | FALSE | FALSE | FALSE | 1300 | [13 empty] | FALSE |  |  | SYNC
NFPA 170 SPEAKER STROBE |  |  | North | Gentex |  | Speaker/Strobe |  |  |  | Module | TRUE | SSPKB24-15/75PWW |  | Colored Lens Speaker/Strobe, Fixed 15/75 Candela, Wall, White, Blue Lens | 1 | 0 | 0.148 |  |  |  |  | FALSE | [5 empty] | #FF0070C0 | FA-NFPA 170 SPEAKER STROBE | 1 | FALSE | FALSE | FALSE | 2019 |  |  | 7320-0569:0141 | [10 empty] | FALSE |  |  | WP
NFPA 170 STROBE CEILING |  |  | North | Gentex |  | Strobe |  |  |  | Module | TRUE | GCSB24PCR |  | GCS Colored Lens, Selectable Candela, Ceiling, Red, Plain, Blue Lens | 1 | 0 | 0.139 |  |  |  |  | FALSE | TRUE |  |  |  |  | #FF0070C0 | FA-NFPA 170 STROBE CEILING | 1 | FALSE | FALSE | FALSE | 2022 | [13 empty] | FALSE |  |  | C
NFPA 170 STROBE CEILING |  |  | North | Gentex |  | Strobe |  |  |  | Module | TRUE | GCSG24PCR |  | GCS Colored Lens, Selectable Candela, Ceiling, Red, Plain, Green Lens | 1 | 0 | 0.139 |  |  |  |  | FALSE | TRUE |  |  |  |  | #FF0070C0 | FA-NFPA 170 STROBE CEILING | 1 | FALSE | FALSE | FALSE | 2022 | [13 empty] | FALSE |  |  | C
NFPA 170 SMOKE DETECTOR |  |  | North | Gentex |  | Smoke Detector |  |  |  | Module | TRUE | 9123TF |  | 917-0017-002 120VAC Smoke Detector, 9VDC Battery Backup, Tandem 6 Units, Integral 135 Degree Thermal, Temporal-3 Sounder | 1 | [6 empty] | TRUE | TRUE |  |  |  |  | #FFFF0000 | FA-NFPA 170 SMOKE DETECTOR | 1 | FALSE | FALSE | FALSE | 1408 | [16 empty] | 120v
NFPA 170 SPEAKER STROBE CEILING |  |  | North | Gentex |  | Speaker/Strobe |  |  |  | Module | TRUE | SSPK24CLPAW |  | Speaker/Strobe, 24 VDC, Ceiling Mount, White, Alert | 1 | 0 | 0.12 |  |  |  |  | FALSE | TRUE |  |  |  |  | #FF0070C0 | FA-NFPA 170 SPEAKER STROBE CEILING | 1 | FALSE | FALSE | FALSE | 2020 | [13 empty] | FALSE |  |  | C
GenericN DOOR CONTACT |  |  | North | GRI |  | Door Contact |  |  |  | Module | TRUE | 4402-A | ++ | Aluminum Industrial Wide Gap Switch Set | 1 |  |  |  |  | 1.5 | [7 empty] | #FFFF0000 | FA-GenericN DOOR CONTACT | 1 | FALSE | FALSE | FALSE | [17 empty] | REX
GenericN DOOR CONTACT |  |  | North | GRI |  | Door Contact |  |  |  | Module | TRUE | 4402 | ++ | Aluminum Industrial Wide Gap Switch Set | 1 |  |  |  |  | 1.5 | [7 empty] | #FFFF0000 | FA-GenericN DOOR CONTACT | 1 | FALSE | FALSE | FALSE | [17 empty] | REX
GenericN DOOR CONTACT |  |  | North | GRI |  | Door Contact |  |  |  | Module | TRUE | 4400 | ++ | Aluminum Industrial Wide Gap Switch Set | 1 |  |  |  |  | 1.5 | [7 empty] | #FFFF0000 | FA-GenericN DOOR CONTACT | 1 | FALSE | FALSE | FALSE | [17 empty] | REX
GenericN DOOR CONTACT |  |  | North | GRI |  | Door Contact |  |  |  | Module | TRUE | 4400-A | ++ | Aluminum Industrial Wide Gap Switch Set | 1 |  |  |  |  | 1.5 | [7 empty] | #FFFF0000 | FA-GenericN DOOR CONTACT | 1 | FALSE | FALSE | FALSE | [17 empty] | REX
GenericN DOOR CONTACT |  |  | North | GRI |  | Door Contact |  |  |  | Module | TRUE | 4405-A | ++ | Aluminum Industrial Wide Gap Switch Set | 1 |  |  |  |  | 1.5 | [7 empty] | #FFFF0000 | FA-GenericN DOOR CONTACT | 1 | FALSE | FALSE | FALSE | [17 empty] | REX
|  |  | North | GRI PRODUCTS | Security/Access Control |  |  |  |  | Module | TRUE | 190-12WG |  |  | 1 | [12 empty] | #FFFFFFFF |  |  | FALSE | FALSE | FALSE
|  |  | North | GRI PRODUCTS | Security/Access Control |  |  |  |  | Module | TRUE | 8484-T |  |  | 1 | [12 empty] | #FFFFFFFF |  |  | FALSE | FALSE | FALSE
|  |  | North | GRI PRODUCTS | Security/Access Control |  |  |  |  | Module | TRUE | 184-12 |  |  | 1 | [12 empty] | #FFFFFFFF |  |  | FALSE | FALSE | FALSE
|  |  | North | GRI PRODUCTS | Security/Access Control |  |  |  |  | Module | TRUE | 8989-T |  |  | 1 | [12 empty] | #FFFFFFFF |  |  | FALSE | FALSE | FALSE
|  |  | North | GRI PRODUCTS | Security/Access Control |  |  |  |  | Module | TRUE | 8080-TWG |  |  | 1 | [12 empty] | #FFFFFFFF |  |  | FALSE | FALSE | FALSE
|  |  | North | GRI PRODUCTS | Security/Access Control |  |  |  |  | Module | TRUE | 184-12WG |  |  | 1 | [12 empty] | #FFFFFFFF |  |  | FALSE | FALSE | FALSE
|  |  | North | GRI PRODUCTS | Security/Access Control |  |  |  |  | Module | TRUE | 8989-TWG |  |  | 1 | [12 empty] | #FFFFFFFF |  |  | FALSE | FALSE | FALSE
|  |  | North | GRI PRODUCTS | Security/Access Control |  |  |  |  | Module | TRUE | 189-12WG |  |  | 1 | [12 empty] | #FFFFFFFF |  |  | FALSE | FALSE | FALSE
|  |  | North | GRI PRODUCTS | Security/Access Control |  |  |  |  | Module | TRUE | 4463A |  |  | 1 | [12 empty] | #FFFFFFFF |  |  | FALSE | FALSE | FALSE
|  |  | North | GRI PRODUCTS | Security/Access Control |  |  |  |  | Module | TRUE | 8585-TWG |  |  | 1 | [12 empty] | #FFFFFFFF |  |  | FALSE | FALSE | FALSE
|  |  | North | GRI PRODUCTS | Security/Access Control |  |  |  |  | Module | TRUE | 199-12WG |  |  | 1 | [12 empty] | #FFFFFFFF |  |  | FALSE | FALSE | FALSE
|  |  | North | GRI PRODUCTS | Security/Access Control |  |  |  |  | Module | TRUE | 4460 |  |  | 1 | [12 empty] | #FFFFFFFF |  |  | FALSE | FALSE | FALSE
|  |  | North | GRI PRODUCTS | Security/Access Control |  |  |  |  | Module | TRUE | 180-12 |  | STEEL DOOR RECESSED SWITCH SET | 1 | [12 empty] | #FFFFFFFF |  |  | FALSE | FALSE | FALSE
|  |  | North | GRI PRODUCTS | Security/Access Control |  |  |  |  | Module | TRUE | 4461A |  |  | 1 | [12 empty] | #FFFFFFFF |  |  | FALSE | FALSE | FALSE
|  |  | North | GRI PRODUCTS | Security/Access Control |  |  |  |  | Module | TRUE | 4460A |  |  | 1 | [12 empty] | #FFFFFFFF |  |  | FALSE | FALSE | FALSE
|  |  | North | GRI PRODUCTS | Security/Access Control |  |  |  |  | Module | TRUE | 4461 |  |  | 1 | [12 empty] | #FFFFFFFF |  |  | FALSE | FALSE | FALSE
|  |  | North | GRI PRODUCTS | Security/Access Control |  |  |  |  | Module | TRUE | 195-12 |  |  | 1 | [12 empty] | #FFFFFFFF |  |  | FALSE | FALSE | FALSE
|  |  | North | GRI PRODUCTS | Security/Access Control |  |  |  |  | Module | TRUE | 199-12 |  |  | 1 | [12 empty] | #FFFFFFFF |  |  | FALSE | FALSE | FALSE
|  |  | North | GRI PRODUCTS | Security/Access Control |  |  |  |  | Module | TRUE | 180-12WG |  |  | 1 | [12 empty] | #FFFFFFFF |  |  | FALSE | FALSE | FALSE
|  |  | North | GRI PRODUCTS | Security/Access Control |  |  |  |  | Module | TRUE | 8585-T |  |  | 1 | [12 empty] | #FFFFFFFF |  |  | FALSE | FALSE | FALSE
|  |  | North | GRI PRODUCTS | Security/Access Control |  |  |  |  | Module | TRUE | 185-12 |  |  | 1 | [12 empty] | #FFFFFFFF |  |  | FALSE | FALSE | FALSE
|  |  | North | GRI PRODUCTS | Security/Access Control |  |  |  |  | Module | TRUE | 185-12WG |  |  | 1 | [12 empty] | #FFFFFFFF |  |  | FALSE | FALSE | FALSE
|  |  | North | GRI PRODUCTS | Security/Access Control |  |  |  |  | Module | TRUE | 8484-TWG |  |  | 1 | [12 empty] | #FFFFFFFF |  |  | FALSE | FALSE | FALSE
|  |  | North | GRI PRODUCTS | Security/Access Control |  |  |  |  | Module | TRUE | 189-12 |  |  | 1 | [12 empty] | #FFFFFFFF |  |  | FALSE | FALSE | FALSE
|  |  | North | GRI PRODUCTS | Security/Access Control |  |  |  |  | Module | TRUE | 4463 |  |  | 1 | [12 empty] | #FFFFFFFF |  |  | FALSE | FALSE | FALSE
|  |  | North | GRI PRODUCTS | Security/Access Control |  |  |  |  | Module | TRUE | 8080-T |  |  | 1 | [12 empty] | #FFFFFFFF |  |  | FALSE | FALSE | FALSE
|  |  | North | GRI PRODUCTS | Security/Access Control |  |  |  |  | Module | TRUE | 195-12WG |  |  | 1 | [12 empty] | #FFFFFFFF |  |  | FALSE | FALSE | FALSE
|  |  | North | GRI PRODUCTS | Security/Access Control |  |  |  |  | Module | TRUE | 4701-AXL |  |  | 1 | [12 empty] | #FFFFFFFF |  |  | FALSE | FALSE | FALSE
|  |  | North | GRI PRODUCTS | Security/Access Control |  |  |  |  | Module | TRUE | 194-12 |  |  | 1 | [12 empty] | #FFFFFFFF |  |  | FALSE | FALSE | FALSE
|  |  | North | GRI PRODUCTS | Security/Access Control |  |  |  |  | Module | TRUE | 190-12 |  |  | 1 | [12 empty] | #FFFFFFFF |  |  | FALSE | FALSE | FALSE
|  |  | North | GRI PRODUCTS | Security/Access Control |  |  |  |  | Module | TRUE | 4462 |  |  | 1 | [12 empty] | #FFFFFFFF |  |  | FALSE | FALSE | FALSE
|  |  | North | GRI PRODUCTS | Security/Access Control |  |  |  |  | Module | TRUE | 4462A |  |  | 1 | [12 empty] | #FFFFFFFF |  |  | FALSE | FALSE | FALSE
|  |  | North | GRI PRODUCTS | Security/Access Control |  |  |  |  | Module | TRUE | 4700-A |  |  | 1 | [12 empty] | #FFFFFFFF |  |  | FALSE | FALSE | FALSE
|  |  | North | GRI PRODUCTS | Security/Access Control |  |  |  |  | Module | TRUE | 4700-AXL |  |  | 1 | [12 empty] | #FFFFFFFF |  |  | FALSE | FALSE | FALSE
|  |  | North | GRI PRODUCTS | Security/Access Control |  |  |  |  | Module | TRUE | 194-12WG |  |  | 1 | [12 empty] | #FFFFFFFF |  |  | FALSE | FALSE | FALSE
|  |  | North | GRI PRODUCTS | Security/Access Control |  |  |  |  | Module | TRUE | 4701-A |  |  | 1 | [12 empty] | #FFFFFFFF |  |  | FALSE | FALSE | FALSE
NFPA 170 HORN STROBE CEILING |  |  | North | Harrington |  | Horn/Strobe |  |  |  | Module | TRUE | HSG4-24CW |  | Horn Strobe, 24 VDC, White, Ceiling | 1 | 0 | 0.095 |  |  |  |  | FALSE | TRUE |  |  |  |  | #FF0070C0 | FA-NFPA 170 HORN STROBE CEILING | 1 | FALSE | FALSE | FALSE | 2013 | [13 empty] | FALSE |  |  | C
NFPA 170 HORN STROBE |  |  | North | Harrington |  | Horn/Strobe |  |  |  | Module | TRUE | HSG3-24WR |  | Selectable Candela, Low Profile Evacuation Horn Strobe, Red | 1 | 0 | 0.28 |  |  |  |  | FALSE | [5 empty] | #FF0070C0 | FA-NFPA 170 HORN STROBE | 1 | FALSE | FALSE | FALSE | 2012 | [13 empty] | FALSE
NFPA 170 NOTIFICATION CIRCUIT EXTENDER PANEL | RISER NAC |  | North | Harrington |  | Notification Circuit Extender Panel |  |  |  | Assembly | TRUE | AL802ULADA |  | 24VDC or 12VDC @ 8 amp max Two (2) Class A or four (4) Class B outputs. | 1 | [6 empty] | FALSE | [5 empty] | #FFFF0000 | FA-NFPA 170 NOTIFICATION CIRCUIT EXTENDER PANEL | 1 | FALSE | FALSE | FALSE | 212 | [8 empty] | 7,12,18 |  |  |  |  | TRUE
NFPA 170 HORN STROBE CEILING |  |  | North | Harrington |  | Horn/Strobe |  |  |  | Module | TRUE | HSG4-24CR |  | Horn Strobe, 24 VDC, Red, Ceiling | 1 | 0 | 0.095 |  |  |  |  | FALSE | TRUE |  |  |  |  | #FF0070C0 | FA-NFPA 170 HORN STROBE CEILING | 1 | FALSE | FALSE | FALSE | 2013 | [13 empty] | FALSE |  |  | C
NFPA 170 ADDRESSABLE INPUT MONITOR MODULE |  |  | North | Harrington |  | Addressable Module |  |  |  | Module | TRUE | IS812 |  | Standard Priority Monitor Module | 1 | 0.00085 | 0.006 |  |  |  |  | FALSE | [5 empty] | #FFFF0000 | FA-NFPA 170 ADDRESSABLE INPUT MONITOR MODULE | 1 | FALSE | FALSE | FALSE | 1000 | [13 empty] | FALSE
NFPA 170 FIRE ALARM CONTROL UNIT | RISER FACP |  | North | Harrington |  | Fire Alarm Control Unit |  |  |  | Assembly | TRUE | T2-P |  | FireSpy Tracker T2000 - 2 Addressable SLC FACP, Class A or B (System Sensor / I-Spy / XP95) | 1 | [6 empty] | FALSE | [5 empty] | #FFFF0000 | FA-NFPA 170 FIRE ALARM CONTROL UNIT | 1 | FALSE | FALSE | FALSE | 202 | [8 empty] | 7,12,18 |  |  |  |  | TRUE
NFPA 170 STROBE WALL |  |  | North | Harrington |  | Strobe |  |  |  | Module | TRUE | SSG3-24WR |  | Selectable Candela, Low Profile Evacuation Strobe, Red | 1 | 0 | 0.096 |  |  |  |  | FALSE | [5 empty] | #FF0070C0 | FA-NFPA 170 STROBE WALL | 1 | FALSE | FALSE | FALSE | 2023 | [13 empty] | FALSE
NFPA 170 STROBE CEILING |  |  | North | Harrington |  | Strobe |  |  |  | Module | TRUE | SSG4-24CR |  | GCS Series 24 Volt Ceiling Mount Selectable Strobe, Red | 1 | 0 | 0.101 |  |  |  |  | FALSE | TRUE |  |  |  |  | #FF0070C0 | FA-NFPA 170 STROBE CEILING | 1 | FALSE | FALSE | FALSE | 2022 | [13 empty] | FALSE |  |  | C
NFPA 170 STROBE CEILING |  |  | North | Harrington |  | Strobe |  |  |  | Module | TRUE | SSG4-24CW |  | GCS Series 24 Volt Ceiling Mount Selectable Strobe, White | 1 | 0 | 0.101 |  |  |  |  | FALSE | TRUE |  |  |  |  | #FF0070C0 | FA-NFPA 170 STROBE CEILING | 1 | FALSE | FALSE | FALSE | 2022 | [13 empty] | FALSE |  |  | C
NFPA 170 STROBE WALL |  |  | North | Harrington |  | Strobe |  |  |  | Module | TRUE | SSG3-24WW |  | Selectable Candela, Low Profile Evacuation Strobe, White | 1 | 0 | 0.096 |  |  |  |  | FALSE | [5 empty] | #FF0070C0 | FA-NFPA 170 STROBE WALL | 1 | FALSE | FALSE | FALSE | 2023 | [13 empty] | FALSE
NFPA 170 MANUAL PULL |  |  | North | Harrington |  | Manual Station |  |  |  | Module | TRUE | HSPS1T-LP-A |  | Dual Action Pull Station, Apollo | 1 | 0.0004 | 0.0062 |  |  |  |  | FALSE | [5 empty] | #FFFF0000 | FA-NFPA 170 MANUAL PULL | 1 | FALSE | FALSE | FALSE | 957 | [13 empty] | FALSE
NFPA 170 DUCT SMOKE DETECTOR |  |  | North | Harrington |  | Duct Smoke Detector |  |  |  | Module | TRUE | SL-DAA-N |  | Addressable Duct Smoke Detector, Ionization | 1 | 0.0004 | 0.0034 |  |  |  |  | FALSE | TRUE |  |  |  |  | #FFFF0000 | FA-NFPA 170 DUCT SMOKE DETECTOR | 1 | FALSE | FALSE | FALSE | 1400 | [13 empty] | FALSE |  |  | I
NFPA 170 MANUAL PULL |  |  | North | Harrington |  | Manual Station |  |  |  | Module | TRUE | HSPS1T-A |  | Addressable Single Action Pull Station, Apollo | 1 | 0.0004 | 0.0062 |  |  |  |  | FALSE | [5 empty] | #FFFF0000 | FA-NFPA 170 MANUAL PULL | 1 | FALSE | FALSE | FALSE | 957 | [13 empty] | FALSE
|  |  | North | Harrington |  | Cards & Components |  |  |  | Card | TRUE | T2-P Main Board |  | Main Board | 1 | 0.155 | 0.21 |  |  |  |  | TRUE | [5 empty] | #FFFFFFFF |  |  | FALSE | FALSE | FALSE | [14 empty] | FALSE
NFPA 170 HORN STROBE |  |  | North | Harrington |  | Horn/Strobe |  |  |  | Module | TRUE | HSG3-24WW |  | Selectable Candela, Low Profile Evacuation Horn Strobe, White | 1 | 0 | 0.28 |  |  |  |  | FALSE | [5 empty] | #FF0070C0 | FA-NFPA 170 HORN STROBE | 1 | FALSE | FALSE | FALSE | 2012 | [13 empty] | FALSE
NFPA 170 ADDRESSABLE INPUT MONITOR MODULE |  |  | North | Harrington |  | Addressable Module |  |  |  | Module | TRUE | IS815 |  | Mini Priority Monitor Module | 1 | 0.00085 | 0.006 |  |  |  |  | FALSE | [5 empty] | #FFFF0000 | FA-NFPA 170 ADDRESSABLE INPUT MONITOR MODULE | 1 | FALSE | FALSE | FALSE | 1000 | [13 empty] | FALSE
NFPA 170 MANUAL PULL |  |  | North | Harrington |  | Manual Station |  |  |  | Module | TRUE | HSPS1T-KL-A |  | Addressable Key Lock Reset Pull Station, Apollo | 1 | 0.0004 | 0.0062 |  |  |  |  | FALSE | [5 empty] | #FFFF0000 | FA-NFPA 170 MANUAL PULL | 1 | FALSE | FALSE | FALSE | 957 | [13 empty] | FALSE
NFPA 170 ADDRESSABLE OUTPUT MODULE |  |  | North | Harrington |  | Addressable Control/Relay |  |  |  | Module | TRUE | IS813 |  | Switch Monitor Input Output Module (Relay Mode) | 1 | 0.00085 | 0.006 |  |  |  |  | FALSE | [5 empty] | #FFFF0000 | FA-NFPA 170 ADDRESSABLE OUTPUT MODULE | 1 | FALSE | FALSE | FALSE | 1100 | [13 empty] | FALSE
NFPA 170 REMOTE ANNUNCIATOR | RISER ANNUNCIATOR |  | North | Harrington |  | Remote Annunciator |  |  |  | Assembly | TRUE | T-ANN |  | Remote LCD Annunciator | 1 | [6 empty] | FALSE | [5 empty] | #FFFF0000 | FA-NFPA 170 REMOTE ANNUNCIATOR | 1 | FALSE | FALSE | FALSE | 255 | [8 empty] | 7,12,18 |  |  |  |  | TRUE
NFPA 170 NOTIFICATION CIRCUIT EXTENDER PANEL | RISER NAC |  | North | Harrington |  | Notification Circuit Extender Panel |  |  |  | Assembly | TRUE | AL1002ULADA |  | 24VDC or 12VDC @ 10 amp max Two (2) Class A or four (4) Class B outputs. | 1 | [6 empty] | FALSE | [5 empty] | #FFFF0000 | FA-NFPA 170 NOTIFICATION CIRCUIT EXTENDER PANEL | 1 | FALSE | FALSE | FALSE | 212 | [8 empty] | 7,12,18 |  |  |  |  | TRUE
|  |  | North | Harrington |  | Cards & Components |  |  |  | Card | TRUE | T-PDCR |  | Remote LCD Annunciator without can | 1 | 0.019 | 0.08 |  |  |  |  | TRUE | [5 empty] | #FFFFFFFF |  |  | FALSE | FALSE | FALSE | [14 empty] | FALSE
|  |  | North | Harrington |  | Hardware |  |  |  | Hardware | TRUE | T2-CAB |  | Cabinet for T2-P & T2-P-D only | 1 | [6 empty] | FALSE | [5 empty] | #FFFFFFFF |  |  | FALSE | FALSE | FALSE | [14 empty] | FALSE
|  |  | North | Harrington |  | Cards & Components |  |  |  | Card | TRUE | AL602ULADA Main Board |  | Main Board | 1 | 0.09 | 0.175 |  |  |  |  | TRUE | [5 empty] | #FFFFFFFF |  |  | FALSE | FALSE | FALSE | [14 empty] | FALSE
|  |  | North | Harrington |  | Hardware |  |  |  | Hardware | TRUE | T-A-CAB |  | Remote Annunciator Back Box only | 1 | [6 empty] | FALSE | [5 empty] | #FFFFFFFF |  |  | FALSE | FALSE | FALSE | [14 empty] | FALSE
NFPA 170 NOTIFICATION CIRCUIT EXTENDER PANEL | RISER NAC |  | North | Harrington |  | Notification Circuit Extender Panel |  |  |  | Assembly | TRUE | AL602ULADA |  | 24VDC or 12VDC @ 6.5 amp max Two (2) Class A or four (4) Class B outputs. | 1 | [6 empty] | FALSE | [5 empty] | #FFFF0000 | FA-NFPA 170 NOTIFICATION CIRCUIT EXTENDER PANEL | 1 | FALSE | FALSE | FALSE | 212 | [8 empty] | 7,12,18 |  |  |  |  | TRUE
|  |  | North | Harrington |  | Cards & Components |  |  |  | Card | TRUE | AL802ULADA Main Board |  | Main Board | 1 | 0.09 | 0.175 |  |  |  |  | TRUE | [5 empty] | #FFFFFFFF |  |  | FALSE | FALSE | FALSE | [14 empty] | FALSE
NFPA 170 ADDRESSABLE INPUT MONITOR MODULE |  |  | North | Harrington |  | Addressable Module |  |  |  | Module | TRUE | IS813 |  | Switch Monitor Input Output Module (Monitor Mode) | 1 | 0.00085 | 0.006 |  |  |  |  | FALSE | [5 empty] | #FFFF0000 | FA-NFPA 170 ADDRESSABLE INPUT MONITOR MODULE | 1 | FALSE | FALSE | FALSE | 1000 | [13 empty] | FALSE
NFPA 170 SMOKE DETECTOR |  |  | North | Harrington |  | Smoke Detector |  |  |  | Module | TRUE | IS802 |  | Photo Smoke Detector w/IS804 4“ Mounting Base | 1 | 0.0004 | 0.0034 |  |  |  |  | FALSE | TRUE |  |  |  |  | #FFFF0000 | FA-NFPA 170 SMOKE DETECTOR | 1 | FALSE | FALSE | FALSE | 1408 | [13 empty] | FALSE
|  |  | North | Harrington |  | Cards & Components |  |  |  | Card | TRUE | AL1002ULADA Main Board |  | Main Board | 1 | 0.09 | 0.175 |  |  |  |  | TRUE | [5 empty] | #FFFFFFFF |  |  | FALSE | FALSE | FALSE | [14 empty] | FALSE
NFPA 170 DUCT SMOKE DETECTOR |  |  | North | Harrington |  | Duct Smoke Detector |  |  |  | Module | TRUE | SL-DAA-P |  | Addressable Duct Smoke Detector, Photoelectric | 1 | 0.0004 | 0.0034 |  |  |  |  | FALSE | TRUE |  |  |  |  | #FFFF0000 | FA-NFPA 170 DUCT SMOKE DETECTOR | 1 | FALSE | FALSE | FALSE | 1400 | [13 empty] | FALSE |  |  | P
NFPA 170 MANUAL PULL |  |  | North | Harrington |  | Manual Station |  |  |  | Module | TRUE | HSPS1T-LP-KL-A |  | Dual Action Key Lock Reset Pull Station, Apollo | 1 | 0.0004 | 0.0062 |  |  |  |  | FALSE | [5 empty] | #FFFF0000 | FA-NFPA 170 MANUAL PULL | 1 | FALSE | FALSE | FALSE | 957 | [13 empty] | FALSE
GenericN ELECTRIC STRIKE |  |  | North | HES | Security/Access Control | Electric Strike |  |  |  | Module | TRUE | 9600 | ++ | Surface Mounted Electric Strike | 1 | 0.5 | 0.5 |  |  | 12 |  | TRUE | [5 empty] | #FFFF0000 | FA-GenericN ELECTRIC STRIKE | 1 | FALSE | FALSE | FALSE | [17 empty] | R1
|  |  | North | HESS | Security/Access Control |  |  |  |  | Module | TRUE | 9600-605 (LBM)(LBSM) |  | BRIGHT BRASS | 1 | [12 empty] | #FFFFFFFF |  |  | FALSE | FALSE | FALSE
|  |  | North | HESS | Security/Access Control |  |  |  |  | Module | TRUE | 9600-629 (LBM)(LBSM) |  | BRIGHT STAINLESS STEEL | 1 | [12 empty] | #FFFFFFFF |  |  | FALSE | FALSE | FALSE
|  |  | North | HESS | Security/Access Control |  |  |  |  | Module | TRUE | 1006-612 (LBM)(LBSM) |  | SATIN BRONZE | 1 | [12 empty] | #FFFFFFFF |  |  | FALSE | FALSE | FALSE
|  |  | North | HESS | Security/Access Control |  |  |  |  | Module | TRUE | 9600-613E (LBM)(LBSM) |  | DARK OXIDIZED SATIN BRONZE POWDER | 1 | [12 empty] | #FFFFFFFF |  |  | FALSE | FALSE | FALSE
|  |  | North | HESS | Security/Access Control |  |  |  |  | Module | TRUE | 1006-613 (LBM)(LBSM) |  | BRONZE TONED | 1 | [12 empty] | #FFFFFFFF |  |  | FALSE | FALSE | FALSE
|  |  | North | HESS | Security/Access Control |  |  |  |  | Module | TRUE | 1006-613E (LBM)(LBSM) |  | DARK OXIDIZED SATIN BRONZE POWDER | 1 | [12 empty] | #FFFFFFFF |  |  | FALSE | FALSE | FALSE
|  |  | North | HESS | Security/Access Control |  |  |  |  | Module | TRUE | 9600-BSP (LBM)(LBSM) |  | BLACK SUEDE POWDER | 1 | [12 empty] | #FFFFFFFF |  |  | FALSE | FALSE | FALSE
|  |  | North | HESS | Security/Access Control |  |  |  |  | Module | TRUE | 9600-613 (LBM)(LBSM) |  | BRONZE TONED | 1 | [12 empty] | #FFFFFFFF |  |  | FALSE | FALSE | FALSE
|  |  | North | HESS | Security/Access Control |  |  |  |  | Module | TRUE | 9600-606 (LBM)(LBSM) |  | SATIN BRASS | 1 | [12 empty] | #FFFFFFFF |  |  | FALSE | FALSE | FALSE
|  |  | North | HESS | Security/Access Control |  |  |  |  | Module | TRUE | 1006-606 (LBM)(LBSM) |  | SATIN BRASS | 1 | [12 empty] | #FFFFFFFF |  |  | FALSE | FALSE | FALSE
|  |  | North | HESS | Security/Access Control |  |  |  |  | Module | TRUE | 1006-630 (LBM)(LBSM) |  | SATIN STAINLESS STEEL | 1 | [12 empty] | #FFFFFFFF |  |  | FALSE | FALSE | FALSE
|  |  | North | HESS | Security/Access Control |  |  |  |  | Module | TRUE | 1006-BSP (LBM)(LBSM) |  | BLACK SUEDE POWDER | 1 | [12 empty] | #FFFFFFFF |  |  | FALSE | FALSE | FALSE
|  |  | North | HESS | Security/Access Control |  |  |  |  | Module | TRUE | 1006-605 (LBM)(LBSM) |  | BRIGHT BRASS | 1 | [12 empty] | #FFFFFFFF |  |  | FALSE | FALSE | FALSE
|  |  | North | HESS | Security/Access Control |  |  |  |  | Module | TRUE | 9600-612 (LBM)(LBSM) |  | SATIN BRONZE | 1 | [12 empty] | #FFFFFFFF |  |  | FALSE | FALSE | FALSE
|  |  | North | HESS | Security/Access Control |  |  |  |  | Module | TRUE | 9600-630 (LBM)(LBSM) |  | SATIN STAINLESS STEEL | 1 | [12 empty] | #FFFFFFFF |  |  | FALSE | FALSE | FALSE
|  |  | North | HESS | Security/Access Control |  |  |  |  | Module | TRUE | 1006-629 (LBM)(LBSM) |  | BRIGHT STAINLESS STEEL | 1 | [12 empty] | #FFFFFFFF |  |  | FALSE | FALSE | FALSE
GenericN CARD READER |  |  | North | HID | Security/Access Control | Card Reader |  |  |  | Module | TRUE | RK40 | ++ | iCLASS SE Reader, Single Gang Mount /w Keypad | 1 | 0.085 | 0.22 |  |  | 16 |  | FALSE | [5 empty] | #FFFF0000 | FA-GenericN CARD READER | 1 | FALSE | FALSE | FALSE | 5000 | [13 empty] | FALSE
|  |  | North | HID | Security/Access Control |  |  |  |  | Module | TRUE | 5375A |  |  | 1 | [12 empty] | #FFFFFFFF |  |  | FALSE | FALSE | FALSE
GenericN CARD READER |  |  | North | HID | Security/Access Control | Card Reader |  |  |  | Module | TRUE | 40 | ++ | Card reader, Single Gang Mount | 1 | 0.065 | 0.25 |  |  | 12 |  | FALSE | [5 empty] | #FFFF0000 | FA-GenericN CARD READER | 1 | FALSE | FALSE | FALSE | 5000 | [13 empty] | FALSE
|  |  | North | HID | Security/Access Control |  |  |  |  | Module | TRUE | 5352A |  |  | 1 | [12 empty] | #FFFFFFFF |  |  | FALSE | FALSE | FALSE
GenericN CARD READER |  |  | North | HID | Security/Access Control | Card Reader |  |  |  | Module | TRUE | R10 | ++ | iCLASS SE Reader, Mullion/Surface Mount | 1 | 0.06 | 0.2 |  |  | 16 |  | FALSE | [5 empty] | #FFFF0000 | FA-GenericN CARD READER | 1 | FALSE | FALSE | FALSE | 5000 | [13 empty] | FALSE
|  |  | North | HID | Security/Access Control |  |  |  |  | Module | TRUE | 1351 |  |  | 1 | [12 empty] | #FFFFFFFF |  |  | FALSE | FALSE | FALSE
|  |  | North | HID | Security/Access Control |  |  |  |  | Module | TRUE | 5355A |  |  | 1 | [12 empty] | #FFFFFFFF |  |  | FALSE | FALSE | FALSE
|  |  | North | HID | Security/Access Control |  |  |  |  | Module | TRUE | 5398C |  |  | 1 | [12 empty] | #FFFFFFFF |  |  | FALSE | FALSE | FALSE
|  |  | North | HID | Security/Access Control |  |  |  |  | Module | TRUE | 1391 |  |  | 1 | [12 empty] | #FFFFFFFF |  |  | FALSE | FALSE | FALSE
|  |  | North | HID | Security/Access Control |  |  |  |  | Module | TRUE | HDP5000 |  |  | 1 | [12 empty] | #FFFFFFFF |  |  | FALSE | FALSE | FALSE
GenericN CARD READER |  |  | North | HID | Security/Access Control | Card Reader |  |  |  | Module | TRUE | 40K | ++ | Card reader w/Keypad, Single Gang Mount | 1 | 0.07 | 0.25 |  |  | 12 |  | FALSE | [5 empty] | #FFFF0000 | FA-GenericN CARD READER | 1 | FALSE | FALSE | FALSE | 5000 | [13 empty] | FALSE
|  |  | North | HID | Security/Access Control |  |  |  |  | Module | TRUE | 1431 |  |  | 1 | [12 empty] | #FFFFFFFF |  |  | FALSE | FALSE | FALSE
|  |  | North | HID | Security/Access Control |  |  |  |  | Module | TRUE | 5395C |  |  | 1 | [12 empty] | #FFFFFFFF |  |  | FALSE | FALSE | FALSE
|  |  | North | HID | Security/Access Control |  |  |  |  | Module | TRUE | 5368E |  |  | 1 | [12 empty] | #FFFFFFFF |  |  | FALSE | FALSE | FALSE
|  |  | North | HID | Security/Access Control |  |  |  |  | Module | TRUE | 5458B |  |  | 1 | [12 empty] | #FFFFFFFF |  |  | FALSE | FALSE | FALSE
GenericN CARD READER |  |  | North | HID | Security/Access Control | Card Reader |  |  |  | Module | TRUE | R15 | ++ | iCLASS SE Reader, Mullion/Surface Mount | 1 | 0.06 | 0.2 |  |  | 16 |  | FALSE | [5 empty] | #FFFF0000 | FA-GenericN CARD READER | 1 | FALSE | FALSE | FALSE | 5000 | [13 empty] | FALSE
|  |  | North | HID | Security/Access Control |  |  |  |  | Module | TRUE | 169 |  |  | 1 | [12 empty] | #FFFFFFFF |  |  | FALSE | FALSE | FALSE
|  |  | North | HID | Security/Access Control |  |  |  |  | Module | TRUE | 5365E |  |  | 1 | [12 empty] | #FFFFFFFF |  |  | FALSE | FALSE | FALSE
|  |  | North | HID | Security/Access Control |  |  |  |  | Module | TRUE | 6008B |  |  | 1 | [12 empty] | #FFFFFFFF |  |  | FALSE | FALSE | FALSE
GenericN CARD READER |  |  | North | HID | Security/Access Control | Card Reader |  |  |  | Module | TRUE | 20K | ++ | Card reader w/Keypad, Mullion/Surface Mount | 1 | 0.065 | 0.25 |  |  | 12 |  | FALSE | [5 empty] | #FFFF0000 | FA-GenericN CARD READER | 1 | FALSE | FALSE | FALSE | 5000 | [13 empty] | FALSE
|  |  | North | HID | Security/Access Control |  |  |  |  | Module | TRUE | 1336 |  |  | 1 | [12 empty] | #FFFFFFFF |  |  | FALSE | FALSE | FALSE
|  |  | North | HID | Security/Access Control |  |  |  |  | Module | TRUE | 5358A |  |  | 1 | [12 empty] | #FFFFFFFF |  |  | FALSE | FALSE | FALSE
|  |  | North | HID | Security/Access Control |  |  |  |  | Module | TRUE | 5455B |  |  | 1 | [12 empty] | #FFFFFFFF |  |  | FALSE | FALSE | FALSE
GenericN CARD READER |  |  | North | HID | Security/Access Control | Card Reader |  |  |  | Module | TRUE | R90 | ++ | iCLASS SE Reader, Pedestal Mount | 1 | 0.11 | 0.3 |  |  | 12 |  | FALSE | [5 empty] | #FFFF0000 | FA-GenericN CARD READER | 1 | FALSE | FALSE | FALSE | 5000 | [13 empty] | FALSE
|  |  | North | HID | Security/Access Control |  |  |  |  | Module | TRUE | 203X |  |  | 1 | [12 empty] | #FFFFFFFF |  |  | FALSE | FALSE | FALSE
|  |  | North | HID | Security/Access Control |  |  |  |  | Module | TRUE | 5408A |  |  | 1 | [12 empty] | #FFFFFFFF |  |  | FALSE | FALSE | FALSE
|  |  | North | HID | Security/Access Control |  |  |  |  | Module | TRUE | 202X |  |  | 1 | [12 empty] | #FFFFFFFF |  |  | FALSE | FALSE | FALSE
GenericN CARD READER |  |  | North | HID | Security/Access Control | Card Reader |  |  |  | Module | TRUE | R40 | ++ | iCLASS SE Reader, Single Gang Mount | 1 | 0.065 | 0.2 |  |  | 16 |  | FALSE | [5 empty] | #FFFF0000 | FA-GenericN CARD READER | 1 | FALSE | FALSE | FALSE | 5000 | [13 empty] | FALSE
|  |  | North | HID | Security/Access Control |  |  |  |  | Module | TRUE | 4045C |  |  | 1 | [12 empty] | #FFFFFFFF |  |  | FALSE | FALSE | FALSE
GenericN CARD READER |  |  | North | HID | Security/Access Control | Card Reader |  |  |  | Module | TRUE | 20 | ++ | Card reader, Mullion/Surface Mount | 1 | 0.06 | 0.25 |  |  | 12 |  | FALSE | [5 empty] | #FFFF0000 | FA-GenericN CARD READER | 1 | FALSE | FALSE | FALSE | 5000 | [13 empty] | FALSE
|  |  | North | HID | Security/Access Control |  |  |  |  | Module | TRUE | 5405A |  |  | 1 | [12 empty] | #FFFFFFFF |  |  | FALSE | FALSE | FALSE
|  |  | North | HID | Security/Access Control |  |  |  |  | Module | TRUE | 1346 |  |  | 1 | [12 empty] | #FFFFFFFF |  |  | FALSE | FALSE | FALSE
GenericN CARD READER |  |  | North | HID | Security/Access Control | Card Reader |  |  |  | Module | TRUE | RP40 | ++ | iCLASS SE Reader, Single Gang Mount | 1 | 0.065 | 0.2 |  |  | 16 |  | FALSE | [5 empty] | #FFFF0000 | FA-GenericN CARD READER | 1 | FALSE | FALSE | FALSE | 5000 | [13 empty] | FALSE
|  |  | North | HID | Security/Access Control |  |  |  |  | Module | TRUE | 6005B |  |  | 1 | [12 empty] | #FFFFFFFF |  |  | FALSE | FALSE | FALSE
|  |  | North | HID | Security/Access Control |  |  |  |  | Module | TRUE | 213X |  |  | 1 | [12 empty] | #FFFFFFFF |  |  | FALSE | FALSE | FALSE
|  |  | North | HID | Security/Access Control |  |  |  |  | Module | TRUE | 1326 |  |  | 1 | [12 empty] | #FFFFFFFF |  |  | FALSE | FALSE | FALSE
|  |  | North | HID | Security/Access Control |  |  |  |  | Module | TRUE | 212X |  |  | 1 | [12 empty] | #FFFFFFFF |  |  | FALSE | FALSE | FALSE
|  |  | North | HID | Security/Access Control |  |  |  |  | Module | TRUE | 1597 |  |  | 1 | [12 empty] | #FFFFFFFF |  |  | FALSE | FALSE | FALSE
|  |  | North | HID | Security/Access Control |  |  |  |  | Module | TRUE | 1598 |  |  | 1 | [12 empty] | #FFFFFFFF |  |  | FALSE | FALSE | FALSE
|  |  | North | HID | Security/Access Control |  |  |  |  | Module | TRUE | 1386 |  |  | 1 | [12 empty] | #FFFFFFFF |  |  | FALSE | FALSE | FALSE
CAMERA MINI DOME |  |  | North | Hikvision |  | CCTV Component |  |  |  | Module | TRUE | DS-2CD2512F-I HIK |  | Camera Indoor/outdoor Dome 2.8 mm 1.3 Mega Pixel High Quality images | 1 | [6 empty] | FALSE | [5 empty] | #FFFF0000 | FA-CAMERA MINI DOME | 1 | FALSE | FALSE | FALSE | [14 empty] | FALSE
CAMERA MINI DOME |  |  | North | Hikvision |  | CCTV Component |  |  |  | Module | TRUE | DS-2CD2732F-I HIK |  | Camera Indoor/outdoor Dome 2.8 mm 3 Mega Pixel High Quality images | 1 | [6 empty] | FALSE | [5 empty] | #FFFF0000 | FA-CAMERA MINI DOME | 1 | FALSE | FALSE | FALSE | [14 empty] | FALSE
CAMERA MINI DOME |  |  | North | Hikvision |  | CCTV Component |  |  |  | Module | TRUE | DS-2CD2132-F HI |  | Camera Indoor/outdoor Dome 2.8 mm 3 Mega Pixel High Quality image | 1 | [6 empty] | FALSE | [5 empty] | #FFFF0000 | FA-CAMERA MINI DOME | 1 | FALSE | FALSE | FALSE | [14 empty] | FALSE
CAMERA MINI DOME |  |  | North | Hikvision |  | CCTV Component |  |  |  | Module | TRUE | DS-2CD2532F-I HIK |  | Camera Indoor/outdoor Dome 2.8 mm 3 Mega Pixel High Quality images | 1 | [6 empty] | FALSE | [5 empty] | #FFFF0000 | FA-CAMERA MINI DOME | 1 | FALSE | FALSE | FALSE | [14 empty] | FALSE
GenericN PROXIMITY READER |  |  | North | Hirsch Electronics | Security/Access Control | Prox Reader |  |  |  | Module | TRUE | 8330ABT | ++ | TS ScramblePad HF/LF Commercial (No FICAM) | 1 | 0.355 | 0.425 |  |  | 12 |  | FALSE |  | MB2, MB5, MB5-S, MB8, MB9, UMK |  | Face: 5.75 in (14.6 cm) H x 4.5 in (11.4 cm) W x .625 in (1.6 cm) D Body: 4.5 in (11.4 cm) H x 3.5 in (8.9 cm) W x 1.75 in (4.4 cm) D |  | #FFFF0000 | FA-GenericN PROXIMITY READER | 1 | FALSE | FALSE | FALSE | 5000 | [13 empty] | FALSE
GenericN PROXIMITY READER |  |  | North | Hirsch Electronics | Security/Access Control | Prox Reader |  |  |  | Module | TRUE | 8350ABT | ++ | TS ScramblePad HF Commercial (No FICAM) | 1 | 0.355 | 0.425 |  |  | 12 |  | FALSE |  | MB2, MB5, MB5-S, MB8, MB9, UMK |  | Face: 5.75 in (14.6 cm) H x 4.5 in (11.4 cm) W x .625 in (1.6 cm) D Body: 4.5 in (11.4 cm) H x 3.5 in (8.9 cm) W x 1.75 in (4.4 cm) D |  | #FFFF0000 | FA-GenericN PROXIMITY READER | 1 | FALSE | FALSE | FALSE | 5000 | [13 empty] | FALSE
GenericN PROXIMITY READER |  |  | North | Hirsch Electronics | Security/Access Control | Prox Reader |  |  |  | Module | TRUE | 8352ABT | ++ | TS ScramblePad HF Card Reader | 1 | 0.355 | 0.425 |  |  | 12 |  | FALSE |  | MB2, MB5, MB5-S, MB8, MB9, UMK |  | Face: 5.75 in (14.6 cm) H x 4.5 in (11.4 cm) W x .625 in (1.6 cm) D Body: 4.5 in (11.4 cm) H x 3.5 in (8.9 cm) W x 1.75 in (4.4 cm) D |  | #FFFF0000 | FA-GenericN PROXIMITY READER | 1 | FALSE | FALSE | FALSE | 5000 | [13 empty] | FALSE
|  |  | North | Hirsch Electronics |  | Cards & Components |  |  |  | Card | TRUE | MX-4 Main Board |  | Main Board | 1 | 0.9 | 0.9 |  |  |  |  | TRUE | [5 empty] | #FFFFFFFF |  |  | TRUE | FALSE | FALSE
GenericN PROXIMITY READER |  |  | North | Hirsch Electronics | Security/Access Control | Prox Reader |  |  |  | Module | TRUE | 8356ABT | ++ | TS ScramblePad SC HF Card Reader | 1 | 0.27 | 0.3 |  |  | 12 |  | FALSE |  | MB2, MB5, MB5-S, MB8, MB9, UMK |  | Face: 5.75 in (14.6 cm) H x 4.5 in (11.4 cm) W x .625 in (1.6 cm) D Body: 4.5 in (11.4 cm) H x 3.5 in (8.9 cm) W x 1.75 in (4.4 cm) D |  | #FFFF0000 | FA-GenericN PROXIMITY READER | 1 | FALSE | FALSE | FALSE | 5000 | [13 empty] | FALSE
GenericN PROXIMITY READER |  |  | North | Hirsch Electronics | Security/Access Control | Prox Reader |  |  |  | Module | TRUE | 8336AB | ++ | TS ScramblePad SC HF/LF Card Reader | 1 | 0.27 | 0.3 |  |  | 12 |  | FALSE |  | MB2, MB5, MB5-S, MB8, MB9, UMK |  | Face: 5.75 in (14.6 cm) H x 4.5 in (11.4 cm) W x .625 in (1.6 cm) D Body: 4.5 in (11.4 cm) H x 3.5 in (8.9 cm) W x 1.75 in (4.4 cm) D |  | #FFFF0000 | FA-GenericN PROXIMITY READER | 1 | FALSE | FALSE | FALSE | 5000 | [13 empty] | FALSE
|  |  | North | Hirsch Electronics |  | Cards & Components |  |  |  | Card | TRUE | MX-2 Main Board |  | Main Board | 1 | 0.9 | 0.9 |  |  |  |  | TRUE | [5 empty] | #FFFFFFFF |  |  | TRUE | FALSE | FALSE
GenericN CARD ACCESS CONTROL PANEL |  |  | North | Hirsch Electronics | Security/Access Control | Card Access Control Panel |  |  |  | Assembly | TRUE | MX-2 |  | Controls 2 Supervised Doors. 4,000 Users. Includes 2 door relays, 2 Alarm Inputs (requires Line Modules), enclosure, power supply, battery, tamper switch, key lock, and integrated SNIB2. Supports Expansion Boards. 110-240 VAC. | 1 | [6 empty] | TRUE |  |  | NEMA type with conduit knockouts and removable door | 18 x 15.25 x 5.5 in (457 x 387 x 140 mm) |  | #FFFF0000 | FA-GenericN CARD ACCESS CONTROL PANEL | 1 | FALSE | FALSE | FALSE | [9 empty] | 1.3 |  |  |  |  | TRUE
|  |  | North | Hirsch Electronics |  | Cards & Components |  |  |  | Card | TRUE | MX-8 Main Board |  | Main Board | 1 | 0.9 | 0.9 |  |  |  |  | TRUE | [5 empty] | #FFFFFFFF |  |  | TRUE | FALSE | FALSE
GenericN CARD ACCESS CONTROL PANEL |  |  | North | Hirsch Electronics | Security/Access Control | Card Access Control Panel |  |  |  | Assembly | TRUE | MX-4 |  | Controls 4 Supervised Doors. 4,000 Users. Includes 4 door relays, 4 Alarm Inputs (requires Line Modules), enclosure, power supply, battery, tamper switch, key lock, and integrated SNIB2. Supports Expansion Boards. 110-240 VAC. | 1 | [6 empty] | TRUE |  |  | NEMA type with conduit knockouts and removable door | 18 x 15.25 x 5.5 in (457 x 387 x 140 mm) |  | #FFFF0000 | FA-GenericN CARD ACCESS CONTROL PANEL | 1 | FALSE | FALSE | FALSE | [9 empty] | 7 |  |  |  |  | TRUE
GenericN CARD ACCESS CONTROL PANEL |  |  | North | Hirsch Electronics | Security/Access Control | Card Access Control Panel |  |  |  | Assembly | TRUE | MX-8 |  | Controls 8 Supervised Doors. 4,000 Users. Includes 8 door relays, 8 Alarm Inputs (requires Line Modules), enclosure, power supply, battery, tamper switch, key lock, and integrated SNIB2. Supports Expansion Boards. 110-240 VAC | 1 | [6 empty] | TRUE |  |  |  | 18 x 15.25 x 5.5 in (457 x 387 x 140 mm) |  | #FFFF0000 | FA-GenericN CARD ACCESS CONTROL PANEL | 1 | FALSE | FALSE | FALSE | [9 empty] | 7 |  |  |  |  | TRUE
GenericN PROXIMITY READER |  |  | North | Hirsch Electronics | Security/Access Control | Prox Reader |  |  |  | Module | TRUE | 8332AB | ++ | TS ScramblePad HF/LF Card Reader | 1 | 0.355 | 0.425 |  |  | 12 |  | FALSE |  | MB2, MB5, MB5-S, MB8, MB9, UMK |  | Face: 5.75 in (14.6 cm) H x 4.5 in (11.4 cm) W x .625 in (1.6 cm) D Body: 4.5 in (11.4 cm) H x 3.5 in (8.9 cm) W x 1.75 in (4.4 cm) D |  | #FFFF0000 | FA-GenericN PROXIMITY READER | 1 | FALSE | FALSE | FALSE | 5000 | [13 empty] | FALSE
|  |  | North | Hochiki |  | Cards & Components |  |  |  | Card | TRUE | FN-4127-SLC | Dual SLC Loop Expansion Card | Dual SLC Loop Expansion Card | 1 | 0.1 | 0.1 |  |  |  |  | TRUE | [5 empty] | #FFFFFFFF |  |  | FALSE | FALSE | FALSE
NFPA 170 ADDRESSABLE OUTPUT MODULE |  |  | North | Hochiki |  | Addressable Control/Relay |  |  |  | Module | TRUE | R2MH/-I DUAL RELAY MODULE | DUAL RELAY MODULE | DUAL RELAY MODULE | 1 | 0.00035 | 0.00041 |  |  |  |  | TRUE |  |  | *Refer to Install Sheet |  |  | #FFFF0000 | FA-NFPA 170 ADDRESSABLE OUTPUT MODULE | 1 | FALSE | FALSE | FALSE | 1100 | [16 empty] | 2
NFPA 170 HEAT DETECTOR |  |  | North | Hochiki |  | Heat Detector |  |  |  | Module | TRUE | DCD-190 w/NS6-221 STANDARD BASE | DCD-190 w/NS6-221 STANDARD BASE | HEAT DETECTOR w/ STANDARD BASE | 1 |  | 0.196 |  |  |  |  | TRUE | TRUE |  | *Refer to Install Sheet |  |  | #FFFF0000 | FA-NFPA 170 HEAT DETECTOR | 1 | FALSE | FALSE | FALSE | 1403
NFPA 170 ADDRESSABLE OUTPUT MODULE |  |  | North | Hochiki |  | Addressable Control/Relay |  |  |  | Module | TRUE | SOM-A CLASS A SUPERVISED OUTPUT MODULE | CLASS A SUPERVISED OUTPUT MODULE | CLASS A SUPERVISED OUTPUT MODULE | 1 | 0.00042 | 0.0005 |  |  |  |  | TRUE |  |  | *Refer to Install Sheet |  |  | #FFFF0000 | FA-NFPA 170 ADDRESSABLE OUTPUT MODULE | 1 | FALSE | FALSE | FALSE | 1100
NFPA 170 ADDRESSABLE INPUT MONITOR MODULE |  |  | North | Hochiki |  | Addressable Module |  |  |  | Module | TRUE | FRCME-P FAST RESPONSE CONTACT MODULE | FAST RESPONSE CONTACT MODULE | FAST RESPONSE CONTACT MODULE | 1 | 0.00055 | 0.00066 |  |  |  |  | TRUE |  |  | *Refer to Install Sheet |  |  | #FFFF0000 | FA-NFPA 170 ADDRESSABLE INPUT MONITOR MODULE | 1 | FALSE | FALSE | FALSE | 1000
|  |  | North | Hochiki |  | Cards & Components |  |  |  | Card | TRUE | FNP-1127-SLC | + | SLC One Loop Expansion Card | 1 | 0.075 | 0.075 |  |  |  |  | TRUE | [5 empty] | #FFFFFFFF |  |  | FALSE | FALSE | FALSE
NFPA 170 VOICE EVACUATION CONTROL UNIT |  |  | North | Hochiki |  | Voice Evac Control Unit |  |  |  | Assembly | TRUE | EVAX-100E-H | + | 100W Voice Evacuation Panel | 1 | [6 empty] | FALSE |  |  | *Refer to Install Sheet |  |  | #FFFF0000 | FA-NFPA 170 VOICE EVACUATION CONTROL UNIT | 1 | FALSE | FALSE | FALSE | 211 | [8 empty] | 7,12,18 |  |  |  | 100 | TRUE
NFPA 170 HEAT DETECTOR |  |  | North | Hochiki |  | Heat Detector |  |  |  | Module | TRUE | ACD-V w/HSB-NSA-6 STANDARD BASE | ACD-V MULTI-CRITERIA SENSOR | ACD-V MULTI-CRITERIA SENSOR w/HSB-NSA-6 STANDARD BASE HEAT/CO | 1 | 0.00045 | 0.0072 |  |  |  |  | TRUE | TRUE |  | *Refer to Install Sheet |  |  | #FFFF0000 | FA-NFPA 170 HEAT DETECTOR | 1 | FALSE | FALSE | FALSE | 1403 | [16 empty] | CO
NFPA 170 FIRE ALARM CONTROL UNIT | RISER FACP |  | North | Hochiki |  | Fire Alarm Control Unit |  |  |  | Assembly | TRUE | LA103K2-64 |  | FireNET L@TITUDE Analog Addressable Fire Alarm Control Panel, 4 Slot Standard Enclosure, 10.25 A Auto Voltage, 4-Loop Panel Module, Hochiki Protocol, Network Module, and Media Gateway™, Black, Printer / 48 Zone LEDs | 1 | [6 empty] | FALSE |  |  | *Refer to Install Sheet | 16.5in (W) x 23.2in (H) x 6in (D) | KM5FCRD (Optional Semi-Flush Mounting Kit) | #FFFF0000 | FA-NFPA 170 FIRE ALARM CONTROL UNIT | 1 | FALSE | FALSE | FALSE | 202 | [8 empty] | 7,12,18,28 |  |  | 10.25 |  | TRUE
NFPA 170 FIRE ALARM CONTROL UNIT | RISER FACP |  | North | Hochiki |  | Fire Alarm Control Unit |  |  |  | Assembly | TRUE | LA201K1-10 |  | FireNET L@TITUDE Analog Addressable Fire Alarm Control Panel, 4 Slot Standard Plex-Door Enclosure, 5.25 A 115V, 2-Loop Panel Module, Hochiki Protocol, Network Module, and Media Gateway™, Red, 48 Zone LEDs | 1 | [6 empty] | FALSE |  |  | *Refer to Install Sheet | 16.5in (W) x 23.2in (H) x 6in (D) | KM5FCRD (Optional Semi-Flush Mounting Kit) | #FFFF0000 | FA-NFPA 170 FIRE ALARM CONTROL UNIT | 1 | FALSE | FALSE | FALSE | 202 | [8 empty] | 7,12,18,28 |  |  | 5.25 |  | TRUE
NFPA 170 SPEAKER STROBE |  |  | North | Hochiki |  | Speaker/Strobe |  |  |  | Module | TRUE | HSSPK24-15/75WLPPW |  | Speaker/Strobe, Fixed 15/75 Candela, Wall, White | 1 | 0 | 0.096 |  |  |  |  | FALSE |  |  | *Refer to Install Sheet |  |  | #FF0070C0 | FA-NFPA 170 SPEAKER STROBE | 1 | FALSE | FALSE | FALSE | 2019 |  |  | 7320-0569:0141 | [10 empty] | FALSE
|  |  | North | Hochiki |  | Cards & Components |  |  |  | Card | TRUE | FNV-MFP | + | Master Fire Phone | 1 | 0.009 | 0.009 |  |  |  |  | TRUE | [5 empty] | #FFFFFFFF |  |  | FALSE | FALSE | FALSE
NFPA 170 VOICE EVACUATION CONTROL UNIT |  |  | North | Hochiki |  | Voice Evac Control Unit |  |  |  | Assembly | TRUE | EVAX-200E-H | + | 200W Voice Evacuation Panel | 1 | [6 empty] | FALSE |  |  | *Refer to Install Sheet |  |  | #FFFF0000 | FA-NFPA 170 VOICE EVACUATION CONTROL UNIT | 1 | FALSE | FALSE | FALSE | 211 | [8 empty] | 7,12,18 |  |  |  | 200 | TRUE
NFPA 170 HEAT DETECTOR |  |  | North | Hochiki |  | Heat Detector |  |  |  | Module | TRUE | ATG-EA w/ASB SOUNDER BASE | ATG-EA FIXED TEMP/RATE OF RISE HEAT SENSOR | ATG-EA FIXED TEMP/RATE OF RISE HEAT SENSOR w/ASB SOUNDER BASE | 1 | 0.00035 | 0.0005 |  |  |  |  | TRUE | TRUE |  | *Refer to Install Sheet |  |  | #FFFF0000 | FA-NFPA 170 HEAT DETECTOR | 1 | FALSE | FALSE | FALSE | 1403 | [16 empty] | SB
NFPA 170 HEAT DETECTOR |  |  | North | Hochiki |  | Heat Detector |  |  |  | Module | TRUE | DCD-190 w/HSC-224L LATCHING LED BASE | DCD-190 w/HSC-224L LATCHING LED BASE | HEAT DETECTOR w/ LATCHING LED BASE | 1 |  | 0.188 |  |  |  |  | TRUE | TRUE |  | *Refer to Install Sheet |  |  | #FFFF0000 | FA-NFPA 170 HEAT DETECTOR | 1 | FALSE | FALSE | FALSE | 1403 | [16 empty] | L
NFPA 170 HEAT DETECTOR |  |  | North | Hochiki |  | Heat Detector |  |  |  | Module | TRUE | ATJ-EA w/SCI-B4 SHORT CIRCUIT ISOLATOR BASE | ATJ-EA FIXED TEMP/RATE OF RISE HEAT SENSOR | ATJ-EA FIXED TEMP/RATE OF RISE HEAT SENSOR | 1 | 0.00035 | 0.0005 |  |  |  |  | TRUE | TRUE |  | *Refer to Install Sheet |  |  | #FFFF0000 | FA-NFPA 170 HEAT DETECTOR | 1 | FALSE | FALSE | FALSE | 1403 | [16 empty] | SCI
NFPA 170 DOOR HOLDER |  |  | North | Hochiki |  | Door Holder |  |  |  | Module | TRUE | DH24120GB2 |  | RSG Door Holder, Ground Mount, Brass Finish, Double Coil, 24V | 1 | 0.02 | [5 empty] | FALSE |  | GROUND | *Refer to Install Sheet | SINGLE GANG | 1-GANG | #FFFF0000 | FA-NFPA 170 DOOR HOLDER | 1 | FALSE | FALSE | FALSE | 2500 |  |  | 3550-0028:0210 | [10 empty] | FALSE
NFPA 170 STROBE WALL |  |  | North | Hochiki |  | Strobe |  |  |  | Module | TRUE | HEC24-1575PWR |  | 15/75 Candela, Low Profile Evacuation Horn Strobe, Red | 1 | 0 | 0.213 |  |  |  |  | FALSE |  |  | *Refer to Install Sheet |  |  | #FF0070C0 | FA-NFPA 170 STROBE WALL | 1 | FALSE | FALSE | FALSE | 2023 | [13 empty] | FALSE
NFPA 170 HEAT DETECTOR |  |  | North | Hochiki |  | Heat Detector |  |  |  | Module | TRUE | ATJ-EA w/ASBL SOUNDER BASE | ATJ-EA FIXED TEMP/RATE OF RISE HEAT SENSOR | ATJ-EA FIXED TEMP/RATE OF RISE HEAT SENSOR w/ASBL SOUNDER BASE | 1 | 0.00035 | 0.0005 |  |  |  |  | TRUE | TRUE |  | *Refer to Install Sheet |  |  | #FFFF0000 | FA-NFPA 170 HEAT DETECTOR | 1 | FALSE | FALSE | FALSE | 1403 | [16 empty] | SB
NFPA 170 HEAT DETECTOR |  |  | North | Hochiki |  | Heat Detector |  |  |  | Module | TRUE | DCD-190 w/HSC-220L LATCHING LED BASE | DCD-190 w/HSC-220L LATCHING LED BASE | HEAT DETECTOR w/ LATCHING LED BASE | 1 |  | 0.223 |  |  |  |  | TRUE | TRUE |  | *Refer to Install Sheet |  |  | #FFFF0000 | FA-NFPA 170 HEAT DETECTOR | 1 | FALSE | FALSE | FALSE | 1403 | [16 empty] | L
NFPA 170 FIRE ALARM CONTROL UNIT | RISER FACP |  | North | Hochiki |  | Fire Alarm Control Unit |  |  |  | Assembly | TRUE | LA103K1-60 |  | FireNET L@TITUDE Analog Addressable Fire Alarm Control Panel, 4 Slot Standard Enclosure, 10.25 A Auto Voltage, 2-Loop Panel Module, Hochiki Protocol, Network Module, and Media Gateway™, Black, 48 Zone LEDs | 1 | [6 empty] | FALSE |  |  | *Refer to Install Sheet | 16.5in (W) x 23.2in (H) x 6in (D) | KM5FCRD (Optional Semi-Flush Mounting Kit) | #FFFF0000 | FA-NFPA 170 FIRE ALARM CONTROL UNIT | 1 | FALSE | FALSE | FALSE | 202 | [8 empty] | 7,12,18,28 |  |  | 10.25 |  | TRUE
NFPA 170 ADDRESSABLE INPUT MONITOR MODULE |  |  | North | Hochiki |  | Addressable Module |  |  |  | Module | TRUE | FRCMA-I FAST RESPONSE CONTACT MODULE | FAST RESPONSE CONTACT MODULE | FAST RESPONSE CONTACT MODULE | 1 | 0.00063 | 0.00063 |  |  |  |  | TRUE |  |  | *Refer to Install Sheet |  |  | #FFFF0000 | FA-NFPA 170 ADDRESSABLE INPUT MONITOR MODULE | 1 | FALSE | FALSE | FALSE | 1000
NFPA 170 SMOKE DETECTOR |  |  | North | Hochiki |  | Smoke Detector |  |  |  | Module | TRUE | ACC-V w/HSB-NSA-6 STANDARD BASE | ACC-V MULTI-CRITERIA SENSOR | ACC-V MULTI-CRITERIA SENSOR w/HSB-NSA-6 STANDARD BASE | 1 | 0.00045 | 0.00054 |  |  |  |  | TRUE | TRUE |  | *Refer to Install Sheet |  |  | #FFFF0000 | FA-NFPA 170 SMOKE DETECTOR | 1 | FALSE | FALSE | FALSE | 1408 | [16 empty] | MC
NFPA 170 ADDRESSABLE OUTPUT MODULE |  |  | North | Hochiki |  | Addressable Control/Relay |  |  |  | Module | TRUE | R2ML DUAL RELAY MODULE | DUAL RELAY MODULE | DUAL RELAY MODULE | 1 | 0.00035 | 0.00041 |  |  |  |  | TRUE |  |  | *Refer to Install Sheet |  |  | #FFFF0000 | FA-NFPA 170 ADDRESSABLE OUTPUT MODULE | 1 | FALSE | FALSE | FALSE | 1100 | [16 empty] | 2
NFPA 170 HORN STROBE |  |  | North | Hochiki |  | Horn/Strobe |  |  |  | Module | TRUE | MTWP-2475W-FW |  | NOTIFICATION, MULTI-TONE HORNSTROBE, RED, WALL, 15CD, WP | 1 | 0 | 0.168 |  |  |  |  | FALSE | FALSE |  |  |  |  | #FF0070C0 | FA-NFPA 170 HORN STROBE | 1 | FALSE | FALSE | FALSE | 2012 | [13 empty] | FALSE |  |  | WP
NFPA 170 NOTIFICATION CIRCUIT EXTENDER PANEL | RISER NAC |  | North | Hochiki |  | Cards & Components |  |  |  | Card | TRUE | PE-10SN Main Board | PE-10SN POWER EXTENDER | PE-10SN POWER EXTENDER | 1 | 0.075 | 0.075 |  |  |  |  | TRUE | [5 empty] | #FFFF0000 | FA-NFPA 170 NOTIFICATION CIRCUIT EXTENDER PANEL | 1 | FALSE | FALSE | FALSE | 212
NFPA 170 HEAT DETECTOR |  |  | North | Hochiki |  | Heat Detector |  |  |  | Module | TRUE | DFE-135 w/HSC-224L LATCHING LED BASE | DFE-135 w/HSC-224L LATCHING LED BASE | HEAT DETECTOR w/ LATCHING LED BASE | 1 |  | 0.188 |  |  |  |  | TRUE | TRUE |  | *Refer to Install Sheet |  |  | #FFFF0000 | FA-NFPA 170 HEAT DETECTOR | 1 | FALSE | FALSE | FALSE | 1403 | [16 empty] | L
NFPA 170 HEAT DETECTOR |  |  | North | Hochiki |  | Heat Detector |  |  |  | Module | TRUE | DCD-135 w/HSC-224R - 2 WIRE RELAY BASE | DCD-135 w/HSC-224R - 2 WIRE RELAY BASE | HEAT DETECTOR w/ 2 WIRE RELAY BASE | 1 |  | 0.193 |  |  |  |  | TRUE | TRUE |  | *Refer to Install Sheet |  |  | #FFFF0000 | FA-NFPA 170 HEAT DETECTOR | 1 | FALSE | FALSE | FALSE | 1403 | [16 empty] | R
|  |  | North | Hochiki |  | Cards & Components |  |  |  | Card | TRUE | FN-4127US0ERS-220 Main Board |  | Main Board | 1 | 0.35 | 0.62 |  |  |  |  | TRUE | [5 empty] | #FFFFFFFF |  |  | FALSE | FALSE | FALSE
NFPA 170 HEAT DETECTOR |  |  | North | Hochiki |  | Heat Detector |  |  |  | Module | TRUE | DCD-135 w/HSC-221L LATCHING LED BASE | DCD-135 w/HSC-221L LATCHING LED BASE | HEAT DETECTOR w/ LATCHING LED BASE | 1 |  | 0.191 |  |  |  |  | TRUE | TRUE |  | *Refer to Install Sheet |  |  | #FFFF0000 | FA-NFPA 170 HEAT DETECTOR | 1 | FALSE | FALSE | FALSE | 1403 | [16 empty] | L
NFPA 170 HEAT DETECTOR |  |  | North | Hochiki |  | Heat Detector |  |  |  | Module | TRUE | DCD-190 w/NS6-100 STANDARD BASE | DCD-190 w/NS6-100 STANDARD BASE | HEAT DETECTOR w/ STANDARD BASE | 1 |  | 0.3 |  |  |  |  | TRUE | TRUE |  | *Refer to Install Sheet |  |  | #FFFF0000 | FA-NFPA 170 HEAT DETECTOR | 1 | FALSE | FALSE | FALSE | 1403
NFPA 170 ADDRESSABLE OUTPUT MODULE |  |  | North | Hochiki |  | Addressable Control/Relay |  |  |  | Module | TRUE | R2M DUAL RELAY MODULE | DUAL RELAY MODULE | DUAL RELAY MODULE | 1 | 0.00015 | 0.00015 |  |  |  |  | TRUE |  |  | *Refer to Install Sheet |  |  | #FFFF0000 | FA-NFPA 170 ADDRESSABLE OUTPUT MODULE | 1 | FALSE | FALSE | FALSE | 1100 | [16 empty] | 2
NFPA 170 DUCT SMOKE DETECTOR |  |  | North | Hochiki |  | Duct Smoke Detector |  |  |  | Module | TRUE | DH-100-P | + | 4-Wire Conventional Duct Smoke Detector | 1 | 0.02 | 0.078 |  |  |  |  | FALSE | TRUE |  |  |  |  | #FFFF0000 | FA-NFPA 170 DUCT SMOKE DETECTOR | 1 | FALSE | FALSE | FALSE | 1400 | [13 empty] | FALSE
NFPA 170 AMPLIFIER RACK | RISER AMP |  | North | Hochiki |  | Amplifier |  |  |  | Assembly | TRUE | FNVDPS25/P (70V) | + | Distributed Panel, Single Channel, 25W, Fire Phone | 1 | [6 empty] | FALSE |  |  | *Refer to Install Sheet |  |  | #FFFF0000 | FA-NFPA 170 AMPLIFIER RACK | 1 | FALSE | FALSE | FALSE | 300 | [8 empty] | 7,12,18 |  |  |  | 25 | TRUE
NFPA 170 HORN STROBE |  |  | North | Hochiki |  | Horn/Strobe |  |  |  | Module | TRUE | WHEC24-75WR |  | 24 Volt Low Profile Evacuation Outdoor Horn/Strobe, Weather Proof, Wall, Red | 1 | 0 | 0.198 |  |  |  |  | FALSE |  |  | *Refer to Install Sheet |  |  | #FF0070C0 | FA-NFPA 170 HORN STROBE | 1 | FALSE | FALSE | FALSE | 2012 | [13 empty] | FALSE |  |  | WP
NFPA 170 AMPLIFIER RACK | RISER AMP |  | North | Hochiki |  | Amplifier |  |  |  | Assembly | TRUE | FNVDPS100/P (25V) | + | Distributed Panel, Single Channel, 25W, Fire Phone | 1 | [6 empty] | FALSE |  |  | *Refer to Install Sheet |  |  | #FFFF0000 | FA-NFPA 170 AMPLIFIER RACK | 1 | FALSE | FALSE | FALSE | 300 | [8 empty] | 7,12,18 |  |  |  | 25 | TRUE
NFPA 170 NOTIFICATION CIRCUIT EXTENDER PANEL | RISER NAC |  | North | Hochiki |  | Cards & Components |  |  |  | Card | TRUE | PE-6SN Main Board | PE-6SN POWER EXTENDER | PE-6SN POWER EXTENDER | 1 | 0.075 | 0.075 |  |  |  |  | TRUE | [5 empty] | #FFFF0000 | FA-NFPA 170 NOTIFICATION CIRCUIT EXTENDER PANEL | 1 | FALSE | FALSE | FALSE | 212
NFPA 170 FIRE ALARM CONTROL UNIT | RISER FACP |  | North | Hochiki |  | Fire Alarm Control Unit |  |  |  | Assembly | TRUE | LAA01K1-10 |  | FireNET L@TITUDE Analog Addressable Fire Alarm Control Panel, 8 Slot Deep Plex-Door Enclosure, 5.25 A 115V, 2-Loop Panel Module, Hochiki Protocol, Network Module, and Media Gateway™, Red, 48 Zone LEDs | 1 | [6 empty] | FALSE |  |  | *Refer to Install Sheet | 16.5in (W) x 23.2in (H) x 8in (D) | KM5FCRD (Optional Semi-Flush Mounting Kit) | #FFFF0000 | FA-NFPA 170 FIRE ALARM CONTROL UNIT | 1 | FALSE | FALSE | FALSE | 202 | [8 empty] | 7,12,18,28,33,40 |  |  | 5.25 |  | TRUE
|  |  | North | Hochiki |  | Cards & Components |  |  |  | Card | TRUE | System A Module |  | System A Module | 1 | 0.02 | 0.02 |  |  |  |  | TRUE | [5 empty] | #FFFFFFFF |  |  | FALSE | FALSE | FALSE
NFPA 170 HEAT DETECTOR |  |  | North | Hochiki |  | Heat Detector |  |  |  | Module | TRUE | DCD-190 w/NS4-221 STANDARD BASE | DCD-190 w/NS4-221 STANDARD BASE | HEAT DETECTOR w/ STANDARD BASE | 1 |  | 0.196 |  |  |  |  | TRUE | TRUE |  | *Refer to Install Sheet |  |  | #FFFF0000 | FA-NFPA 170 HEAT DETECTOR | 1 | FALSE | FALSE | FALSE | 1403
NFPA 170 HEAT DETECTOR |  |  | North | Hochiki |  | Heat Detector |  |  |  | Module | TRUE | DCD-135 w/HSC-220R - 2 WIRE RELAY BASE | DCD-135 w/HSC-220R - 2 WIRE RELAY BASE | HEAT DETECTOR w/ 2 WIRE RELAY BASE | 1 |  | 0.238 |  |  |  |  | TRUE | TRUE |  | *Refer to Install Sheet |  |  | #FFFF0000 | FA-NFPA 170 HEAT DETECTOR | 1 | FALSE | FALSE | FALSE | 1403 | [16 empty] | R
NFPA 170 FIRE ALARM CONTROL UNIT | RISER FACP |  | North | Hochiki |  | Fire Alarm Control Unit |  |  |  | Assembly | TRUE | LA903K1-44 |  | FireNET L@TITUDE Analog Addressable Fire Alarm Control Panel, 8 Slot Deep Enclosure, 10.25 A Auto Voltage, 2-Loop Panel Module, Hochiki Protocol, Network Module, and Media Gateway™, Gray, Printer / 48 Zone LEDs | 1 | [6 empty] | FALSE |  |  | *Refer to Install Sheet | 16.5in (W) x 23.2in (H) x 8in (D) | KM5FCRD (Optional Semi-Flush Mounting Kit) | #FFFF0000 | FA-NFPA 170 FIRE ALARM CONTROL UNIT | 1 | FALSE | FALSE | FALSE | 202 | [8 empty] | 7,12,18,28,33,40 |  |  | 10.25 |  | TRUE
NFPA 170 SMOKE DETECTOR |  |  | North | Hochiki |  | Smoke Detector |  |  |  | Module | TRUE | ALO-V w/ASBL7 LOW FREQUENCY SOUNDER BASE | ALN-V SMOKE SENSOR | ALO-V SMOKE SENSOR w/ASBL7 LOW FREQUENCY SOUNDER BASE | 1 | 0.00034 | 0.0085 |  |  |  |  | TRUE | TRUE |  |  |  |  | #FFFF0000 | FA-NFPA 170 SMOKE DETECTOR | 1 | FALSE | FALSE | FALSE | 1408
NFPA 170 AMPLIFIER RACK | RISER AMP |  | North | Hochiki |  | Amplifier |  |  |  | Assembly | TRUE | FNVDPS25 (25V) | + | Distributed Panel, Single Channel, 25W | 1 | [6 empty] | FALSE |  |  | *Refer to Install Sheet |  |  | #FFFF0000 | FA-NFPA 170 AMPLIFIER RACK | 1 | FALSE | FALSE | FALSE | 300 | [8 empty] | 7,12,18 |  |  |  | 25 | TRUE
NFPA 170 SMOKE DETECTOR |  |  | North | Hochiki |  | Smoke Detector |  |  |  | Module | TRUE | SLR-24H w/HSC-221R - 2 WIRE RELAY BASE | SLR-24H w/HSC-221R - 2 WIRE RELAY BASE | PHOTOELECTRIC SMOKE DETECTOR w/ 2 WIRE RELAY BASE | 1 |  | 0.199 |  |  |  |  | TRUE | TRUE |  | *Refer to Install Sheet |  |  | #FFFF0000 | FA-NFPA 170 SMOKE DETECTOR | 1 | FALSE | FALSE | FALSE | 1408 | [16 empty] | R
NFPA 170 REMOTE ANNUNCIATOR | RISER ANNUNCIATOR |  | North | Hochiki |  | Remote Annunciator |  |  |  | Module | TRUE | LFC00NC-10 | + | L@titude Network Vision Annunciator, Red | 1 | 0.253 | 0.341 |  |  |  |  | FALSE |  |  | *Refer to Install Sheet |  |  | #FFFF0000 | FA-NFPA 170 REMOTE ANNUNCIATOR | 1 | FALSE | FALSE | FALSE | 255
NFPA 170 HEAT DETECTOR |  |  | North | Hochiki |  | Heat Detector |  |  |  | Module | TRUE | ATG-EA w/ASBL SOUNDER BASE | ATG-EA FIXED TEMP/RATE OF RISE HEAT SENSOR | ATG-EA FIXED TEMP/RATE OF RISE HEAT SENSOR w/ASBL SOUNDER BASE | 1 | 0.00035 | 0.0005 |  |  |  |  | TRUE | TRUE |  | *Refer to Install Sheet |  |  | #FFFF0000 | FA-NFPA 170 HEAT DETECTOR | 1 | FALSE | FALSE | FALSE | 1403 | [16 empty] | SB
NFPA 170 FIRE ALARM CONTROL UNIT | RISER FACP |  | North | Hochiki |  | Fire Alarm Control Unit |  |  |  | Assembly | TRUE | LA303K1-44 |  | FireNET L@TITUDE Analog Addressable Fire Alarm Control Panel, 4 Slot Deep Enclosure, 10.25 A Auto Voltage, 2-Loop Panel Module, Hochiki Protocol, Network Module, and Media Gateway™, Gray, Printer / 48 Zone LEDs | 1 | [6 empty] | FALSE |  |  | *Refer to Install Sheet | 16.5in (W) x 23.2in (H) x 8in (D) | KM5FCRD (Optional Semi-Flush Mounting Kit) | #FFFF0000 | FA-NFPA 170 FIRE ALARM CONTROL UNIT | 1 | FALSE | FALSE | FALSE | 202 | [8 empty] | 7,12,18,28 |  |  | 10.25 |  | TRUE
NFPA 170 HEAT DETECTOR |  |  | North | Hochiki |  | Heat Detector |  |  |  | Module | TRUE | ATJ-EA w/SCI-B6 SHORT CIRCUIT ISOLATOR BASE | ATJ-EA FIXED TEMP/RATE OF RISE HEAT SENSOR | ATJ-EA FIXED TEMP/RATE OF RISE HEAT SENSOR | 1 | 0.00035 | 0.0005 |  |  |  |  | TRUE | TRUE |  | *Refer to Install Sheet |  |  | #FFFF0000 | FA-NFPA 170 HEAT DETECTOR | 1 | FALSE | FALSE | FALSE | 1403 | [16 empty] | SCI
|  |  | North | Hochiki |  | Cards & Components |  |  |  | Card | TRUE | FNV-ASC | + |  | 1 | 0.083 | 0.083 |  |  |  |  | TRUE | [5 empty] | #FFFFFFFF |  |  | FALSE | FALSE | FALSE
NFPA 170 STROBE WALL |  |  | North | Hochiki |  | Strobe |  |  |  | Module | TRUE | RSSA-24MCC-NW |  | Strobe, 24 Vdc, White, selectable, - Amber Lens | 1 | 0 | 0.11 |  |  |  |  | FALSE | FALSE |  | *Refer to Install Sheet |  |  | #FF0070C0 | FA-NFPA 170 STROBE WALL | 1 | FALSE | FALSE | FALSE | 2023 | [13 empty] | FALSE
NFPA 170 SMOKE DETECTOR |  |  | North | Hochiki |  | Smoke Detector |  |  |  | Module | TRUE | SLR-24H w/HSC-224L LATCHING LED BASE | SLR-24H w/HSC-224L LATCHING LED BASE | PHOTOELECTRIC SMOKE DETECTOR w/ LATCHING LED BASE | 1 |  | 0.188 |  |  |  |  | TRUE | TRUE |  | *Refer to Install Sheet |  |  | #FFFF0000 | FA-NFPA 170 SMOKE DETECTOR | 1 | FALSE | FALSE | FALSE | 1408 | [16 empty] | L
NFPA 170 SMOKE DETECTOR |  |  | North | Hochiki |  | Smoke Detector |  |  |  | Module | TRUE | ACD-V w/ASBL SOUNDER BASE | ACD-V MULTI-CRITERIA SENSOR | ACD-V MULTI-CRITERIA SENSOR w/ASBL SOUNDER BASE SMOKE/CO | 1 | 0.00045 | 0.0072 |  |  |  |  | TRUE | TRUE |  | *Refer to Install Sheet |  |  | #FFFF0000 | FA-NFPA 170 SMOKE DETECTOR | 1 | FALSE | FALSE | FALSE | 1408 | [16 empty] | SB, CO
NFPA 170 HEAT DETECTOR |  |  | North | Hochiki |  | Heat Detector |  |  |  | Module | TRUE | DFE-135 w/NS4-221 STANDARD BASE | DFE-135 w/NS4-221 STANDARD BASE | HEAT DETECTOR w/ STANDARD BASE | 1 |  | 0.196 |  |  |  |  | TRUE | TRUE |  | *Refer to Install Sheet |  |  | #FFFF0000 | FA-NFPA 170 HEAT DETECTOR | 1 | FALSE | FALSE | FALSE | 1403
NFPA 170 HEAT DETECTOR |  |  | North | Hochiki |  | Heat Detector |  |  |  | Module | TRUE | DFE-190 w/HSC-224L LATCHING LED BASE | DFE-190 w/HSC-224L LATCHING LED BASE | HEAT DETECTOR w/ LATCHING LED BASE | 1 |  | 0.188 |  |  |  |  | TRUE | TRUE |  | *Refer to Install Sheet |  |  | #FFFF0000 | FA-NFPA 170 HEAT DETECTOR | 1 | FALSE | FALSE | FALSE | 1403 | [16 empty] | L
NFPA 170 FIRE ALARM CONTROL UNIT | RISER FACP |  | North | Hochiki |  | Fire Alarm Control Unit |  |  |  | Assembly | TRUE | HCA-8D (8-ZONES) WITH DIALER | + | CONVENTIONAL FIRE ALARM CONTROL PANEL | 1 | [6 empty] | FALSE |  |  | *Refer to Install Sheet |  |  | #FFFF0000 | FA-NFPA 170 FIRE ALARM CONTROL UNIT | 1 | FALSE | FALSE | FALSE | 202 | [8 empty] | 7,12,18 |  |  |  |  | TRUE
NFPA 170 SMOKE DETECTOR |  |  | North | Hochiki |  | Smoke Detector |  |  |  | Module | TRUE | ACC-V w/SCI-B6 SHORT CIRCUIT ISOLATOR BASE | ACC-V MULTI-CRITERIA SENSOR | ACC-V MULTI-CRITERIA SENSOR w/SCI-B6 SHORT CIRCUIT ISOLATOR BASE | 1 | 0.00045 | 0.00054 |  |  |  |  | TRUE | TRUE |  | *Refer to Install Sheet |  |  | #FFFF0000 | FA-NFPA 170 SMOKE DETECTOR | 1 | FALSE | FALSE | FALSE | 1408 | [16 empty] | SCI
NFPA 170 FIRE ALARM CONTROL UNIT | RISER FACP |  | North | Hochiki |  | Fire Alarm Control Unit |  |  |  | Assembly | TRUE | LA101K1-44 |  | FireNET L@TITUDE Analog Addressable Fire Alarm Control Panel, 4 Slot Standard Enclosure, 5.25 A 115V, 2-Loop Panel Module, Hochiki Protocol, Network Module, and Media Gateway™, Gray, Printer / 48 Zone LEDs | 1 | [6 empty] | FALSE |  |  | *Refer to Install Sheet | 16.5in (W) x 23.2in (H) x 6in (D) | KM5FCRD (Optional Semi-Flush Mounting Kit) | #FFFF0000 | FA-NFPA 170 FIRE ALARM CONTROL UNIT | 1 | FALSE | FALSE | FALSE | 202 | [8 empty] | 7,12,18,28 |  |  | 5.25 |  | TRUE
NFPA 170 ADDRESSABLE OUTPUT MODULE |  |  | North | Hochiki | [5 empty] | Module | TRUE | NC-100R | ++ | Intelligent addressable relay module. |  | 0.000255 | 0.0065 |  |  |  |  | TRUE |  | FLUSH | *Refer to Install Sheet | 4" SQ. DEEP | N/A | #FFFF0000 | FA-NFPA 170 ADDRESSABLE OUTPUT MODULE | 1 | FALSE | FALSE |  | 1100 |  |  | 7300-0028:230 |  | S635 | [11 empty] | 2
NFPA 170 SPEAKER STROBE CEILING |  |  | North | Hochiki |  | Speaker/Strobe |  |  |  | Module | TRUE | HSSPK24CLPPR |  | Speaker/Strobe, 24 VDC, Ceiling Mount, Red, Plain | 1 | 0 | 0.12 |  |  |  |  | FALSE | TRUE |  | *Refer to Install Sheet |  |  | #FF0070C0 | FA-NFPA 170 SPEAKER STROBE CEILING | 1 | FALSE | FALSE | FALSE | 2020 | [13 empty] | FALSE |  |  | C
NFPA 170 DUCT SMOKE DETECTOR |  |  | North | Hochiki |  | Duct Smoke Detector |  |  |  | Module | TRUE | DH-99-AR ANALOG DUCT DETECTOR w/ALK-D ANALOG SENSOR | DH-99 ANALOG DUCT DETECTOR | DH-99 ANALOG DUCT DETECTOR | 1 | 0.00039 | 0.00054 |  |  |  |  | TRUE | TRUE |  | *Refer to Install Sheet |  |  | #FFFF0000 | FA-NFPA 170 DUCT SMOKE DETECTOR | 1 | FALSE | FALSE | FALSE | 1400 | [16 empty] | R
NFPA 170 HEAT DETECTOR |  |  | North | Hochiki |  | Heat Detector |  |  |  | Module | TRUE | DCD-135 w/NS6-221 STANDARD BASE | DCD-135 w/NS6-221 STANDARD BASE | HEAT DETECTOR w/ STANDARD BASE | 1 |  | 0.196 |  |  |  |  | TRUE | TRUE |  | *Refer to Install Sheet |  |  | #FFFF0000 | FA-NFPA 170 HEAT DETECTOR | 1 | FALSE | FALSE | FALSE | 1403
NFPA 170 REMOTE ANNUNCIATOR | RISER ANNUNCIATOR |  | North | Hochiki |  | Remote Annunciator |  |  |  | Module | TRUE | FN-LCD-S | SERIAL LCD ANNUNCIATOR GREY | SERIAL LCD ANNUNCIATOR GREY | 1 | 0.02 | 0.11 |  |  |  |  | TRUE |  |  | *Refer to Install Sheet | 10.88” W x 8.00” H x 1.38” D |  | #FFFF0000 | FA-NFPA 170 REMOTE ANNUNCIATOR | 1 | FALSE | FALSE | FALSE | 255
NFPA 170 SMOKE DETECTOR |  |  | North | Hochiki |  | Smoke Detector |  |  |  | Module | TRUE | SOC-24V w/NS6-100 STANDARD BASE | SOC-24V w/NS6-100 STANDARD BASE | PHOTOELECTRIC SMOKE DETECTOR w/ STANDARD BASE | 1 |  | 0.3 |  |  |  |  | TRUE | TRUE |  | *Refer to Install Sheet |  |  | #FFFF0000 | FA-NFPA 170 SMOKE DETECTOR | 1 | FALSE | FALSE | FALSE | 1408
NFPA 170 STROBE WALL |  |  | North | Hochiki |  | Strobe |  |  |  | Module | TRUE | HEC24-1575PWW |  | 15/75 Candela, Low Profile Evacuation Horn Strobe, White | 1 | 0 | 0.213 |  |  |  |  | FALSE |  |  | *Refer to Install Sheet |  |  | #FF0070C0 | FA-NFPA 170 STROBE WALL | 1 | FALSE | FALSE | FALSE | 2023 | [13 empty] | FALSE
NFPA 170 STROBE WALL |  |  | North | Hochiki |  | Strobe |  |  |  | Module | TRUE | HEC24-1575WW |  | 15/75 Candela, Low Profile Evacuation Horn Strobe, White | 1 | 0 | 0.213 |  |  |  |  | FALSE |  |  | *Refer to Install Sheet |  |  | #FF0070C0 | FA-NFPA 170 STROBE WALL | 1 | FALSE | FALSE | FALSE | 2023 | [13 empty] | FALSE
NFPA 170 SMOKE DETECTOR |  |  | North | Hochiki |  | Smoke Detector |  |  |  | Module | TRUE | SLR-24H w/NS6-220 STANDARD BASE | SLR-24H w/NS6-220 STANDARD BASE | PHOTOELECTRIC SMOKE DETECTOR w/ STANDARD BASE | 1 |  | 0.243 |  |  |  |  | TRUE | TRUE |  | *Refer to Install Sheet |  |  | #FFFF0000 | FA-NFPA 170 SMOKE DETECTOR | 1 | FALSE | FALSE | FALSE | 1408
NFPA 170 SPEAKER STROBE |  |  | North | Hochiki |  | Speaker/Strobe |  |  |  | Module | TRUE | E60-24MCW-FW |  | Speaker/Strobe, 24 VDC, Multi-Candela, 25/70 Vrms, white | 1 | 0 | 0.102 |  |  |  |  | FALSE | FALSE |  | *Refer to Install Sheet |  |  | #FF0070C0 | FA-NFPA 170 SPEAKER STROBE | 1 | FALSE | FALSE | FALSE | 2019 | [13 empty] | FALSE
NFPA 170 NOTIFICATION CIRCUIT EXTENDER PANEL | RISER NAC |  | North | Hochiki |  | Notification Circuit Extender Panel |  |  |  | Assembly | TRUE | PE-10SN | PE-10SN POWER EXTENDER | PE-10SN POWER EXTENDER | 1 | [6 empty] | TRUE |  |  | *Refer to Install Sheet |  |  | #FFFF0000 | FA-NFPA 170 NOTIFICATION CIRCUIT EXTENDER PANEL | 1 | FALSE | FALSE | FALSE | 212 | [8 empty] | 7,12,18 |  |  | 10 |  | TRUE
NFPA 170 FIRE ALARM CONTROL UNIT | RISER FACP |  | North | Hochiki |  | Fire Alarm Control Unit |  |  |  | Assembly | TRUE | LA701K1-14 |  | FireNET L@TITUDE Analog Addressable Fire Alarm Control Panel, 8 Slot Standard Enclosure, 5.25 A 115V, 2-Loop Panel Module, Hochiki Protocol, Network Module, and Media Gateway™, Red, Printer / 48 Zone LEDs | 1 | [6 empty] | FALSE |  |  | *Refer to Install Sheet | 16.5in (W) x 23.2in (H) x 6in (D) | KM5FCRD (Optional Semi-Flush Mounting Kit) | #FFFF0000 | FA-NFPA 170 FIRE ALARM CONTROL UNIT | 1 | FALSE | FALSE | FALSE | 202 | [8 empty] | 7,12,18,28,33,40 |  |  | 5.25 |  | TRUE
NFPA 170 STROBE WALL |  |  | North | Hochiki |  | Strobe |  |  |  | Module | TRUE | HEC24-1575WR |  | 15/75 Candela, Low Profile Evacuation Horn Strobe, Red | 1 | 0 | 0.213 |  |  |  |  | FALSE |  |  | *Refer to Install Sheet |  |  | #FF0070C0 | FA-NFPA 170 STROBE WALL | 1 | FALSE | FALSE | FALSE | 2023 | [13 empty] | FALSE
NFPA 170 FIRE ALARM CONTROL UNIT | RISER FACP |  | North | Hochiki |  | Fire Alarm Control Unit |  |  |  | Assembly | TRUE | LA701K1-44 |  | FireNET L@TITUDE Analog Addressable Fire Alarm Control Panel, 8 Slot Standard Enclosure, 5.25 A 115V, 2-Loop Panel Module, Hochiki Protocol, Network Module, and Media Gateway™, Gray, Printer / 48 Zone LEDs | 1 | [6 empty] | FALSE |  |  | *Refer to Install Sheet | 16.5in (W) x 23.2in (H) x 6in (D) | KM5FCRD (Optional Semi-Flush Mounting Kit) | #FFFF0000 | FA-NFPA 170 FIRE ALARM CONTROL UNIT | 1 | FALSE | FALSE | FALSE | 202 | [8 empty] | 7,12,18,28,33,40 |  |  | 5.25 |  | TRUE
|  |  | North | Hochiki |  | Cards & Components |  |  |  | Card | TRUE | FNV-SSC | + | Switch Scan Card | 1 | 0.028 | 0.028 |  |  |  |  | TRUE | [5 empty] | #FFFFFFFF |  |  | FALSE | FALSE | FALSE
NFPA 170 FIRE ALARM CONTROL UNIT | RISER FACP |  | North | Hochiki |  | Fire Alarm Control Unit |  |  |  | Assembly | TRUE | LAA03K1-10 |  | FireNET L@TITUDE Analog Addressable Fire Alarm Control Panel, 8 Slot Deep Plex-Door Enclosure, 10.25 A Auto Voltage, 2-Loop Panel Module, Hochiki Protocol, Network Module, and Media Gateway™, Red, 48 Zone LEDs | 1 | [6 empty] | FALSE |  |  | *Refer to Install Sheet | 16.5in (W) x 23.2in (H) x 8in (D) | KM5FCRD (Optional Semi-Flush Mounting Kit) | #FFFF0000 | FA-NFPA 170 FIRE ALARM CONTROL UNIT | 1 | FALSE | FALSE | FALSE | 202 | [8 empty] | 7,12,18,28,33,40 |  |  | 10.25 |  | TRUE
NFPA 170 HEAT DETECTOR |  |  | North | Hochiki |  | Heat Detector |  |  |  | Module | TRUE | DCD-190 w/NS4-224 STANDARD BASE | DCD-190 w/NS4-224 STANDARD BASE | HEAT DETECTOR w/ STANDARD BASE | 1 |  | 0.193 |  |  |  |  | TRUE | TRUE |  | *Refer to Install Sheet |  |  | #FFFF0000 | FA-NFPA 170 HEAT DETECTOR | 1 | FALSE | FALSE | FALSE | 1403
|  |  | North | Hochiki |  | Cards & Components |  |  |  | Card | TRUE | FNP-1127 Main Board | + | Main Board | 1 | 0.2 | 0.25 |  |  |  |  | TRUE | [5 empty] | #FFFFFFFF |  |  | FALSE | FALSE | FALSE
NFPA 170 FIRE ALARM CONTROL UNIT | RISER FACP |  | North | Hochiki |  | Fire Alarm Control Unit |  |  |  | Assembly | TRUE | LA301K1-14 |  | FireNET L@TITUDE Analog Addressable Fire Alarm Control Panel, 4 Slot Deep Enclosure, 5.25 A 115V, 2-Loop Panel Module, Hochiki Protocol, Network Module, and Media Gateway™, Red, Printer / 48 Zone LEDs | 1 | [6 empty] | FALSE |  |  | *Refer to Install Sheet | 16.5in (W) x 23.2in (H) x 8in (D) | KM5FCRD (Optional Semi-Flush Mounting Kit) | #FFFF0000 | FA-NFPA 170 FIRE ALARM CONTROL UNIT | 1 | FALSE | FALSE | FALSE | 202 | [8 empty] | 7,12,18,28 |  |  | 5.25 |  | TRUE
NFPA 170 NOTIFICATION CIRCUIT EXTENDER PANEL | RISER NAC |  | North | Hochiki |  | Notification Circuit Extender Panel |  |  |  | Assembly | TRUE | PE-6SN | PE-6SN POWER EXTENDER | PE-6SN POWER EXTENDER | 1 | [6 empty] | TRUE |  |  | *Refer to Install Sheet |  |  | #FFFF0000 | FA-NFPA 170 NOTIFICATION CIRCUIT EXTENDER PANEL | 1 | FALSE | FALSE | FALSE | 212 | [8 empty] | 7,12,18 |  |  | 6 |  | TRUE
NFPA 170 SMOKE DETECTOR |  |  | North | Hochiki |  | Smoke Detector |  |  |  | Module | TRUE | SOC-24V w/NS4-100 STANDARD BASE | SOC-24V w/NS4-100 STANDARD BASE | PHOTOELECTRIC SMOKE DETECTOR w/ STANDARD BASE | 1 |  | 0.3 |  |  |  |  | TRUE | TRUE |  | *Refer to Install Sheet |  |  | #FFFF0000 | FA-NFPA 170 SMOKE DETECTOR | 1 | FALSE | FALSE | FALSE | 1408
NFPA 170 FIRE ALARM CONTROL UNIT | RISER FACP |  | North | Hochiki |  | Fire Alarm Control Unit |  |  |  | Assembly | TRUE | LA101K2-40 |  | FireNET L@TITUDE Analog Addressable Fire Alarm Control Panel, 4 Slot Standard Enclosure, 5.25 A 115V, 4-Loop Panel Module, Hochiki Protocol, Network Module, and Media Gateway™, Gray, 48 Zone LEDs | 1 | [6 empty] | FALSE |  |  | *Refer to Install Sheet | 16.5in (W) x 23.2in (H) x 6in (D) | KM5FCRD (Optional Semi-Flush Mounting Kit) | #FFFF0000 | FA-NFPA 170 FIRE ALARM CONTROL UNIT | 1 | FALSE | FALSE | FALSE | 202 | [8 empty] | 7,12,18,28 |  |  | 5.25 |  | TRUE
NFPA 170 FIRE ALARM CONTROL UNIT | RISER FACP |  | North | Hochiki |  | Fire Alarm Control Unit |  |  |  | Assembly | TRUE | LAA01K1-60 |  | FireNET L@TITUDE Analog Addressable Fire Alarm Control Panel, 8 Slot Deep Plex-Door Enclosure, 5.25 A 115V, 2-Loop Panel Module, Hochiki Protocol, Network Module, and Media Gateway™, Black, 48 Zone LEDs | 1 | [6 empty] | FALSE |  |  | *Refer to Install Sheet | 16.5in (W) x 23.2in (H) x 8in (D) | KM5FCRD (Optional Semi-Flush Mounting Kit) | #FFFF0000 | FA-NFPA 170 FIRE ALARM CONTROL UNIT | 1 | FALSE | FALSE | FALSE | 202 | [8 empty] | 7,12,18,28,33,40 |  |  | 5.25 |  | TRUE
|  |  | North | Hochiki |  | Cards & Components |  |  |  | Card | TRUE | S792 |  | 8 Channel Conventional Zone Panel Module - Future | 1 | [6 empty] | TRUE | [5 empty] | #FFFFFFFF |  |  | FALSE | FALSE | FALSE
NFPA 170 SPEAKER STROBE |  |  | North | Hochiki |  | Speaker/Strobe |  |  |  | Module | TRUE | ET70-24MCWH-FR |  | Speaker/Strobe, 24 VDC, Multi-Candela, , 25/70 Vrms, red | 1 | 0 | 0.645 |  |  |  |  | FALSE | FALSE |  | *Refer to Install Sheet |  |  | #FF0070C0 | FA-NFPA 170 SPEAKER STROBE | 1 | FALSE | FALSE | FALSE | 2019 | [13 empty] | FALSE
NFPA 170 ABORT SWITCH |  |  | North | Hochiki |  | Switch |  |  |  | Module | TRUE | HCVR-AS | ++ | ABORT SWITCH | 1 | [6 empty] | TRUE | [5 empty] | #FFFF0000 | FA-NFPA 170 ABORT SWITCH | 1 | FALSE | FALSE | FALSE
NFPA 170 FIRE ALARM CONTROL UNIT | RISER FACP |  | North | Hochiki |  | Fire Alarm Control Unit |  |  |  | Assembly | TRUE | LA803K1-64 |  | FireNET L@TITUDE Analog Addressable Fire Alarm Control Panel, 8 Slot Standard Plex-Door Enclosure, 10.25 A Auto Voltage, 2-Loop Panel Module, Hochiki Protocol, Network Module, and Media Gateway™, Black, Printer / 48 Zone LEDs | 1 | [6 empty] | FALSE |  |  | *Refer to Install Sheet | 16.5in (W) x 23.2in (H) x 6in (D) | KM5FCRD (Optional Semi-Flush Mounting Kit) | #FFFF0000 | FA-NFPA 170 FIRE ALARM CONTROL UNIT | 1 | FALSE | FALSE | FALSE | 202 | [8 empty] | 7,12,18,28,33,40 |  |  | 10.25 |  | TRUE
NFPA 170 HEAT DETECTOR |  |  | North | Hochiki |  | Heat Detector |  |  |  | Module | TRUE | DCD-135 w/HSC-224L LATCHING LED BASE | DCD-135 w/HSC-224L LATCHING LED BASE | HEAT DETECTOR w/ LATCHING LED BASE | 1 |  | 0.188 |  |  |  |  | TRUE | TRUE |  | *Refer to Install Sheet |  |  | #FFFF0000 | FA-NFPA 170 HEAT DETECTOR | 1 | FALSE | FALSE | FALSE | 1403 | [16 empty] | L
NFPA 170 FIRE ALARM CONTROL UNIT | RISER FACP |  | North | Hochiki |  | Fire Alarm Control Unit |  |  |  | Assembly | TRUE | LA203K1-10 |  | FireNET L@TITUDE Analog Addressable Fire Alarm Control Panel, 4 Slot Standard Plex-Door Enclosure, 10.25 A Auto Voltage, 2-Loop Panel Module, Hochiki Protocol, Network Module, and Media Gateway™, Red, 48 Zone LEDs | 1 | [6 empty] | FALSE |  |  | *Refer to Install Sheet | 16.5in (W) x 23.2in (H) x 6in (D) | KM5FCRD (Optional Semi-Flush Mounting Kit) | #FFFF0000 | FA-NFPA 170 FIRE ALARM CONTROL UNIT | 1 | FALSE | FALSE | FALSE | 202 | [8 empty] | 7,12,18,28 |  |  | 10.25 |  | TRUE
NFPA 170 SMOKE DETECTOR |  |  | North | Hochiki |  | Smoke Detector |  |  |  | Module | TRUE | ALN-V w/YBN-NSA-4 STANDARD BASE | ALN-V SMOKE SENSOR | ALN-V SMOKE SENSOR w/YBN-NSA-4 STANDARD BASE | 1 | 0.00045 | 0.00054 |  |  |  |  | TRUE | TRUE |  | *Refer to Install Sheet |  |  | #FFFF0000 | FA-NFPA 170 SMOKE DETECTOR | 1 | FALSE | FALSE | FALSE | 1408
NFPA 170 HEAT DETECTOR |  |  | North | Hochiki |  | Heat Detector |  |  |  | Module | TRUE | DFE-135 w/NS6-221 STANDARD BASE | DFE-135 w/NS6-221 STANDARD BASE | HEAT DETECTOR w/ STANDARD BASE | 1 |  | 0.196 |  |  |  |  | TRUE | TRUE |  | *Refer to Install Sheet |  |  | #FFFF0000 | FA-NFPA 170 HEAT DETECTOR | 1 | FALSE | FALSE | FALSE | 1403
NFPA 170 SMOKE DETECTOR |  |  | North | Hochiki |  | Smoke Detector |  |  |  | Module | TRUE | ACD-V w/YBN-NSA-4 STANDARD BASE | ACD-V MULTI-CRITERIA SENSOR | ACD-V MULTI-CRITERIA SENSOR w/YBN-NSA-4 STANDARD BASE SMOKE/CO | 1 | 0.00045 | 0.0072 |  |  |  |  | TRUE | TRUE |  | *Refer to Install Sheet |  |  | #FFFF0000 | FA-NFPA 170 SMOKE DETECTOR | 1 | FALSE | FALSE | FALSE | 1408 | [16 empty] | CO
NFPA 170 FIRE ALARM CONTROL UNIT | RISER FACP |  | North | Hochiki |  | Fire Alarm Control Unit |  |  |  | Assembly | TRUE | LA201K1-14 |  | FireNET L@TITUDE Analog Addressable Fire Alarm Control Panel, 4 Slot Standard Plex-Door Enclosure, 5.25 A 115V, 2-Loop Panel Module, Hochiki Protocol, Network Module, and Media Gateway™, Red, Printer / 48 Zone LEDs | 1 | [6 empty] | FALSE |  |  | *Refer to Install Sheet | 16.5in (W) x 23.2in (H) x 6in (D) | KM5FCRD (Optional Semi-Flush Mounting Kit) | #FFFF0000 | FA-NFPA 170 FIRE ALARM CONTROL UNIT | 1 | FALSE | FALSE | FALSE | 202 | [8 empty] | 7,12,18,28 |  |  | 5.25 |  | TRUE
NFPA 170 SMOKE DETECTOR |  |  | North | Hochiki |  | Smoke Detector |  |  |  | Module | TRUE | SLR-24H w/HSC-220L LATCHING LED BASE | SLR-24H w/HSC-220L LATCHING LED BASE | PHOTOELECTRIC SMOKE DETECTOR w/ LATCHING LED BASE | 1 |  | 0.223 |  |  |  |  | TRUE | TRUE |  | *Refer to Install Sheet |  |  | #FFFF0000 | FA-NFPA 170 SMOKE DETECTOR | 1 | FALSE | FALSE | FALSE | 1408 | [16 empty] | L
NFPA 170 REMOTE INDICATOR |  |  | North | Hochiki |  | Remote Indicator |  |  |  | Module | TRUE | MS-RA/P/R | REMOTE ALARM INDICATOR | REMOTE ALARM INDICATOR | 1 | 0.003 | 0.003 |  |  |  |  | TRUE |  |  | *Refer to Install Sheet |  |  | #FFFF0000 | FA-NFPA 170 REMOTE INDICATOR | 1 | FALSE | FALSE | FALSE | 2016
NFPA 170 FIRE ALARM CONTROL UNIT | RISER FACP |  | North | Hochiki |  | Fire Alarm Control Unit |  |  |  | Assembly | TRUE | LA201K1-64 |  | FireNET L@TITUDE Analog Addressable Fire Alarm Control Panel, 4 Slot Standard Plex-Door Enclosure, 5.25 A 115V, 2-Loop Panel Module, Hochiki Protocol, Network Module, and Media Gateway™, Black, Printer / 48 Zone LEDs | 1 | [6 empty] | FALSE |  |  | *Refer to Install Sheet | 16.5in (W) x 23.2in (H) x 6in (D) | KM5FCRD (Optional Semi-Flush Mounting Kit) | #FFFF0000 | FA-NFPA 170 FIRE ALARM CONTROL UNIT | 1 | FALSE | FALSE | FALSE | 202 | [8 empty] | 7,12,18,28 |  |  | 5.25 |  | TRUE
NFPA 170 FIRE ALARM CONTROL UNIT | RISER FACP |  | North | Hochiki |  | Fire Alarm Control Unit |  |  |  | Assembly | TRUE | LA103K2-40 |  | FireNET L@TITUDE Analog Addressable Fire Alarm Control Panel, 4 Slot Standard Enclosure, 10.25 A Auto Voltage, 4-Loop Panel Module, Hochiki Protocol, Network Module, and Media Gateway™, Gray, 48 Zone LEDs | 1 | [6 empty] | FALSE |  |  | *Refer to Install Sheet | 16.5in (W) x 23.2in (H) x 6in (D) | KM5FCRD (Optional Semi-Flush Mounting Kit) | #FFFF0000 | FA-NFPA 170 FIRE ALARM CONTROL UNIT | 1 | FALSE | FALSE | FALSE | 202 | [8 empty] | 7,12,18,28 |  |  | 10.25 |  | TRUE
|  |  | North | Hochiki |  | Cards & Components |  |  |  | Card | TRUE | FNV-DCC | + |  | 1 | 0.077 | 0.083 |  |  |  |  | TRUE | [5 empty] | #FFFFFFFF |  |  | FALSE | FALSE | FALSE
NFPA 170 SMOKE DETECTOR |  |  | North | Hochiki |  | Smoke Detector |  |  |  | Module | TRUE | SOC-24V w/HSC-224R - 2 WIRE RELAY BASE | SOC-24V w/HSC-224R - 2 WIRE RELAY BASE | PHOTOELECTRIC SMOKE DETECTOR w/ 2 WIRE RELAY BASE | 1 |  | 0.193 |  |  |  |  | TRUE | TRUE |  | *Refer to Install Sheet |  |  | #FFFF0000 | FA-NFPA 170 SMOKE DETECTOR | 1 | FALSE | FALSE | FALSE | 1408 | [16 empty] | R
NFPA 170 HEAT DETECTOR |  |  | North | Hochiki |  | Heat Detector |  |  |  | Module | TRUE | DCD-190 w/HSC-221L LATCHING LED BASE | DCD-190 w/HSC-221L LATCHING LED BASE | HEAT DETECTOR w/ LATCHING LED BASE | 1 |  | 0.191 |  |  |  |  | TRUE | TRUE |  | *Refer to Install Sheet |  |  | #FFFF0000 | FA-NFPA 170 HEAT DETECTOR | 1 | FALSE | FALSE | FALSE | 1403 | [16 empty] | L
|  |  | North | Hochiki |  | Cards & Components |  |  |  | Card | TRUE | FN-2127US1ERS-220 Main Board |  | Main Board | 1 | 0.35 | 0.62 |  |  |  |  | TRUE | [5 empty] | #FFFFFFFF |  |  | FALSE | FALSE | FALSE
NFPA 170 FIRE ALARM CONTROL UNIT | RISER FACP |  | North | Hochiki |  | Fire Alarm Control Unit |  |  |  | Assembly | TRUE | LA103K4-40 |  | FireNET L@TITUDE Analog Addressable Fire Alarm Control Panel, 4 Slot Standard Enclosure, 10.25 A Auto Voltage, 8-Loop Panel Module, Hochiki Protocol, Network Module, and Media Gateway™, Gray, 48 Zone LEDs | 1 | [6 empty] | FALSE |  |  | *Refer to Install Sheet | 16.5in (W) x 23.2in (H) x 6in (D) | KM5FCRD (Optional Semi-Flush Mounting Kit) | #FFFF0000 | FA-NFPA 170 FIRE ALARM CONTROL UNIT | 1 | FALSE | FALSE | FALSE | 202 | [8 empty] | 7,12,18,28 |  |  | 10.25 |  | TRUE
NFPA 170 VOICE EVACUATION CONTROL UNIT |  |  | North | Hochiki |  | Voice Evac Control Unit |  |  |  | Assembly | TRUE | FNVMP80 | + | Master Panel, 80 Switch Control | 1 | [6 empty] | FALSE |  |  | *Refer to Install Sheet |  |  | #FFFF0000 | FA-NFPA 170 VOICE EVACUATION CONTROL UNIT | 1 | FALSE | FALSE | FALSE | 211 | [8 empty] | 7,12,18 |  |  |  |  | TRUE
NFPA 170 FIRE ALARM CONTROL UNIT | RISER FACP |  | North | Hochiki |  | Fire Alarm Control Unit |  |  |  | Assembly | TRUE | LA703K1-64 |  | FireNET L@TITUDE Analog Addressable Fire Alarm Control Panel, 8 Slot Standard Enclosure, 10.25 A Auto Voltage, 2-Loop Panel Module, Hochiki Protocol, Network Module, and Media Gateway™, Black, Printer / 48 Zone LEDs | 1 | [6 empty] | FALSE |  |  | *Refer to Install Sheet | 16.5in (W) x 23.2in (H) x 6in (D) | KM5FCRD (Optional Semi-Flush Mounting Kit) | #FFFF0000 | FA-NFPA 170 FIRE ALARM CONTROL UNIT | 1 | FALSE | FALSE | FALSE | 202 | [8 empty] | 7,12,18,28,33,40 |  |  | 10.25 |  | TRUE
NFPA 170 SMOKE DETECTOR |  |  | North | Hochiki |  | Smoke Detector |  |  |  | Module | TRUE | AIE-EA w/ASBL SOUNDER BASE | AIE-EA SMOKE SENSOR | AIE-EA SMOKE SENSOR w/ASBL SOUNDER BASE | 1 | 0.00035 | 0.00046 |  |  |  |  | TRUE | TRUE |  | *Refer to Install Sheet |  |  | #FFFF0000 | FA-NFPA 170 SMOKE DETECTOR | 1 | FALSE | FALSE | FALSE | 1408 | [16 empty] | SB
NFPA 170 SMOKE DETECTOR |  |  | North | Hochiki |  | Smoke Detector |  |  |  | Module | TRUE | SLR-24H w/HSC-220R - 2 WIRE RELAY BASE | SLR-24H w/HSC-220R - 2 WIRE RELAY BASE | PHOTOELECTRIC SMOKE DETECTOR w/2 WIRE RELAY BASE | 1 |  | 0.238 |  |  |  |  | TRUE | TRUE |  | *Refer to Install Sheet |  |  | #FFFF0000 | FA-NFPA 170 SMOKE DETECTOR | 1 | FALSE | FALSE | FALSE | 1408 | [16 empty] | R
NFPA 170 AMPLIFIER RACK | RISER AMP |  | North | Hochiki |  | Amplifier |  |  |  | Assembly | TRUE | FNVDPS100 (70V) | + | Distributed Panel, Single Channel, 100W | 1 | [6 empty] | FALSE |  |  | *Refer to Install Sheet |  |  | #FFFF0000 | FA-NFPA 170 AMPLIFIER RACK | 1 | FALSE | FALSE | FALSE | 300 | [8 empty] | 7,12,18 |  |  |  | 100 | TRUE
NFPA 170 VOICE EVACUATION CONTROL UNIT |  |  | North | Hochiki |  | Voice Evac Control Unit |  |  |  | Assembly | TRUE | FNVMP32 | + | Master Panel, 32 Switch Control | 1 | [6 empty] | FALSE |  |  | *Refer to Install Sheet |  |  | #FFFF0000 | FA-NFPA 170 VOICE EVACUATION CONTROL UNIT | 1 | FALSE | FALSE | FALSE | 211 | [8 empty] | 7,12,18 |  |  |  |  | TRUE
NFPA 170 HEAT DETECTOR |  |  | North | Hochiki |  | Heat Detector |  |  |  | Module | TRUE | ATG-EA w/HSB-NSA-6 STANDARD BASE | ATG-EA FIXED TEMP/RATE OF RISE HEAT SENSOR | ATG-EA FIXED TEMP/RATE OF RISE HEAT SENSOR w/HSB-NSA-6 STANDARD BASE | 1 | 0.00035 | 0.0005 |  |  |  |  | TRUE | TRUE |  | *Refer to Install Sheet |  |  | #FFFF0000 | FA-NFPA 170 HEAT DETECTOR | 1 | FALSE | FALSE | FALSE | 1403
NFPA 170 HORN STROBE CEILING |  |  | North | Hochiki |  | Horn/Strobe |  |  |  | Module | TRUE | MTWP-2475C-FR |  | NOTIFICATION, MULTI-TONE HORNSTROBE, RED, CEILING, 15CD, WP | 1 | 0 | 0.168 |  |  |  |  | FALSE | TRUE |  |  |  |  | #FF0070C0 | FA-NFPA 170 HORN STROBE CEILING | 1 | FALSE | FALSE | FALSE | 2013 | [13 empty] | FALSE |  |  | C¦WP
NFPA 170 HEAT DETECTOR |  |  | North | Hochiki |  | Heat Detector |  |  |  | Module | TRUE | DCD-135 w/NS6-224 STANDARD BASE | DCD-135 w/NS6-224 STANDARD BASE | HEAT DETECTOR w/ STANDARD BASE | 1 |  | 0.193 |  |  |  |  | TRUE | TRUE |  | *Refer to Install Sheet |  |  | #FFFF0000 | FA-NFPA 170 HEAT DETECTOR | 1 | FALSE | FALSE | FALSE | 1403
NFPA 170 HORN STROBE |  |  | North | Hochiki |  | Horn/Strobe |  |  |  | Module | TRUE | HHSLF15W |  | Low Frequency Horn Strobe, White, Wall | 1 | 0 | 0.291 |  |  |  |  | FALSE | [5 empty] | #FF0070C0 | FA-NFPA 170 HORN STROBE | 1 | FALSE | FALSE | FALSE | 2012 | [13 empty] | FALSE |  |  | LF
NFPA 170 FIRE ALARM CONTROL UNIT | RISER FACP |  | North | Hochiki |  | Fire Alarm Control Unit |  |  |  | Assembly | TRUE | LA701K1-40 |  | FireNET L@TITUDE Analog Addressable Fire Alarm Control Panel, 8 Slot Standard Enclosure, 5.25 A 115V, 2-Loop Panel Module, Hochiki Protocol, Network Module, and Media Gateway™, Gray, 48 Zone LEDs | 1 | [6 empty] | FALSE |  |  | *Refer to Install Sheet | 16.5in (W) x 23.2in (H) x 6in (D) | KM5FCRD (Optional Semi-Flush Mounting Kit) | #FFFF0000 | FA-NFPA 170 FIRE ALARM CONTROL UNIT | 1 | FALSE | FALSE | FALSE | 202 | [8 empty] | 7,12,18,28,33,40 |  |  | 5.25 |  | TRUE
NFPA 170 ADDRESSABLE OUTPUT MODULE |  |  | North | Hochiki |  | Addressable Control/Relay |  |  |  | Module | TRUE | SOM SUPERVISED OUTPUT MODULE | SUPERVISED OUTPUT MODULE | SUPERVISED OUTPUT MODULE | 1 | 0.00015 | 0.00016 |  |  |  |  | TRUE |  |  | *Refer to Install Sheet |  |  | #FFFF0000 | FA-NFPA 170 ADDRESSABLE OUTPUT MODULE | 1 | FALSE | FALSE | FALSE | 1100
NFPA 170 HORN STROBE CEILING |  |  | North | Hochiki |  | Horn/Strobe |  |  |  | Module | TRUE | MTWP-2475C-FW |  | NOTIFICATION, MULTI-TONE HORNSTROBE, WHITE, CEILING, 15CD, WP | 1 | 0 | 0.168 |  |  |  |  | FALSE | TRUE |  |  |  |  | #FF0070C0 | FA-NFPA 170 HORN STROBE CEILING | 1 | FALSE | FALSE | FALSE | 2013 | [13 empty] | FALSE |  |  | C¦WP
NFPA 170 HORN STROBE CEILING |  |  | North | Hochiki |  | Horn/Strobe |  |  |  | Module | TRUE | MTWP-24MCCH-FR |  | NOTIFICATION, MULTI-TONE HORNSTROBE, RED, CEILING, 15CD, WP | 1 | 0 | 0.168 |  |  |  |  | FALSE | TRUE |  |  |  |  | #FF0070C0 | FA-NFPA 170 HORN STROBE CEILING | 1 | FALSE | FALSE | FALSE | 2013 | [13 empty] | FALSE |  |  | C¦WP
NFPA 170 AUTONOMOUS CONTROL UNIT |  |  | North | Hochiki |  | Miscellaneous |  |  |  | Module | TRUE | HCVR-SQA | ++ | SEQUENTIAL ACTIVATOR | 1 | 0.001 | 0.001 |  |  | 24 |  | TRUE |  |  |  | 3.8”W x 3.8”H x 1.8”D 97.3 mm x 97.3 mm x 46 mm |  | #FFFF0000 | FA-NFPA 170 AUTONOMOUS CONTROL UNIT | 1 | FALSE | FALSE | FALSE
NFPA 170 AMPLIFIER RACK | RISER AMP |  | North | Hochiki |  | Amplifier |  |  |  | Assembly | TRUE | FNVDP100 (25V) | + | Distributed Panel, Dual Channel, 100W | 1 | [6 empty] | FALSE |  |  | *Refer to Install Sheet |  |  | #FFFF0000 | FA-NFPA 170 AMPLIFIER RACK | 1 | FALSE | FALSE | FALSE | 300 | [8 empty] | 7,12,18 |  |  |  | 100 | TRUE
NFPA 170 FIRE ALARM CONTROL UNIT | RISER FACP |  | North | Hochiki |  | Fire Alarm Control Unit |  |  |  | Assembly | TRUE | LA101K4-60 |  | FireNET L@TITUDE Analog Addressable Fire Alarm Control Panel, 4 Slot Standard Enclosure, 5.25 A 115V, 8-Loop Panel Module, Hochiki Protocol, Network Module, and Media Gateway™, Black, 48 Zone LEDs | 1 | [6 empty] | FALSE |  |  | *Refer to Install Sheet | 16.5in (W) x 23.2in (H) x 6in (D) | KM5FCRD (Optional Semi-Flush Mounting Kit) | #FFFF0000 | FA-NFPA 170 FIRE ALARM CONTROL UNIT | 1 | FALSE | FALSE | FALSE | 202 | [8 empty] | 7,12,18,28 |  |  | 5.25 |  | TRUE
NFPA 170 FIRE ALARM CONTROL UNIT | RISER FACP |  | North | Hochiki |  | Fire Alarm Control Unit |  |  |  | Assembly | TRUE | LA101K2-10 |  | FireNET L@TITUDE Analog Addressable Fire Alarm Control Panel, 4 Slot Standard Enclosure, 5.25 A 115V, 4-Loop Panel Module, Hochiki Protocol, Network Module, and Media Gateway™, Red, 48 Zone LEDs | 1 | [6 empty] | FALSE |  |  | *Refer to Install Sheet | 16.5in (W) x 23.2in (H) x 6in (D) | KM5FCRD (Optional Semi-Flush Mounting Kit) | #FFFF0000 | FA-NFPA 170 FIRE ALARM CONTROL UNIT | 1 | FALSE | FALSE | FALSE | 202 | [8 empty] | 7,12,18,28 |  |  | 5.25 |  | TRUE
|  |  | North | Hochiki |  | Cards & Components |  |  |  | Card | TRUE | FNV-MBK | + | Motherboard Relay Card | 1 | 0.003 | 0.031 |  |  |  |  | TRUE | [5 empty] | #FFFFFFFF |  |  | FALSE | FALSE | FALSE
NFPA 170 FIRE ALARM CONTROL UNIT | RISER FACP |  | North | Hochiki |  | Fire Alarm Control Unit |  |  |  | Assembly | TRUE | LA101K4-10 |  | FireNET L@TITUDE Analog Addressable Fire Alarm Control Panel, 4 Slot Standard Enclosure, 5.25 A 115V, 8-Loop Panel Module, Hochiki Protocol, Network Module, and Media Gateway™, Red, 48 Zone LEDs | 1 | [6 empty] | FALSE |  |  | *Refer to Install Sheet | 16.5in (W) x 23.2in (H) x 6in (D) | KM5FCRD (Optional Semi-Flush Mounting Kit) | #FFFF0000 | FA-NFPA 170 FIRE ALARM CONTROL UNIT | 1 | FALSE | FALSE | FALSE | 202 | [8 empty] | 7,12,18,28 |  |  | 5.25 |  | TRUE
NFPA 170 STROBE WALL |  |  | North | Hochiki |  | Strobe |  |  |  | Module | TRUE | HES24-1575WW |  | 15/75 Candela, Low Profile Evacuation Strobe, White | 1 | 0 | 0.213 |  |  |  |  | FALSE |  |  | *Refer to Install Sheet |  |  | #FF0070C0 | FA-NFPA 170 STROBE WALL | 1 | FALSE | FALSE | FALSE | 2023 | [13 empty] | FALSE
NFPA 170 STROBE WALL |  |  | North | Hochiki |  | Strobe |  |  |  | Module | TRUE | HES24-177WW |  | 177 Candela, Low Profile Evacuation Strobe, White | 1 | 0 | 0.213 |  |  |  |  | FALSE |  |  | *Refer to Install Sheet |  |  | #FF0070C0 | FA-NFPA 170 STROBE WALL | 1 | FALSE | FALSE | FALSE | 2023 | [13 empty] | FALSE
NFPA 170 AMPLIFIER RACK | RISER AMP |  | North | Hochiki |  | Amplifier |  |  |  | Assembly | TRUE | FNVDP50/P (25V) | + | Distributed Panel, Dual Channel, 50W, Fire Phone | 1 | [6 empty] | FALSE |  |  | *Refer to Install Sheet |  |  | #FFFF0000 | FA-NFPA 170 AMPLIFIER RACK | 1 | FALSE | FALSE | FALSE | 300 | [8 empty] | 7,12,18 |  |  |  | 50 | TRUE
NFPA 170 HORN STROBE |  |  | North | Hochiki |  | Horn/Strobe |  |  |  | Module | TRUE | HEC3-24WR |  | Selectable Candela, Low Profile Evacuation Horn/Strobe, Red | 1 | 0 | 0.172 |  |  |  |  | FALSE |  |  | *Refer to Install Sheet |  |  | #FF0070C0 | FA-NFPA 170 HORN STROBE | 1 | FALSE | FALSE | FALSE | 2012 | [13 empty] | FALSE
NFPA 170 SMOKE DETECTOR |  |  | North | Hochiki |  | Smoke Detector |  |  |  | Module | TRUE | SLR-24V w/HSC-224L LATCHING LED BASE | SLR-24V w/HSC-224L LATCHING LED BASE | PHOTOELECTRIC SMOKE DETECTOR w/ LATCHING LED BASE | 1 |  | 0.188 |  |  |  |  | TRUE | TRUE |  | *Refer to Install Sheet |  |  | #FFFF0000 | FA-NFPA 170 SMOKE DETECTOR | 1 | FALSE | FALSE | FALSE | 1408 | [16 empty] | L
NFPA 170 SMOKE DETECTOR |  |  | North | Hochiki |  | Smoke Detector |  |  |  | Module | TRUE | SLR-24V w/HSC-220R - 2 WIRE RELAY BASE | SLR-24V w/HSC-220R - 2 WIRE RELAY BASE | PHOTOELECTRIC SMOKE DETECTOR w/ 2 WIRE RELAY BASE | 1 |  | 0.238 |  |  |  |  | TRUE | TRUE |  | *Refer to Install Sheet |  |  | #FFFF0000 | FA-NFPA 170 SMOKE DETECTOR | 1 | FALSE | FALSE | FALSE | 1408 | [16 empty] | R
NFPA 170 HEAT DETECTOR |  |  | North | Hochiki |  | Heat Detector |  |  |  | Module | TRUE | DCD-190 w/NS6-220 STANDARD BASE | DCD-190 w/NS6-220 STANDARD BASE | HEAT DETECTOR w/ STANDARD BASE | 1 |  | 0.243 |  |  |  |  | TRUE | TRUE |  | *Refer to Install Sheet |  |  | #FFFF0000 | FA-NFPA 170 HEAT DETECTOR | 1 | FALSE | FALSE | FALSE | 1403
NFPA 170 FIRE ALARM CONTROL UNIT | RISER FACP |  | North | Hochiki |  | Fire Alarm Control Unit |  |  |  | Assembly | TRUE | LA803K1-60 |  | FireNET L@TITUDE Analog Addressable Fire Alarm Control Panel, 8 Slot Standard Plex-Door Enclosure, 10.25 A Auto Voltage, 2-Loop Panel Module, Hochiki Protocol, Network Module, and Media Gateway™, Black, 48 Zone LEDs | 1 | [6 empty] | FALSE |  |  | *Refer to Install Sheet | 16.5in (W) x 23.2in (H) x 6in (D) | KM5FCRD (Optional Semi-Flush Mounting Kit) | #FFFF0000 | FA-NFPA 170 FIRE ALARM CONTROL UNIT | 1 | FALSE | FALSE | FALSE | 202 | [8 empty] | 7,12,18,28,33,40 |  |  | 10.25 |  | TRUE
NFPA 170 FIRE ALARM CONTROL UNIT | RISER FACP |  | North | Hochiki |  | Fire Alarm Control Unit |  |  |  | Assembly | TRUE | LA203K1-14 |  | FireNET L@TITUDE Analog Addressable Fire Alarm Control Panel, 4 Slot Standard Plex-Door Enclosure, 10.25 A Auto Voltage, 2-Loop Panel Module, Hochiki Protocol, Network Module, and Media Gateway™, Red, Printer / 48 Zone LEDs | 1 | [6 empty] | FALSE |  |  | *Refer to Install Sheet | 16.5in (W) x 23.2in (H) x 6in (D) | KM5FCRD (Optional Semi-Flush Mounting Kit) | #FFFF0000 | FA-NFPA 170 FIRE ALARM CONTROL UNIT | 1 | FALSE | FALSE | FALSE | 202 | [8 empty] | 7,12,18,28 |  |  | 10.25 |  | TRUE
NFPA 170 HEAT DETECTOR |  |  | North | Hochiki |  | Heat Detector |  |  |  | Module | TRUE | DFE-135 w/NS6-220 STANDARD BASE | DFE-135 w/NS6-220 STANDARD BASE | HEAT DETECTOR w/ STANDARD BASE | 1 |  | 0.243 |  |  |  |  | TRUE | TRUE |  | *Refer to Install Sheet |  |  | #FFFF0000 | FA-NFPA 170 HEAT DETECTOR | 1 | FALSE | FALSE | FALSE | 1403
NFPA 170 HEAT DETECTOR |  |  | North | Hochiki |  | Heat Detector |  |  |  | Module | TRUE | DCD-135 w/HSC-221R - 2 WIRE RELAY BASE | DCD-135 w/HSC-221R - 2 WIRE RELAY BASE | HEAT DETECTOR w/ 2 WIRE RELAY BASE | 1 |  | 0.199 |  |  |  |  | TRUE | TRUE |  | *Refer to Install Sheet |  |  | #FFFF0000 | FA-NFPA 170 HEAT DETECTOR | 1 | FALSE | FALSE | FALSE | 1403 | [16 empty] | R
NFPA 170 FIRE ALARM CONTROL UNIT | RISER FACP |  | North | Hochiki |  | Fire Alarm Control Unit |  |  |  | Assembly | TRUE | LA801K1-10 |  | FireNET L@TITUDE Analog Addressable Fire Alarm Control Panel, 8 Slot Standard Plex-Door Enclosure, 5.25 A 115V, 2-Loop Panel Module, Hochiki Protocol, Network Module, and Media Gateway™, Red, 48 Zone LEDs | 1 | [6 empty] | FALSE |  |  | *Refer to Install Sheet | 16.5in (W) x 23.2in (H) x 6in (D) | KM5FCRD (Optional Semi-Flush Mounting Kit) | #FFFF0000 | FA-NFPA 170 FIRE ALARM CONTROL UNIT | 1 | FALSE | FALSE | FALSE | 202 | [8 empty] | 7,12,18,28,33,40 |  |  | 5.25 |  | TRUE
NFPA 170 FIRE ALARM CONTROL UNIT | RISER FACP |  | North | Hochiki |  | Fire Alarm Control Unit |  |  |  | Assembly | TRUE | FN-4127US1ERS-220 |  | FireNET® FACP, 4 Loop, W/Network Card, Red, 220V | 1 | [6 empty] | FALSE |  |  | *Refer to Install Sheet | 14.5" W x 24" H x 5" D |  | #FFFF0000 | FA-NFPA 170 FIRE ALARM CONTROL UNIT | 1 | FALSE | FALSE | FALSE | 202 | [8 empty] | 7,12,18,28,55,60 |  |  |  |  | TRUE
NFPA 170 FIRE ALARM CONTROL UNIT | RISER FACP |  | North | Hochiki |  | Fire Alarm Control Unit |  |  |  | Assembly | TRUE | LA903K1-40 |  | FireNET L@TITUDE Analog Addressable Fire Alarm Control Panel, 8 Slot Deep Enclosure, 10.25 A Auto Voltage, 2-Loop Panel Module, Hochiki Protocol, Network Module, and Media Gateway™, Gray, 48 Zone LEDs | 1 | [6 empty] | FALSE |  |  | *Refer to Install Sheet | 16.5in (W) x 23.2in (H) x 8in (D) | KM5FCRD (Optional Semi-Flush Mounting Kit) | #FFFF0000 | FA-NFPA 170 FIRE ALARM CONTROL UNIT | 1 | FALSE | FALSE | FALSE | 202 | [8 empty] | 7,12,18,28,33,40 |  |  | 10.25 |  | TRUE
NFPA 170 SPEAKER WALL |  |  | North | Hochiki |  | Speaker |  |  |  | Module | TRUE | E60-R |  | Speaker, 25 or 70 Vrms, 1/8 to 2 watts | 1 | [6 empty] | FALSE | FALSE |  | *Refer to Install Sheet |  |  | #FF0070C0 | FA-NFPA 170 SPEAKER WALL | 1 | FALSE | FALSE | FALSE | 2021 | [13 empty] | FALSE
NFPA 170 SMOKE DETECTOR |  |  | North | Hochiki |  | Smoke Detector |  |  |  | Module | TRUE | SLR-24H w/NS6-221 STANDARD BASE | SLR-24H w/NS6-221 STANDARD BASE | PHOTOELECTRIC SMOKE DETECTOR w/ STANDARD BASE | 1 |  | 0.196 |  |  |  |  | TRUE | TRUE |  | *Refer to Install Sheet |  |  | #FFFF0000 | FA-NFPA 170 SMOKE DETECTOR | 1 | FALSE | FALSE | FALSE | 1408
NFPA 170 VOICE EVACUATION CONTROL UNIT |  |  | North | Hochiki |  | Voice Evac Control Unit |  |  |  | Assembly | TRUE | EVAX-50E-H | + | 50W Voice Evacuation Panel | 1 | [6 empty] | FALSE |  |  | *Refer to Install Sheet |  |  | #FFFF0000 | FA-NFPA 170 VOICE EVACUATION CONTROL UNIT | 1 | FALSE | FALSE | FALSE | 211 | [8 empty] | 7,12,18 |  |  |  | 50 | TRUE
NFPA 170 FIRE ALARM CONTROL UNIT | RISER FACP |  | North | Hochiki |  | Fire Alarm Control Unit |  |  |  | Assembly | TRUE | LA103K1-44 |  | FireNET L@TITUDE Analog Addressable Fire Alarm Control Panel, 4 Slot Standard Enclosure, 10.25 A Auto Voltage, 2-Loop Panel Module, Hochiki Protocol, Network Module, and Media Gateway™, Gray, Printer / 48 Zone LEDs | 1 | [6 empty] | FALSE |  |  | *Refer to Install Sheet | 16.5in (W) x 23.2in (H) x 6in (D) | KM5FCRD (Optional Semi-Flush Mounting Kit) | #FFFF0000 | FA-NFPA 170 FIRE ALARM CONTROL UNIT | 1 | FALSE | FALSE | FALSE | 202 | [8 empty] | 7,12,18,28 |  |  | 10.25 |  | TRUE
NFPA 170 FIRE ALARM CONTROL UNIT | RISER FACP |  | North | Hochiki |  | Fire Alarm Control Unit |  |  |  | Assembly | TRUE | LA401K1-64 |  | FireNET L@TITUDE Analog Addressable Fire Alarm Control Panel, 4 Slot Deep Plex-Door Enclosure, 5.25 A 115V, 2-Loop Panel Module, Hochiki Protocol, Network Module, and Media Gateway™, Black, Printer / 48 Zone LEDs | 1 | [6 empty] | FALSE |  |  | *Refer to Install Sheet | 16.5in (W) x 23.2in (H) x 8in (D) | KM5FCRD (Optional Semi-Flush Mounting Kit) | #FFFF0000 | FA-NFPA 170 FIRE ALARM CONTROL UNIT | 1 | FALSE | FALSE | FALSE | 202 | [8 empty] | 7,12,18,28 |  |  | 5.25 |  | TRUE
NFPA 170 SMOKE DETECTOR |  |  | North | Hochiki |  | Smoke Detector |  |  |  | Module | TRUE | ALN-V w/SCI-B6 SHORT CIRCUIT ISOLATOR BASE | ALN-V SMOKE SENSOR | ALN-V SMOKE SENSOR w/SCI-B6 SHORT CIRCUIT ISOLATOR BASE | 1 | 0.00045 | 0.00054 |  |  |  |  | TRUE | TRUE |  | *Refer to Install Sheet |  |  | #FFFF0000 | FA-NFPA 170 SMOKE DETECTOR | 1 | FALSE | FALSE | FALSE | 1408 | [16 empty] | SCI
NFPA 170 FIRE ALARM CONTROL UNIT | RISER FACP |  | North | Hochiki |  | Fire Alarm Control Unit |  |  |  | Assembly | TRUE | LA201K1-60 |  | FireNET L@TITUDE Analog Addressable Fire Alarm Control Panel, 4 Slot Standard Plex-Door Enclosure, 5.25 A 115V, 2-Loop Panel Module, Hochiki Protocol, Network Module, and Media Gateway™, Black, 48 Zone LEDs | 1 | [6 empty] | FALSE |  |  | *Refer to Install Sheet | 16.5in (W) x 23.2in (H) x 6in (D) | KM5FCRD (Optional Semi-Flush Mounting Kit) | #FFFF0000 | FA-NFPA 170 FIRE ALARM CONTROL UNIT | 1 | FALSE | FALSE | FALSE | 202 | [8 empty] | 7,12,18,28 |  |  | 5.25 |  | TRUE
NFPA 170 SPEAKER STROBE |  |  | North | Hochiki |  | Speaker/Strobe |  |  |  | Module | TRUE | ET70WP-24185W-FW |  | Speaker/Strobe, wall, 24 VDC, 185CD, WP, white | 1 | 0 | 0.155 |  |  |  |  | FALSE | FALSE |  |  |  |  | #FF0070C0 | FA-NFPA 170 SPEAKER STROBE | 1 | FALSE | FALSE | FALSE | 2019 | [13 empty] | FALSE |  |  | WP
NFPA 170 SPEAKER STROBE CEILING |  |  | North | Hochiki |  | Speaker/Strobe |  |  |  | Module | TRUE | E60-24MCCH-FR |  | Speaker/Strobe, 24 VDC, Multi-Candela, , 25/70 Vrms, red | 1 | 0 | 0.455 |  |  |  |  | FALSE | TRUE |  | *Refer to Install Sheet |  |  | #FF0070C0 | FA-NFPA 170 SPEAKER STROBE CEILING | 1 | FALSE | FALSE | FALSE | 2020 | [13 empty] | FALSE |  |  | C
NFPA 170 HORN STROBE CEILING |  |  | North | Hochiki |  | Horn/Strobe |  |  |  | Module | TRUE | HCC24PCW |  | Horn Strobe, 24 VDC, White, Ceiling, Plain | 1 | 0 | 0.344 |  |  |  |  | FALSE | TRUE |  | *Refer to Install Sheet |  |  | #FF0070C0 | FA-NFPA 170 HORN STROBE CEILING | 1 | FALSE | FALSE | FALSE | 2013 | [13 empty] | FALSE |  |  | C
NFPA 170 SMOKE DETECTOR |  |  | North | Hochiki |  | Smoke Detector |  |  |  | Module | TRUE | SOC-24V w/NS4-221 STANDARD BASE | SOC-24V w/NS4-221 STANDARD BASE | PHOTOELECTRIC SMOKE DETECTOR w/ STANDARD BASE | 1 |  | 0.196 |  |  |  |  | TRUE | TRUE |  | *Refer to Install Sheet |  |  | #FFFF0000 | FA-NFPA 170 SMOKE DETECTOR | 1 | FALSE | FALSE | FALSE | 1408
NFPA 170 SMOKE DETECTOR |  |  | North | Hochiki |  | Smoke Detector |  |  |  | Module | TRUE | ALN-V w/HSB-NSA-6 STANDARD BASE | ALN-V SMOKE SENSOR | ALN-V SMOKE SENSOR w/HSB-NSA-6 STANDARD BASE | 1 | 0.00045 | 0.00054 |  |  |  |  | TRUE | TRUE |  | *Refer to Install Sheet |  |  | #FFFF0000 | FA-NFPA 170 SMOKE DETECTOR | 1 | FALSE | FALSE | FALSE | 1408
NFPA 170 FIRE ALARM CONTROL UNIT | RISER FACP |  | North | Hochiki |  | Fire Alarm Control Unit |  |  |  | Assembly | TRUE | HCA-2D (2-ZONES) WITH DIALER | + | CONVENTIONAL FIRE ALARM CONTROL PANEL | 1 | [6 empty] | FALSE |  |  | *Refer to Install Sheet |  |  | #FFFF0000 | FA-NFPA 170 FIRE ALARM CONTROL UNIT | 1 | FALSE | FALSE | FALSE | 202 | [8 empty] | 7,12,18 |  |  |  |  | TRUE
NFPA 170 HEAT DETECTOR |  |  | North | Hochiki |  | Heat Detector |  |  |  | Module | TRUE | DCD-190 w/NS4-220 STANDARD BASE | DCD-190 w/NS4-220 STANDARD BASE | HEAT DETECTOR w/ STANDARD BASE | 1 |  | 0.196 |  |  |  |  | TRUE | TRUE |  | *Refer to Install Sheet |  |  | #FFFF0000 | FA-NFPA 170 HEAT DETECTOR | 1 | FALSE | FALSE | FALSE | 1403
NFPA 170 REMOTE INDICATOR |  |  | North | Hochiki |  | Remote Indicator |  |  |  | Module | TRUE | MS-RA/P | REMOTE ALARM INDICATOR | REMOTE ALARM INDICATOR | 1 | 0.003 | 0.003 |  |  |  |  | TRUE |  |  | *Refer to Install Sheet |  |  | #FFFF0000 | FA-NFPA 170 REMOTE INDICATOR | 1 | FALSE | FALSE | FALSE | 2016
NFPA 170 SMOKE DETECTOR |  |  | North | Hochiki |  | Smoke Detector |  |  |  | Module | TRUE | ALK-V w/HSB-NSA-6 STANDARD BASE | ALK-V SMOKE SENSOR | ALK-V SMOKE SENSOR w/HSB-NSA-6 STANDARD BASE | 1 | 0.00039 | 0.0008 |  |  |  |  | TRUE | TRUE |  | *Refer to Install Sheet |  |  | #FFFF0000 | FA-NFPA 170 SMOKE DETECTOR | 1 | FALSE | FALSE | FALSE | 1408
|  |  | North | Hochiki |  | Cards & Components |  |  |  | Card | TRUE | HCA-4 (4-ZONES) Main Board | + | Main Board | 1 | 0.16 | 0.29 |  |  |  |  | TRUE | [5 empty] | #FFFFFFFF |  |  | FALSE | FALSE | FALSE
NFPA 170 SMOKE DETECTOR |  |  | North | Hochiki |  | Smoke Detector |  |  |  | Module | TRUE | SLR-24V w/NS6-220 STANDARD BASE | SLR-24V w/NS6-220 STANDARD BASE | PHOTOELECTRIC SMOKE DETECTOR w/ STANDARD BASE | 1 |  | 0.243 |  |  |  |  | TRUE | TRUE |  | *Refer to Install Sheet |  |  | #FFFF0000 | FA-NFPA 170 SMOKE DETECTOR | 1 | FALSE | FALSE | FALSE | 1408
NFPA 170 SMOKE DETECTOR |  |  | North | Hochiki |  | Smoke Detector |  |  |  | Module | TRUE | SLR-24V w/HSC-221R - 2 WIRE RELAY BASE | SLR-24V w/HSC-221R - 2 WIRE RELAY BASE | PHOTOELECTRIC SMOKE DETECTOR w/ 2 WIRE RELAY BASE | 1 |  | 0.199 |  |  |  |  | TRUE | TRUE |  | *Refer to Install Sheet |  |  | #FFFF0000 | FA-NFPA 170 SMOKE DETECTOR | 1 | FALSE | FALSE | FALSE | 1408 | [16 empty] | R
NFPA 170 FIRE ALARM CONTROL UNIT | RISER FACP |  | North | Hochiki |  | Fire Alarm Control Unit |  |  |  | Assembly | TRUE | LA801K1-14 |  | FireNET L@TITUDE Analog Addressable Fire Alarm Control Panel, 8 Slot Standard Plex-Door Enclosure, 5.25 A 115V, 2-Loop Panel Module, Hochiki Protocol, Network Module, and Media Gateway™, Red, Printer / 48 Zone LEDs | 1 | [6 empty] | FALSE |  |  | *Refer to Install Sheet | 16.5in (W) x 23.2in (H) x 6in (D) | KM5FCRD (Optional Semi-Flush Mounting Kit) | #FFFF0000 | FA-NFPA 170 FIRE ALARM CONTROL UNIT | 1 | FALSE | FALSE | FALSE | 202 | [8 empty] | 7,12,18,28,33,40 |  |  | 5.25 |  | TRUE
NFPA 170 FIRE ALARM CONTROL UNIT | RISER FACP |  | North | Hochiki |  | Fire Alarm Control Unit |  |  |  | Assembly | TRUE | FN-4127US0ERS-220 |  | FireNET® FACP, 4 Loop, Red, 220V | 1 | [6 empty] | FALSE |  |  | *Refer to Install Sheet | 14.5" W x 24" H x 5" D |  | #FFFF0000 | FA-NFPA 170 FIRE ALARM CONTROL UNIT | 1 | FALSE | FALSE | FALSE | 202 | [8 empty] | 7,12,18,28,55,60 |  |  |  |  | TRUE
|  |  | North | Hochiki |  | Cards & Components |  |  |  | Card | TRUE | FN2127US1ERS120 Main Board |  | Main Board | 1 | 0.35 | 0.62 |  |  |  |  | TRUE | [5 empty] | #FFFFFFFF |  |  | FALSE | FALSE | FALSE
NFPA 170 FIRE ALARM CONTROL UNIT | RISER FACP |  | North | Hochiki |  | Fire Alarm Control Unit |  |  |  | Assembly | TRUE | LA403K1-14 |  | FireNET L@TITUDE Analog Addressable Fire Alarm Control Panel, 4 Slot Deep Plex-Door Enclosure, 10.25 A Auto Voltage, 2-Loop Panel Module, Hochiki Protocol, Network Module, and Media Gateway™, Red, Printer / 48 Zone LEDs | 1 | [6 empty] | FALSE |  |  | *Refer to Install Sheet | 16.5in (W) x 23.2in (H) x 8in (D) | KM5FCRD (Optional Semi-Flush Mounting Kit) | #FFFF0000 | FA-NFPA 170 FIRE ALARM CONTROL UNIT | 1 | FALSE | FALSE | FALSE | 202 | [8 empty] | 7,12,18,28 |  |  | 10.25 |  | TRUE
NFPA 170 FIRE ALARM CONTROL UNIT | RISER FACP |  | North | Hochiki |  | Fire Alarm Control Unit |  |  |  | Assembly | TRUE | LA703K1-14 |  | FireNET L@TITUDE Analog Addressable Fire Alarm Control Panel, 8 Slot Standard Enclosure, 10.25 A Auto Voltage, 2-Loop Panel Module, Hochiki Protocol, Network Module, and Media Gateway™, Red, Printer / 48 Zone LEDs | 1 | [6 empty] | FALSE |  |  | *Refer to Install Sheet | 16.5in (W) x 23.2in (H) x 6in (D) | KM5FCRD (Optional Semi-Flush Mounting Kit) | #FFFF0000 | FA-NFPA 170 FIRE ALARM CONTROL UNIT | 1 | FALSE | FALSE | FALSE | 202 | [8 empty] | 7,12,18,28,33,40 |  |  | 10.25 |  | TRUE
NFPA 170 VOICE EVACUATION CONTROL UNIT |  |  | North | Hochiki |  | Voice Evac Control Unit |  |  |  | Assembly | TRUE | EVAX-25EM-H | + | 25W Voice Evacuation Panel w/ mic | 1 | [6 empty] | FALSE |  |  | *Refer to Install Sheet |  |  | #FFFF0000 | FA-NFPA 170 VOICE EVACUATION CONTROL UNIT | 1 | FALSE | FALSE | FALSE | 211 | [8 empty] | 7,12,18 |  |  |  | 25 | TRUE
NFPA 170 SMOKE DETECTOR |  |  | North | Hochiki |  | Smoke Detector |  |  |  | Module | TRUE | SLR-24V w/HSC-221L LATCHING LED BASE | SLR-24V w/HSC-221L LATCHING LED BASE | PHOTOELECTRIC SMOKE DETECTOR w/ LATCHING LED BASE | 1 |  | 0.191 |  |  |  |  | TRUE | TRUE |  | *Refer to Install Sheet |  |  | #FFFF0000 | FA-NFPA 170 SMOKE DETECTOR | 1 | FALSE | FALSE | FALSE | 1408 | [16 empty] | L
NFPA 170 FIRE ALARM CONTROL UNIT | RISER FACP |  | North | Hochiki |  | Fire Alarm Control Unit |  |  |  | Assembly | TRUE | LA101K4-44 |  | FireNET L@TITUDE Analog Addressable Fire Alarm Control Panel, 4 Slot Standard Enclosure, 5.25 A 115V, 8-Loop Panel Module, Hochiki Protocol, Network Module, and Media Gateway™, Gray, Printer / 48 Zone LEDs | 1 | [6 empty] | FALSE |  |  | *Refer to Install Sheet | 16.5in (W) x 23.2in (H) x 6in (D) | KM5FCRD (Optional Semi-Flush Mounting Kit) | #FFFF0000 | FA-NFPA 170 FIRE ALARM CONTROL UNIT | 1 | FALSE | FALSE | FALSE | 202 | [8 empty] | 7,12,18,28 |  |  | 5.25 |  | TRUE
NFPA 170 FIRE ALARM CONTROL UNIT | RISER FACP |  | North | Hochiki |  | Fire Alarm Control Unit |  |  |  | Assembly | TRUE | LA901K1-14 |  | FireNET L@TITUDE Analog Addressable Fire Alarm Control Panel, 8 Slot Deep Enclosure, 5.25 A 115V, 2-Loop Panel Module, Hochiki Protocol, Network Module, and Media Gateway™, Red, Printer / 48 Zone LEDs | 1 | [6 empty] | FALSE |  |  | *Refer to Install Sheet | 16.5in (W) x 23.2in (H) x 8in (D) | KM5FCRD (Optional Semi-Flush Mounting Kit) | #FFFF0000 | FA-NFPA 170 FIRE ALARM CONTROL UNIT | 1 | FALSE | FALSE | FALSE | 202 | [8 empty] | 7,12,18,28,33,40 |  |  | 5.25 |  | TRUE
NFPA 170 SMOKE DETECTOR |  |  | North | Hochiki |  | Smoke Detector |  |  |  | Module | TRUE | SLR-24H w/NS6-224 STANDARD BASE | SLR-24H w/NS6-224 STANDARD BASE | PHOTOELECTRIC SMOKE DETECTOR w/ STANDARD BASE | 1 |  | 0.193 |  |  |  |  | TRUE | TRUE |  | *Refer to Install Sheet |  |  | #FFFF0000 | FA-NFPA 170 SMOKE DETECTOR | 1 | FALSE | FALSE | FALSE | 1408
NFPA 170 HEAT DETECTOR |  |  | North | Hochiki |  | Heat Detector |  |  |  | Module | TRUE | DFE-190 w/NS4-221 STANDARD BASE | DFE-190 w/NS4-221 STANDARD BASE | HEAT DETECTOR w/ STANDARD BASE | 1 |  | 0.196 |  |  |  |  | TRUE | TRUE |  | *Refer to Install Sheet |  |  | #FFFF0000 | FA-NFPA 170 HEAT DETECTOR | 1 | FALSE | FALSE | FALSE | 1403
NFPA 170 SMOKE DETECTOR |  |  | North | Hochiki |  | Smoke Detector |  |  |  | Module | TRUE | SOC-24V w/NS4-220 STANDARD BASE | SOC-24V w/NS4-220 STANDARD BASE | PHOTOELECTRIC SMOKE DETECTOR w/ STANDARD BASE | 1 |  | 0.196 |  |  |  |  | TRUE | TRUE |  | *Refer to Install Sheet |  |  | #FFFF0000 | FA-NFPA 170 SMOKE DETECTOR | 1 | FALSE | FALSE | FALSE | 1408
NFPA 170 SMOKE DETECTOR |  |  | North | Hochiki |  | Smoke Detector |  |  |  | Module | TRUE | SLR-24H w/HSC-224R - 2 WIRE RELAY BASE | SLR-24H w/HSC-224R - 2 WIRE RELAY BASE | PHOTOELECTRIC SMOKE DETECTOR w/ 2 WIRE RELAY BASE | 1 |  | 0.193 |  |  |  |  | TRUE | TRUE |  | *Refer to Install Sheet |  |  | #FFFF0000 | FA-NFPA 170 SMOKE DETECTOR | 1 | FALSE | FALSE | FALSE | 1408 | [16 empty] | R
NFPA 170 FIRE ALARM CONTROL UNIT | RISER FACP |  | North | Hochiki |  | Fire Alarm Control Unit |  |  |  | Assembly | TRUE | HCA-4D (4-ZONES) WITH DIALER | + | CONVENTIONAL FIRE ALARM CONTROL PANEL | 1 | [6 empty] | FALSE |  |  | *Refer to Install Sheet |  |  | #FFFF0000 | FA-NFPA 170 FIRE ALARM CONTROL UNIT | 1 | FALSE | FALSE | FALSE | 202 | [8 empty] | 7,12,18 |  |  |  |  | TRUE
NFPA 170 FIRE ALARM CONTROL UNIT | RISER FACP |  | North | Hochiki |  | Fire Alarm Control Unit |  |  |  | Assembly | TRUE | LAA03K1-44 |  | FireNET L@TITUDE Analog Addressable Fire Alarm Control Panel, 8 Slot Deep Plex-Door Enclosure, 10.25 A Auto Voltage, 2-Loop Panel Module, Hochiki Protocol, Network Module, and Media Gateway™, Gray, Printer / 48 Zone LEDs | 1 | [6 empty] | FALSE |  |  | *Refer to Install Sheet | 16.5in (W) x 23.2in (H) x 8in (D) | KM5FCRD (Optional Semi-Flush Mounting Kit) | #FFFF0000 | FA-NFPA 170 FIRE ALARM CONTROL UNIT | 1 | FALSE | FALSE | FALSE | 202 | [8 empty] | 7,12,18,28,33,40 |  |  | 10.25 |  | TRUE
NFPA 170 FIRE ALARM CONTROL UNIT | RISER FACP |  | North | Hochiki |  | Fire Alarm Control Unit |  |  |  | Assembly | TRUE | LA103K1-64 |  | FireNET L@TITUDE Analog Addressable Fire Alarm Control Panel, 4 Slot Standard Enclosure, 10.25 A Auto Voltage, 2-Loop Panel Module, Hochiki Protocol, Network Module, and Media Gateway™, Black, Printer / 48 Zone LEDs | 1 | [6 empty] | FALSE |  |  | *Refer to Install Sheet | 16.5in (W) x 23.2in (H) x 6in (D) | KM5FCRD (Optional Semi-Flush Mounting Kit) | #FFFF0000 | FA-NFPA 170 FIRE ALARM CONTROL UNIT | 1 | FALSE | FALSE | FALSE | 202 | [8 empty] | 7,12,18,28 |  |  | 10.25 |  | TRUE
|  |  | North | Hochiki |  | Cards & Components |  |  |  | Card | TRUE | FN4127US1ERS120 Main Board |  | Main Board | 1 | 0.35 | 0.62 |  |  |  |  | TRUE | [5 empty] | #FFFFFFFF |  |  | FALSE | FALSE | FALSE
NFPA 170 FIRE ALARM CONTROL UNIT | RISER FACP |  | North | Hochiki |  | Fire Alarm Control Unit |  |  |  | Assembly | TRUE | LA303K1-64 |  | FireNET L@TITUDE Analog Addressable Fire Alarm Control Panel, 4 Slot Deep Enclosure, 10.25 A Auto Voltage, 2-Loop Panel Module, Hochiki Protocol, Network Module, and Media Gateway™, Black, Printer / 48 Zone LEDs | 1 | [6 empty] | FALSE |  |  | *Refer to Install Sheet | 16.5in (W) x 23.2in (H) x 8in (D) | KM5FCRD (Optional Semi-Flush Mounting Kit) | #FFFF0000 | FA-NFPA 170 FIRE ALARM CONTROL UNIT | 1 | FALSE | FALSE | FALSE | 202 | [8 empty] | 7,12,18,28 |  |  | 10.25 |  | TRUE
NFPA 170 DUCT SMOKE DETECTOR |  |  | North | Hochiki |  | Duct Smoke Detector |  |  |  | Module | TRUE | DH-98-P | CONVENTIONAL DUCT DETECTOR | CONVENTIONAL DUCT DETECTOR | 1 | 0.013 | 0.06 |  |  |  |  | TRUE | TRUE |  | *Refer to Install Sheet |  |  | #FFFF0000 | FA-NFPA 170 DUCT SMOKE DETECTOR | 1 | FALSE | FALSE | FALSE | 1400
NFPA 170 FIRE ALARM CONTROL UNIT | RISER FACP |  | North | Hochiki |  | Fire Alarm Control Unit |  |  |  | Assembly | TRUE | LA103K2-44 |  | FireNET L@TITUDE Analog Addressable Fire Alarm Control Panel, 4 Slot Standard Enclosure, 10.25 A Auto Voltage, 4-Loop Panel Module, Hochiki Protocol, Network Module, and Media Gateway™, Gray, Printer / 48 Zone LEDs | 1 | [6 empty] | FALSE |  |  | *Refer to Install Sheet | 16.5in (W) x 23.2in (H) x 6in (D) | KM5FCRD (Optional Semi-Flush Mounting Kit) | #FFFF0000 | FA-NFPA 170 FIRE ALARM CONTROL UNIT | 1 | FALSE | FALSE | FALSE | 202 | [8 empty] | 7,12,18,28 |  |  | 10.25 |  | TRUE
NFPA 170 FIRE ALARM CONTROL UNIT | RISER FACP |  | North | Hochiki |  | Fire Alarm Control Unit |  |  |  | Assembly | TRUE | LA403K1-10 |  | FireNET L@TITUDE Analog Addressable Fire Alarm Control Panel, 4 Slot Deep Plex-Door Enclosure, 10.25 A Auto Voltage, 2-Loop Panel Module, Hochiki Protocol, Network Module, and Media Gateway™, Red, 48 Zone LEDs | 1 | [6 empty] | FALSE |  |  | *Refer to Install Sheet | 16.5in (W) x 23.2in (H) x 8in (D) | KM5FCRD (Optional Semi-Flush Mounting Kit) | #FFFF0000 | FA-NFPA 170 FIRE ALARM CONTROL UNIT | 1 | FALSE | FALSE | FALSE | 202 | [8 empty] | 7,12,18,28 |  |  | 10.25 |  | TRUE
NFPA 170 FIRE ALARM CONTROL UNIT | RISER FACP |  | North | Hochiki |  | Fire Alarm Control Unit |  |  |  | Assembly | TRUE | FNP-1127ES0EGS-120 | + | FIRENET® PLUS INTELLIGENT ADDRESSABLE, 1 LOOP, DIALER, GREY, 120V | 1 | [6 empty] | FALSE |  |  |  | 14.5” W x 19” H x 3.5” D |  | #FFFF0000 | FA-NFPA 170 FIRE ALARM CONTROL UNIT | 1 | FALSE | FALSE | FALSE | 202 | [8 empty] | 7,12,18,28,55,60 |  |  | 5.25 |  | TRUE
NFPA 170 SMOKE DETECTOR |  |  | North | Hochiki |  | Smoke Detector |  |  |  | Module | TRUE | ALO-V w/HSB-NSA-67 STANDARD BASE | ALN-V SMOKE SENSOR | ALO-V SMOKE SENSOR w/HSB-NSA-67 STANDARD BASE | 1 | 0.00034 | 0.0085 |  |  |  |  | TRUE | TRUE |  |  |  |  | #FFFF0000 | FA-NFPA 170 SMOKE DETECTOR | 1 | FALSE | FALSE | FALSE | 1408
NFPA 170 MANUAL PULL |  |  | North | Hochiki |  | Manual Station |  |  |  | Module | TRUE | HPS-DAK - WP | HPS-DAK - WP | HPS-DAK - WP | 1 | 0 | 0 |  |  |  |  | TRUE |  |  | *Refer to Install Sheet |  |  | #FFFF0000 | FA-NFPA 170 MANUAL PULL | 1 | FALSE | FALSE | FALSE | 957
NFPA 170 HEAT DETECTOR |  |  | North | Hochiki |  | Heat Detector |  |  |  | Module | TRUE | DCD-135 w/NS6-100 STANDARD BASE | DCD-135 w/NS6-100 STANDARD BASE | HEAT DETECTOR w/ STANDARD BASE | 1 |  | 0.3 |  |  |  |  | TRUE | TRUE |  | *Refer to Install Sheet |  |  | #FFFF0000 | FA-NFPA 170 HEAT DETECTOR | 1 | FALSE | FALSE | FALSE | 1403
NFPA 170 ADDRESSABLE INPUT MONITOR MODULE |  |  | North | Hochiki |  | Addressable Module |  |  |  | Module | TRUE | DIMM - DUAL INPUT MONITOR MODULE COPY | DUAL INPUT MONITOR MODULE | DUAL INPUT MONITOR MODULE | 1 | 0.0006 | 0.00072 |  |  |  |  | TRUE | [5 empty] | #FFFF0000 | FA-NFPA 170 ADDRESSABLE INPUT MONITOR MODULE | 1 | FALSE | FALSE | FALSE | 1000 | [16 empty] | 2
NFPA 170 VOICE EVACUATION CONTROL UNIT |  |  | North | Hochiki |  | Voice Evac Control Unit |  |  |  | Assembly | TRUE | FNVMP96/P | + | Master Panel, 96 Switch Control, Master Fire Phone | 1 | [6 empty] | FALSE |  |  | *Refer to Install Sheet |  |  | #FFFF0000 | FA-NFPA 170 VOICE EVACUATION CONTROL UNIT | 1 | FALSE | FALSE | FALSE | 211 | [8 empty] | 7,12,18 |  |  |  |  | TRUE
NFPA 170 HEAT DETECTOR |  |  | North | Hochiki |  | Heat Detector |  |  |  | Module | TRUE | DCD-190 w/HSC-220R - 2 WIRE RELAY BASE | DCD-190 w/HSC-220R - 2 WIRE RELAY BASE | HEAT DETECTOR w/ 2 WIRE RELAY BASE | 1 |  | 0.238 |  |  |  |  | TRUE | TRUE |  | *Refer to Install Sheet |  |  | #FFFF0000 | FA-NFPA 170 HEAT DETECTOR | 1 | FALSE | FALSE | FALSE | 1403 | [16 empty] | R
NFPA 170 FIRE ALARM CONTROL UNIT | RISER FACP |  | North | Hochiki |  | Fire Alarm Control Unit |  |  |  | Assembly | TRUE | LA103K3-64 |  | FireNET L@TITUDE Analog Addressable Fire Alarm Control Panel, 4 Slot Standard Enclosure, 10.25 A Auto Voltage, 6-Loop Panel Module, Hochiki Protocol, Network Module, and Media Gateway™, Black, Printer / 48 Zone LEDs | 1 | [6 empty] | FALSE |  |  | *Refer to Install Sheet | 16.5in (W) x 23.2in (H) x 6in (D) | KM5FCRD (Optional Semi-Flush Mounting Kit) | #FFFF0000 | FA-NFPA 170 FIRE ALARM CONTROL UNIT | 1 | FALSE | FALSE | FALSE | 202 | [8 empty] | 7,12,18,28 |  |  | 10.25 |  | TRUE
NFPA 170 VOICE EVACUATION CONTROL UNIT |  |  | North | Hochiki |  | Voice Evac Control Unit |  |  |  | Assembly | TRUE | FNVMP64/P | + | Master Panel, 64 Switch Control, Master Fire Phone | 1 | [6 empty] | FALSE |  |  | *Refer to Install Sheet |  |  | #FFFF0000 | FA-NFPA 170 VOICE EVACUATION CONTROL UNIT | 1 | FALSE | FALSE | FALSE | 211 | [8 empty] | 7,12,18 |  |  |  |  | TRUE
|  |  | North | Hochiki |  | Cards & Components |  |  |  | Card | TRUE | FNV-SLC | + | Switch LED Card | 1 | 0.0002 | 0.016 |  |  |  |  | TRUE | [5 empty] | #FFFFFFFF |  |  | FALSE | FALSE | FALSE
NFPA 170 FIRE ALARM CONTROL UNIT | RISER FACP |  | North | Hochiki |  | Fire Alarm Control Unit |  |  |  | Assembly | TRUE | LA101K3-40 |  | FireNET L@TITUDE Analog Addressable Fire Alarm Control Panel, 4 Slot Standard Enclosure, 5.25 A 115V, 6-Loop Panel Module, Hochiki Protocol, Network Module, and Media Gateway™, Gray, 48 Zone LEDs | 1 | [6 empty] | FALSE |  |  | *Refer to Install Sheet | 16.5in (W) x 23.2in (H) x 6in (D) | KM5FCRD (Optional Semi-Flush Mounting Kit) | #FFFF0000 | FA-NFPA 170 FIRE ALARM CONTROL UNIT | 1 | FALSE | FALSE | FALSE | 202 | [8 empty] | 7,12,18,28 |  |  | 5.25 |  | TRUE
NFPA 170 FIRE ALARM CONTROL UNIT | RISER FACP |  | North | Hochiki |  | Fire Alarm Control Unit |  |  |  | Assembly | TRUE | LA103K3-44 |  | FireNET L@TITUDE Analog Addressable Fire Alarm Control Panel, 4 Slot Standard Enclosure, 10.25 A Auto Voltage, 6-Loop Panel Module, Hochiki Protocol, Network Module, and Media Gateway™, Gray, Printer / 48 Zone LEDs | 1 | [6 empty] | FALSE |  |  | *Refer to Install Sheet | 16.5in (W) x 23.2in (H) x 6in (D) | KM5FCRD (Optional Semi-Flush Mounting Kit) | #FFFF0000 | FA-NFPA 170 FIRE ALARM CONTROL UNIT | 1 | FALSE | FALSE | FALSE | 202 | [8 empty] | 7,12,18,28 |  |  | 10.25 |  | TRUE
NFPA 170 ISOLATION MODULE |  |  | North | Hochiki |  | Isolator Module |  |  |  | Module | TRUE | SCI | SHORT CIRCUIT ISOLATOR | SHORT CIRCUIT ISOLATOR | 1 | 0.00027 | 0.00027 |  |  |  |  | TRUE |  |  | *Refer to Install Sheet |  |  | #FFFF0000 | FA-NFPA 170 ISOLATION MODULE | 1 | FALSE | FALSE | FALSE | 1200
NFPA 170 SPEAKER STROBE CEILING |  |  | North | Hochiki |  | Speaker/Strobe |  |  |  | Module | TRUE | ET70WP-2475C-FW |  | Speaker/Strobe, ceiling, 24 VDC, WP, white | 1 | 0 | 0.155 |  |  |  |  | FALSE | TRUE |  |  |  |  | #FF0070C0 | FA-NFPA 170 SPEAKER STROBE CEILING | 1 | FALSE | FALSE | FALSE | 2020 | [13 empty] | FALSE |  |  | WP
NFPA 170 HEAT DETECTOR |  |  | North | Hochiki |  | Heat Detector |  |  |  | Module | TRUE | DCD-190 w/HSC-224R - 2 WIRE RELAY BASE | DCD-190 w/HSC-224R - 2 WIRE RELAY BASE | HEAT DETECTOR w/ 2 WIRE RELAY BASE | 1 |  | 0.193 |  |  |  |  | TRUE | TRUE |  | *Refer to Install Sheet |  |  | #FFFF0000 | FA-NFPA 170 HEAT DETECTOR | 1 | FALSE | FALSE | FALSE | 1403 | [16 empty] | R
NFPA 170 SMOKE DETECTOR |  |  | North | Hochiki |  | Smoke Detector |  |  |  | Module | TRUE | ALN-EN | ++ | Analogue Photoelectric Smoke Sensor | 1 | 0.0004 | 0.0091 |  |  |  |  | TRUE | TRUE |  |  |  |  | #FFFF0000 | FA-NFPA 170 SMOKE DETECTOR | 1 | FALSE | FALSE | FALSE | 1408
NFPA 170 MULTI DETECTOR |  |  | North | Hochiki |  | Smoke Detector |  |  |  | Module | TRUE | ACC-EN | ++ | Analogue Multi-Sensor | 1 | 0.0004 | 0.0091 |  |  |  |  | TRUE | TRUE |  |  |  |  | #FFFF0000 | FA-NFPA 170 MULTI DETECTOR | 1 | FALSE | FALSE | FALSE | 1408
NFPA 170 REMOTE INDICATOR |  |  | North | Hochiki |  | Remote Indicator |  |  |  | Module | TRUE | RAI-LED | REMOTE ALARM INDICATOR | REMOTE ALARM INDICATOR | 1 | 0.007 | 0.007 |  |  |  |  | TRUE |  |  | *Refer to Install Sheet |  |  | #FFFF0000 | FA-NFPA 170 REMOTE INDICATOR | 1 | FALSE | FALSE | FALSE | 2016
NFPA 170 AMPLIFIER RACK | RISER AMP |  | North | Hochiki |  | Amplifier |  |  |  | Assembly | TRUE | FNVDPS100 (25V) | + | Distributed Panel, Single Channel, 100W | 1 | [6 empty] | FALSE |  |  | *Refer to Install Sheet |  |  | #FFFF0000 | FA-NFPA 170 AMPLIFIER RACK | 1 | FALSE | FALSE | FALSE | 300 | [8 empty] | 7,12,18 |  |  |  | 100 | TRUE
NFPA 170 VOICE EVACUATION CONTROL UNIT |  |  | North | Hochiki |  | Voice Evac Control Unit |  |  |  | Assembly | TRUE | FNVMP32/P | + | Master Panel, 32 Switch Control, Master Fire Phone | 1 | [6 empty] | FALSE |  |  | *Refer to Install Sheet |  |  | #FFFF0000 | FA-NFPA 170 VOICE EVACUATION CONTROL UNIT | 1 | FALSE | FALSE | FALSE | 211 | [8 empty] | 7,12,18 |  |  |  |  | TRUE
NFPA 170 HEAT DETECTOR |  |  | North | Hochiki |  | Heat Detector |  |  |  | Module | TRUE | DCD-135 w/NS4-100 STANDARD BASE | DCD-135 w/NS4-100 STANDARD BASE | HEAT DETECTOR w/ STANDARD BASE | 1 |  | 0.3 |  |  |  |  | TRUE | TRUE |  | *Refer to Install Sheet |  |  | #FFFF0000 | FA-NFPA 170 HEAT DETECTOR | 1 | FALSE | FALSE | FALSE | 1403
NFPA 170 HEAT DETECTOR |  |  | North | Hochiki |  | Heat Detector |  |  |  | Module | TRUE | DCD-135 w/NS4-220 STANDARD BASE | DCD-135 w/NS4-220 STANDARD BASE | HEAT DETECTOR w/ STANDARD BASE | 1 |  | 0.196 |  |  |  |  | TRUE | TRUE |  | *Refer to Install Sheet |  |  | #FFFF0000 | FA-NFPA 170 HEAT DETECTOR | 1 | FALSE | FALSE | FALSE | 1403
NFPA 170 VOICE EVACUATION CONTROL UNIT |  |  | North | Hochiki |  | Voice Evac Control Unit |  |  |  | Assembly | TRUE | FNVMP96 | + | Master Panel, 96 Switch Control | 1 | [6 empty] | FALSE |  |  | *Refer to Install Sheet |  |  | #FFFF0000 | FA-NFPA 170 VOICE EVACUATION CONTROL UNIT | 1 | FALSE | FALSE | FALSE | 211 | [8 empty] | 7,12,18 |  |  |  |  | TRUE
NFPA 170 VOICE EVACUATION CONTROL UNIT |  |  | North | Hochiki |  | Voice Evac Control Unit |  |  |  | Assembly | TRUE | EVAX-150E-H | + | 150W Voice Evacuation Panel | 1 | [6 empty] | FALSE |  |  | *Refer to Install Sheet |  |  | #FFFF0000 | FA-NFPA 170 VOICE EVACUATION CONTROL UNIT | 1 | FALSE | FALSE | FALSE | 211 | [8 empty] | 7,12,18 |  |  |  | 150 | TRUE
NFPA 170 FIRE ALARM CONTROL UNIT | RISER FACP |  | North | Hochiki |  | Fire Alarm Control Unit |  |  |  | Assembly | TRUE | LA401K1-10 |  | FireNET L@TITUDE Analog Addressable Fire Alarm Control Panel, 4 Slot Deep Plex-Door Enclosure, 5.25 A 115V, 2-Loop Panel Module, Hochiki Protocol, Network Module, and Media Gateway™, Red, 48 Zone LEDs | 1 | [6 empty] | FALSE |  |  | *Refer to Install Sheet | 16.5in (W) x 23.2in (H) x 8in (D) | KM5FCRD (Optional Semi-Flush Mounting Kit) | #FFFF0000 | FA-NFPA 170 FIRE ALARM CONTROL UNIT | 1 | FALSE | FALSE | FALSE | 202 | [8 empty] | 7,12,18,28 |  |  | 5.25 |  | TRUE
NFPA 170 HORN |  |  | North | Hochiki |  | Horn |  |  |  | Module | TRUE | HHLFR |  | Low Profile Horn, Low Frequency, Red | 1 | 0 | 0.0994 |  |  |  |  | FALSE | [5 empty] | #FF0070C0 | FA-NFPA 170 HORN | 1 | FALSE | FALSE | FALSE | 2010 | [13 empty] | FALSE |  |  | LF
NFPA 170 STROBE WALL |  |  | North | Hochiki |  | Strobe |  |  |  | Module | TRUE | WHES24-75WR |  | 24 Volt Low Profile Evacuation Outdoor Strobe, Weather Proof, Wall, Red | 1 | 0 | 0.17 |  |  |  |  | FALSE |  |  | *Refer to Install Sheet |  |  | #FF0070C0 | FA-NFPA 170 STROBE WALL | 1 | FALSE | FALSE | FALSE | 2023 | [13 empty] | FALSE
NFPA 170 FIRE ALARM CONTROL UNIT | RISER FACP |  | North | Hochiki |  | Fire Alarm Control Unit |  |  |  | Assembly | TRUE | LA901K1-40 |  | FireNET L@TITUDE Analog Addressable Fire Alarm Control Panel, 8 Slot Deep Enclosure, 5.25 A 115V, 2-Loop Panel Module, Hochiki Protocol, Network Module, and Media Gateway™, Gray, 48 Zone LEDs | 1 | [6 empty] | FALSE |  |  | *Refer to Install Sheet | 16.5in (W) x 23.2in (H) x 8in (D) | KM5FCRD (Optional Semi-Flush Mounting Kit) | #FFFF0000 | FA-NFPA 170 FIRE ALARM CONTROL UNIT | 1 | FALSE | FALSE | FALSE | 202 | [8 empty] | 7,12,18,28,33,40 |  |  | 5.25 |  | TRUE
NFPA 170 FIRE ALARM CONTROL UNIT | RISER FACP |  | North | Hochiki |  | Fire Alarm Control Unit |  |  |  | Assembly | TRUE | LA803K1-40 |  | FireNET L@TITUDE Analog Addressable Fire Alarm Control Panel, 8 Slot Standard Plex-Door Enclosure, 10.25 A Auto Voltage, 2-Loop Panel Module, Hochiki Protocol, Network Module, and Media Gateway™, Gray, 48 Zone LEDs | 1 | [6 empty] | FALSE |  |  | *Refer to Install Sheet | 16.5in (W) x 23.2in (H) x 6in (D) | KM5FCRD (Optional Semi-Flush Mounting Kit) | #FFFF0000 | FA-NFPA 170 FIRE ALARM CONTROL UNIT | 1 | FALSE | FALSE | FALSE | 202 | [8 empty] | 7,12,18,28,33,40 |  |  | 10.25 |  | TRUE
NFPA 170 HEAT DETECTOR |  |  | North | Hochiki |  | Heat Detector |  |  |  | Module | TRUE | DFE-135 w/NS6-100 STANDARD BASE | DFE-135 w/NS6-100 STANDARD BASE | HEAT DETECTOR w/ STANDARD BASE | 1 |  | 0.3 |  |  |  |  | TRUE | TRUE |  | *Refer to Install Sheet |  |  | #FFFF0000 | FA-NFPA 170 HEAT DETECTOR | 1 | FALSE | FALSE | FALSE | 1403
NFPA 170 STROBE WALL |  |  | North | Hochiki |  | Strobe |  |  |  | Module | TRUE | RSSWP-2475W-FW |  | NOTIFICATION, STROBE, WHITE, WALL, WP | 1 | 0 | 0.138 |  |  |  |  | FALSE | FALSE |  |  |  |  | #FF0070C0 | FA-NFPA 170 STROBE WALL | 1 | FALSE | FALSE | FALSE | 2023 | [13 empty] | FALSE |  |  | WP
NFPA 170 AMPLIFIER RACK | RISER AMP |  | North | Hochiki |  | Amplifier |  |  |  | Assembly | TRUE | FNVDP100/P (70V) | + | Distributed Panel, Dual Channel, 100W, Fire Phone | 1 | [6 empty] | FALSE |  |  | *Refer to Install Sheet |  |  | #FFFF0000 | FA-NFPA 170 AMPLIFIER RACK | 1 | FALSE | FALSE | FALSE | 300 | [8 empty] | 7,12,18 |  |  |  | 200 | TRUE
NFPA 170 SMOKE DETECTOR |  |  | North | Hochiki |  | Smoke Detector |  |  |  | Module | TRUE | SOC-24V w/HSC-4R - 4 WIRE RELAY BASE | SOC-24V w/HSC-4R - 4 WIRE RELAY BASE | PHOTOELECTRIC SMOKE DETECTOR w/ 4 WIRE RELAY BASE | 1 |  | 0.193 |  |  |  |  | TRUE | TRUE |  | *Refer to Install Sheet |  |  | #FFFF0000 | FA-NFPA 170 SMOKE DETECTOR | 1 | FALSE | FALSE | FALSE | 1408 | [16 empty] | R
NFPA 170 DOOR HOLDER |  |  | North | Hochiki |  | Door Holder |  |  |  | Module | TRUE | DH24120SPC |  | RSG Door Holder, Surface Mount, Chrome Finish, 24V | 1 | 0.02 | [5 empty] | FALSE |  | SURFACE | *Refer to Install Sheet | SINGLE GANG | 1-GANG | #FFFF0000 | FA-NFPA 170 DOOR HOLDER | 1 | FALSE | FALSE | FALSE | 2500 |  |  | 3550-0028:0210 | [10 empty] | FALSE
NFPA 170 FIRE ALARM CONTROL UNIT | RISER FACP |  | North | Hochiki |  | Fire Alarm Control Unit |  |  |  | Assembly | TRUE | HCVR-3 | ++ | Conventional Releasing Fire Control Panel, 3 Zones, Red, 120V | 1 |  |  |  |  | 24 |  | FALSE | [5 empty] | #FFFF0000 | FA-NFPA 170 FIRE ALARM CONTROL UNIT | 1 | FALSE | FALSE | FALSE | 202 | [8 empty] | 7 |  | 7 |  |  | TRUE
NFPA 170 FIRE ALARM CONTROL UNIT | RISER FACP |  | North | Hochiki |  | Fire Alarm Control Unit |  |  |  | Assembly | TRUE | LA103K1-10 |  | FireNET L@TITUDE Analog Addressable Fire Alarm Control Panel, 4 Slot Standard Enclosure, 10.25 A Auto Voltage, 2-Loop Panel Module, Hochiki Protocol, Network Module, and Media Gateway™, Red, 48 Zone LEDs | 1 | [6 empty] | FALSE |  |  | *Refer to Install Sheet | 16.5in (W) x 23.2in (H) x 6in (D) | KM5FCRD (Optional Semi-Flush Mounting Kit) | #FFFF0000 | FA-NFPA 170 FIRE ALARM CONTROL UNIT | 1 | FALSE | FALSE | FALSE | 202 | [8 empty] | 7,12,18,28 |  |  | 10.25 |  | TRUE
NFPA 170 SPEAKER STROBE CEILING |  |  | North | Hochiki |  | Speaker/Strobe |  |  |  | Module | TRUE | HSSPK24CLPPW |  | Speaker/Strobe, 24 VDC, Ceiling Mount, White, Plain | 1 | 0 | 0.12 |  |  |  |  | FALSE | TRUE |  | *Refer to Install Sheet |  |  | #FF0070C0 | FA-NFPA 170 SPEAKER STROBE CEILING | 1 | FALSE | FALSE | FALSE | 2020 | [13 empty] | FALSE |  |  | C
NFPA 170 HORN STROBE |  |  | North | Hochiki |  | Horn/Strobe |  |  |  | Module | TRUE | ASWP-2475W-FW |  | NOTIFICATION, HORNSTROBE, RED, WALL, WP | 1 | 0 | 0.168 |  |  |  |  | FALSE | FALSE |  |  |  |  | #FF0070C0 | FA-NFPA 170 HORN STROBE | 1 | FALSE | FALSE | FALSE | 2012 | [13 empty] | FALSE |  |  | WP
NFPA 170 SPEAKER WALL |  |  | North | Hochiki |  | Speaker |  |  |  | Module | TRUE | EG4SWA |  | Speaker, Wall, White, Alert | 1 | [6 empty] | FALSE | FALSE | GRSW-10 | G4WSB |  |  | #FF0070C0 | FA-NFPA 170 SPEAKER WALL | 1 | FALSE | FALSE | FALSE | 2021 | [13 empty] | FALSE |  |  | C
|  |  | North | Hochiki |  | Cards & Components |  |  |  | Card | TRUE | FNV-IOI | + |  | 1 | 0.018 | 0.019 |  |  |  |  | TRUE | [5 empty] | #FFFFFFFF |  |  | FALSE | FALSE | FALSE
NFPA 170 HEAT DETECTOR |  |  | North | Hochiki |  | Heat Detector |  |  |  | Module | TRUE | DCD-190 w/HSC-4R - 4 WIRE RELAY BASE | DCD-190 w/HSC-4R - 4 WIRE RELAY BASE | HEAT DETECTOR w/ 4 WIRE RELAY BASE | 1 |  | 0.193 |  |  |  |  | TRUE | TRUE |  | *Refer to Install Sheet |  |  | #FFFF0000 | FA-NFPA 170 HEAT DETECTOR | 1 | FALSE | FALSE | FALSE | 1403 | [16 empty] | R
NFPA 170 DOOR HOLDER |  |  | North | Hochiki |  | Door Holder |  |  |  | Module | TRUE | DH24120GB1 |  | RSG Door Holder, Ground Mount, Brass Finish, Single Coil, 24V | 1 | 0.02 | [5 empty] | FALSE |  | GROUND | *Refer to Install Sheet | SINGLE GANG | 1-GANG | #FFFF0000 | FA-NFPA 170 DOOR HOLDER | 1 | FALSE | FALSE | FALSE | 2500 |  |  | 3550-0028:0210 | [10 empty] | FALSE
NFPA 170 ADDRESSABLE OUTPUT MODULE |  |  | North | Hochiki |  | Addressable Control/Relay |  |  |  | Module | TRUE | SOM-R SUPERVISED OUTPUT MODULE | SUPERVISED OUTPUT MODULE | SUPERVISED OUTPUT MODULE | 1 | 0.00015 | 0.0006 |  |  |  |  | TRUE |  |  | *Refer to Install Sheet |  |  | #FFFF0000 | FA-NFPA 170 ADDRESSABLE OUTPUT MODULE | 1 | FALSE | FALSE | FALSE | 1100
NFPA 170 AMPLIFIER RACK | RISER AMP |  | North | Hochiki |  | Amplifier |  |  |  | Assembly | TRUE | FNVDP25/P (25V) | + | Distributed Panel, Dual Channel, 25W, Fire Phone | 1 | [6 empty] | FALSE |  |  | *Refer to Install Sheet |  |  | #FFFF0000 | FA-NFPA 170 AMPLIFIER RACK | 1 | FALSE | FALSE | FALSE | 300 | [8 empty] | 7,12,18 |  |  |  | 25 | TRUE
NFPA 170 FIRE ALARM CONTROL UNIT | RISER FACP |  | North | Hochiki |  | Fire Alarm Control Unit |  |  |  | Assembly | TRUE | LA101K1-14 |  | FireNET L@TITUDE Analog Addressable Fire Alarm Control Panel, 4 Slot Standard Enclosure, 5.25 A 115V, 2-Loop Panel Module, Hochiki Protocol, Network Module, and Media Gateway™, Red, Printer / 48 Zone LEDs | 1 | [6 empty] | FALSE |  |  | *Refer to Install Sheet | 16.5in (W) x 23.2in (H) x 6in (D) | KM5FCRD (Optional Semi-Flush Mounting Kit) | #FFFF0000 | FA-NFPA 170 FIRE ALARM CONTROL UNIT | 1 | FALSE | FALSE | FALSE | 202 | [8 empty] | 7,12,18,28 |  |  | 5.25 |  | TRUE
NFPA 170 FIRE ALARM CONTROL UNIT | RISER FACP |  | North | Hochiki |  | Fire Alarm Control Unit |  |  |  | Assembly | TRUE | LA301K1-44 |  | FireNET L@TITUDE Analog Addressable Fire Alarm Control Panel, 4 Slot Deep Enclosure, 5.25 A 115V, 2-Loop Panel Module, Hochiki Protocol, Network Module, and Media Gateway™, Gray, Printer / 48 Zone LEDs | 1 | [6 empty] | FALSE |  |  | *Refer to Install Sheet | 16.5in (W) x 23.2in (H) x 8in (D) | KM5FCRD (Optional Semi-Flush Mounting Kit) | #FFFF0000 | FA-NFPA 170 FIRE ALARM CONTROL UNIT | 1 | FALSE | FALSE | FALSE | 202 | [8 empty] | 7,12,18,28 |  |  | 5.25 |  | TRUE
NFPA 170 DOOR HOLDER |  |  | North | Hochiki |  | Door Holder |  |  |  | Module | TRUE | DH24120SB |  | RSG Door Holder, Surface Mount, Brass Finish, 24V | 1 | 0.02 | [5 empty] | FALSE |  | SURFACE | *Refer to Install Sheet | SINGLE GANG | 1-GANG | #FFFF0000 | FA-NFPA 170 DOOR HOLDER | 1 | FALSE | FALSE | FALSE | 2500 |  |  | 3550-0028:0210 | [10 empty] | FALSE
NFPA 170 FIRE ALARM CONTROL UNIT | RISER FACP |  | North | Hochiki |  | Fire Alarm Control Unit |  |  |  | Assembly | TRUE | LA703K1-40 |  | FireNET L@TITUDE Analog Addressable Fire Alarm Control Panel, 8 Slot Standard Enclosure, 10.25 A Auto Voltage, 2-Loop Panel Module, Hochiki Protocol, Network Module, and Media Gateway™, Gray, 48 Zone LEDs | 1 | [6 empty] | FALSE |  |  | *Refer to Install Sheet | 16.5in (W) x 23.2in (H) x 6in (D) | KM5FCRD (Optional Semi-Flush Mounting Kit) | #FFFF0000 | FA-NFPA 170 FIRE ALARM CONTROL UNIT | 1 | FALSE | FALSE | FALSE | 202 | [8 empty] | 7,12,18,28,33,40 |  |  | 10.25 |  | TRUE
NFPA 170 HEAT DETECTOR |  |  | North | Hochiki |  | Heat Detector |  |  |  | Module | TRUE | ATG-EA w/SCI-B6 SHORT CIRCUIT ISOLATOR BASE | ATG-EA FIXED TEMP/RATE OF RISE HEAT SENSOR | ATG-EA FIXED TEMP/RATE OF RISE HEAT SENSOR | 1 | 0.00035 | 0.0005 |  |  |  |  | TRUE | TRUE |  | *Refer to Install Sheet |  |  | #FFFF0000 | FA-NFPA 170 HEAT DETECTOR | 1 | FALSE | FALSE | FALSE | 1403 | [16 empty] | SCI
NFPA 170 FIRE ALARM CONTROL UNIT | RISER FACP |  | North | Hochiki |  | Fire Alarm Control Unit |  |  |  | Assembly | TRUE | LA901K1-10 |  | FireNET L@TITUDE Analog Addressable Fire Alarm Control Panel, 8 Slot Deep Enclosure, 5.25 A 115V, 2-Loop Panel Module, Hochiki Protocol, Network Module, and Media Gateway™, Red, 48 Zone LEDs | 1 | [6 empty] | FALSE |  |  | *Refer to Install Sheet | 16.5in (W) x 23.2in (H) x 8in (D) | KM5FCRD (Optional Semi-Flush Mounting Kit) | #FFFF0000 | FA-NFPA 170 FIRE ALARM CONTROL UNIT | 1 | FALSE | FALSE | FALSE | 202 | [8 empty] | 7,12,18,28,33,40 |  |  | 5.25 |  | TRUE
NFPA 170 FIRE ALARM CONTROL UNIT | RISER FACP |  | North | Hochiki |  | Fire Alarm Control Unit |  |  |  | Assembly | TRUE | LA103K4-64 |  | FireNET L@TITUDE Analog Addressable Fire Alarm Control Panel, 4 Slot Standard Enclosure, 10.25 A Auto Voltage, 8-Loop Panel Module, Hochiki Protocol, Network Module, and Media Gateway™, Black, Printer / 48 Zone LEDs | 1 | [6 empty] | FALSE |  |  | *Refer to Install Sheet | 16.5in (W) x 23.2in (H) x 6in (D) | KM5FCRD (Optional Semi-Flush Mounting Kit) | #FFFF0000 | FA-NFPA 170 FIRE ALARM CONTROL UNIT | 1 | FALSE | FALSE | FALSE | 202 | [8 empty] | 7,12,18,28 |  |  | 10.25 |  | TRUE
NFPA 170 SMOKE DETECTOR |  |  | North | Hochiki |  | Smoke Detector |  |  |  | Module | TRUE | ALO-V w/YBN-NSA-47 STANDARD BASE | ALN-V SMOKE SENSOR | ALO-V SMOKE SENSOR w/YBN-NSA-47 STANDARD BASE | 1 | 0.00034 | 0.0085 |  |  |  |  | TRUE | TRUE |  |  |  |  | #FFFF0000 | FA-NFPA 170 SMOKE DETECTOR | 1 | FALSE | FALSE | FALSE | 1408
NFPA 170 HEAT DETECTOR |  |  | North | Hochiki |  | Heat Detector |  |  |  | Module | TRUE | ACD-V w/YBN-NSA-4 STANDARD BASE | ACD-V MULTI-CRITERIA SENSOR | ACD-V MULTI-CRITERIA SENSOR w/YBN-NSA-4 STANDARD BASE HEAT/CO | 1 | 0.00045 | 0.0072 |  |  |  |  | TRUE | TRUE |  | *Refer to Install Sheet |  |  | #FFFF0000 | FA-NFPA 170 HEAT DETECTOR | 1 | FALSE | FALSE | FALSE | 1403 | [16 empty] | CO
|  |  | North | Hochiki |  | Cards & Components |  |  |  | Card | TRUE | S772 |  | 16 Channel I/O Interface Panel Module - Future | 1 | [6 empty] | TRUE | [5 empty] | #FFFFFFFF |  |  | FALSE | FALSE | FALSE
|  |  | North | Hochiki |  | Cards & Components |  |  |  | Card | TRUE | HCA-4D (4-ZONES) WITH DIALER Main Board | + | Main Board | 1 | 0.16 | 0.29 |  |  |  |  | TRUE | [5 empty] | #FFFFFFFF |  |  | FALSE | FALSE | FALSE
NFPA 170 HORN STROBE CEILING |  |  | North | Hochiki |  | Horn/Strobe |  |  |  | Module | TRUE | ASWP-24MCCH-FW | ++ | ASWP weatherproof horn strobe, xenon, ceiling, white, FIRE, clear lens, 24V, outdoor | 1 | 0 | 0.315 |  |  |  |  | FALSE | TRUE |  | *Refer to Install Sheet |  |  | #FF0070C0 | FA-NFPA 170 HORN STROBE CEILING | 1 | FALSE | FALSE | FALSE | 2013 | [13 empty] | FALSE |  |  | C¦WP
NFPA 170 FIRE ALARM CONTROL UNIT | RISER FACP |  | North | Hochiki |  | Fire Alarm Control Unit |  |  |  | Assembly | TRUE | LA101K2-64 |  | FireNET L@TITUDE Analog Addressable Fire Alarm Control Panel, 4 Slot Standard Enclosure, 5.25 A 115V, 4-Loop Panel Module, Hochiki Protocol, Network Module, and Media Gateway™, Black, Printer / 48 Zone LEDs | 1 | [6 empty] | FALSE |  |  | *Refer to Install Sheet | 16.5in (W) x 23.2in (H) x 6in (D) | KM5FCRD (Optional Semi-Flush Mounting Kit) | #FFFF0000 | FA-NFPA 170 FIRE ALARM CONTROL UNIT | 1 | FALSE | FALSE | FALSE | 202 | [8 empty] | 7,12,18,28 |  |  | 5.25 |  | TRUE
NFPA 170 STROBE WALL |  |  | North | Hochiki |  | Strobe |  |  |  | Module | TRUE | RSSWP-2475W-FR |  | NOTIFICATION, STROBE, RED, WALL, WP | 1 | 0 | 0.138 |  |  |  |  | FALSE | FALSE |  | *Refer to Install Sheet |  |  | #FF0070C0 | FA-NFPA 170 STROBE WALL | 1 | FALSE | FALSE | FALSE | 2023 | [13 empty] | FALSE |  |  | WP
NFPA 170 ADDRESSABLE OUTPUT MODULE |  |  | North | Hochiki |  | Addressable Control/Relay |  |  |  | Module | TRUE | SOM-AI CLASS A SUPERVISED OUTPUT MODULE | CLASS A SUPERVISED OUTPUT MODULE | CLASS A SUPERVISED OUTPUT MODULE | 1 | 0.00042 | 0.0005 |  |  |  |  | TRUE |  |  | *Refer to Install Sheet |  |  | #FFFF0000 | FA-NFPA 170 ADDRESSABLE OUTPUT MODULE | 1 | FALSE | FALSE | FALSE | 1100
NFPA 170 FIRE ALARM CONTROL UNIT | RISER FACP |  | North | Hochiki |  | Fire Alarm Control Unit |  |  |  | Assembly | TRUE | LA401K1-40 |  | FireNET L@TITUDE Analog Addressable Fire Alarm Control Panel, 4 Slot Deep Plex-Door Enclosure, 5.25 A 115V, 2-Loop Panel Module, Hochiki Protocol, Network Module, and Media Gateway™, Gray, 48 Zone LEDs | 1 | [6 empty] | FALSE |  |  | *Refer to Install Sheet | 16.5in (W) x 23.2in (H) x 8in (D) | KM5FCRD (Optional Semi-Flush Mounting Kit) | #FFFF0000 | FA-NFPA 170 FIRE ALARM CONTROL UNIT | 1 | FALSE | FALSE | FALSE | 202 | [8 empty] | 7,12,18,28 |  |  | 5.25 |  | TRUE
NFPA 170 VOICE EVACUATION CONTROL UNIT |  |  | North | Hochiki |  | Voice Evac Control Unit |  |  |  | Assembly | TRUE | EVAX-50EM-H | + | 50W Voice Evacuation Panel w/ mic | 1 | [6 empty] | FALSE |  |  | *Refer to Install Sheet |  |  | #FFFF0000 | FA-NFPA 170 VOICE EVACUATION CONTROL UNIT | 1 | FALSE | FALSE | FALSE | 211 | [8 empty] | 7,12,18 |  |  |  | 50 | TRUE
NFPA 170 SPEAKER STROBE |  |  | North | Hochiki |  | Speaker/Strobe |  |  |  | Module | TRUE | HSSPK24WLPPW |  | Speaker/Strobe, 24 VDC, Wall Mount, White | 1 | 0 | 0.137 |  |  |  |  | FALSE | FALSE |  | *Refer to Install Sheet |  |  | #FF0070C0 | FA-NFPA 170 SPEAKER STROBE | 1 | FALSE | FALSE | FALSE | 2019 | [13 empty] | FALSE
NFPA 170 SMOKE DETECTOR |  |  | North | Hochiki |  | Smoke Detector |  |  |  | Module | TRUE | SLR-24V w/NS6-100 STANDARD BASE | SLR-24V w/NS6-100 STANDARD BASE | PHOTOELECTRIC SMOKE DETECTOR w/ STANDARD BASE | 1 |  | 0.3 |  |  |  |  | TRUE | TRUE |  | *Refer to Install Sheet |  |  | #FFFF0000 | FA-NFPA 170 SMOKE DETECTOR | 1 | FALSE | FALSE | FALSE | 1408
NFPA 170 DUCT SMOKE DETECTOR |  |  | North | Hochiki |  | Duct Smoke Detector |  |  |  | Module | TRUE | DH-98-HPV | CONVENTIONAL DUCT DETECTOR | CONVENTIONAL DUCT DETECTOR | 1 | 0.013 | 0.06 |  |  |  |  | TRUE | TRUE |  | *Refer to Install Sheet |  |  | #FFFF0000 | FA-NFPA 170 DUCT SMOKE DETECTOR | 1 | FALSE | FALSE | FALSE | 1400
NFPA 170 FIRE ALARM CONTROL UNIT | RISER FACP |  | North | Hochiki |  | Fire Alarm Control Unit |  |  |  | Assembly | TRUE | LAA01K1-64 |  | FireNET L@TITUDE Analog Addressable Fire Alarm Control Panel, 8 Slot Deep Plex-Door Enclosure, 5.25 A 115V, 2-Loop Panel Module, Hochiki Protocol, Network Module, and Media Gateway™, Black, Printer / 48 Zone LEDs | 1 | [6 empty] | FALSE |  |  | *Refer to Install Sheet | 16.5in (W) x 23.2in (H) x 8in (D) | KM5FCRD (Optional Semi-Flush Mounting Kit) | #FFFF0000 | FA-NFPA 170 FIRE ALARM CONTROL UNIT | 1 | FALSE | FALSE | FALSE | 202 | [8 empty] | 7,12,18,28,33,40 |  |  | 5.25 |  | TRUE
NFPA 170 REMOTE INDICATOR |  |  | North | Hochiki |  | Remote Indicator |  |  |  | Module | TRUE | MS-KA/P/R | REMOTE ALARM INDICATOR | REMOTE ALARM INDICATOR | 1 | 0.003 | 0.003 |  |  |  |  | TRUE |  |  | *Refer to Install Sheet |  |  | #FFFF0000 | FA-NFPA 170 REMOTE INDICATOR | 1 | FALSE | FALSE | FALSE | 2016
NFPA 170 ADDRESSABLE OUTPUT MODULE |  |  | North | Hochiki |  | Addressable Control/Relay |  |  |  | Module | TRUE | R2MH DUAL RELAY MODULE | DUAL RELAY MODULE | DUAL RELAY MODULE | 1 | 0.00035 | 0.00041 |  |  |  |  | TRUE |  |  | *Refer to Install Sheet |  |  | #FFFF0000 | FA-NFPA 170 ADDRESSABLE OUTPUT MODULE | 1 | FALSE | FALSE | FALSE | 1100 | [16 empty] | 2
NFPA 170 SPEAKER STROBE |  |  | North | Hochiki |  | Speaker/Strobe |  |  |  | Module | TRUE | HSSPK24-15/75WLPPR |  | Speaker/Strobe, Fixed 15/75 Candela, Wall, Red | 1 | 0 | 0.096 |  |  |  |  | FALSE |  |  | *Refer to Install Sheet |  |  | #FF0070C0 | FA-NFPA 170 SPEAKER STROBE | 1 | FALSE | FALSE | FALSE | 2019 |  |  | 7320-0569:0141 | [10 empty] | FALSE
NFPA 170 STROBE WALL |  |  | North | Hochiki |  | Strobe |  |  |  | Module | TRUE | HES3-24WW |  | Selectable Candela, Low Profile Evacuation Strobe, White | 1 | 0 | 0.116 |  |  |  |  | FALSE |  |  | *Refer to Install Sheet |  |  | #FF0070C0 | FA-NFPA 170 STROBE WALL | 1 | FALSE | FALSE | FALSE | 2023 | [13 empty] | FALSE
NFPA 170 REMOTE ANNUNCIATOR | RISER ANNUNCIATOR |  | North | Hochiki |  | Remote Annunciator |  |  |  | Module | TRUE | LFC00NC-60 | + | L@titude Network Vision Annunciator, Black | 1 | 0.253 | 0.341 |  |  |  |  | FALSE |  |  | *Refer to Install Sheet |  |  | #FFFF0000 | FA-NFPA 170 REMOTE ANNUNCIATOR | 1 | FALSE | FALSE | FALSE | 255
NFPA 170 ADDRESSABLE INPUT MONITOR MODULE |  |  | North | Hochiki |  | Addressable Module |  |  |  | Module | TRUE | FRCMA FAST RESPONSE CONTACT MODULE | FAST RESPONSE CONTACT MODULE | FAST RESPONSE CONTACT MODULE | 1 | 0.00063 | 0.00063 |  |  |  |  | TRUE |  |  | *Refer to Install Sheet |  |  | #FFFF0000 | FA-NFPA 170 ADDRESSABLE INPUT MONITOR MODULE | 1 | FALSE | FALSE | FALSE | 1000
NFPA 170 STROBE CEILING |  |  | North | Hochiki |  | Strobe |  |  |  | Module | TRUE | RSSWP-24MCCH-FW |  | NOTIFICATION, STROBE, WHITE, CEILING, 115CD/177CD, WP | 1 | 0 | 0.3 |  |  |  |  | FALSE | TRUE |  | *Refer to Install Sheet |  |  | #FF0070C0 | FA-NFPA 170 STROBE CEILING | 1 | FALSE | FALSE | FALSE | 2022 | [13 empty] | FALSE |  |  | C¦WP
NFPA 170 AMPLIFIER RACK | RISER AMP |  | North | Hochiki |  | Amplifier |  |  |  | Assembly | TRUE | FNVDPS50/P (25V) | + | Distributed Panel, Single Channel, 50W, Fire Phone | 1 | [6 empty] | FALSE |  |  | *Refer to Install Sheet |  |  | #FFFF0000 | FA-NFPA 170 AMPLIFIER RACK | 1 | FALSE | FALSE | FALSE | 300 | [8 empty] | 7,12,18 |  |  |  | 50 | TRUE
NFPA 170 FIRE ALARM CONTROL UNIT | RISER FACP |  | North | Hochiki |  | Fire Alarm Control Unit |  |  |  | Assembly | TRUE | LAA03K1-64 |  | FireNET L@TITUDE Analog Addressable Fire Alarm Control Panel, 8 Slot Deep Plex-Door Enclosure, 10.25 A Auto Voltage, 2-Loop Panel Module, Hochiki Protocol, Network Module, and Media Gateway™, Black, Printer / 48 Zone LEDs | 1 | [6 empty] | FALSE |  |  | *Refer to Install Sheet | 16.5in (W) x 23.2in (H) x 8in (D) | KM5FCRD (Optional Semi-Flush Mounting Kit) | #FFFF0000 | FA-NFPA 170 FIRE ALARM CONTROL UNIT | 1 | FALSE | FALSE | FALSE | 202 | [8 empty] | 7,12,18,28,33,40 |  |  | 10.25 |  | TRUE
NFPA 170 STROBE WALL |  |  | North | Hochiki |  | Strobe |  |  |  | Module | TRUE | RSSWP-2475W-AR | ++ | NOTIFICATION, STROBE, RED, AGENT WALL, WP | 1 | 0 | 0.138 |  |  |  |  | FALSE | FALSE |  |  |  |  | #FF0070C0 | FA-NFPA 170 STROBE WALL | 1 | FALSE | FALSE | FALSE | 2023 | [13 empty] | FALSE |  |  | WP
NFPA 170 SPEAKER STROBE |  |  | North | Hochiki |  | Speaker/Strobe |  |  |  | Module | TRUE | HSSPK24WLPR |  | Speaker/Strobe, 24 VDC, Wall Mount, Red | 1 | 0 | 0.137 |  |  |  |  | FALSE | FALSE |  | *Refer to Install Sheet |  |  | #FF0070C0 | FA-NFPA 170 SPEAKER STROBE | 1 | FALSE | FALSE | FALSE | 2019 | [13 empty] | FALSE
NFPA 170 REMOTE ANNUNCIATOR | RISER ANNUNCIATOR |  | North | Hochiki |  | Remote Annunciator |  |  |  | Module | TRUE | FN-LCD-N | LCD NETWORK ANNUNCIATOR RED | LCD NETWORK ANNUNCIATOR RED | 1 | 0.15 | 0.27 |  |  |  |  | TRUE |  |  | *Refer to Install Sheet | 14.5” W x 10” H x 3.3” D |  | #FFFF0000 | FA-NFPA 170 REMOTE ANNUNCIATOR | 1 | FALSE | FALSE | FALSE | 255
|  |  | North | Hochiki |  | Cards & Components |  |  |  | Card | TRUE | HCA-8D (8-ZONES) WITH DIALER Main Board | + | Main Board | 1 | 0.16 | 0.29 |  |  |  |  | TRUE | [5 empty] | #FFFFFFFF |  |  | FALSE | FALSE | FALSE
NFPA 170 HORN STROBE |  |  | North | Hochiki |  | Horn/Strobe |  |  |  | Module | TRUE | HHSLF110W |  | Low Frequency Horn Strobe, White, Wall | 1 | 0 | 0.474 |  |  |  |  | FALSE | [5 empty] | #FF0070C0 | FA-NFPA 170 HORN STROBE | 1 | FALSE | FALSE | FALSE | 2012 | [13 empty] | FALSE |  |  | LF
NFPA 170 HORN STROBE CEILING |  |  | North | Hochiki |  | Horn/Strobe |  |  |  | Module | TRUE | HCC24CW |  | Horn Strobe, 24 VDC, White, Ceiling | 1 | 0 | 0.344 |  |  |  |  | FALSE | TRUE |  | *Refer to Install Sheet |  |  | #FF0070C0 | FA-NFPA 170 HORN STROBE CEILING | 1 | FALSE | FALSE | FALSE | 2013 | [13 empty] | FALSE |  |  | C
NFPA 170 HEAT DETECTOR |  |  | North | Hochiki |  | Heat Detector |  |  |  | Module | TRUE | ATJ-EA w/ASB SOUNDER BASE | ATJ-EA FIXED TEMP/RATE OF RISE HEAT SENSOR | ATJ-EA FIXED TEMP/RATE OF RISE HEAT SENSOR w/ASB SOUNDER BASE | 1 | 0.00035 | 0.0005 |  |  |  |  | TRUE | TRUE |  | *Refer to Install Sheet |  |  | #FFFF0000 | FA-NFPA 170 HEAT DETECTOR | 1 | FALSE | FALSE | FALSE | 1403 | [16 empty] | SB
NFPA 170 SMOKE DETECTOR |  |  | North | Hochiki |  | Smoke Detector |  |  |  | Module | TRUE | SLR-24V w/HSC-4R - 4 WIRE RELAY BASE | SLR-24V w/HSC-4R - 4 WIRE RELAY BASE | PHOTOELECTRIC SMOKE DETECTOR w/ 4 WIRE RELAY BASE | 1 |  | 0.193 |  |  |  |  | TRUE | TRUE |  | *Refer to Install Sheet |  |  | #FFFF0000 | FA-NFPA 170 SMOKE DETECTOR | 1 | FALSE | FALSE | FALSE | 1408 | [16 empty] | R
NFPA 170 AMPLIFIER RACK | RISER AMP |  | North | Hochiki |  | Amplifier |  |  |  | Assembly | TRUE | FNVDPS25 (70V) | + | Distributed Panel, Single Channel, 25W | 1 | [6 empty] | FALSE |  |  | *Refer to Install Sheet |  |  | #FFFF0000 | FA-NFPA 170 AMPLIFIER RACK | 1 | FALSE | FALSE | FALSE | 300 | [8 empty] | 7,12,18 |  |  |  | 25 | TRUE
NFPA 170 HORN |  |  | North | Hochiki |  | Horn |  |  |  | Module | TRUE | HHLFW |  | Low Profile Horn, Low Frequency, White | 1 | 0 | 0.1558 |  |  |  |  | FALSE | [5 empty] | #FF0070C0 | FA-NFPA 170 HORN | 1 | FALSE | FALSE | FALSE | 2010 | [13 empty] | FALSE |  |  | LF
NFPA 170 SPEAKER STROBE CEILING |  |  | North | Hochiki |  | Speaker/Strobe |  |  |  | Module | TRUE | ET70WP-24177C-FR |  | Speaker/Strobe, ceiling, 24 VDC, 177CD, WP, red | 1 | 0 | 0.155 |  |  |  |  | FALSE | TRUE |  |  |  |  | #FF0070C0 | FA-NFPA 170 SPEAKER STROBE CEILING | 1 | FALSE | FALSE | FALSE | 2020 | [13 empty] | FALSE |  |  | WP
|  |  | North | Hochiki |  | Cards & Components |  |  |  | Card | TRUE | EVX-25EM-H | + | 25W Voice Evacuation Module w/ mic | 1 | 0.18 | 2.5 |  |  |  |  | TRUE | [5 empty] | #FFFFFFFF |  |  | FALSE | FALSE | FALSE
NFPA 170 HEAT DETECTOR |  |  | North | Hochiki |  | Heat Detector |  |  |  | Module | TRUE | DFE-135 w/HSC-221L LATCHING LED BASE | DFE-135 w/HSC-221L LATCHING LED BASE | HEAT DETECTOR w/ LATCHING LED BASE | 1 |  | 0.191 |  |  |  |  | TRUE | TRUE |  | *Refer to Install Sheet |  |  | #FFFF0000 | FA-NFPA 170 HEAT DETECTOR | 1 | FALSE | FALSE | FALSE | 1403 | [16 empty] | L
NFPA 170 SMOKE DETECTOR |  |  | North | Hochiki |  | Smoke Detector |  |  |  | Module | TRUE | SLR-835 w/NS4 | PHOTOELECTRIC SMOKE DETECTOR, 4 WIRE RELAY BASE | PHOTOELECTRIC SMOKE DETECTOR w/ 2 WIRE 4" BASE | 1 | 0.055 | 0.15 |  |  |  |  | TRUE | TRUE |  |  |  |  | #FFFF0000 | FA-NFPA 170 SMOKE DETECTOR | 1 | FALSE | FALSE | FALSE | 1408 | [16 empty] | R
|  |  | North | Hochiki |  | Cards & Components |  |  |  | Card | TRUE | FN-4127US1ERS-220 Main Board |  | Main Board | 1 | 0.35 | 0.62 |  |  |  |  | TRUE | [5 empty] | #FFFFFFFF |  |  | FALSE | FALSE | FALSE
NFPA 170 SPEAKER CEILING |  |  | North | Hochiki |  | Speaker |  |  |  | Module | TRUE | HSSPKCLPW |  | Speaker Wall, Ceiling, 25 or 70.7 Vrms, 1/8 to 4 watts, white | 1 | [6 empty] | FALSE | TRUE |  | *Refer to Install Sheet |  |  | #FF0070C0 | FA-NFPA 170 SPEAKER CEILING | 1 | FALSE | FALSE | FALSE | 2019 | [13 empty] | FALSE |  |  | C
NFPA 170 REMOTE ANNUNCIATOR | RISER ANNUNCIATOR |  | North | Hochiki |  | Remote Annunciator |  |  |  | Module | TRUE | FN-LCD-S | SERIAL LCD ANNUNCIATOR RED | SERIAL LCD ANNUNCIATOR RED | 1 | 0.02 | 0.11 |  |  |  |  | TRUE |  |  | *Refer to Install Sheet | 10.88” W x 8.00” H x 1.38” D |  | #FFFF0000 | FA-NFPA 170 REMOTE ANNUNCIATOR | 1 | FALSE | FALSE | FALSE | 255
NFPA 170 FIRE ALARM CONTROL UNIT | RISER FACP |  | North | Hochiki |  | Fire Alarm Control Unit |  |  |  | Assembly | TRUE | FN4127US1ERS120 |  | FireNET® FACP, 4 Loop, W/Network Card, Red, 120V | 1 | [6 empty] | FALSE |  |  | *Refer to Install Sheet | 14.5" W x 24" H x 5" D |  | #FFFF0000 | FA-NFPA 170 FIRE ALARM CONTROL UNIT | 1 | FALSE | FALSE | FALSE | 202 | [8 empty] | 7,12,18,28,55,60 |  |  |  |  | TRUE
NFPA 170 FIRE ALARM CONTROL UNIT | RISER FACP |  | North | Hochiki |  | Fire Alarm Control Unit |  |  |  | Assembly | TRUE | HCA-4 (4-ZONES) | + | CONVENTIONAL FIRE ALARM CONTROL PANEL | 1 | [6 empty] | FALSE |  |  | *Refer to Install Sheet |  |  | #FFFF0000 | FA-NFPA 170 FIRE ALARM CONTROL UNIT | 1 | FALSE | FALSE | FALSE | 202 | [8 empty] | 7,12,18 |  |  |  |  | TRUE
NFPA 170 FIRE ALARM CONTROL UNIT | RISER FACP |  | North | Hochiki |  | Fire Alarm Control Unit |  |  |  | Assembly | TRUE | LAA01K1-14 |  | FireNET L@TITUDE Analog Addressable Fire Alarm Control Panel, 8 Slot Deep Plex-Door Enclosure, 5.25 A 115V, 2-Loop Panel Module, Hochiki Protocol, Network Module, and Media Gateway™, Red, Printer / 48 Zone LEDs | 1 | [6 empty] | FALSE |  |  | *Refer to Install Sheet | 16.5in (W) x 23.2in (H) x 8in (D) | KM5FCRD (Optional Semi-Flush Mounting Kit) | #FFFF0000 | FA-NFPA 170 FIRE ALARM CONTROL UNIT | 1 | FALSE | FALSE | FALSE | 202 | [8 empty] | 7,12,18,28,33,40 |  |  | 5.25 |  | TRUE
NFPA 170 VOICE EVACUATION CONTROL UNIT |  |  | North | Hochiki |  | Voice Evac Control Unit |  |  |  | Assembly | TRUE | EVAX-200EM-H | + | 200W Voice Evacuation Panel w/ mic | 1 | [6 empty] | FALSE |  |  | *Refer to Install Sheet |  |  | #FFFF0000 | FA-NFPA 170 VOICE EVACUATION CONTROL UNIT | 1 | FALSE | FALSE | FALSE | 211 | [8 empty] | 7,12,18 |  |  |  | 200 | TRUE
NFPA 170 HEAT DETECTOR |  |  | North | Hochiki |  | Heat Detector |  |  |  | Module | TRUE | DFE-135w/HSC-4R - 4 WIRE RELAY BASE | DFE-135w/HSC-4R - 4 WIRE RELAY BASE | HEAT DETECTOR w/ 4 WIRE RELAY BASE | 1 |  | 0.193 |  |  |  |  | TRUE | TRUE |  | *Refer to Install Sheet |  |  | #FFFF0000 | FA-NFPA 170 HEAT DETECTOR | 1 | FALSE | FALSE | FALSE | 1403 | [16 empty] | R
NFPA 170 SMOKE DETECTOR |  |  | North | Hochiki |  | Smoke Detector |  |  |  | Module | TRUE | ACD-V w/SCI-B6 SHORT CIRCUIT ISOLATOR BASE | ACD-V MULTI-CRITERIA SENSOR | ACD-V MULTI-CRITERIA SENSOR w/SCI-B6 SHORT CIRCUIT ISOLATOR BASE SMOKE/CO | 1 | 0.00045 | 0.0072 |  |  |  |  | TRUE | TRUE |  | *Refer to Install Sheet |  |  | #FFFF0000 | FA-NFPA 170 SMOKE DETECTOR | 1 | FALSE | FALSE | FALSE | 1408 | [16 empty] | SCI, CO
|  |  | North | Hochiki |  | Cards & Components |  |  |  | Card | TRUE | FN-4127-IO 16 | 16 Channel Input/Output Board | 16 Channel Input/Output Board | 1 | 0.001 | 0.001 |  |  |  |  | TRUE | [5 empty] | #FFFFFFFF |  |  | FALSE | FALSE | FALSE
NFPA 170 FIRE ALARM CONTROL UNIT | RISER FACP |  | North | Hochiki |  | Fire Alarm Control Unit |  |  |  | Assembly | TRUE | LA301K1-40 |  | FireNET L@TITUDE Analog Addressable Fire Alarm Control Panel, 4 Slot Deep Enclosure, 5.25 A 115V, 2-Loop Panel Module, Hochiki Protocol, Network Module, and Media Gateway™, Gray, 48 Zone LEDs | 1 | [6 empty] | FALSE |  |  | *Refer to Install Sheet | 16.5in (W) x 23.2in (H) x 8in (D) | KM5FCRD (Optional Semi-Flush Mounting Kit) | #FFFF0000 | FA-NFPA 170 FIRE ALARM CONTROL UNIT | 1 | FALSE | FALSE | FALSE | 202 | [8 empty] | 7,12,18,28 |  |  | 5.25 |  | TRUE
|  |  | North | Hochiki |  | Cards & Components |  |  |  | Card | TRUE | FN-2127US0ERS-220 Main Board |  | Main Board | 1 | 0.35 | 0.62 |  |  |  |  | TRUE | [5 empty] | #FFFFFFFF |  |  | FALSE | FALSE | FALSE
NFPA 170 FIRE ALARM CONTROL UNIT | RISER FACP |  | North | Hochiki |  | Fire Alarm Control Unit |  |  |  | Assembly | TRUE | FN4127US0ERS120 |  | FireNET® FACP, 4 Loop, Red, 120V | 1 | [6 empty] | FALSE |  |  | *Refer to Install Sheet | 14.5" W x 24" H x 5" D |  | #FFFF0000 | FA-NFPA 170 FIRE ALARM CONTROL UNIT | 1 | FALSE | FALSE | FALSE | 202 | [8 empty] | 7,12,18,28,55,60 |  |  |  |  | TRUE
NFPA 170 FIRE ALARM CONTROL UNIT | RISER FACP |  | North | Hochiki |  | Fire Alarm Control Unit |  |  |  | Assembly | TRUE | FNP-1127 | + | FIRENET® PLUS INTELLIGENT ADDRESSABLE, 1 LOOP, DIALER, RED, 120V | 1 | [6 empty] | FALSE |  |  | *Refer to Install Sheet | 14.5” W x 19” H x 3.5” D |  | #FFFF0000 | FA-NFPA 170 FIRE ALARM CONTROL UNIT | 1 | FALSE | FALSE | FALSE | 202 | [8 empty] | 7,12,18,28,55,60 |  |  | 5.25 |  | TRUE
NFPA 170 FIRE ALARM CONTROL UNIT | RISER FACP |  | North | Hochiki |  | Fire Alarm Control Unit |  |  |  | Assembly | TRUE | LA903K1-14 |  | FireNET L@TITUDE Analog Addressable Fire Alarm Control Panel, 8 Slot Deep Enclosure, 10.25 A Auto Voltage, 2-Loop Panel Module, Hochiki Protocol, Network Module, and Media Gateway™, Red, Printer / 48 Zone LEDs | 1 | [6 empty] | FALSE |  |  | *Refer to Install Sheet | 16.5in (W) x 23.2in (H) x 8in (D) | KM5FCRD (Optional Semi-Flush Mounting Kit) | #FFFF0000 | FA-NFPA 170 FIRE ALARM CONTROL UNIT | 1 | FALSE | FALSE | FALSE | 202 | [8 empty] | 7,12,18,28,33,40 |  |  | 10.25 |  | TRUE
NFPA 170 SPEAKER STROBE |  |  | North | Hochiki |  | Speaker/Strobe |  |  |  | Module | TRUE | HSSPK24-15/75WLPR |  | Speaker/Strobe, Fixed 15/75 Candela, Wall, Red | 1 | 0 | 0.096 |  |  |  |  | FALSE |  |  | *Refer to Install Sheet |  |  | #FF0070C0 | FA-NFPA 170 SPEAKER STROBE | 1 | FALSE | FALSE | FALSE | 2019 |  |  | 7320-0569:0141 | [10 empty] | FALSE
NFPA 170 HORN STROBE |  |  | North | Hochiki |  | Horn/Strobe |  |  |  | Module | TRUE | ASWP-24MCWH-FW |  | NOTIFICATION, HORNSTROBE, WHITE, WALL, 135CD, WP | 1 | 0 | 0.355 |  |  |  |  | FALSE | FALSE |  | *Refer to Install Sheet |  |  | #FF0070C0 | FA-NFPA 170 HORN STROBE | 1 | FALSE | FALSE | FALSE | 2012 | [13 empty] | FALSE |  |  | WP
NFPA 170 HORN STROBE CEILING |  |  | North | Hochiki |  | Horn/Strobe |  |  |  | Module | TRUE | ASWP-2475C-FR |  | NOTIFICATION, HORNSTROBE, RED, CEILING, 15CD, WP | 1 | 0 | 0.168 |  |  |  |  | FALSE | TRUE |  | *Refer to Install Sheet |  |  | #FF0070C0 | FA-NFPA 170 HORN STROBE CEILING | 1 | FALSE | FALSE | FALSE | 2013 | [13 empty] | FALSE |  |  | C¦WP
NFPA 170 FIRE ALARM CONTROL UNIT | RISER FACP |  | North | Hochiki |  | Fire Alarm Control Unit |  |  |  | Assembly | TRUE | LA401K1-60 |  | FireNET L@TITUDE Analog Addressable Fire Alarm Control Panel, 4 Slot Deep Plex-Door Enclosure, 5.25 A 115V, 2-Loop Panel Module, Hochiki Protocol, Network Module, and Media Gateway™, Black, 48 Zone LEDs | 1 | [6 empty] | FALSE |  |  | *Refer to Install Sheet | 16.5in (W) x 23.2in (H) x 8in (D) | KM5FCRD (Optional Semi-Flush Mounting Kit) | #FFFF0000 | FA-NFPA 170 FIRE ALARM CONTROL UNIT | 1 | FALSE | FALSE | FALSE | 202 | [8 empty] | 7,12,18,28 |  |  | 5.25 |  | TRUE
NFPA 170 SPEAKER STROBE CEILING |  |  | North | Hochiki |  | Speaker/Strobe |  |  |  | Module | TRUE | HSSPK24CLPR |  | Speaker/Strobe, 24 VDC, Ceiling Mount, Red, Fire | 1 | 0 | 0.12 |  |  |  |  | FALSE | TRUE |  | *Refer to Install Sheet |  |  | #FF0070C0 | FA-NFPA 170 SPEAKER STROBE CEILING | 1 | FALSE | FALSE | FALSE | 2020 | [13 empty] | FALSE |  |  | C
|  |  | North | Hochiki |  | Cards & Components |  |  |  | Card | TRUE | S560 |  | 16 Channel I/O Interface Card | 1 | [6 empty] | TRUE | [5 empty] | #FFFFFFFF |  |  | FALSE | FALSE | FALSE
NFPA 170 SMOKE DETECTOR |  |  | North | Hochiki |  | Smoke Detector |  |  |  | Module | TRUE | SLR-24V w/HSC-220L LATCHING LED BASE | SLR-24V w/HSC-220L LATCHING LED BASE | PHOTOELECTRIC SMOKE DETECTOR w/ LATCHING LED BASE | 1 |  | 0.223 |  |  |  |  | TRUE | TRUE |  | *Refer to Install Sheet |  |  | #FFFF0000 | FA-NFPA 170 SMOKE DETECTOR | 1 | FALSE | FALSE | FALSE | 1408 | [16 empty] | L
|  |  | North | Hochiki |  | Cards & Components |  |  |  | Card | TRUE | Fireswitch108 Main Board |  |  | 1 | 0.18 | 0.2 |  |  |  |  | TRUE | [5 empty] | #FFFFFFFF |  |  | FALSE | FALSE | FALSE | [14 empty] | FALSE
NFPA 170 FIRE ALARM CONTROL UNIT | RISER FACP |  | North | Hochiki |  | Fire Alarm Control Unit |  |  |  | Assembly | TRUE | LAA03K1-14 |  | FireNET L@TITUDE Analog Addressable Fire Alarm Control Panel, 8 Slot Deep Plex-Door Enclosure, 10.25 A Auto Voltage, 2-Loop Panel Module, Hochiki Protocol, Network Module, and Media Gateway™, Red, Printer / 48 Zone LEDs | 1 | [6 empty] | FALSE |  |  | *Refer to Install Sheet | 16.5in (W) x 23.2in (H) x 8in (D) | KM5FCRD (Optional Semi-Flush Mounting Kit) | #FFFF0000 | FA-NFPA 170 FIRE ALARM CONTROL UNIT | 1 | FALSE | FALSE | FALSE | 202 | [8 empty] | 7,12,18,28,33,40 |  |  | 10.25 |  | TRUE
NFPA 170 VOICE EVACUATION CONTROL UNIT |  |  | North | Hochiki |  | Voice Evac Control Unit |  |  |  | Assembly | TRUE | EVAX-150EM-H | + | 150W Voice Evacuation Panel w/ mic | 1 | [6 empty] | FALSE |  |  | *Refer to Install Sheet |  |  | #FFFF0000 | FA-NFPA 170 VOICE EVACUATION CONTROL UNIT | 1 | FALSE | FALSE | FALSE | 211 | [8 empty] | 7,12,18 |  |  |  | 150 | TRUE
NFPA 170 SPEAKER STROBE |  |  | North | Hochiki |  | Speaker/Strobe |  |  |  | Module | TRUE | E60-24MCWH-FW |  | Speaker/Strobe, 24 VDC, Multi-Candela, , 25/70 Vrms, white | 1 | 0 | 0.455 |  |  |  |  | FALSE | FALSE |  | *Refer to Install Sheet |  |  | #FF0070C0 | FA-NFPA 170 SPEAKER STROBE | 1 | FALSE | FALSE | FALSE | 2019 | [13 empty] | FALSE
NFPA 170 HEAT DETECTOR |  |  | North | Hochiki |  | Heat Detector |  |  |  | Module | TRUE | DCD-135 w/NS6-220 STANDARD BASE | DCD-135 w/NS6-220 STANDARD BASE | HEAT DETECTOR w/ STANDARD BASE | 1 |  | 0.243 |  |  |  |  | TRUE | TRUE |  | *Refer to Install Sheet |  |  | #FFFF0000 | FA-NFPA 170 HEAT DETECTOR | 1 | FALSE | FALSE | FALSE | 1403
NFPA 170 HEAT DETECTOR |  |  | North | Hochiki |  | Heat Detector |  |  |  | Module | TRUE | DFE-135 w/NS4-220 STANDARD BASE | DFE-135 w/NS4-220 STANDARD BASE | HEAT DETECTOR w/ STANDARD BASE | 1 |  | 0.196 |  |  |  |  | TRUE | TRUE |  | *Refer to Install Sheet |  |  | #FFFF0000 | FA-NFPA 170 HEAT DETECTOR | 1 | FALSE | FALSE | FALSE | 1403
NFPA 170 AMPLIFIER RACK | RISER AMP |  | North | Hochiki |  | Amplifier |  |  |  | Assembly | TRUE | FNVDPS50 (25V) | + | Distributed Panel, Single Channel, 50W | 1 | [6 empty] | FALSE |  |  | *Refer to Install Sheet |  |  | #FFFF0000 | FA-NFPA 170 AMPLIFIER RACK | 1 | FALSE | FALSE | FALSE | 300 | [8 empty] | 7,12,18 |  |  |  | 50 | TRUE
NFPA 170 FIRE ALARM CONTROL UNIT | RISER FACP |  | North | Hochiki |  | Fire Alarm Control Unit |  |  |  | Assembly | TRUE | LA101K4-40 |  | FireNET L@TITUDE Analog Addressable Fire Alarm Control Panel, 4 Slot Standard Enclosure, 5.25 A 115V, 8-Loop Panel Module, Hochiki Protocol, Network Module, and Media Gateway™, Gray, 48 Zone LEDs | 1 | [6 empty] | FALSE |  |  | *Refer to Install Sheet | 16.5in (W) x 23.2in (H) x 6in (D) | KM5FCRD (Optional Semi-Flush Mounting Kit) | #FFFF0000 | FA-NFPA 170 FIRE ALARM CONTROL UNIT | 1 | FALSE | FALSE | FALSE | 202 | [8 empty] | 7,12,18,28 |  |  | 5.25 |  | TRUE
NFPA 170 HEAT DETECTOR |  |  | North | Hochiki |  | Heat Detector |  |  |  | Module | TRUE | DCD-190 w/NS4-100 STANDARD BASE | DCD-190 w/NS4-100 STANDARD BASE | HEAT DETECTOR w/ STANDARD BASE | 1 |  | 0.3 |  |  |  |  | TRUE | TRUE |  | *Refer to Install Sheet |  |  | #FFFF0000 | FA-NFPA 170 HEAT DETECTOR | 1 | FALSE | FALSE | FALSE | 1403
NFPA 170 SMOKE DETECTOR |  |  | North | Hochiki |  | Smoke Detector |  |  |  | Module | TRUE | SLR-24V w/NS4-100 STANDARD BASE | SLR-24V w/NS4-100 STANDARD BASE | PHOTOELECTRIC SMOKE DETECTOR w/ STANDARD BASE | 1 |  | 0.3 |  |  |  |  | TRUE | TRUE |  | *Refer to Install Sheet |  |  | #FFFF0000 | FA-NFPA 170 SMOKE DETECTOR | 1 | FALSE | FALSE | FALSE | 1408
NFPA 170 SMOKE DETECTOR |  |  | North | Hochiki |  | Smoke Detector |  |  |  | Module | TRUE | SOC-24V w/HSC-220L LATCHING LED BASE | SOC-24V w/HSC-220L LATCHING LED BASE | PHOTOELECTRIC SMOKE DETECTOR w/ LATCHING LED BASE | 1 |  | 0.223 |  |  |  |  | TRUE | TRUE |  | *Refer to Install Sheet |  |  | #FFFF0000 | FA-NFPA 170 SMOKE DETECTOR | 1 | FALSE | FALSE | FALSE | 1408 | [16 empty] | L
NFPA 170 DUCT SMOKE DETECTOR |  |  | North | Hochiki |  | Duct Smoke Detector |  |  |  | Module | TRUE | DH-98-AR ANALOG DUCT DETECTOR w/ALK-D ANALOG SENSOR | DH-98 ANALOG DUCT DETECTOR | DH-98 ANALOG DUCT DETECTOR | 1 | 0.00039 | 0.00054 |  |  |  |  | TRUE | TRUE |  | *Refer to Install Sheet |  |  | #FFFF0000 | FA-NFPA 170 DUCT SMOKE DETECTOR | 1 | FALSE | FALSE | FALSE | 1400 | [16 empty] | R
|  |  | North | Hochiki |  | Cards & Components |  |  |  | Card | TRUE | HCVR-3 Main Board | ++ | Main Board | 1 | 0.086 | 0.62 | 3 |  | 24 |  | TRUE | [5 empty] | #FFFFFFFF |  |  | FALSE | FALSE | FALSE
NFPA 170 HEAT DETECTOR |  |  | North | Hochiki |  | Heat Detector |  |  |  | Module | TRUE | DFE-135 w/HSC-220R - 2 WIRE RELAY BASE | DFE-135 w/HSC-220R - 2 WIRE RELAY BASE | HEAT DETECTOR w/ 2 WIRE RELAY BASE | 1 |  | 0.238 |  |  |  |  | TRUE | TRUE |  | *Refer to Install Sheet |  |  | #FFFF0000 | FA-NFPA 170 HEAT DETECTOR | 1 | FALSE | FALSE | FALSE | 1403 | [16 empty] | R
NFPA 170 SMOKE DETECTOR |  |  | North | Hochiki |  | Smoke Detector |  |  |  | Module | TRUE | ALK-V w/ASB SOUNDER BASE | ALK-V SMOKE SENSOR | ALK-V SMOKE SENSOR w/ASB SOUNDER BASE | 1 | 0.00039 | 0.0008 |  |  |  |  | TRUE | TRUE |  | *Refer to Install Sheet |  |  | #FFFF0000 | FA-NFPA 170 SMOKE DETECTOR | 1 | FALSE | FALSE | FALSE | 1408 | [16 empty] | SB
|  |  | North | Hochiki |  | Cards & Components |  |  |  | Card | TRUE | FN-842-ULADA Main Board | ++ | Fire Alarm Power Supply Main Board | 1 | 0.13 | 0.3 | 8 |  | 24 |  | TRUE | FALSE |  |  |  |  | #FFFFFFFF |  |  | FALSE | FALSE | FALSE | [14 empty] | FALSE
NFPA 170 HEAT DETECTOR |  |  | North | Hochiki |  | Heat Detector |  |  |  | Module | TRUE | DCD-190 w/HSC-221R - 2 WIRE RELAY BASE | DCD-190 w/HSC-221R - 2 WIRE RELAY BASE | HEAT DETECTOR w/ 2 WIRE RELAY BASE | 1 |  | 0.199 |  |  |  |  | TRUE | TRUE |  | *Refer to Install Sheet |  |  | #FFFF0000 | FA-NFPA 170 HEAT DETECTOR | 1 | FALSE | FALSE | FALSE | 1403 | [16 empty] | R
NFPA 170 FIRE ALARM CONTROL UNIT | RISER FACP |  | North | Hochiki |  | Fire Alarm Control Unit |  |  |  | Assembly | TRUE | LA103K1-40 |  | FireNET L@TITUDE Analog Addressable Fire Alarm Control Panel, 4 Slot Standard Enclosure, 10.25 A Auto Voltage, 2-Loop Panel Module, Hochiki Protocol, Network Module, and Media Gateway™, Gray, 48 Zone LEDs | 1 | [6 empty] | FALSE |  |  | *Refer to Install Sheet | 16.5in (W) x 23.2in (H) x 6in (D) | KM5FCRD (Optional Semi-Flush Mounting Kit) | #FFFF0000 | FA-NFPA 170 FIRE ALARM CONTROL UNIT | 1 | FALSE | FALSE | FALSE | 202 | [8 empty] | 7,12,18,28 |  |  | 10.25 |  | TRUE
NFPA 170 FIRE ALARM CONTROL UNIT | RISER FACP |  | North | Hochiki |  | Fire Alarm Control Unit |  |  |  | Assembly | TRUE | LA201K1-40 |  | FireNET L@TITUDE Analog Addressable Fire Alarm Control Panel, 4 Slot Standard Plex-Door Enclosure, 5.25 A 115V, 2-Loop Panel Module, Hochiki Protocol, Network Module, and Media Gateway™, Gray, 48 Zone LEDs | 1 | [6 empty] | FALSE |  |  | *Refer to Install Sheet | 16.5in (W) x 23.2in (H) x 6in (D) | KM5FCRD (Optional Semi-Flush Mounting Kit) | #FFFF0000 | FA-NFPA 170 FIRE ALARM CONTROL UNIT | 1 | FALSE | FALSE | FALSE | 202 | [8 empty] | 7,12,18,28 |  |  | 5.25 |  | TRUE
NFPA 170 HEAT DETECTOR |  |  | North | Hochiki |  | Heat Detector |  |  |  | Module | TRUE | DFE-190 w/HSC-220R - 2 WIRE RELAY BASE | DFE-190 w/HSC-220R - 2 WIRE RELAY BASE | HEAT DETECTOR w/ 2 WIRE RELAY BASE | 1 |  | 0.238 |  |  |  |  | TRUE | TRUE |  | *Refer to Install Sheet |  |  | #FFFF0000 | FA-NFPA 170 HEAT DETECTOR | 1 | FALSE | FALSE | FALSE | 1403 | [16 empty] | R
NFPA 170 SMOKE HEAT DETECTOR |  |  | North | Hochiki |  | Smoke Detector |  |  |  | Module | TRUE | SLR-835H w/NS4 | PHOTOELECTRIC SMOKE DETECTOR, 4 WIRE RELAY BASE | PHOTOELECTRIC SMOKE/HEAT DETECTOR w/ 2 WIRE 4" BASE | 1 | 0.055 | 0.15 |  |  |  |  | TRUE | TRUE |  |  |  |  | #FFFF0000 | FA-NFPA 170 SMOKE HEAT DETECTOR | 1 | FALSE | FALSE | FALSE | 1408 | [16 empty] | R
NFPA 170 FIRE ALARM CONTROL UNIT | RISER FACP |  | North | Hochiki |  | Fire Alarm Control Unit |  |  |  | Assembly | TRUE | LA801K1-60 |  | FireNET L@TITUDE Analog Addressable Fire Alarm Control Panel, 8 Slot Standard Plex-Door Enclosure, 5.25 A 115V, 2-Loop Panel Module, Hochiki Protocol, Network Module, and Media Gateway™, Black, 48 Zone LEDs | 1 | [6 empty] | FALSE |  |  | *Refer to Install Sheet | 16.5in (W) x 23.2in (H) x 6in (D) | KM5FCRD (Optional Semi-Flush Mounting Kit) | #FFFF0000 | FA-NFPA 170 FIRE ALARM CONTROL UNIT | 1 | FALSE | FALSE | FALSE | 202 | [8 empty] | 7,12,18,28,33,40 |  |  | 5.25 |  | TRUE
|  |  | North | Hochiki |  | Cards & Components |  |  |  | Card | TRUE | EVX-50EM-H | + | 50W Voice Evacuation Module w/ mic | 1 | 0.13 | 3.2 |  |  |  |  | TRUE | [5 empty] | #FFFFFFFF |  |  | FALSE | FALSE | FALSE
NFPA 170 HEAT DETECTOR |  |  | North | Hochiki |  | Heat Detector |  |  |  | Module | TRUE | ATJ-EA w/HSB-NSA-6 STANDARD BASE | ATJ-EA FIXED TEMP/RATE OF RISE HEAT SENSOR | ATJ-EA FIXED TEMP/RATE OF RISE HEAT SENSOR w/HSB-NSA-6 STANDARD BASE | 1 | 0.00035 | 0.0005 |  |  |  |  | TRUE | TRUE |  | *Refer to Install Sheet |  |  | #FFFF0000 | FA-NFPA 170 HEAT DETECTOR | 1 | FALSE | FALSE | FALSE | 1403
NFPA 170 SMOKE DETECTOR |  |  | North | Hochiki |  | Smoke Detector |  |  |  | Module | TRUE | SLR-835 w/NS6 | PHOTOELECTRIC SMOKE DETECTOR, 4 WIRE RELAY BASE | PHOTOELECTRIC SMOKE DETECTOR w/ 2 WIRE 6" BASE | 1 | 0.055 | 0.15 |  |  |  |  | TRUE | TRUE |  |  |  |  | #FFFF0000 | FA-NFPA 170 SMOKE DETECTOR | 1 | FALSE | FALSE | FALSE | 1408 | [16 empty] | R
NFPA 170 SMOKE DETECTOR |  |  | North | Hochiki |  | Smoke Detector |  |  |  | Module | TRUE | SOC-24V w/NS6-224 STANDARD BASE | SOC-24V w/NS6-224 STANDARD BASE | PHOTOELECTRIC SMOKE DETECTOR w/ STANDARD BASE | 1 |  | 0.193 |  |  |  |  | TRUE | TRUE |  | *Refer to Install Sheet |  |  | #FFFF0000 | FA-NFPA 170 SMOKE DETECTOR | 1 | FALSE | FALSE | FALSE | 1408
NFPA 170 SMOKE DETECTOR |  |  | North | Hochiki |  | Smoke Detector |  |  |  | Module | TRUE | AIE-EA w/YBN-NSA-4 STANDARD BASE | AIE-EA SMOKE SENSOR | AIE-EA SMOKE SENSOR w/YBN-NSA-4 STANDARD BASE | 1 | 0.00035 | 0.00046 |  |  |  |  | TRUE | TRUE |  | *Refer to Install Sheet |  |  | #FFFF0000 | FA-NFPA 170 SMOKE DETECTOR | 1 | FALSE | FALSE | FALSE | 1408
NFPA 170 SMOKE DETECTOR |  |  | North | Hochiki |  | Smoke Detector |  |  |  | Module | TRUE | ACC-V w/ASBL SOUNDER BASE | ACC-V MULTI-CRITERIA SENSOR | ACC-V MULTI-CRITERIA SENSOR w/ASBL SOUNDER BASE | 1 | 0.00045 | 0.00054 |  |  |  |  | TRUE | TRUE |  | *Refer to Install Sheet |  |  | #FFFF0000 | FA-NFPA 170 SMOKE DETECTOR | 1 | FALSE | FALSE | FALSE | 1408 | [16 empty] | SB
NFPA 170 SMOKE DETECTOR |  |  | North | Hochiki |  | Smoke Detector |  |  |  | Module | TRUE | SLR-24H w/NS4-224 STANDARD BASE | SLR-24H w/NS4-224 STANDARD BASE | PHOTOELECTRIC SMOKE DETECTOR w/ STANDARD BASE | 1 |  | 0.193 |  |  |  |  | TRUE | TRUE |  | *Refer to Install Sheet |  |  | #FFFF0000 | FA-NFPA 170 SMOKE DETECTOR | 1 | FALSE | FALSE | FALSE | 1408
NFPA 170 FIRE ALARM CONTROL UNIT | RISER FACP |  | North | Hochiki |  | Fire Alarm Control Unit |  |  |  | Assembly | TRUE | LA801K1-64 |  | FireNET L@TITUDE Analog Addressable Fire Alarm Control Panel, 8 Slot Standard Plex-Door Enclosure, 5.25 A 115V, 2-Loop Panel Module, Hochiki Protocol, Network Module, and Media Gateway™, Black, Printer / 48 Zone LEDs | 1 | [6 empty] | FALSE |  |  | *Refer to Install Sheet | 16.5in (W) x 23.2in (H) x 6in (D) | KM5FCRD (Optional Semi-Flush Mounting Kit) | #FFFF0000 | FA-NFPA 170 FIRE ALARM CONTROL UNIT | 1 | FALSE | FALSE | FALSE | 202 | [8 empty] | 7,12,18,28,33,40 |  |  | 5.25 |  | TRUE
NFPA 170 HEAT DETECTOR |  |  | North | Hochiki |  | Heat Detector |  |  |  | Module | TRUE | DFE-135 w/HSC-221R - 2 WIRE RELAY BASE | DFE-135 w/HSC-221R - 2 WIRE RELAY BASE | HEAT DETECTOR w/ 2 WIRE RELAY BASE | 1 |  | 0.199 |  |  |  |  | TRUE | TRUE |  | *Refer to Install Sheet |  |  | #FFFF0000 | FA-NFPA 170 HEAT DETECTOR | 1 | FALSE | FALSE | FALSE | 1403 | [16 empty] | R
NFPA 170 HORN STROBE CEILING |  |  | North | Hochiki |  | Horn/Strobe |  |  |  | Module | TRUE | ASWP-24MCCH-FR | ++ | ASWP weatherproof horn strobe, xenon, ceiling, red, FIRE, clear lens, 24V, outdoor | 1 | 0 | 0.315 |  |  |  |  | FALSE | TRUE |  | *Refer to Install Sheet |  |  | #FF0070C0 | FA-NFPA 170 HORN STROBE CEILING | 1 | FALSE | FALSE | FALSE | 2013 | [13 empty] | FALSE |  |  | C¦WP
NFPA 170 SMOKE DETECTOR |  |  | North | Hochiki |  | Smoke Detector |  |  |  | Module | TRUE | SLR-24V w/NS4-221 STANDARD BASE | SLR-24V w/NS4-221 STANDARD BASE | PHOTOELECTRIC SMOKE DETECTOR w/ STANDARD BASE | 1 |  | 0.196 |  |  |  |  | TRUE | TRUE |  | *Refer to Install Sheet |  |  | #FFFF0000 | FA-NFPA 170 SMOKE DETECTOR | 1 | FALSE | FALSE | FALSE | 1408
NFPA 170 FIRE ALARM CONTROL UNIT | RISER FACP |  | North | Hochiki |  | Fire Alarm Control Unit |  |  |  | Assembly | TRUE | LA303K1-10 |  | FireNET L@TITUDE Analog Addressable Fire Alarm Control Panel, 4 Slot Deep Enclosure, 10.25 A Auto Voltage, 2-Loop Panel Module, Hochiki Protocol, Network Module, and Media Gateway™, Red, 48 Zone LEDs | 1 | [6 empty] | FALSE |  |  | *Refer to Install Sheet | 16.5in (W) x 23.2in (H) x 8in (D) | KM5FCRD (Optional Semi-Flush Mounting Kit) | #FFFF0000 | FA-NFPA 170 FIRE ALARM CONTROL UNIT | 1 | FALSE | FALSE | FALSE | 202 | [8 empty] | 7,12,18,28 |  |  | 10.25 |  | TRUE
NFPA 170 FIRE ALARM CONTROL UNIT | RISER FACP |  | North | Hochiki |  | Fire Alarm Control Unit |  |  |  | Assembly | TRUE | LA803K1-10 |  | FireNET L@TITUDE Analog Addressable Fire Alarm Control Panel, 8 Slot Standard Plex-Door Enclosure, 10.25 A Auto Voltage, 2-Loop Panel Module, Hochiki Protocol, Network Module, and Media Gateway™, Red, 48 Zone LEDs | 1 | [6 empty] | FALSE |  |  | *Refer to Install Sheet | 16.5in (W) x 23.2in (H) x 6in (D) | KM5FCRD (Optional Semi-Flush Mounting Kit) | #FFFF0000 | FA-NFPA 170 FIRE ALARM CONTROL UNIT | 1 | FALSE | FALSE | FALSE | 202 | [8 empty] | 7,12,18,28,33,40 |  |  | 10.25 |  | TRUE
NFPA 170 STROBE CEILING |  |  | North | Hochiki |  | Strobe |  |  |  | Module | TRUE | RSSWP-2475C-FW |  | NOTIFICATION, STROBE, WHITE, CEILING, 15CD, WP | 1 | 0 | 0.138 |  |  |  |  | FALSE | TRUE |  | *Refer to Install Sheet |  |  | #FF0070C0 | FA-NFPA 170 STROBE CEILING | 1 | FALSE | FALSE | FALSE | 2022 | [13 empty] | FALSE |  |  | C¦WP
NFPA 170 FIRE ALARM CONTROL UNIT | RISER FACP |  | North | Hochiki |  | Fire Alarm Control Unit |  |  |  | Assembly | TRUE | LAA01K1-40 |  | FireNET L@TITUDE Analog Addressable Fire Alarm Control Panel, 8 Slot Deep Plex-Door Enclosure, 5.25 A 115V, 2-Loop Panel Module, Hochiki Protocol, Network Module, and Media Gateway™, Gray, 48 Zone LEDs | 1 | [6 empty] | FALSE |  |  | *Refer to Install Sheet | 16.5in (W) x 23.2in (H) x 8in (D) | KM5FCRD (Optional Semi-Flush Mounting Kit) | #FFFF0000 | FA-NFPA 170 FIRE ALARM CONTROL UNIT | 1 | FALSE | FALSE | FALSE | 202 | [8 empty] | 7,12,18,28,33,40 |  |  | 5.25 |  | TRUE
NFPA 170 FIRE ALARM CONTROL UNIT | RISER FACP |  | North | Hochiki |  | Fire Alarm Control Unit |  |  |  | Assembly | TRUE | LA303K1-40 |  | FireNET L@TITUDE Analog Addressable Fire Alarm Control Panel, 4 Slot Deep Enclosure, 10.25 A Auto Voltage, 2-Loop Panel Module, Hochiki Protocol, Network Module, and Media Gateway™, Gray, 48 Zone LEDs | 1 | [6 empty] | FALSE |  |  | *Refer to Install Sheet | 16.5in (W) x 23.2in (H) x 8in (D) | KM5FCRD (Optional Semi-Flush Mounting Kit) | #FFFF0000 | FA-NFPA 170 FIRE ALARM CONTROL UNIT | 1 | FALSE | FALSE | FALSE | 202 | [8 empty] | 7,12,18,28 |  |  | 10.25 |  | TRUE
NFPA 170 SMOKE HEAT DETECTOR |  |  | North | Hochiki |  | Smoke Detector |  |  |  | Module | TRUE | SLR-835H w/HSC-4R | PHOTOELECTRIC SMOKE DETECTOR, 4 WIRE RELAY BASE | PHOTOELECTRIC SMOKE/HEAT DETECTOR w/ 4 WIRE BASE | 1 | 0.055 | 0.15 |  |  |  |  | TRUE | TRUE |  |  |  |  | #FFFF0000 | FA-NFPA 170 SMOKE HEAT DETECTOR | 1 | FALSE | FALSE | FALSE | 1408 | [16 empty] | R
NFPA 170 HEAT DETECTOR |  |  | North | Hochiki |  | Heat Detector |  |  |  | Module | TRUE | DFE-135 w/NS4-100 STANDARD BASE | DFE-135 w/NS4-100 STANDARD BASE | HEAT DETECTOR w/ STANDARD BASE | 1 |  | 0.3 |  |  |  |  | TRUE | TRUE |  | *Refer to Install Sheet |  |  | #FFFF0000 | FA-NFPA 170 HEAT DETECTOR | 1 | FALSE | FALSE | FALSE | 1403
NFPA 170 FIRE ALARM CONTROL UNIT | RISER FACP |  | North | Hochiki |  | Fire Alarm Control Unit |  |  |  | Assembly | TRUE | LA701K1-64 |  | FireNET L@TITUDE Analog Addressable Fire Alarm Control Panel, 8 Slot Standard Enclosure, 5.25 A 115V, 2-Loop Panel Module, Hochiki Protocol, Network Module, and Media Gateway™, Black, Printer / 48 Zone LEDs | 1 | [6 empty] | FALSE |  |  | *Refer to Install Sheet | 16.5in (W) x 23.2in (H) x 6in (D) | KM5FCRD (Optional Semi-Flush Mounting Kit) | #FFFF0000 | FA-NFPA 170 FIRE ALARM CONTROL UNIT | 1 | FALSE | FALSE | FALSE | 202 | [8 empty] | 7,12,18,28,33,40 |  |  | 5.25 |  | TRUE
|  |  | North | Hochiki |  | Cards & Components |  |  |  | Card | TRUE | EVX-100E-H | + | 100W Voice Evacuation Module | 1 | 0.18 | 6.4 |  |  |  |  | TRUE | [5 empty] | #FFFFFFFF |  |  | FALSE | FALSE | FALSE
NFPA 170 HEAT DETECTOR |  |  | North | Hochiki |  | Heat Detector |  |  |  | Module | TRUE | DFE-135 w/HSC-220L LATCHING LED BASE | DFE-135 w/HSC-220L LATCHING LED BASE | HEAT DETECTOR w/ LATCHING LED BASE | 1 |  | 0.223 |  |  |  |  | TRUE | TRUE |  | *Refer to Install Sheet |  |  | #FFFF0000 | FA-NFPA 170 HEAT DETECTOR | 1 | FALSE | FALSE | FALSE | 1403 | [16 empty] | L
NFPA 170 SMOKE DETECTOR |  |  | North | Hochiki |  | Smoke Detector |  |  |  | Module | TRUE | ALN-V w/SCI-B4 SHORT CIRCUIT ISOLATOR BASE | ALN-V SMOKE SENSOR | ALN-V SMOKE SENSOR w/SCI-B4 SHORT CIRCUIT ISOLATOR BASE | 1 | 0.00045 | 0.00054 |  |  |  |  | TRUE | TRUE |  | *Refer to Install Sheet |  |  | #FFFF0000 | FA-NFPA 170 SMOKE DETECTOR | 1 | FALSE | FALSE | FALSE | 1408 | [16 empty] | SCI
NFPA 170 FIRE ALARM CONTROL UNIT | RISER FACP |  | North | Hochiki |  | Fire Alarm Control Unit |  |  |  | Assembly | TRUE | LA101K1-60 |  | FireNET L@TITUDE Analog Addressable Fire Alarm Control Panel, 4 Slot Standard Enclosure, 5.25 A 115V, 2-Loop Panel Module, Hochiki Protocol, Network Module, and Media Gateway™, Black, 48 Zone LEDs | 1 | [6 empty] | FALSE |  |  | *Refer to Install Sheet | 16.5in (W) x 23.2in (H) x 6in (D) | KM5FCRD (Optional Semi-Flush Mounting Kit) | #FFFF0000 | FA-NFPA 170 FIRE ALARM CONTROL UNIT | 1 | FALSE | FALSE | FALSE | 202 | [8 empty] | 7,12,18,28 |  |  | 5.25 |  | TRUE
NFPA 170 MANUAL PULL |  |  | North | Hochiki |  | Manual Station |  |  |  | Module | TRUE | HPS-SA-EX/WP | HPS-SA-EX/WP | HPS-SA-EX/WP | 1 | 0 | 0 |  |  |  |  | TRUE |  |  | *Refer to Install Sheet |  |  | #FFFF0000 | FA-NFPA 170 MANUAL PULL | 1 | FALSE | FALSE | FALSE | 957
|  |  | North | Hochiki |  | Cards & Components |  |  |  | Card | TRUE | EVX-4Z | + | Zone Splitter | 1 | 0.045 | 0.13 |  |  |  |  | TRUE | [5 empty] | #FFFFFFFF |  |  | FALSE | FALSE | FALSE | [14 empty] | FALSE
NFPA 170 FIRE ALARM CONTROL UNIT | RISER FACP |  | North | Hochiki |  | Fire Alarm Control Unit |  |  |  | Assembly | TRUE | LA103K1-14 |  | FireNET L@TITUDE Analog Addressable Fire Alarm Control Panel, 4 Slot Standard Enclosure, 10.25 A Auto Voltage, 2-Loop Panel Module, Hochiki Protocol, Network Module, and Media Gateway™, Red, Printer / 48 Zone LEDs | 1 | [6 empty] | FALSE |  |  | *Refer to Install Sheet | 16.5in (W) x 23.2in (H) x 6in (D) | KM5FCRD (Optional Semi-Flush Mounting Kit) | #FFFF0000 | FA-NFPA 170 FIRE ALARM CONTROL UNIT | 1 | FALSE | FALSE | FALSE | 202 | [8 empty] | 7,12,18,28 |  |  | 10.25 |  | TRUE
|  |  | North | Hochiki |  | Cards & Components |  |  |  | Card | TRUE | FNV-AMI | + | Audio Module Interface Card | 1 | 0.022 | 0.022 |  |  |  |  | TRUE | [5 empty] | #FFFFFFFF |  |  | FALSE | FALSE | FALSE
|  |  | North | Hochiki |  | Cards & Components |  |  |  | Card | TRUE | FNV-FPO | + | Fire Phone Output Card | 1 | [6 empty] | TRUE | [5 empty] | #FFFFFFFF |  |  | FALSE | FALSE | FALSE
NFPA 170 FIRE ALARM CONTROL UNIT | RISER FACP |  | North | Hochiki |  | Fire Alarm Control Unit |  |  |  | Assembly | TRUE | LA101K4-14 |  | FireNET L@TITUDE Analog Addressable Fire Alarm Control Panel, 4 Slot Standard Enclosure, 5.25 A 115V, 8-Loop Panel Module, Hochiki Protocol, Network Module, and Media Gateway™, Red, Printer / 48 Zone LEDs | 1 | [6 empty] | FALSE |  |  | *Refer to Install Sheet | 16.5in (W) x 23.2in (H) x 6in (D) | KM5FCRD (Optional Semi-Flush Mounting Kit) | #FFFF0000 | FA-NFPA 170 FIRE ALARM CONTROL UNIT | 1 | FALSE | FALSE | FALSE | 202 | [8 empty] | 7,12,18,28 |  |  | 5.25 |  | TRUE
NFPA 170 NOTIFICATION CIRCUIT EXTENDER PANEL | RISER NAC |  | North | Hochiki |  | Notification Circuit Extender Panel |  |  |  | Assembly | TRUE | Fireswitch108 |  | 10 Amp, 8 Output 24 Volt Power Supply | 1 | [6 empty] | FALSE |  |  | *Refer to Install Sheet | 15.5” x 12” x 4.5” (393.7mm x 304.8mm x 114.3mm) |  | #FFFF0000 | FA-NFPA 170 NOTIFICATION CIRCUIT EXTENDER PANEL | 1 | FALSE | FALSE | FALSE | 212 | [8 empty] | 7,12 |  |  | 10 |  | TRUE
NFPA 170 FIRE ALARM CONTROL UNIT | RISER FACP |  | North | Hochiki |  | Fire Alarm Control Unit |  |  |  | Assembly | TRUE | LA903K1-10 |  | FireNET L@TITUDE Analog Addressable Fire Alarm Control Panel, 8 Slot Deep Enclosure, 10.25 A Auto Voltage, 2-Loop Panel Module, Hochiki Protocol, Network Module, and Media Gateway™, Red, 48 Zone LEDs | 1 | [6 empty] | FALSE |  |  | *Refer to Install Sheet | 16.5in (W) x 23.2in (H) x 8in (D) | KM5FCRD (Optional Semi-Flush Mounting Kit) | #FFFF0000 | FA-NFPA 170 FIRE ALARM CONTROL UNIT | 1 | FALSE | FALSE | FALSE | 202 | [8 empty] | 7,12,18,28,33,40 |  |  | 10.25 |  | TRUE
NFPA 170 FIRE ALARM CONTROL UNIT | RISER FACP |  | North | Hochiki |  | Fire Alarm Control Unit |  |  |  | Assembly | TRUE | LA403K1-64 |  | FireNET L@TITUDE Analog Addressable Fire Alarm Control Panel, 4 Slot Deep Plex-Door Enclosure, 10.25 A Auto Voltage, 2-Loop Panel Module, Hochiki Protocol, Network Module, and Media Gateway™, Black, Printer / 48 Zone LEDs | 1 | [6 empty] | FALSE |  |  | *Refer to Install Sheet | 16.5in (W) x 23.2in (H) x 8in (D) | KM5FCRD (Optional Semi-Flush Mounting Kit) | #FFFF0000 | FA-NFPA 170 FIRE ALARM CONTROL UNIT | 1 | FALSE | FALSE | FALSE | 202 | [8 empty] | 7,12,18,28 |  |  | 10.25 |  | TRUE
NFPA 170 STROBE WALL |  |  | North | Hochiki |  | Strobe |  |  |  | Module | TRUE | HEC24-177WW |  | 177 Candela, Low Profile Evacuation Horn Strobe, White | 1 | 0 | 0.213 |  |  |  |  | FALSE |  |  | *Refer to Install Sheet |  |  | #FF0070C0 | FA-NFPA 170 STROBE WALL | 1 | FALSE | FALSE | FALSE | 2023 | [13 empty] | FALSE
NFPA 170 NOTIFICATION CIRCUIT EXTENDER PANEL | RISER NAC |  | North | Hochiki |  | Notification Circuit Extender Panel |  |  |  | Assembly | TRUE | FN-842-ULADA | ++ | 8-Amp, 24-Volt Power Supply | 1 | [6 empty] | FALSE | FALSE |  |  | 18” x 14.5” x 4.625” (457.2mm x 368.3mm x 117.5mm) |  | #FFFF0000 | FA-NFPA 170 NOTIFICATION CIRCUIT EXTENDER PANEL | 1 | FALSE | FALSE | FALSE | 212 | [8 empty] | 7,12,18,33 |  | 12 |  |  | TRUE
NFPA 170 HEAT DETECTOR |  |  | North | Hochiki |  | Heat Detector |  |  |  | Module | TRUE | DFE-135 w/HSC-224R - 2 WIRE RELAY BASE | DFE-135 w/HSC-224R - 2 WIRE RELAY BASE | HEAT DETECTOR w/ 2 WIRE RELAY BASE | 1 |  | 0.193 |  |  |  |  | TRUE | TRUE |  | *Refer to Install Sheet |  |  | #FFFF0000 | FA-NFPA 170 HEAT DETECTOR | 1 | FALSE | FALSE | FALSE | 1403 | [16 empty] | R
NFPA 170 ADDRESSABLE INPUT MONITOR MODULE |  |  | North | Hochiki |  | Addressable Module |  |  |  | Module | TRUE | FRCME-M FAST RESPONSE CONTACT MODULE | FAST RESPONSE CONTACT MODULE | FAST RESPONSE CONTACT MODULE | 1 | 0.00034 | 0.00036 |  |  |  |  | TRUE |  |  | *Refer to Install Sheet |  |  | #FFFF0000 | FA-NFPA 170 ADDRESSABLE INPUT MONITOR MODULE | 1 | FALSE | FALSE | FALSE | 1000
NFPA 170 FIRE ALARM CONTROL UNIT | RISER FACP |  | North | Hochiki |  | Fire Alarm Control Unit |  |  |  | Assembly | TRUE | LA101K3-10 |  | FireNET L@TITUDE Analog Addressable Fire Alarm Control Panel, 4 Slot Standard Enclosure, 5.25 A 115V, 6-Loop Panel Module, Hochiki Protocol, Network Module, and Media Gateway™, Red, 48 Zone LEDs | 1 | [6 empty] | FALSE |  |  | *Refer to Install Sheet | 16.5in (W) x 23.2in (H) x 6in (D) | KM5FCRD (Optional Semi-Flush Mounting Kit) | #FFFF0000 | FA-NFPA 170 FIRE ALARM CONTROL UNIT | 1 | FALSE | FALSE | FALSE | 202 | [8 empty] | 7,12,18,28 |  |  | 5.25 |  | TRUE
|  |  | North | Hochiki |  | Cards & Components |  |  |  | Card | TRUE | FN-CTM | City-Tie Module (Local Energy Type) | City-Tie Module (Local Energy Type) | 1 | 0 | 1 |  |  |  |  | TRUE | [5 empty] | #FFFFFFFF |  |  | FALSE | FALSE | FALSE
NFPA 170 FIRE ALARM CONTROL UNIT | RISER FACP |  | North | Hochiki |  | Fire Alarm Control Unit |  |  |  | Assembly | TRUE | LA403K1-40 |  | FireNET L@TITUDE Analog Addressable Fire Alarm Control Panel, 4 Slot Deep Plex-Door Enclosure, 10.25 A Auto Voltage, 2-Loop Panel Module, Hochiki Protocol, Network Module, and Media Gateway™, Gray, 48 Zone LEDs | 1 | [6 empty] | FALSE |  |  | *Refer to Install Sheet | 16.5in (W) x 23.2in (H) x 8in (D) | KM5FCRD (Optional Semi-Flush Mounting Kit) | #FFFF0000 | FA-NFPA 170 FIRE ALARM CONTROL UNIT | 1 | FALSE | FALSE | FALSE | 202 | [8 empty] | 7,12,18,28 |  |  | 10.25 |  | TRUE
NFPA 170 HEAT DETECTOR |  |  | North | Hochiki |  | Heat Detector |  |  |  | Module | TRUE | DSC-EA w/NS4-221 STANDARD BASE | DSC-EA w/NS4-221 STANDARD BASE | HEAT DETECTOR w/ STANDARD BASE | 1 | 0.00011 | 0.196 |  |  |  |  | TRUE | TRUE |  | *Refer to Install Sheet |  |  | #FFFF0000 | FA-NFPA 170 HEAT DETECTOR | 1 | FALSE | FALSE | FALSE | 1403
NFPA 170 AMPLIFIER RACK | RISER AMP |  | North | Hochiki |  | Amplifier |  |  |  | Assembly | TRUE | FNVDPS100/P (70V) | + | Distributed Panel, Single Channel, 25W, Fire Phone | 1 | [6 empty] | FALSE |  |  | *Refer to Install Sheet |  |  | #FFFF0000 | FA-NFPA 170 AMPLIFIER RACK | 1 | FALSE | FALSE | FALSE | 300 | [8 empty] | 7,12,18 |  |  |  | 25 | TRUE
NFPA 170 SMOKE DETECTOR |  |  | North | Hochiki |  | Smoke Detector |  |  |  | Module | TRUE | ACC-V w/SCI-B4 SHORT CIRCUIT ISOLATOR BASE | ACC-V MULTI-CRITERIA SENSOR | ACC-V MULTI-CRITERIA SENSOR w/SCI-B4 SHORT CIRCUIT ISOLATOR BASE | 1 | 0.00045 | 0.00054 |  |  |  |  | TRUE | TRUE |  | *Refer to Install Sheet |  |  | #FFFF0000 | FA-NFPA 170 SMOKE DETECTOR | 1 | FALSE | FALSE | FALSE | 1408 | [16 empty] | SCI
NFPA 170 SMOKE DETECTOR |  |  | North | Hochiki |  | Smoke Detector |  |  |  | Module | TRUE | SLR-24H w/NS6-100 STANDARD BASE | SLR-24H w/NS6-100 STANDARD BASE | PHOTOELECTRIC SMOKE DETECTOR w/ STANDARD BASE | 1 |  | 0.3 |  |  |  |  | TRUE | TRUE |  | *Refer to Install Sheet |  |  | #FFFF0000 | FA-NFPA 170 SMOKE DETECTOR | 1 | FALSE | FALSE | FALSE | 1408
NFPA 170 SMOKE DETECTOR |  |  | North | Hochiki |  | Smoke Detector |  |  |  | Module | TRUE | ALN-V w/ASB SOUNDER BASE | ALN-V SMOKE SENSOR | ALN-V SMOKE SENSOR w/ASB SOUNDER BASE | 1 | 0.00045 | 0.00054 |  |  |  |  | TRUE | TRUE |  | *Refer to Install Sheet |  |  | #FFFF0000 | FA-NFPA 170 SMOKE DETECTOR | 1 | FALSE | FALSE | FALSE | 1408 | [16 empty] | SB
NFPA 170 AMPLIFIER RACK | RISER AMP |  | North | Hochiki |  | Amplifier |  |  |  | Assembly | TRUE | FNVDP100 (70V) | + | Distributed Panel, Dual Channel, 100W | 1 | [6 empty] | FALSE |  |  | *Refer to Install Sheet |  |  | #FFFF0000 | FA-NFPA 170 AMPLIFIER RACK | 1 | FALSE | FALSE | FALSE | 300 | [8 empty] | 7,12,18 |  |  |  | 100 | TRUE
NFPA 170 ADDRESSABLE INPUT MONITOR MODULE |  |  | North | Hochiki |  | Addressable Module |  |  |  | Module | TRUE | DIMM - DUAL INPUT MONITOR MODULE | DUAL INPUT MONITOR MODULE | DUAL INPUT MONITOR MODULE | 1 | 0.0006 | 0.00072 |  |  |  |  | TRUE |  |  | *Refer to Install Sheet |  |  | #FFFF0000 | FA-NFPA 170 ADDRESSABLE INPUT MONITOR MODULE | 1 | FALSE | FALSE | FALSE | 1000 | [16 empty] | 2
NFPA 170 STROBE WALL |  |  | North | Hochiki |  | Strobe |  |  |  | Module | TRUE | WHES24-75WW |  | 24 Volt Low Profile Evacuation Outdoor Strobe, Weather Proof, Wall, White | 1 | 0 | 0.17 |  |  |  |  | FALSE |  |  | *Refer to Install Sheet |  |  | #FF0070C0 | FA-NFPA 170 STROBE WALL | 1 | FALSE | FALSE | FALSE | 2023 | [13 empty] | FALSE
NFPA 170 HEAT DETECTOR |  |  | North | Hochiki |  | Heat Detector |  |  |  | Module | TRUE | DFE-190 w/HSC-221R - 2 WIRE RELAY BASE | DFE-190 w/HSC-221R - 2 WIRE RELAY BASE | HEAT DETECTOR w/ 2 WIRE RELAY BASE | 1 |  | 0.199 |  |  |  |  | TRUE | TRUE |  | *Refer to Install Sheet |  |  | #FFFF0000 | FA-NFPA 170 HEAT DETECTOR | 1 | FALSE | FALSE | FALSE | 1403 | [16 empty] | R
|  |  | North | Hochiki |  | Cards & Components |  |  |  | Card | TRUE | S791 |  | 8 Channel Relay Panel Module | 1 | 0 | 0.08 |  |  |  |  | TRUE | [5 empty] | #FFFFFFFF |  |  | FALSE | FALSE | FALSE
NFPA 170 HEAT DETECTOR |  |  | North | Hochiki |  | Heat Detector |  |  |  | Module | TRUE | DSC-EA w/HSC-221R - 2 WIRE RELAY BASE | DSC-EA w/HSC-221R - 2 WIRE RELAY BASE | HEAT DETECTOR w/ 2 WIRE RELAY BASE | 1 | 0.00011 | 0.199 |  |  |  |  | TRUE | TRUE |  | *Refer to Install Sheet |  |  | #FFFF0000 | FA-NFPA 170 HEAT DETECTOR | 1 | FALSE | FALSE | FALSE | 1403 | [16 empty] | R
NFPA 170 MANUAL PULL |  |  | North | Hochiki |  | Manual Station |  |  |  | Module | TRUE | DCP-AMS-LP Dual Action Hex Key Lock | DCP-AMS SERIES ADDRESSABLE MANUAL PULL STATION | DCP-AMS SERIES ADDRESSABLE MANUAL PULL STATION | 1 | 0.00055 | 0.00066 |  |  |  |  | TRUE |  |  | *Refer to Install Sheet |  |  | #FFFF0000 | FA-NFPA 170 MANUAL PULL | 1 | FALSE | FALSE | FALSE | 957
NFPA 170 VOICE EVACUATION CONTROL UNIT |  |  | North | Hochiki |  | Voice Evac Control Unit |  |  |  | Assembly | TRUE | FNVMP64 | + | Master Panel, 64 Switch Control | 1 | [6 empty] | FALSE |  |  | *Refer to Install Sheet |  |  | #FFFF0000 | FA-NFPA 170 VOICE EVACUATION CONTROL UNIT | 1 | FALSE | FALSE | FALSE | 211 | [8 empty] | 7,12,18 |  |  |  |  | TRUE
NFPA 170 FIRE ALARM CONTROL UNIT | RISER FACP |  | North | Hochiki |  | Fire Alarm Control Unit |  |  |  | Assembly | TRUE | LA101K1-10 |  | FireNET L@TITUDE Analog Addressable Fire Alarm Control Panel, 4 Slot Standard Enclosure, 5.25 A 115V, 2-Loop Panel Module, Hochiki Protocol, Network Module, and Media Gateway™, Red, 48 Zone LEDs | 1 | [6 empty] | FALSE |  |  | *Refer to Install Sheet | 16.5in (W) x 23.2in (H) x 6in (D) | KM5FCRD (Optional Semi-Flush Mounting Kit) | #FFFF0000 | FA-NFPA 170 FIRE ALARM CONTROL UNIT | 1 | FALSE | FALSE | FALSE | 202 | [8 empty] | 7,12,18,28 |  |  | 5.25 |  | TRUE
NFPA 170 FIRE ALARM CONTROL UNIT | RISER FACP |  | North | Hochiki |  | Fire Alarm Control Unit |  |  |  | Assembly | TRUE | LA103K2-14 |  | FireNET L@TITUDE Analog Addressable Fire Alarm Control Panel, 4 Slot Standard Enclosure, 10.25 A Auto Voltage, 4-Loop Panel Module, Hochiki Protocol, Network Module, and Media Gateway™, Red, Printer / 48 Zone LEDs | 1 | [6 empty] | FALSE |  |  | *Refer to Install Sheet | 16.5in (W) x 23.2in (H) x 6in (D) | KM5FCRD (Optional Semi-Flush Mounting Kit) | #FFFF0000 | FA-NFPA 170 FIRE ALARM CONTROL UNIT | 1 | FALSE | FALSE | FALSE | 202 | [8 empty] | 7,12,18,28 |  |  | 10.25 |  | TRUE
|  |  | North | Hochiki |  | Cards & Components |  |  |  | Card | TRUE | FNV-MBR (70V) | + |  | 1 | 0.031 | 0.031 |  |  |  |  | TRUE | [5 empty] | #FFFFFFFF |  |  | FALSE | FALSE | FALSE
NFPA 170 HEAT DETECTOR |  |  | North | Hochiki |  | Heat Detector |  |  |  | Module | TRUE | ATJ-EA w/YBN-NSA-4 STANDARD BASE | ATJ-EA FIXED TEMP/RATE OF RISE HEAT SENSOR | ATJ-EA FIXED TEMP/RATE OF RISE HEAT SENSOR | 1 | 0.00035 | 0.0005 |  |  |  |  | TRUE | TRUE |  | *Refer to Install Sheet |  |  | #FFFF0000 | FA-NFPA 170 HEAT DETECTOR | 1 | FALSE | FALSE | FALSE | 1403
NFPA 170 SPEAKER STROBE CEILING |  |  | North | Hochiki |  | Speaker/Strobe |  |  |  | Module | TRUE | ET70WP-2475C-FR |  | Speaker/Strobe, ceiling, 24 VDC, WP, red | 1 | 0 | 0.155 |  |  |  |  | FALSE | TRUE |  |  |  |  | #FF0070C0 | FA-NFPA 170 SPEAKER STROBE CEILING | 1 | FALSE | FALSE | FALSE | 2020 | [13 empty] | FALSE |  |  | WP
NFPA 170 FIRE ALARM CONTROL UNIT | RISER FACP |  | North | Hochiki |  | Fire Alarm Control Unit |  |  |  | Assembly | TRUE | LA101K3-64 |  | FireNET L@TITUDE Analog Addressable Fire Alarm Control Panel, 4 Slot Standard Enclosure, 5.25 A 115V, 6-Loop Panel Module, Hochiki Protocol, Network Module, and Media Gateway™, Black, Printer / 48 Zone LEDs | 1 | [6 empty] | FALSE |  |  | *Refer to Install Sheet | 16.5in (W) x 23.2in (H) x 6in (D) | KM5FCRD (Optional Semi-Flush Mounting Kit) | #FFFF0000 | FA-NFPA 170 FIRE ALARM CONTROL UNIT | 1 | FALSE | FALSE | FALSE | 202 | [8 empty] | 7,12,18,28 |  |  | 5.25 |  | TRUE
NFPA 170 HEAT DETECTOR |  |  | North | Hochiki |  | Heat Detector |  |  |  | Module | TRUE | ACD-V w/SCI-B4 SHORT CIRCUIT ISOLATOR BASE | ACD-V MULTI-CRITERIA SENSOR | ACD-V MULTI-CRITERIA SENSOR w/SCI-B4 SHORT CIRCUIT ISOLATOR BASE HEAT/CO | 1 | 0.00045 | 0.0072 |  |  |  |  | TRUE | TRUE |  | *Refer to Install Sheet |  |  | #FFFF0000 | FA-NFPA 170 HEAT DETECTOR | 1 | FALSE | FALSE | FALSE | 1403 | [16 empty] | SCI, CO
NFPA 170 HEAT DETECTOR |  |  | North | Hochiki |  | Heat Detector |  |  |  | Module | TRUE | ACD-V w/SCI-B6 SHORT CIRCUIT ISOLATOR BASE | ACD-V MULTI-CRITERIA SENSOR | ACD-V MULTI-CRITERIA SENSOR w/SCI-B6 SHORT CIRCUIT ISOLATOR BASE HEAT/CO | 1 | 0.00045 | 0.0072 |  |  |  |  | TRUE | TRUE |  | *Refer to Install Sheet |  |  | #FFFF0000 | FA-NFPA 170 HEAT DETECTOR | 1 | FALSE | FALSE | FALSE | 1403 | [16 empty] | SCI, CO
NFPA 170 REMOTE ANNUNCIATOR | RISER ANNUNCIATOR |  | North | Hochiki |  | Remote Annunciator |  |  |  | Module | TRUE | FN-LCD-N | LCD NETWORK ANNUNCIATOR RED | LCD NETWORK ANNUNCIATOR GREY | 1 | 0.15 | 0.27 |  |  |  |  | TRUE |  |  | *Refer to Install Sheet | 14.5” W x 10” H x 3.3” D |  | #FFFF0000 | FA-NFPA 170 REMOTE ANNUNCIATOR | 1 | FALSE | FALSE | FALSE | 255
|  |  | North | Hochiki |  | Cards & Components |  |  |  | Card | TRUE | S793 |  | 4 Channel NAC Panel Module - Future | 1 | [6 empty] | TRUE | [5 empty] | #FFFFFFFF |  |  | FALSE | FALSE | FALSE
NFPA 170 FIRE ALARM CONTROL UNIT | RISER FACP |  | North | Hochiki |  | Fire Alarm Control Unit |  |  |  | Assembly | TRUE | LA801K1-40 |  | FireNET L@TITUDE Analog Addressable Fire Alarm Control Panel, 8 Slot Standard Plex-Door Enclosure, 5.25 A 115V, 2-Loop Panel Module, Hochiki Protocol, Network Module, and Media Gateway™, Gray, 48 Zone LEDs | 1 | [6 empty] | FALSE |  |  | *Refer to Install Sheet | 16.5in (W) x 23.2in (H) x 6in (D) | KM5FCRD (Optional Semi-Flush Mounting Kit) | #FFFF0000 | FA-NFPA 170 FIRE ALARM CONTROL UNIT | 1 | FALSE | FALSE | FALSE | 202 | [8 empty] | 7,12,18,28,33,40 |  |  | 5.25 |  | TRUE
NFPA 170 REMOTE ANNUNCIATOR | RISER ANNUNCIATOR |  | North | Hochiki |  | Remote Annunciator |  |  |  | Module | TRUE | LFC00NC-40 | + | L@titude Network Vision Annunciator, Gray | 1 | 0.253 | 0.341 |  |  |  |  | FALSE |  |  | *Refer to Install Sheet |  |  | #FFFF0000 | FA-NFPA 170 REMOTE ANNUNCIATOR | 1 | FALSE | FALSE | FALSE | 255
NFPA 170 SMOKE DETECTOR |  |  | North | Hochiki |  | Smoke Detector |  |  |  | Module | TRUE | SOC-24V w/NS6-220 STANDARD BASE | SOC-24V w/NS6-220 STANDARD BASE | PHOTOELECTRIC SMOKE DETECTOR w/ STANDARD BASE | 1 |  | 0.243 |  |  |  |  | TRUE | TRUE |  | *Refer to Install Sheet |  |  | #FFFF0000 | FA-NFPA 170 SMOKE DETECTOR | 1 | FALSE | FALSE | FALSE | 1408
NFPA 170 FIRE ALARM CONTROL UNIT | RISER FACP |  | North | Hochiki |  | Fire Alarm Control Unit |  |  |  | Assembly | TRUE | LA101K2-60 |  | FireNET L@TITUDE Analog Addressable Fire Alarm Control Panel, 4 Slot Standard Enclosure, 5.25 A 115V, 4-Loop Panel Module, Hochiki Protocol, Network Module, and Media Gateway™, Black, 48 Zone LEDs | 1 | [6 empty] | FALSE |  |  | *Refer to Install Sheet | 16.5in (W) x 23.2in (H) x 6in (D) | KM5FCRD (Optional Semi-Flush Mounting Kit) | #FFFF0000 | FA-NFPA 170 FIRE ALARM CONTROL UNIT | 1 | FALSE | FALSE | FALSE | 202 | [8 empty] | 7,12,18,28 |  |  | 5.25 |  | TRUE
|  |  | North | Hochiki |  | Cards & Components |  |  |  | Card | TRUE | S723 | + | Network Module | 1 | 0.08 | 0.08 |  |  |  |  | TRUE | [5 empty] | #FFFFFFFF |  |  | FALSE | FALSE | FALSE
|  |  | North | Hochiki |  | Cards & Components |  |  |  | Card | TRUE | FN-642-ULADA Main Board | ++ | Fire Alarm Power Supply Main Board | 1 | 0.13 | 0.3 | 6.5 |  | 24 |  | TRUE | FALSE |  |  |  |  | #FFFFFFFF |  |  | FALSE | FALSE | FALSE | [14 empty] | FALSE
NFPA 170 HEAT DETECTOR |  |  | North | Hochiki |  | Heat Detector |  |  |  | Module | TRUE | DFE-190 w/HSC-4R - 4 WIRE RELAY BASE | DFE-190 w/HSC-4R - 4 WIRE RELAY BASE | HEAT DETECTOR w/ 4 WIRE RELAY BASE | 1 |  | 0.193 |  |  |  |  | TRUE | TRUE |  | *Refer to Install Sheet |  |  | #FFFF0000 | FA-NFPA 170 HEAT DETECTOR | 1 | FALSE | FALSE | FALSE | 1403 | [16 empty] | R
NFPA 170 HEAT DETECTOR |  |  | North | Hochiki |  | Heat Detector |  |  |  | Module | TRUE | DFE-135 w/NS4-224 STANDARD BASE | DFE-135 w/NS4-224 STANDARD BASE | HEAT DETECTOR w/ STANDARD BASE | 1 |  | 0.193 |  |  |  |  | TRUE | TRUE |  | *Refer to Install Sheet |  |  | #FFFF0000 | FA-NFPA 170 HEAT DETECTOR | 1 | FALSE | FALSE | FALSE | 1403
NFPA 170 SMOKE DETECTOR |  |  | North | Hochiki |  | Smoke Detector |  |  |  | Module | TRUE | SLR-24H w/NS4-221 STANDARD BASE | SLR-24H w/NS4-221 STANDARD BASE | PHOTOELECTRIC SMOKE DETECTOR w/ STANDARD BASE | 1 |  | 0.196 |  |  |  |  | TRUE | TRUE |  | *Refer to Install Sheet |  |  | #FFFF0000 | FA-NFPA 170 SMOKE DETECTOR | 1 | FALSE | FALSE | FALSE | 1408
NFPA 170 FIRE ALARM CONTROL UNIT | RISER FACP |  | North | Hochiki |  | Fire Alarm Control Unit |  |  |  | Assembly | TRUE | LA103K4-14 |  | FireNET L@TITUDE Analog Addressable Fire Alarm Control Panel, 4 Slot Standard Enclosure, 10.25 A Auto Voltage, 8-Loop Panel Module, Hochiki Protocol, Network Module, and Media Gateway™, Red, Printer / 48 Zone LEDs | 1 | [6 empty] | FALSE |  |  | *Refer to Install Sheet | 16.5in (W) x 23.2in (H) x 6in (D) | KM5FCRD (Optional Semi-Flush Mounting Kit) | #FFFF0000 | FA-NFPA 170 FIRE ALARM CONTROL UNIT | 1 | FALSE | FALSE | FALSE | 202 | [8 empty] | 7,12,18,28 |  |  | 10.25 |  | TRUE
NFPA 170 FIRE ALARM CONTROL UNIT | RISER FACP |  | North | Hochiki |  | Fire Alarm Control Unit |  |  |  | Assembly | TRUE | LA401K1-44 |  | FireNET L@TITUDE Analog Addressable Fire Alarm Control Panel, 4 Slot Deep Plex-Door Enclosure, 5.25 A 115V, 2-Loop Panel Module, Hochiki Protocol, Network Module, and Media Gateway™, Gray, Printer / 48 Zone LEDs | 1 | [6 empty] | FALSE |  |  | *Refer to Install Sheet | 16.5in (W) x 23.2in (H) x 8in (D) | KM5FCRD (Optional Semi-Flush Mounting Kit) | #FFFF0000 | FA-NFPA 170 FIRE ALARM CONTROL UNIT | 1 | FALSE | FALSE | FALSE | 202 | [8 empty] | 7,12,18,28 |  |  | 5.25 |  | TRUE
NFPA 170 FIRE ALARM CONTROL UNIT | RISER FACP |  | North | Hochiki |  | Fire Alarm Control Unit |  |  |  | Assembly | TRUE | LA903K1-60 |  | FireNET L@TITUDE Analog Addressable Fire Alarm Control Panel, 8 Slot Deep Enclosure, 10.25 A Auto Voltage, 2-Loop Panel Module, Hochiki Protocol, Network Module, and Media Gateway™, Black, 48 Zone LEDs | 1 | [6 empty] | FALSE |  |  | *Refer to Install Sheet | 16.5in (W) x 23.2in (H) x 8in (D) | KM5FCRD (Optional Semi-Flush Mounting Kit) | #FFFF0000 | FA-NFPA 170 FIRE ALARM CONTROL UNIT | 1 | FALSE | FALSE | FALSE | 202 | [8 empty] | 7,12,18,28,33,40 |  |  | 10.25 |  | TRUE
NFPA 170 HEAT DETECTOR |  |  | North | Hochiki |  | Heat Detector |  |  |  | Module | TRUE | DFE-190 w/HSC-224R - 2 WIRE RELAY BASE | DFE-190 w/HSC-224R - 2 WIRE RELAY BASE | HEAT DETECTOR w/ 2 WIRE RELAY BASE | 1 |  | 0.193 |  |  |  |  | TRUE | TRUE |  | *Refer to Install Sheet |  |  | #FFFF0000 | FA-NFPA 170 HEAT DETECTOR | 1 | FALSE | FALSE | FALSE | 1403 | [16 empty] | R
NFPA 170 SPEAKER STROBE |  |  | North | Hochiki |  | Speaker/Strobe |  |  |  | Module | TRUE | ET70WP-2475W-FR |  | Speaker/Strobe, wall, 24 VDC, WP, red | 1 | 0 | 0.155 |  |  |  |  | FALSE | FALSE |  |  |  |  | #FF0070C0 | FA-NFPA 170 SPEAKER STROBE | 1 | FALSE | FALSE | FALSE | 2019 | [13 empty] | FALSE |  |  | WP
NFPA 170 SPEAKER WALL |  |  | North | Hochiki |  | Speaker |  |  |  | Module | TRUE | HSSPKCLPR |  | Speaker, 25 or 70.7 Vrms, 1/8 to 4 watts, red | 1 | [6 empty] | FALSE | FALSE |  | *Refer to Install Sheet |  |  | #FF0070C0 | FA-NFPA 170 SPEAKER WALL | 1 | FALSE | FALSE | FALSE | 2021 | [13 empty] | FALSE
NFPA 170 HORN STROBE |  |  | North | Hochiki |  | Horn/Strobe |  |  |  | Module | TRUE | HEC3-24WW |  | Selectable Candela, Low Profile Evacuation Horn/Strobe, White | 1 | 0 | 0.172 |  |  |  |  | FALSE |  |  | *Refer to Install Sheet |  |  | #FF0070C0 | FA-NFPA 170 HORN STROBE | 1 | FALSE | FALSE | FALSE | 2012 | [13 empty] | FALSE
NFPA 170 STROBE WALL |  |  | North | Hochiki |  | Strobe |  |  |  | Module | TRUE | HES24-1575WR |  | 15/75 Candela, Low Profile Evacuation Strobe, Red | 1 | 0 | 0.213 |  |  |  |  | FALSE |  |  | *Refer to Install Sheet |  |  | #FF0070C0 | FA-NFPA 170 STROBE WALL | 1 | FALSE | FALSE | FALSE | 2023 | [13 empty] | FALSE
NFPA 170 MANUAL PULL |  |  | North | Hochiki |  | Manual Station |  |  |  | Module | TRUE | DCP-AMS-KL-LP Dual Action Key Lock | DCP-AMS SERIES ADDRESSABLE MANUAL PULL STATION | DCP-AMS SERIES ADDRESSABLE MANUAL PULL STATION | 1 | 0.00055 | 0.00066 |  |  |  |  | TRUE |  |  | *Refer to Install Sheet |  |  | #FFFF0000 | FA-NFPA 170 MANUAL PULL | 1 | FALSE | FALSE | FALSE | 957
|  |  | North | Hochiki |  | Cards & Components |  |  |  | Card | TRUE | HCA-8 (8-ZONES) Main Board | + | Main Board | 1 | 0.16 | 0.29 |  |  |  |  | TRUE | [5 empty] | #FFFFFFFF |  |  | FALSE | FALSE | FALSE
NFPA 170 FIRE ALARM CONTROL UNIT | RISER FACP |  | North | Hochiki |  | Fire Alarm Control Unit |  |  |  | Assembly | TRUE | LA103K2-60 |  | FireNET L@TITUDE Analog Addressable Fire Alarm Control Panel, 4 Slot Standard Enclosure, 10.25 A Auto Voltage, 4-Loop Panel Module, Hochiki Protocol, Network Module, and Media Gateway™, Black, 48 Zone LEDs | 1 | [6 empty] | FALSE |  |  | *Refer to Install Sheet | 16.5in (W) x 23.2in (H) x 6in (D) | KM5FCRD (Optional Semi-Flush Mounting Kit) | #FFFF0000 | FA-NFPA 170 FIRE ALARM CONTROL UNIT | 1 | FALSE | FALSE | FALSE | 202 | [8 empty] | 7,12,18,28 |  |  | 10.25 |  | TRUE
NFPA 170 FIRE ALARM CONTROL UNIT | RISER FACP |  | North | Hochiki |  | Fire Alarm Control Unit |  |  |  | Assembly | TRUE | FN2127US1ERS120 |  | FireNET® FACP, 2 Loop, W/Network Card, Red, 120V | 1 | [6 empty] | FALSE |  |  | *Refer to Install Sheet | 14.5" W x 24" H x 5" D |  | #FFFF0000 | FA-NFPA 170 FIRE ALARM CONTROL UNIT | 1 | FALSE | FALSE | FALSE | 202 | [8 empty] | 7,12,18,28,55,60 |  |  |  |  | TRUE
NFPA 170 HEAT DETECTOR |  |  | North | Hochiki |  | Heat Detector |  |  |  | Module | TRUE | DFE-190 w/NS4-100 STANDARD BASE | DFE-190 w/NS4-100 STANDARD BASE | HEAT DETECTOR w/ STANDARD BASE | 1 |  | 0.3 |  |  |  |  | TRUE | TRUE |  | *Refer to Install Sheet |  |  | #FFFF0000 | FA-NFPA 170 HEAT DETECTOR | 1 | FALSE | FALSE | FALSE | 1403
NFPA 170 VOICE EVACUATION CONTROL UNIT |  |  | North | Hochiki |  | Voice Evac Control Unit |  |  |  | Assembly | TRUE | FNVMP16 | + | Master Panel, 16 Switch Control | 1 | [6 empty] | FALSE |  |  | *Refer to Install Sheet |  |  | #FFFF0000 | FA-NFPA 170 VOICE EVACUATION CONTROL UNIT | 1 | FALSE | FALSE | FALSE | 211 | [8 empty] | 7,12,18 |  |  |  |  | TRUE
NFPA 170 VOICE EVACUATION CONTROL UNIT |  |  | North | Hochiki |  | Voice Evac Control Unit |  |  |  | Assembly | TRUE | FNVMP48 | + | Master Panel, 48 Switch Control | 1 | [6 empty] | FALSE |  |  | *Refer to Install Sheet |  |  | #FFFF0000 | FA-NFPA 170 VOICE EVACUATION CONTROL UNIT | 1 | FALSE | FALSE | FALSE | 211 | [8 empty] | 7,12,18 |  |  |  |  | TRUE
NFPA 170 VOICE EVACUATION CONTROL UNIT |  |  | North | Hochiki |  | Voice Evac Control Unit |  |  |  | Assembly | TRUE | FNVMP80/P | + | Master Panel, 80 Switch Control, Master Fire Phone | 1 | [6 empty] | FALSE |  |  | *Refer to Install Sheet |  |  | #FFFF0000 | FA-NFPA 170 VOICE EVACUATION CONTROL UNIT | 1 | FALSE | FALSE | FALSE | 211 | [8 empty] | 7,12,18 |  |  |  |  | TRUE
NFPA 170 MANUAL PULL |  |  | North | Hochiki |  | Manual Station |  |  |  | Module | TRUE | HPS-DAK/S - dual action with Key lock (Spanish) | HPS-DAK/S - dual action with Key lock (Spanish) | HPS-DAK/S - dual action with Key lock (Spanish) | 1 | 0 | 0 |  |  |  |  | TRUE |  |  | *Refer to Install Sheet |  |  | #FFFF0000 | FA-NFPA 170 MANUAL PULL | 1 | FALSE | FALSE | FALSE | 957
NFPA 170 FIRE ALARM CONTROL UNIT | RISER FACP |  | North | Hochiki |  | Fire Alarm Control Unit |  |  |  | Assembly | TRUE | FN2127US0ERS120 |  | FireNET® FACP, 2 Loop, Red, 120V | 1 | [6 empty] | FALSE |  |  | *Refer to Install Sheet | 14.5" W x 24" H x 5" D |  | #FFFF0000 | FA-NFPA 170 FIRE ALARM CONTROL UNIT | 1 | FALSE | FALSE | FALSE | 202 | [8 empty] | 7,12,18,28,55,60 |  |  |  |  | TRUE
NFPA 170 FIRE ALARM CONTROL UNIT | RISER FACP |  | North | Hochiki |  | Fire Alarm Control Unit |  |  |  | Assembly | TRUE | LA703K1-60 |  | FireNET L@TITUDE Analog Addressable Fire Alarm Control Panel, 8 Slot Standard Enclosure, 10.25 A Auto Voltage, 2-Loop Panel Module, Hochiki Protocol, Network Module, and Media Gateway™, Black, 48 Zone LEDs | 1 | [6 empty] | FALSE |  |  | *Refer to Install Sheet | 16.5in (W) x 23.2in (H) x 6in (D) | KM5FCRD (Optional Semi-Flush Mounting Kit) | #FFFF0000 | FA-NFPA 170 FIRE ALARM CONTROL UNIT | 1 | FALSE | FALSE | FALSE | 202 | [8 empty] | 7,12,18,28,33,40 |  |  | 10.25 |  | TRUE
NFPA 170 SPEAKER STROBE |  |  | North | Hochiki |  | Speaker/Strobe |  |  |  | Module | TRUE | ET70-24W-FR |  | Speaker/Strobe, 24 VDC, , 25/70 Vrms | 1 | [6 empty] | FALSE | FALSE |  | *Refer to Install Sheet |  |  | #FF0070C0 | FA-NFPA 170 SPEAKER STROBE | 1 | FALSE | FALSE | FALSE | 2019 | [13 empty] | FALSE
NFPA 170 HEAT DETECTOR |  |  | North | Hochiki |  | Heat Detector |  |  |  | Module | TRUE | DSC-EA w/NS4-100 STANDARD BASE | DSC-EA w/NS4-100 STANDARD BASE | HEAT DETECTOR w/ STANDARD BASE | 1 | 0.00011 | 0.3 |  |  |  |  | TRUE | TRUE |  | *Refer to Install Sheet |  |  | #FFFF0000 | FA-NFPA 170 HEAT DETECTOR | 1 | FALSE | FALSE | FALSE | 1403
NFPA 170 SPEAKER WALL |  |  | North | Hochiki |  | Speaker |  |  |  | Module | TRUE | E60-W |  | Speaker, 25 or 70 Vrms, 1/8 to 2 watts | 1 | [6 empty] | FALSE | FALSE |  | *Refer to Install Sheet |  |  | #FF0070C0 | FA-NFPA 170 SPEAKER WALL | 1 | FALSE | FALSE | FALSE | 2021 | [13 empty] | FALSE
NFPA 170 FIRE ALARM CONTROL UNIT | RISER FACP |  | North | Hochiki |  | Fire Alarm Control Unit |  |  |  | Assembly | TRUE | LA203K1-60 |  | FireNET L@TITUDE Analog Addressable Fire Alarm Control Panel, 4 Slot Standard Plex-Door Enclosure, 10.25 A Auto Voltage, 2-Loop Panel Module, Hochiki Protocol, Network Module, and Media Gateway™, Black, 48 Zone LEDs | 1 | [6 empty] | FALSE |  |  | *Refer to Install Sheet | 16.5in (W) x 23.2in (H) x 6in (D) | KM5FCRD (Optional Semi-Flush Mounting Kit) | #FFFF0000 | FA-NFPA 170 FIRE ALARM CONTROL UNIT | 1 | FALSE | FALSE | FALSE | 202 | [8 empty] | 7,12,18,28 |  |  | 10.25 |  | TRUE
NFPA 170 FIRE ALARM CONTROL UNIT | RISER FACP |  | North | Hochiki |  | Fire Alarm Control Unit |  |  |  | Assembly | TRUE | HCA-8 (8-ZONES) | + | CONVENTIONAL FIRE ALARM CONTROL PANEL | 1 | [6 empty] | FALSE |  |  | *Refer to Install Sheet |  |  | #FFFF0000 | FA-NFPA 170 FIRE ALARM CONTROL UNIT | 1 | FALSE | FALSE | FALSE | 202 | [8 empty] | 7,12,18 |  |  |  |  | TRUE
NFPA 170 VOICE EVACUATION CONTROL UNIT |  |  | North | Hochiki |  | Voice Evac Control Unit |  |  |  | Assembly | TRUE | EVAX-25E-H | + | 25W Voice Evacuation Panel | 1 | [6 empty] | FALSE |  |  | *Refer to Install Sheet |  |  | #FFFF0000 | FA-NFPA 170 VOICE EVACUATION CONTROL UNIT | 1 | FALSE | FALSE | FALSE | 211 | [8 empty] | 7,12,18 |  |  |  | 25 | TRUE
NFPA 170 FIRE ALARM CONTROL UNIT | RISER FACP |  | North | Hochiki |  | Fire Alarm Control Unit |  |  |  | Assembly | TRUE | LA903K1-64 |  | FireNET L@TITUDE Analog Addressable Fire Alarm Control Panel, 8 Slot Deep Enclosure, 10.25 A Auto Voltage, 2-Loop Panel Module, Hochiki Protocol, Network Module, and Media Gateway™, Black, Printer / 48 Zone LEDs | 1 | [6 empty] | FALSE |  |  | *Refer to Install Sheet | 16.5in (W) x 23.2in (H) x 8in (D) | KM5FCRD (Optional Semi-Flush Mounting Kit) | #FFFF0000 | FA-NFPA 170 FIRE ALARM CONTROL UNIT | 1 | FALSE | FALSE | FALSE | 202 | [8 empty] | 7,12,18,28,33,40 |  |  | 10.25 |  | TRUE
NFPA 170 FIRE ALARM CONTROL UNIT | RISER FACP |  | North | Hochiki |  | Fire Alarm Control Unit |  |  |  | Assembly | TRUE | LA101K3-60 |  | FireNET L@TITUDE Analog Addressable Fire Alarm Control Panel, 4 Slot Standard Enclosure, 5.25 A 115V, 6-Loop Panel Module, Hochiki Protocol, Network Module, and Media Gateway™, Black, 48 Zone LEDs | 1 | [6 empty] | FALSE |  |  | *Refer to Install Sheet | 16.5in (W) x 23.2in (H) x 6in (D) | KM5FCRD (Optional Semi-Flush Mounting Kit) | #FFFF0000 | FA-NFPA 170 FIRE ALARM CONTROL UNIT | 1 | FALSE | FALSE | FALSE | 202 | [8 empty] | 7,12,18,28 |  |  | 5.25 |  | TRUE
NFPA 170 MANUAL PULL |  |  | North | Hochiki |  | Manual Station |  |  |  | Module | TRUE | HPS-SAH single action with Hex lock | HPS-SAH single action with Hex lock | HPS-SAH single action with Hex lock | 1 | 0 | 0 |  |  |  |  | TRUE |  |  | *Refer to Install Sheet |  |  | #FFFF0000 | FA-NFPA 170 MANUAL PULL | 1 | FALSE | FALSE | FALSE | 957
NFPA 170 HORN STROBE |  |  | North | Hochiki |  | Horn/Strobe |  |  |  | Module | TRUE | HHSLF110R |  | Low Frequency Horn Strobe, Red, Wall | 1 | 0 | 0.326 |  |  |  |  | FALSE | [5 empty] | #FF0070C0 | FA-NFPA 170 HORN STROBE | 1 | FALSE | FALSE | FALSE | 2012 | [13 empty] | FALSE |  |  | LF
NFPA 170 HORN STROBE |  |  | North | Hochiki |  | Horn/Strobe |  |  |  | Module | TRUE | HHSLF15R |  | Low Frequency Horn Strobe, Red, Wall | 1 | 0 | 0.291 |  |  |  |  | FALSE | [5 empty] | #FF0070C0 | FA-NFPA 170 HORN STROBE | 1 | FALSE | FALSE | FALSE | 2012 | [13 empty] | FALSE |  |  | LF
NFPA 170 VOICE EVACUATION CONTROL UNIT |  |  | North | Hochiki |  | Voice Evac Control Unit |  |  |  | Assembly | TRUE | FNVMP16/P | + | Master Panel, 16 Switch Control, Master Fire Phone | 1 | [6 empty] | FALSE |  |  | *Refer to Install Sheet |  |  | #FFFF0000 | FA-NFPA 170 VOICE EVACUATION CONTROL UNIT | 1 | FALSE | FALSE | FALSE | 211 | [8 empty] | 7,12,18 |  |  |  |  | TRUE
NFPA 170 HEAT DETECTOR |  |  | North | Hochiki |  | Heat Detector |  |  |  | Module | TRUE | DFE-190 w/HSC-220L LATCHING LED BASE | DFE-190 w/HSC-220L LATCHING LED BASE | HEAT DETECTOR w/ LATCHING LED BASE | 1 |  | 0.223 |  |  |  |  | TRUE | TRUE |  | *Refer to Install Sheet |  |  | #FFFF0000 | FA-NFPA 170 HEAT DETECTOR | 1 | FALSE | FALSE | FALSE | 1403 | [16 empty] | L
|  |  | North | Hochiki |  | Cards & Components |  |  |  | Card | TRUE | FN2127US0ERS120 Main Board |  | Main Board | 1 | 0.35 | 0.62 |  |  |  |  | TRUE | [5 empty] | #FFFFFFFF |  |  | FALSE | FALSE | FALSE
NFPA 170 STROBE WALL |  |  | North | Hochiki |  | Strobe |  |  |  | Module | TRUE | RSSWP-24MCWH-FW |  | NOTIFICATION,STROBE, WHITE, WALL, 135CD/185CD, WP | 1 | 0 | 0.42 |  |  |  |  | FALSE | FALSE |  | *Refer to Install Sheet |  |  | #FF0070C0 | FA-NFPA 170 STROBE WALL | 1 | FALSE | FALSE | FALSE | 2023 | [13 empty] | FALSE |  |  | WP
NFPA 170 FIRE ALARM CONTROL UNIT | RISER FACP |  | North | Hochiki |  | Fire Alarm Control Unit |  |  |  | Assembly | TRUE | LA203K1-64 |  | FireNET L@TITUDE Analog Addressable Fire Alarm Control Panel, 4 Slot Standard Plex-Door Enclosure, 10.25 A Auto Voltage, 2-Loop Panel Module, Hochiki Protocol, Network Module, and Media Gateway™, Black, Printer / 48 Zone LEDs | 1 | [6 empty] | FALSE |  |  | *Refer to Install Sheet | 16.5in (W) x 23.2in (H) x 6in (D) | KM5FCRD (Optional Semi-Flush Mounting Kit) | #FFFF0000 | FA-NFPA 170 FIRE ALARM CONTROL UNIT | 1 | FALSE | FALSE | FALSE | 202 | [8 empty] | 7,12,18,28 |  |  | 10.25 |  | TRUE
NFPA 170 BELL |  |  | North | Hochiki |  | Bell |  |  |  | Module | TRUE | B6-24 |  | Alarm Bell 6" 24VDC, red | 1 | 0 | 0.1 |  |  |  |  | FALSE | FALSE |  |  |  |  | #FFFF0000 | FA-NFPA 170 BELL | 1 | FALSE | FALSE | FALSE | 2000 | [13 empty] | FALSE
NFPA 170 FIRE ALARM CONTROL UNIT | RISER FACP |  | North | Hochiki |  | Fire Alarm Control Unit |  |  |  | Assembly | TRUE | LA401K1-14 |  | FireNET L@TITUDE Analog Addressable Fire Alarm Control Panel, 4 Slot Deep Plex-Door Enclosure, 5.25 A 115V, 2-Loop Panel Module, Hochiki Protocol, Network Module, and Media Gateway™, Red, Printer / 48 Zone LEDs | 1 | [6 empty] | FALSE |  |  | *Refer to Install Sheet | 16.5in (W) x 23.2in (H) x 8in (D) | KM5FCRD (Optional Semi-Flush Mounting Kit) | #FFFF0000 | FA-NFPA 170 FIRE ALARM CONTROL UNIT | 1 | FALSE | FALSE | FALSE | 202 | [8 empty] | 7,12,18,28 |  |  | 5.25 |  | TRUE
NFPA 170 FIRE ALARM CONTROL UNIT | RISER FACP |  | North | Hochiki |  | Fire Alarm Control Unit |  |  |  | Assembly | TRUE | LA101K4-64 |  | FireNET L@TITUDE Analog Addressable Fire Alarm Control Panel, 4 Slot Standard Enclosure, 5.25 A 115V, 8-Loop Panel Module, Hochiki Protocol, Network Module, and Media Gateway™, Black, Printer / 48 Zone LEDs | 1 | [6 empty] | FALSE |  |  | *Refer to Install Sheet | 16.5in (W) x 23.2in (H) x 6in (D) | KM5FCRD (Optional Semi-Flush Mounting Kit) | #FFFF0000 | FA-NFPA 170 FIRE ALARM CONTROL UNIT | 1 | FALSE | FALSE | FALSE | 202 | [8 empty] | 7,12,18,28 |  |  | 5.25 |  | TRUE
NFPA 170 FIRE ALARM CONTROL UNIT | RISER FACP |  | North | Hochiki |  | Fire Alarm Control Unit |  |  |  | Assembly | TRUE | LAA03K1-60 |  | FireNET L@TITUDE Analog Addressable Fire Alarm Control Panel, 8 Slot Deep Plex-Door Enclosure, 10.25 A Auto Voltage, 2-Loop Panel Module, Hochiki Protocol, Network Module, and Media Gateway™, Black, 48 Zone LEDs | 1 | [6 empty] | FALSE |  |  | *Refer to Install Sheet | 16.5in (W) x 23.2in (H) x 8in (D) | KM5FCRD (Optional Semi-Flush Mounting Kit) | #FFFF0000 | FA-NFPA 170 FIRE ALARM CONTROL UNIT | 1 | FALSE | FALSE | FALSE | 202 | [8 empty] | 7,12,18,28,33,40 |  |  | 10.25 |  | TRUE
NFPA 170 SMOKE DETECTOR |  |  | North | Hochiki |  | Smoke Detector |  |  |  | Module | TRUE | SLR-24H w/HSC-221L LATCHING LED BASE | SLR-24H w/HSC-221L LATCHING LED BASE | PHOTOELECTRIC SMOKE DETECTOR w/ LATCHING LED BASE | 1 |  | 0.191 |  |  |  |  | TRUE | TRUE |  | *Refer to Install Sheet |  |  | #FFFF0000 | FA-NFPA 170 SMOKE DETECTOR | 1 | FALSE | FALSE | FALSE | 1408 | [16 empty] | L
NFPA 170 HEAT DETECTOR |  |  | North | Hochiki |  | Heat Detector |  |  |  | Module | TRUE | DSC-EAw/HSC-4R - 4 WIRE RELAY BASE | DSC-EAw/HSC-4R - 4 WIRE RELAY BASE | HEAT DETECTOR w/ 4 WIRE RELAY BASE | 1 | 0.00011 | 0.193 |  |  |  |  | TRUE | TRUE |  | *Refer to Install Sheet |  |  | #FFFF0000 | FA-NFPA 170 HEAT DETECTOR | 1 | FALSE | FALSE | FALSE | 1403 | [16 empty] | R
NFPA 170 AMPLIFIER RACK | RISER AMP |  | North | Hochiki |  | Amplifier |  |  |  | Assembly | TRUE | FNVDP50/P (70V) | + | Distributed Panel, Dual Channel, 50W, Fire Phone | 1 | [6 empty] | FALSE |  |  | *Refer to Install Sheet |  |  | #FFFF0000 | FA-NFPA 170 AMPLIFIER RACK | 1 | FALSE | FALSE | FALSE | 300 | [8 empty] | 7,12,18 |  |  |  | 50 | TRUE
NFPA 170 FIRE ALARM CONTROL UNIT | RISER FACP |  | North | Hochiki |  | Fire Alarm Control Unit |  |  |  | Assembly | TRUE | LA901K1-64 |  | FireNET L@TITUDE Analog Addressable Fire Alarm Control Panel, 8 Slot Deep Enclosure, 5.25 A 115V, 2-Loop Panel Module, Hochiki Protocol, Network Module, and Media Gateway™, Black, Printer / 48 Zone LEDs | 1 | [6 empty] | FALSE |  |  | *Refer to Install Sheet | 16.5in (W) x 23.2in (H) x 8in (D) | KM5FCRD (Optional Semi-Flush Mounting Kit) | #FFFF0000 | FA-NFPA 170 FIRE ALARM CONTROL UNIT | 1 | FALSE | FALSE | FALSE | 202 | [8 empty] | 7,12,18,28,33,40 |  |  | 5.25 |  | TRUE
|  |  | North | Hochiki |  | Cards & Components |  |  |  | Card | TRUE | S758 |  | 2-Loop Panel Module, Hochiki Protocol | 1 | 0.115 | 0.115 |  |  |  |  | TRUE | [5 empty] | #FFFFFFFF |  |  | FALSE | FALSE | FALSE
NFPA 170 FIRE ALARM CONTROL UNIT | RISER FACP |  | North | Hochiki |  | Fire Alarm Control Unit |  |  |  | Assembly | TRUE | LA103K3-40 |  | FireNET L@TITUDE Analog Addressable Fire Alarm Control Panel, 4 Slot Standard Enclosure, 10.25 A Auto Voltage, 6-Loop Panel Module, Hochiki Protocol, Network Module, and Media Gateway™, Gray, 48 Zone LEDs | 1 | [6 empty] | FALSE |  |  | *Refer to Install Sheet | 16.5in (W) x 23.2in (H) x 6in (D) | KM5FCRD (Optional Semi-Flush Mounting Kit) | #FFFF0000 | FA-NFPA 170 FIRE ALARM CONTROL UNIT | 1 | FALSE | FALSE | FALSE | 202 | [8 empty] | 7,12,18,28 |  |  | 10.25 |  | TRUE
NFPA 170 DOOR HOLDER |  |  | North | Hochiki |  | Door Holder |  |  |  | Module | TRUE | DH24120FPC |  | RSG Door Holder, Flush Mount, Chrome Finish, 24V | 1 | 0.02 | 0.02 |  |  |  |  | FALSE |  | FLUSH | *Refer to Install Sheet | SINGLE GANG | 1-GANG | #FFFF0000 | FA-NFPA 170 DOOR HOLDER | 1 | FALSE | FALSE | FALSE | 2500 |  |  | 3550-0028:0210 | [10 empty] | FALSE
NFPA 170 FIRE ALARM CONTROL UNIT | RISER FACP |  | North | Hochiki |  | Fire Alarm Control Unit |  |  |  | Assembly | TRUE | LA103K4-44 |  | FireNET L@TITUDE Analog Addressable Fire Alarm Control Panel, 4 Slot Standard Enclosure, 10.25 A Auto Voltage, 8-Loop Panel Module, Hochiki Protocol, Network Module, and Media Gateway™, Gray, Printer / 48 Zone LEDs | 1 | [6 empty] | FALSE |  |  | *Refer to Install Sheet | 16.5in (W) x 23.2in (H) x 6in (D) | KM5FCRD (Optional Semi-Flush Mounting Kit) | #FFFF0000 | FA-NFPA 170 FIRE ALARM CONTROL UNIT | 1 | FALSE | FALSE | FALSE | 202 | [8 empty] | 7,12,18,28 |  |  | 10.25 |  | TRUE
NFPA 170 FIRE ALARM CONTROL UNIT | RISER FACP |  | North | Hochiki |  | Fire Alarm Control Unit |  |  |  | Assembly | TRUE | LA203K3-10 |  | FireNET L@TITUDE Analog Addressable Fire Alarm Control Panel, 4 Slot Standard Plex-Door Enclosure, 10.25 A Auto Voltage, 6-Loop Panel Module, Hochiki Protocol, Network Module, and Media Gateway™, Red, 48 Zone LEDs | 1 | [6 empty] | FALSE |  |  | *Refer to Install Sheet | 16.5in (W) x 23.2in (H) x 6in (D) | KM5FCRD (Optional Semi-Flush Mounting Kit) | #FFFF0000 | FA-NFPA 170 FIRE ALARM CONTROL UNIT | 1 | FALSE | FALSE | FALSE | 202 | [8 empty] | 7,12,18,28 |  |  | 10.25 |  | TRUE
NFPA 170 FIRE ALARM CONTROL UNIT | RISER FACP |  | North | Hochiki |  | Fire Alarm Control Unit |  |  |  | Assembly | TRUE | LA803K1-44 |  | FireNET L@TITUDE Analog Addressable Fire Alarm Control Panel, 8 Slot Standard Plex-Door Enclosure, 10.25 A Auto Voltage, 2-Loop Panel Module, Hochiki Protocol, Network Module, and Media Gateway™, Gray, Printer / 48 Zone LEDs | 1 | [6 empty] | FALSE |  |  | *Refer to Install Sheet | 16.5in (W) x 23.2in (H) x 6in (D) | KM5FCRD (Optional Semi-Flush Mounting Kit) | #FFFF0000 | FA-NFPA 170 FIRE ALARM CONTROL UNIT | 1 | FALSE | FALSE | FALSE | 202 | [8 empty] | 7,12,18,28,33,40 |  |  | 10.25 |  | TRUE
NFPA 170 FIRE ALARM CONTROL UNIT | RISER FACP |  | North | Hochiki |  | Fire Alarm Control Unit |  |  |  | Assembly | TRUE | LA101K1-40 |  | FireNET L@TITUDE Analog Addressable Fire Alarm Control Panel, 4 Slot Standard Enclosure, 5.25 A 115V, 2-Loop Panel Module, Hochiki Protocol, Network Module, and Media Gateway™, Gray, 48 Zone LEDs | 1 | [6 empty] | FALSE |  |  | *Refer to Install Sheet | 16.5in (W) x 23.2in (H) x 6in (D) | KM5FCRD (Optional Semi-Flush Mounting Kit) | #FFFF0000 | FA-NFPA 170 FIRE ALARM CONTROL UNIT | 1 | FALSE | FALSE | FALSE | 202 | [8 empty] | 7,12,18,28 |  |  | 5.25 |  | TRUE
NFPA 170 SMOKE DETECTOR |  |  | North | Hochiki |  | Smoke Detector |  |  |  | Module | TRUE | ALK-V w/ASBL SOUNDER BASE | ALK-V SMOKE SENSOR | ALK-V SMOKE SENSOR w/ASBL SOUNDER BASE | 1 | 0.00039 | 0.0008 |  |  |  |  | TRUE | TRUE |  | *Refer to Install Sheet |  |  | #FFFF0000 | FA-NFPA 170 SMOKE DETECTOR | 1 | FALSE | FALSE | FALSE | 1408 | [16 empty] | SB
NFPA 170 VOICE EVACUATION CONTROL UNIT |  |  | North | Hochiki |  | Voice Evac Control Unit |  |  |  | Assembly | TRUE | EVAX-300EM-H | + | 300W Voice Evacuation Panel w/ mic | 1 | [6 empty] | FALSE |  |  | *Refer to Install Sheet |  |  | #FFFF0000 | FA-NFPA 170 VOICE EVACUATION CONTROL UNIT | 1 | FALSE | FALSE | FALSE | 211 | [8 empty] | 7,12,18 |  |  |  | 300 | TRUE
NFPA 170 SMOKE DETECTOR |  |  | North | Hochiki |  | Smoke Detector |  |  |  | Module | TRUE | SOC-24V w/NS4-224 STANDARD BASE | SOC-24V w/NS4-224 STANDARD BASE | PHOTOELECTRIC SMOKE DETECTOR w/ STANDARD BASE | 1 |  | 0.193 |  |  |  |  | TRUE | TRUE |  | *Refer to Install Sheet |  |  | #FFFF0000 | FA-NFPA 170 SMOKE DETECTOR | 1 | FALSE | FALSE | FALSE | 1408
NFPA 170 FIRE ALARM CONTROL UNIT | RISER FACP |  | North | Hochiki |  | Fire Alarm Control Unit |  |  |  | Assembly | TRUE | HCA-2 (2-ZONES) | + | CONVENTIONAL FIRE ALARM CONTROL PANEL | 1 | [6 empty] | FALSE |  |  | *Refer to Install Sheet |  |  | #FFFF0000 | FA-NFPA 170 FIRE ALARM CONTROL UNIT | 1 | FALSE | FALSE | FALSE | 202 | [8 empty] | 7,12,18 |  |  |  |  | TRUE
NFPA 170 SMOKE DETECTOR |  |  | North | Hochiki |  | Smoke Detector |  |  |  | Module | TRUE | AIE-EA w/SCI-B6 SHORT CIRCUIT ISOLATOR BASE | AIE-EA SMOKE SENSOR | AIE-EA SMOKE SENSOR w/SCI-B6 SHORT CIRCUIT ISOLATOR BASE | 1 | 0.00035 | 0.00046 |  |  |  |  | TRUE | TRUE |  | *Refer to Install Sheet |  |  | #FFFF0000 | FA-NFPA 170 SMOKE DETECTOR | 1 | FALSE | FALSE | FALSE | 1408 | [16 empty] | SCI
NFPA 170 SMOKE DETECTOR |  |  | North | Hochiki |  | Smoke Detector |  |  |  | Module | TRUE | ALK-V w/SCI-B4 SHORT CIRCUIT ISOLATOR BASE | ALK-V SMOKE SENSOR | ALK-V SMOKE SENSOR w/SCI-B4 SHORT CIRCUIT ISOLATOR BASE | 1 | 0.00039 | 0.0008 |  |  |  |  | TRUE | TRUE |  | *Refer to Install Sheet |  |  | #FFFF0000 | FA-NFPA 170 SMOKE DETECTOR | 1 | FALSE | FALSE | FALSE | 1408 | [16 empty] | SCI
NFPA 170 FIRE ALARM CONTROL UNIT | RISER FACP |  | North | Hochiki |  | Fire Alarm Control Unit |  |  |  | Assembly | TRUE | LA103K4-10 |  | FireNET L@TITUDE Analog Addressable Fire Alarm Control Panel, 4 Slot Standard Enclosure, 10.25 A Auto Voltage, 8-Loop Panel Module, Hochiki Protocol, Network Module, and Media Gateway™, Red, 48 Zone LEDs | 1 | [6 empty] | FALSE |  |  | *Refer to Install Sheet | 16.5in (W) x 23.2in (H) x 6in (D) | KM5FCRD (Optional Semi-Flush Mounting Kit) | #FFFF0000 | FA-NFPA 170 FIRE ALARM CONTROL UNIT | 1 | FALSE | FALSE | FALSE | 202 | [8 empty] | 7,12,18,28 |  |  | 10.25 |  | TRUE
NFPA 170 SPEAKER STROBE CEILING |  |  | North | Hochiki |  | Speaker/Strobe |  |  |  | Module | TRUE | E60-24MCC-FR |  | Speaker/Strobe, 24 VDC, Multi-Candela, , 25/70 Vrms, red | 1 | 0 | 0.375 |  |  |  |  | FALSE | TRUE |  | *Refer to Install Sheet |  |  | #FF0070C0 | FA-NFPA 170 SPEAKER STROBE CEILING | 1 | FALSE | FALSE | FALSE | 2020 | [13 empty] | FALSE |  |  | C
NFPA 170 REMOTE INDICATOR |  |  | North | Hochiki |  | Remote Indicator |  |  |  | Module | TRUE | MS-RA/R | REMOTE ALARM INDICATOR | REMOTE ALARM INDICATOR | 1 | 0.0015 | 0.0015 |  |  |  |  | TRUE |  |  | *Refer to Install Sheet |  |  | #FFFF0000 | FA-NFPA 170 REMOTE INDICATOR | 1 | FALSE | FALSE | FALSE | 2016
NFPA 170 FIRE ALARM CONTROL UNIT | RISER FACP |  | North | Hochiki |  | Fire Alarm Control Unit |  |  |  | Assembly | TRUE | LA403K1-60 |  | FireNET L@TITUDE Analog Addressable Fire Alarm Control Panel, 4 Slot Deep Plex-Door Enclosure, 10.25 A Auto Voltage, 2-Loop Panel Module, Hochiki Protocol, Network Module, and Media Gateway™, Black, 48 Zone LEDs | 1 | [6 empty] | FALSE |  |  | *Refer to Install Sheet | 16.5in (W) x 23.2in (H) x 8in (D) | KM5FCRD (Optional Semi-Flush Mounting Kit) | #FFFF0000 | FA-NFPA 170 FIRE ALARM CONTROL UNIT | 1 | FALSE | FALSE | FALSE | 202 | [8 empty] | 7,12,18,28 |  |  | 10.25 |  | TRUE
NFPA 170 FIRE ALARM CONTROL UNIT | RISER FACP |  | North | Hochiki |  | Fire Alarm Control Unit |  |  |  | Assembly | TRUE | LA101K2-44 |  | FireNET L@TITUDE Analog Addressable Fire Alarm Control Panel, 4 Slot Standard Enclosure, 5.25 A 115V, 4-Loop Panel Module, Hochiki Protocol, Network Module, and Media Gateway™, Gray, Printer / 48 Zone LEDs | 1 | [6 empty] | FALSE |  |  | *Refer to Install Sheet | 16.5in (W) x 23.2in (H) x 6in (D) | KM5FCRD (Optional Semi-Flush Mounting Kit) | #FFFF0000 | FA-NFPA 170 FIRE ALARM CONTROL UNIT | 1 | FALSE | FALSE | FALSE | 202 | [8 empty] | 7,12,18,28 |  |  | 5.25 |  | TRUE
NFPA 170 FIRE ALARM CONTROL UNIT | RISER FACP |  | North | Hochiki |  | Fire Alarm Control Unit |  |  |  | Assembly | TRUE | FN-2127US1ERS-220 |  | FireNET® FACP, 2 Loop, W/Network Card, Red, 220V | 1 | [6 empty] | FALSE |  |  | *Refer to Install Sheet | 14.5" W x 24" H x 5" D |  | #FFFF0000 | FA-NFPA 170 FIRE ALARM CONTROL UNIT | 1 | FALSE | FALSE | FALSE | 202 | [8 empty] | 7,12,18,28,55,60 |  |  |  |  | TRUE
NFPA 170 MANUAL PULL |  |  | North | Hochiki |  | Manual Station |  |  |  | Module | TRUE | HPS-SAK - single action with Key lock | HPS-SAK - single action with Key lock | HPS-SAK - single action with Key lock | 1 | 0 | 0 |  |  |  |  | TRUE |  |  | *Refer to Install Sheet |  |  | #FFFF0000 | FA-NFPA 170 MANUAL PULL | 1 | FALSE | FALSE | FALSE | 957
NFPA 170 AMPLIFIER RACK | RISER AMP |  | North | Hochiki |  | Amplifier |  |  |  | Assembly | TRUE | FNVDP50 (25V) | + | Distributed Panel, Dual Channel, 50W | 1 | [6 empty] | FALSE |  |  | *Refer to Install Sheet |  |  | #FFFF0000 | FA-NFPA 170 AMPLIFIER RACK | 1 | FALSE | FALSE | FALSE | 300 | [8 empty] | 7,12,18 |  |  |  | 50 | TRUE
NFPA 170 SMOKE DETECTOR |  |  | North | Hochiki |  | Smoke Detector |  |  |  | Module | TRUE | SOC-24V w/HSC-221L LATCHING LED BASE | SOC-24V w/HSC-221L LATCHING LED BASE | PHOTOELECTRIC SMOKE DETECTOR w/ LATCHING LED BASE | 1 |  | 0.191 |  |  |  |  | TRUE | TRUE |  | *Refer to Install Sheet |  |  | #FFFF0000 | FA-NFPA 170 SMOKE DETECTOR | 1 | FALSE | FALSE | FALSE | 1408 | [16 empty] | L
NFPA 170 AMPLIFIER RACK | RISER AMP |  | North | Hochiki |  | Amplifier |  |  |  | Assembly | TRUE | FNVDP25 (25V) | + | Distributed Panel, Dual Channel, 25W | 1 | [6 empty] | FALSE |  |  | *Refer to Install Sheet |  |  | #FFFF0000 | FA-NFPA 170 AMPLIFIER RACK | 1 | FALSE | FALSE | FALSE | 300 | [8 empty] | 7,12,18 |  |  |  | 25 | TRUE
NFPA 170 REMOTE INDICATOR |  |  | North | Hochiki |  | Remote Indicator |  |  |  | Module | TRUE | MS-RA | REMOTE ALARM INDICATOR | REMOTE ALARM INDICATOR | 1 | 0.0015 | 0.0015 |  |  |  |  | TRUE |  |  | *Refer to Install Sheet |  |  | #FFFF0000 | FA-NFPA 170 REMOTE INDICATOR | 1 | FALSE | FALSE | FALSE | 2016
NFPA 170 SPEAKER STROBE |  |  | North | Hochiki |  | Speaker/Strobe |  |  |  | Module | TRUE | ET70-24MCW-FW |  | Speaker/Strobe, wall, 24 VDC, white, sel cd | 1 | 0 | 0.155 |  |  |  |  | FALSE | FALSE |  | *Refer to Install Sheet |  |  | #FF0070C0 | FA-NFPA 170 SPEAKER STROBE | 1 | FALSE | FALSE | FALSE | 2019 | [13 empty] | FALSE
NFPA 170 FIRE ALARM CONTROL UNIT | RISER FACP |  | North | Hochiki |  | Fire Alarm Control Unit |  |  |  | Assembly | TRUE | LA701K1-60 |  | FireNET L@TITUDE Analog Addressable Fire Alarm Control Panel, 8 Slot Standard Enclosure, 5.25 A 115V, 2-Loop Panel Module, Hochiki Protocol, Network Module, and Media Gateway™, Black, 48 Zone LEDs | 1 | [6 empty] | FALSE |  |  | *Refer to Install Sheet | 16.5in (W) x 23.2in (H) x 6in (D) | KM5FCRD (Optional Semi-Flush Mounting Kit) | #FFFF0000 | FA-NFPA 170 FIRE ALARM CONTROL UNIT | 1 | FALSE | FALSE | FALSE | 202 | [8 empty] | 7,12,18,28,33,40 |  |  | 5.25 |  | TRUE
NFPA 170 SMOKE DETECTOR |  |  | North | Hochiki |  | Smoke Detector |  |  |  | Module | TRUE | SLR-24H w/NS4-100 STANDARD BASE | SLR-24H w/NS4-100 STANDARD BASE | PHOTOELECTRIC SMOKE DETECTOR w/ STANDARD BASE | 1 |  | 0.3 |  |  |  |  | TRUE | TRUE |  | *Refer to Install Sheet |  |  | #FFFF0000 | FA-NFPA 170 SMOKE DETECTOR | 1 | FALSE | FALSE | FALSE | 1408
NFPA 170 STROBE CEILING |  |  | North | Hochiki |  | Strobe |  |  |  | Module | TRUE | RSSWP-24MCCH-FR |  | NOTIFICATION, STROBE, RED, CEILING, 115CD/177CD, WP | 1 | 0 | 0.3 |  |  |  |  | FALSE | TRUE |  | *Refer to Install Sheet |  |  | #FF0070C0 | FA-NFPA 170 STROBE CEILING | 1 | FALSE | FALSE | FALSE | 2022 | [13 empty] | FALSE |  |  | C¦WP
NFPA 170 BELL |  |  | North | Hochiki |  | Bell |  |  |  | Module | TRUE | B10-24 |  | Alarm Bell 10" 24VDC, red | 1 | 0 | 0.1 |  |  |  |  | FALSE | FALSE |  |  |  |  | #FFFF0000 | FA-NFPA 170 BELL | 1 | FALSE | FALSE | FALSE | 2000 | [13 empty] | FALSE
NFPA 170 AMPLIFIER RACK | RISER AMP |  | North | Hochiki |  | Amplifier |  |  |  | Assembly | TRUE | FNVDP100/P (25V) | + | Distributed Panel, Dual Channel, 100W, Fire Phone | 1 | [6 empty] | FALSE |  |  | *Refer to Install Sheet |  |  | #FFFF0000 | FA-NFPA 170 AMPLIFIER RACK | 1 | FALSE | FALSE | FALSE | 300 | [8 empty] | 7,12,18 |  |  |  | 200 | TRUE
|  |  | North | Hochiki |  | Cards & Components |  |  |  | Card | TRUE | FN4127US0ERS120 Main Board |  | Main Board | 1 | 0.35 | 0.62 |  |  |  |  | TRUE | [5 empty] | #FFFFFFFF |  |  | FALSE | FALSE | FALSE
NFPA 170 FIRE ALARM CONTROL UNIT | RISER FACP |  | North | Hochiki |  | Fire Alarm Control Unit |  |  |  | Assembly | TRUE | LA201K1-44 |  | FireNET L@TITUDE Analog Addressable Fire Alarm Control Panel, 4 Slot Standard Plex-Door Enclosure, 5.25 A 115V, 2-Loop Panel Module, Hochiki Protocol, Network Module, and Media Gateway™, Gray, Printer / 48 Zone LEDs | 1 | [6 empty] | FALSE |  |  | *Refer to Install Sheet | 16.5in (W) x 23.2in (H) x 6in (D) | KM5FCRD (Optional Semi-Flush Mounting Kit) | #FFFF0000 | FA-NFPA 170 FIRE ALARM CONTROL UNIT | 1 | FALSE | FALSE | FALSE | 202 | [8 empty] | 7,12,18,28 |  |  | 5.25 |  | TRUE
NFPA 170 HEAT DETECTOR |  |  | North | Hochiki |  | Heat Detector |  |  |  | Module | TRUE | DFE-190 w/NS4-224 STANDARD BASE | DFE-190 w/NS4-224 STANDARD BASE | HEAT DETECTOR w/ STANDARD BASE | 1 |  | 0.193 |  |  |  |  | TRUE | TRUE |  | *Refer to Install Sheet |  |  | #FFFF0000 | FA-NFPA 170 HEAT DETECTOR | 1 | FALSE | FALSE | FALSE | 1403
NFPA 170 SMOKE DETECTOR |  |  | North | Hochiki |  | Smoke Detector |  |  |  | Module | TRUE | ALK-V w/YBN-NSA-4 STANDARD BASE | ALK-VSMOKE SENSOR | ALK-V SMOKE SENSOR w/YBN-NSA-4 STANDARD BASE | 1 | 0.00039 | 0.0008 |  |  |  |  | TRUE | TRUE |  | *Refer to Install Sheet |  |  | #FFFF0000 | FA-NFPA 170 SMOKE DETECTOR | 1 | FALSE | FALSE | FALSE | 1408
NFPA 170 SPEAKER STROBE |  |  | North | Hochiki |  | Speaker/Strobe |  |  |  | Module | TRUE | HSSPK24-15/75WLPW |  | Speaker/Strobe, Fixed 15/75 Candela, Wall, White | 1 | 0 | 0.096 |  |  |  |  | FALSE |  |  | *Refer to Install Sheet |  |  | #FF0070C0 | FA-NFPA 170 SPEAKER STROBE | 1 | FALSE | FALSE | FALSE | 2019 |  |  | 7320-0569:0141 | [10 empty] | FALSE
NFPA 170 DOOR HOLDER |  |  | North | Hochiki |  | Door Holder |  |  |  | Module | TRUE | DH24120FB |  | RSG Door Holder, Flush Mount, Brass Finish, 24V | 1 | 0.02 | [5 empty] | FALSE |  | FLUSH | *Refer to Install Sheet | SINGLE GANG | 1-GANG | #FFFF0000 | FA-NFPA 170 DOOR HOLDER | 1 | FALSE | FALSE | FALSE | 2500 |  |  | 3550-0028:0210 | [10 empty] | FALSE
NFPA 170 HEAT DETECTOR |  |  | North | Hochiki |  | Heat Detector |  |  |  | Module | TRUE | DSC-EA w/HSC-224L LATCHING LED BASE | DSC-EA w/HSC-224L LATCHING LED BASE | HEAT DETECTOR w/ LATCHING LED BASE | 1 | 0.00011 | 0.188 |  |  |  |  | TRUE | TRUE |  | *Refer to Install Sheet |  |  | #FFFF0000 | FA-NFPA 170 HEAT DETECTOR | 1 | FALSE | FALSE | FALSE | 1403 | [16 empty] | L
|  |  | North | Hochiki |  | Cards & Components |  |  |  | Card | TRUE | System B Module |  | System B Module | 1 | 0.025 | 0.025 |  |  |  |  | TRUE | [5 empty] | #FFFFFFFF |  |  | FALSE | FALSE | FALSE
NFPA 170 STROBE CEILING |  |  | North | Hochiki |  | Strobe |  |  |  | Module | TRUE | HCS24CW |  | GCS Series 24 Volt Ceiling Mount Selectable Strobe, White | 1 | 0 | 0.12 |  |  |  |  | FALSE | TRUE |  | *Refer to Install Sheet |  |  | #FF0070C0 | FA-NFPA 170 STROBE CEILING | 1 | FALSE | FALSE | FALSE | 2022 | [13 empty] | FALSE |  |  | C
NFPA 170 HEAT DETECTOR |  |  | North | Hochiki |  | Heat Detector |  |  |  | Module | TRUE | DCD-190 w/NS6-224 STANDARD BASE | DCD-190 w/NS6-224 STANDARD BASE | HEAT DETECTOR w/ STANDARD BASE | 1 |  | 0.193 |  |  |  |  | TRUE | TRUE |  | *Refer to Install Sheet |  |  | #FFFF0000 | FA-NFPA 170 HEAT DETECTOR | 1 | FALSE | FALSE | FALSE | 1403
NFPA 170 REMOTE INDICATOR |  |  | North | Hochiki |  | Remote Indicator |  |  |  | Module | TRUE | MS-KA/R | REMOTE ALARM INDICATOR | REMOTE ALARM INDICATOR | 1 | 0.0015 | 0.0015 |  |  |  |  | TRUE |  |  | *Refer to Install Sheet |  |  | #FFFF0000 | FA-NFPA 170 REMOTE INDICATOR | 1 | FALSE | FALSE | FALSE | 2016
NFPA 170 MANUAL PULL |  |  | North | Hochiki |  | Manual Station |  |  |  | Module | TRUE | HPS-DAK - SR | HPS-DAK - SR | HPS-DAK - SR | 1 | 0 | 0 |  |  |  |  | TRUE |  |  | *Refer to Install Sheet |  |  | #FFFF0000 | FA-NFPA 170 MANUAL PULL | 1 | FALSE | FALSE | FALSE | 957
NFPA 170 SMOKE DETECTOR |  |  | North | Hochiki |  | Smoke Detector |  |  |  | Module | TRUE | SLR-24V w/NS6-221 STANDARD BASE | SLR-24V w/NS6-221 STANDARD BASE | PHOTOELECTRIC SMOKE DETECTOR w/ STANDARD BASE | 1 |  | 0.196 |  |  |  |  | TRUE | TRUE |  | *Refer to Install Sheet |  |  | #FFFF0000 | FA-NFPA 170 SMOKE DETECTOR | 1 | FALSE | FALSE | FALSE | 1408
NFPA 170 FIRE ALARM CONTROL UNIT | RISER FACP |  | North | Hochiki |  | Fire Alarm Control Unit |  |  |  | Assembly | TRUE | LA801K1-44 |  | FireNET L@TITUDE Analog Addressable Fire Alarm Control Panel, 8 Slot Standard Plex-Door Enclosure, 5.25 A 115V, 2-Loop Panel Module, Hochiki Protocol, Network Module, and Media Gateway™, Gray, Printer / 48 Zone LEDs | 1 | [6 empty] | FALSE |  |  | *Refer to Install Sheet | 16.5in (W) x 23.2in (H) x 6in (D) | KM5FCRD (Optional Semi-Flush Mounting Kit) | #FFFF0000 | FA-NFPA 170 FIRE ALARM CONTROL UNIT | 1 | FALSE | FALSE | FALSE | 202 | [8 empty] | 7,12,18,28,33,40 |  |  | 5.25 |  | TRUE
NFPA 170 SPEAKER STROBE |  |  | North | Hochiki |  | Speaker/Strobe |  |  |  | Module | TRUE | ET70WP-24185W-FR |  | Speaker/Strobe, wall, 24 VDC, 185CD, WP, red | 1 | 0 | 0.155 |  |  |  |  | FALSE | FALSE |  |  |  |  | #FF0070C0 | FA-NFPA 170 SPEAKER STROBE | 1 | FALSE | FALSE | FALSE | 2019 | [13 empty] | FALSE |  |  | WP
NFPA 170 FIRE ALARM CONTROL UNIT | RISER FACP |  | North | Hochiki |  | Fire Alarm Control Unit |  |  |  | Assembly | TRUE | LA301K1-64 |  | FireNET L@TITUDE Analog Addressable Fire Alarm Control Panel, 4 Slot Deep Enclosure, 5.25 A 115V, 2-Loop Panel Module, Hochiki Protocol, Network Module, and Media Gateway™, Black, Printer / 48 Zone LEDs | 1 | [6 empty] | FALSE |  |  | *Refer to Install Sheet | 16.5in (W) x 23.2in (H) x 8in (D) | KM5FCRD (Optional Semi-Flush Mounting Kit) | #FFFF0000 | FA-NFPA 170 FIRE ALARM CONTROL UNIT | 1 | FALSE | FALSE | FALSE | 202 | [8 empty] | 7,12,18,28 |  |  | 5.25 |  | TRUE
NFPA 170 SMOKE DETECTOR |  |  | North | Hochiki |  | Smoke Detector |  |  |  | Module | TRUE | ALN-V w/ASBL SOUNDER BASE | ALN-V SMOKE SENSOR | ALN-V SMOKE SENSOR w/ASBL SOUNDER BASE | 1 | 0.00045 | 0.00054 |  |  |  |  | TRUE | TRUE |  | *Refer to Install Sheet |  |  | #FFFF0000 | FA-NFPA 170 SMOKE DETECTOR | 1 | FALSE | FALSE | FALSE | 1408 | [16 empty] | SB
NFPA 170 MAINTENANCE DISCONNECT SWITCH |  |  | North | Hochiki |  | Switch |  |  |  | Module | TRUE | HCVR-DS | ++ | DISCONNECT SWITCH | 1 | [6 empty] | TRUE | [5 empty] | #FFFF0000 | FA-NFPA 170 MAINTENANCE DISCONNECT SWITCH | 1 | FALSE | FALSE | FALSE
NFPA 170 HEAT DETECTOR |  |  | North | Hochiki |  | Heat Detector |  |  |  | Module | TRUE | DFE-190 w/NS6-220 STANDARD BASE | DFE-190 w/NS6-220 STANDARD BASE | HEAT DETECTOR w/ STANDARD BASE | 1 |  | 0.243 |  |  |  |  | TRUE | TRUE |  | *Refer to Install Sheet |  |  | #FFFF0000 | FA-NFPA 170 HEAT DETECTOR | 1 | FALSE | FALSE | FALSE | 1403
NFPA 170 MANUAL PULL |  |  | North | Hochiki |  | Manual Station |  |  |  | Module | TRUE | HPS-DAH/S - dual action with Hex lock (Spanish) | HPS-DAH/S - dual action with Hex lock (Spanish) | HPS-DAH/S - dual action with Hex lock (Spanish) | 1 | 0 | 0 |  |  |  |  | TRUE |  |  | *Refer to Install Sheet |  |  | #FFFF0000 | FA-NFPA 170 MANUAL PULL | 1 | FALSE | FALSE | FALSE | 957
NFPA 170 NOTIFICATION CIRCUIT EXTENDER PANEL | RISER NAC |  | North | Hochiki |  | Notification Circuit Extender Panel |  |  |  | Assembly | TRUE | FN-642-ULADA | ++ | 6.5-Amp, 24-Volt Power Supply | 1 | [6 empty] | FALSE | FALSE |  |  | 18” x 14.5” x 4.625” (457.2mm x 368.3mm x 117.5mm) |  | #FFFF0000 | FA-NFPA 170 NOTIFICATION CIRCUIT EXTENDER PANEL | 1 | FALSE | FALSE | FALSE | 212 | [8 empty] | 7,12,18,33 |  | 12 |  |  | TRUE
NFPA 170 SMOKE DETECTOR |  |  | North | Hochiki |  | Smoke Detector |  |  |  | Module | TRUE | AIE-EA w/SCI-B4 SHORT CIRCUIT ISOLATOR BASE | AIE-EASMOKE SENSOR | AIE-EA SMOKE SENSOR w/SCI-B4 SHORT CIRCUIT ISOLATOR BASE | 1 | 0.00035 | 0.00046 |  |  |  |  | TRUE | TRUE |  | *Refer to Install Sheet |  |  | #FFFF0000 | FA-NFPA 170 SMOKE DETECTOR | 1 | FALSE | FALSE | FALSE | 1408 | [16 empty] | SCI
NFPA 170 HEAT DETECTOR |  |  | North | Hochiki |  | Heat Detector |  |  |  | Module | TRUE | DFE-190 w/HSC-221L LATCHING LED BASE | DFE-190 w/HSC-221L LATCHING LED BASE | HEAT DETECTOR w/ LATCHING LED BASE | 1 |  | 0.191 |  |  |  |  | TRUE | TRUE |  | *Refer to Install Sheet |  |  | #FFFF0000 | FA-NFPA 170 HEAT DETECTOR | 1 | FALSE | FALSE | FALSE | 1403 | [16 empty] | L
NFPA 170 STROBE CEILING |  |  | North | Hochiki |  | Strobe |  |  |  | Module | TRUE | HCS24PCW |  | GCS Series 24 Volt Ceiling Mount Selectable Strobe, White, Plain | 1 | 0 | 0.12 |  |  |  |  | FALSE | TRUE |  | *Refer to Install Sheet |  |  | #FF0070C0 | FA-NFPA 170 STROBE CEILING | 1 | FALSE | FALSE | FALSE | 2022 | [13 empty] | FALSE |  |  | C
NFPA 170 SMOKE DETECTOR |  |  | North | Hochiki |  | Smoke Detector |  |  |  | Module | TRUE | AIE-EA w/ASB SOUNDER BASE | AIE-EA SMOKE SENSOR | AIE-EA SMOKE SENSOR w/ASB SOUNDER BASE | 1 | 0.00035 | 0.00046 |  |  |  |  | TRUE | TRUE |  | *Refer to Install Sheet |  |  | #FFFF0000 | FA-NFPA 170 SMOKE DETECTOR | 1 | FALSE | FALSE | FALSE | 1408 | [16 empty] | SB
NFPA 170 HORN STROBE |  |  | North | Hochiki |  | Horn/Strobe |  |  |  | Module | TRUE | ASWP-2475W-FR |  | NOTIFICATION, HORNSTROBE, RED, WALL, WP | 1 | 0 | 0.168 |  |  |  |  | FALSE | FALSE |  | *Refer to Install Sheet |  |  | #FF0070C0 | FA-NFPA 170 HORN STROBE | 1 | FALSE | FALSE | FALSE | 2012 | [13 empty] | FALSE |  |  | WP
NFPA 170 HORN STROBE CEILING |  |  | North | Hochiki |  | Horn/Strobe |  |  |  | Module | TRUE | HCC24CR |  | Horn Strobe, 24 VDC, Red, Ceiling | 1 | 0 | 0.344 |  |  |  |  | FALSE | TRUE |  | *Refer to Install Sheet |  |  | #FF0070C0 | FA-NFPA 170 HORN STROBE CEILING | 1 | FALSE | FALSE | FALSE | 2013 | [13 empty] | FALSE |  |  | C
NFPA 170 FIRE ALARM CONTROL UNIT | RISER FACP |  | North | Hochiki |  | Fire Alarm Control Unit |  |  |  | Assembly | TRUE | LA703K1-44 |  | FireNET L@TITUDE Analog Addressable Fire Alarm Control Panel, 8 Slot Standard Enclosure, 10.25 A Auto Voltage, 2-Loop Panel Module, Hochiki Protocol, Network Module, and Media Gateway™, Gray, Printer / 48 Zone LEDs | 1 | [6 empty] | FALSE |  |  | *Refer to Install Sheet | 16.5in (W) x 23.2in (H) x 6in (D) | KM5FCRD (Optional Semi-Flush Mounting Kit) | #FFFF0000 | FA-NFPA 170 FIRE ALARM CONTROL UNIT | 1 | FALSE | FALSE | FALSE | 202 | [8 empty] | 7,12,18,28,33,40 |  |  | 10.25 |  | TRUE
NFPA 170 SMOKE DETECTOR |  |  | North | Hochiki |  | Smoke Detector |  |  |  | Module | TRUE | SLR-24H w/NS4-220 STANDARD BASE | SLR-24H w/NS4-220 STANDARD BASE | PHOTOELECTRIC SMOKE DETECTOR w/ STANDARD BASE | 1 |  | 0.243 |  |  |  |  | TRUE | TRUE |  | *Refer to Install Sheet |  |  | #FFFF0000 | FA-NFPA 170 SMOKE DETECTOR | 1 | FALSE | FALSE | FALSE | 1408
NFPA 170 FIRE ALARM CONTROL UNIT | RISER FACP |  | North | Hochiki |  | Fire Alarm Control Unit |  |  |  | Assembly | TRUE | LA203K1-44 |  | FireNET L@TITUDE Analog Addressable Fire Alarm Control Panel, 4 Slot Standard Plex-Door Enclosure, 10.25 A Auto Voltage, 2-Loop Panel Module, Hochiki Protocol, Network Module, and Media Gateway™, Gray, Printer / 48 Zone LEDs | 1 | [6 empty] | FALSE |  |  | *Refer to Install Sheet | 16.5in (W) x 23.2in (H) x 6in (D) | KM5FCRD (Optional Semi-Flush Mounting Kit) | #FFFF0000 | FA-NFPA 170 FIRE ALARM CONTROL UNIT | 1 | FALSE | FALSE | FALSE | 202 | [8 empty] | 7,12,18,28 |  |  | 10.25 |  | TRUE
NFPA 170 SMOKE DETECTOR |  |  | North | Hochiki |  | Smoke Detector |  |  |  | Module | TRUE | SOC-24V w/HSC-224L LATCHING LED BASE | SOC-24V w/HSC-224L LATCHING LED BASE | PHOTOELECTRIC SMOKE DETECTOR w/ LATCHING LED BASE | 1 |  | 0.188 |  |  |  |  | TRUE | TRUE |  | *Refer to Install Sheet |  |  | #FFFF0000 | FA-NFPA 170 SMOKE DETECTOR | 1 | FALSE | FALSE | FALSE | 1408 | [16 empty] | L
NFPA 170 FIRE ALARM CONTROL UNIT | RISER FACP |  | North | Hochiki |  | Fire Alarm Control Unit |  |  |  | Assembly | TRUE | LA303K1-60 |  | FireNET L@TITUDE Analog Addressable Fire Alarm Control Panel, 4 Slot Deep Enclosure, 10.25 A Auto Voltage, 2-Loop Panel Module, Hochiki Protocol, Network Module, and Media Gateway™, Black, 48 Zone LEDs | 1 | [6 empty] | FALSE |  |  | *Refer to Install Sheet | 16.5in (W) x 23.2in (H) x 8in (D) | KM5FCRD (Optional Semi-Flush Mounting Kit) | #FFFF0000 | FA-NFPA 170 FIRE ALARM CONTROL UNIT | 1 | FALSE | FALSE | FALSE | 202 | [8 empty] | 7,12,18,28 |  |  | 10.25 |  | TRUE
NFPA 170 SMOKE DETECTOR |  |  | North | Hochiki |  | Smoke Detector |  |  |  | Module | TRUE | SLR-24V w/NS6-224 STANDARD BASE | SLR-24V w/NS6-224 STANDARD BASE | PHOTOELECTRIC SMOKE DETECTOR w/ STANDARD BASE | 1 |  | 0.193 |  |  |  |  | TRUE | TRUE |  | *Refer to Install Sheet |  |  | #FFFF0000 | FA-NFPA 170 SMOKE DETECTOR | 1 | FALSE | FALSE | FALSE | 1408
NFPA 170 HORN STROBE CEILING |  |  | North | Hochiki |  | Horn/Strobe |  |  |  | Module | TRUE | MTWP-24MCCH-FW |  | NOTIFICATION, MULTI-TONE HORNSTROBE, WHITE, CEILING, 15CD, WP | 1 | 0 | 0.168 |  |  |  |  | FALSE | TRUE |  |  |  |  | #FF0070C0 | FA-NFPA 170 HORN STROBE CEILING | 1 | FALSE | FALSE | FALSE | 2013 | [13 empty] | FALSE |  |  | C¦WP
NFPA 170 DOOR HOLDER |  |  | North | Hochiki |  | Door Holder |  |  |  | Module | TRUE | DH24120GPC2 |  | RSG Door Holder, Ground Mount, Chrome Finish, Double Coil, 24V | 1 | 0.02 | [5 empty] | FALSE |  | GROUND | *Refer to Install Sheet | SINGLE GANG | 1-GANG | #FFFF0000 | FA-NFPA 170 DOOR HOLDER | 1 | FALSE | FALSE | FALSE | 2500 |  |  | 3550-0028:0210 | [10 empty] | FALSE
NFPA 170 HEAT DETECTOR |  |  | North | Hochiki |  | Heat Detector |  |  |  | Module | TRUE | DSC-EA w/HSC-220R - 2 WIRE RELAY BASE | DSC-EA w/HSC-220R - 2 WIRE RELAY BASE | HEAT DETECTOR w/ 2 WIRE RELAY BASE | 1 | 0.00011 | 0.238 |  |  |  |  | TRUE | TRUE |  | *Refer to Install Sheet |  |  | #FFFF0000 | FA-NFPA 170 HEAT DETECTOR | 1 | FALSE | FALSE | FALSE | 1403 | [16 empty] | R
|  |  | North | Hochiki |  | Cards & Components |  |  |  | Card | TRUE | FNV-MBR (25V) | + |  | 1 | 0.031 | 0.031 |  |  |  |  | TRUE | [5 empty] | #FFFFFFFF |  |  | FALSE | FALSE | FALSE
NFPA 170 HEAT DETECTOR |  |  | North | Hochiki |  | Heat Detector |  |  |  | Module | TRUE | DFE-190 w/NS6-100 STANDARD BASE | DFE-190 w/NS6-100 STANDARD BASE | HEAT DETECTOR w/ STANDARD BASE | 1 |  | 0.3 |  |  |  |  | TRUE | TRUE |  | *Refer to Install Sheet |  |  | #FFFF0000 | FA-NFPA 170 HEAT DETECTOR | 1 | FALSE | FALSE | FALSE | 1403
NFPA 170 STROBE CEILING |  |  | North | Hochiki |  | Strobe |  |  |  | Module | TRUE | HCS24PCR |  | GCS Series 24 Volt Ceiling Mount Selectable Strobe, Red, Plain | 1 | 0 | 0.12 |  |  |  |  | FALSE | TRUE |  | *Refer to Install Sheet |  |  | #FF0070C0 | FA-NFPA 170 STROBE CEILING | 1 | FALSE | FALSE | FALSE | 2022 | [13 empty] | FALSE |  |  | C
|  |  | North | Hochiki |  | Cards & Components |  |  |  | Card | TRUE | FNV-II | + | Audio Module Interface Card | 1 | [6 empty] | TRUE | [5 empty] | #FFFFFFFF |  |  | FALSE | FALSE | FALSE
|  |  | North | Hochiki |  | Cards & Components |  |  |  | Card | TRUE | S768 |  | Printer | 1 | 0 | 1.5 |  |  |  |  | TRUE | [5 empty] | #FFFFFFFF |  |  | FALSE | FALSE | FALSE
NFPA 170 FIRE ALARM CONTROL UNIT | RISER FACP |  | North | Hochiki |  | Fire Alarm Control Unit |  |  |  | Assembly | TRUE | FN-2127US0ERS-220 |  | FireNET® FACP, 2 Loop, Red, 220V | 1 | [6 empty] | FALSE |  |  | *Refer to Install Sheet | 14.5" W x 24" H x 5" D |  | #FFFF0000 | FA-NFPA 170 FIRE ALARM CONTROL UNIT | 1 | FALSE | FALSE | FALSE | 202 | [8 empty] | 7,12,18,28,55,60 |  |  |  |  | TRUE
NFPA 170 HEAT DETECTOR |  |  | North | Hochiki |  | Heat Detector |  |  |  | Module | TRUE | DSC-EAw/HSC-224R - 2 WIRE RELAY BASE | DSC-EAw/HSC-224R - 2 WIRE RELAY BASE | HEAT DETECTOR w/ 2 WIRE RELAY BASE | 1 | 0.00011 | 0.193 |  |  |  |  | TRUE | TRUE |  | *Refer to Install Sheet |  |  | #FFFF0000 | FA-NFPA 170 HEAT DETECTOR | 1 | FALSE | FALSE | FALSE | 1403 | [16 empty] | R
NFPA 170 SPEAKER STROBE CEILING |  |  | North | Hochiki |  | Speaker/Strobe |  |  |  | Module | TRUE | HSSPK24CLPW |  | Speaker/Strobe, 24 VDC, Ceiling Mount, White, Fire | 1 | 0 | 0.12 |  |  |  |  | FALSE | TRUE |  | *Refer to Install Sheet |  |  | #FF0070C0 | FA-NFPA 170 SPEAKER STROBE CEILING | 1 | FALSE | FALSE | FALSE | 2020 | [13 empty] | FALSE |  |  | C
NFPA 170 HEAT DETECTOR |  |  | North | Hochiki |  | Heat Detector |  |  |  | Module | TRUE | DSC-EA w/NS6-220 STANDARD BASE | DSC-EA w/NS6-220 STANDARD BASE | HEAT DETECTOR w/ STANDARD BASE | 1 | 0.00011 | 0.243 |  |  |  |  | TRUE | TRUE |  | *Refer to Install Sheet |  |  | #FFFF0000 | FA-NFPA 170 HEAT DETECTOR | 1 | FALSE | FALSE | FALSE | 1403
NFPA 170 FIRE ALARM CONTROL UNIT | RISER FACP |  | North | Hochiki |  | Fire Alarm Control Unit |  |  |  | Assembly | TRUE | LA103K3-14 |  | FireNET L@TITUDE Analog Addressable Fire Alarm Control Panel, 4 Slot Standard Enclosure, 10.25 A Auto Voltage, 6-Loop Panel Module, Hochiki Protocol, Network Module, and Media Gateway™, Red, Printer / 48 Zone LEDs | 1 | [6 empty] | FALSE |  |  | *Refer to Install Sheet | 16.5in (W) x 23.2in (H) x 6in (D) | KM5FCRD (Optional Semi-Flush Mounting Kit) | #FFFF0000 | FA-NFPA 170 FIRE ALARM CONTROL UNIT | 1 | FALSE | FALSE | FALSE | 202 | [8 empty] | 7,12,18,28 |  |  | 10.25 |  | TRUE
NFPA 170 STROBE WALL |  |  | North | Hochiki |  | Strobe |  |  |  | Module | TRUE | RSSWP-24MCWH-FR |  | NOTIFICATION, STROBE, RED, WALL, 135CD/185CD, WP | 1 | 0 | 0.42 |  |  |  |  | FALSE | FALSE |  | *Refer to Install Sheet |  |  | #FF0070C0 | FA-NFPA 170 STROBE WALL | 1 | FALSE | FALSE | FALSE | 2023 | [13 empty] | FALSE |  |  | WP
NFPA 170 HEAT DETECTOR |  |  | North | Hochiki |  | Heat Detector |  |  |  | Module | TRUE | ATG-EA w/SCI-B4 SHORT CIRCUIT ISOLATOR BASE | ATG-EA FIXED TEMP/RATE OF RISE HEAT SENSOR | ATG-EA FIXED TEMP/RATE OF RISE HEAT SENSOR | 1 | 0.00035 | 0.0005 |  |  |  |  | TRUE | TRUE |  | *Refer to Install Sheet |  |  | #FFFF0000 | FA-NFPA 170 HEAT DETECTOR | 1 | FALSE | FALSE | FALSE | 1403 | [16 empty] | SCI
|  |  | North | Hochiki |  | Cards & Components |  |  |  | Card | TRUE | FNV-FPI | + | Fire Phone Interface Card | 1 | 0.041 | 0.041 |  |  |  |  | TRUE | [5 empty] | #FFFFFFFF |  |  | FALSE | FALSE | FALSE
NFPA 170 DRY LGE AUTO |  |  | North | Hochiki |  | Miscellaneous |  |  |  | Module | TRUE | FNX-4200T | ++ | FirePro Xtinguish | 1 | [6 empty] | TRUE | [5 empty] | #FFFF0000 | FA-NFPA 170 DRY LGE AUTO | 1 | FALSE | FALSE | FALSE
NFPA 170 SMOKE DETECTOR |  |  | North | Hochiki |  | Smoke Detector |  |  |  | Module | TRUE | SLR-24V w/HSC-224R - 2 WIRE RELAY BASE | SLR-24V w/HSC-224R - 2 WIRE RELAY BASE | PHOTOELECTRIC SMOKE DETECTOR w/ 2 WIRE RELAY BASE | 1 |  | 0.193 |  |  |  |  | TRUE | TRUE |  | *Refer to Install Sheet |  |  | #FFFF0000 | FA-NFPA 170 SMOKE DETECTOR | 1 | FALSE | FALSE | FALSE | 1408 | [16 empty] | R
|  |  | North | Hochiki |  | Cards & Components |  |  |  | Card | TRUE | FN-1042-ULADA Main Board | ++ | Fire Alarm Power Supply Main Board | 1 | 0.13 | 0.3 | 10 |  | 24 |  | TRUE | FALSE |  |  |  |  | #FFFFFFFF |  |  | FALSE | FALSE | FALSE | [14 empty] | FALSE
NFPA 170 SPEAKER STROBE CEILING |  |  | North | Hochiki |  | Speaker/Strobe |  |  |  | Module | TRUE | E60-24MCCH-FW |  | Speaker/Strobe, 24 VDC, Multi-Candela, , 25/70 Vrms, white | 1 | 0 | 0.455 |  |  |  |  | FALSE | TRUE |  | *Refer to Install Sheet |  |  | #FF0070C0 | FA-NFPA 170 SPEAKER STROBE CEILING | 1 | FALSE | FALSE | FALSE | 2020 | [13 empty] | FALSE |  |  | C
NFPA 170 FIRE ALARM CONTROL UNIT | RISER FACP |  | North | Hochiki |  | Fire Alarm Control Unit |  |  |  | Assembly | TRUE | LA101K1-64 |  | FireNET L@TITUDE Analog Addressable Fire Alarm Control Panel, 4 Slot Standard Enclosure, 5.25 A 115V, 2-Loop Panel Module, Hochiki Protocol, Network Module, and Media Gateway™, Black, Printer / 48 Zone LEDs | 1 | [6 empty] | FALSE |  |  | *Refer to Install Sheet | 16.5in (W) x 23.2in (H) x 6in (D) | KM5FCRD (Optional Semi-Flush Mounting Kit) | #FFFF0000 | FA-NFPA 170 FIRE ALARM CONTROL UNIT | 1 | FALSE | FALSE | FALSE | 202 | [8 empty] | 7,12,18,28 |  |  | 5.25 |  | TRUE
NFPA 170 HEAT DETECTOR |  |  | North | Hochiki |  | Heat Detector |  |  |  | Module | TRUE | DFE-190 w/NS4-220 STANDARD BASE | DFE-190 w/NS4-220 STANDARD BASE | HEAT DETECTOR w/ STANDARD BASE | 1 |  | 0.196 |  |  |  |  | TRUE | TRUE |  | *Refer to Install Sheet |  |  | #FFFF0000 | FA-NFPA 170 HEAT DETECTOR | 1 | FALSE | FALSE | FALSE | 1403
NFPA 170 FIRE ALARM CONTROL UNIT | RISER FACP |  | North | Hochiki |  | Fire Alarm Control Unit |  |  |  | Assembly | TRUE | LA103K2-10 |  | FireNET L@TITUDE Analog Addressable Fire Alarm Control Panel, 4 Slot Standard Enclosure, 10.25 A Auto Voltage, 4-Loop Panel Module, Hochiki Protocol, Network Module, and Media Gateway™, Red, 48 Zone LEDs | 1 | [6 empty] | FALSE |  |  | *Refer to Install Sheet | 16.5in (W) x 23.2in (H) x 6in (D) | KM5FCRD (Optional Semi-Flush Mounting Kit) | #FFFF0000 | FA-NFPA 170 FIRE ALARM CONTROL UNIT | 1 | FALSE | FALSE | FALSE | 202 | [8 empty] | 7,12,18,28 |  |  | 10.25 |  | TRUE
|  |  | North | Hochiki |  | Cards & Components |  |  |  | Card | TRUE | S406 |  | 5.25 A Power Supply | 1 | 0.078 | 0.078 |  |  |  |  | TRUE | [5 empty] | #FFFFFFFF |  |  | FALSE | FALSE | FALSE
NFPA 170 HEAT DETECTOR |  |  | North | Hochiki |  | Heat Detector |  |  |  | Module | TRUE | DCD-135 w/NS4-224 STANDARD BASE | DCD-135 w/NS4-224 STANDARD BASE | HEAT DETECTOR w/ STANDARD BASE | 1 |  | 0.193 |  |  |  |  | TRUE | TRUE |  | *Refer to Install Sheet |  |  | #FFFF0000 | FA-NFPA 170 HEAT DETECTOR | 1 | FALSE | FALSE | FALSE | 1403
NFPA 170 SMOKE DETECTOR |  |  | North | Hochiki |  | Smoke Detector |  |  |  | Module | TRUE | SOC-24V w/HSC-220R - 2 WIRE RELAY BASE | SOC-24V w/HSC-220R - 2 WIRE RELAY BASE | PHOTOELECTRIC SMOKE DETECTOR w/ 2 WIRE RELAY BASE | 1 |  | 0.238 |  |  |  |  | TRUE | TRUE |  | *Refer to Install Sheet |  |  | #FFFF0000 | FA-NFPA 170 SMOKE DETECTOR | 1 | FALSE | FALSE | FALSE | 1408 | [16 empty] | R
NFPA 170 AMPLIFIER RACK | RISER AMP |  | North | Hochiki |  | Amplifier |  |  |  | Assembly | TRUE | FNVDPS50/P (70V) | + | Distributed Panel, Single Channel, 50W, Fire Phone | 1 | [6 empty] | FALSE |  |  | *Refer to Install Sheet |  |  | #FFFF0000 | FA-NFPA 170 AMPLIFIER RACK | 1 | FALSE | FALSE | FALSE | 300 | [8 empty] | 7,12,18 |  |  |  | 50 | TRUE
NFPA 170 HEAT DETECTOR |  |  | North | Hochiki |  | Heat Detector |  |  |  | Module | TRUE | DCD-135 w/HSC-4R - 4 WIRE RELAY BASE | DCD-135 w/HSC-4R - 4 WIRE RELAY BASE | HEAT DETECTOR w/ 4 WIRE RELAY BASE | 1 |  | 0.193 |  |  |  |  | TRUE | TRUE |  | *Refer to Install Sheet |  |  | #FFFF0000 | FA-NFPA 170 HEAT DETECTOR | 1 | FALSE | FALSE | FALSE | 1403 | [16 empty] | R
NFPA 170 VOICE EVACUATION CONTROL UNIT |  |  | North | Hochiki |  | Voice Evac Control Unit |  |  |  | Assembly | TRUE | EVAX-100EM-H | + | 100W Voice Evacuation Panel w/ mic | 1 | [6 empty] | FALSE |  |  | *Refer to Install Sheet |  |  | #FFFF0000 | FA-NFPA 170 VOICE EVACUATION CONTROL UNIT | 1 | FALSE | FALSE | FALSE | 211 | [8 empty] | 7,12,18 |  |  |  | 100 | TRUE
NFPA 170 SMOKE DETECTOR |  |  | North | Hochiki |  | Smoke Detector |  |  |  | Module | TRUE | SOC-24V w/HSC-221R - 2 WIRE RELAY BASE | SOC-24V w/HSC-221R - 2 WIRE RELAY BASE | PHOTOELECTRIC SMOKE DETECTOR w/ 2 WIRE RELAY BASE | 1 |  | 0.199 |  |  |  |  | TRUE | TRUE |  | *Refer to Install Sheet |  |  | #FFFF0000 | FA-NFPA 170 SMOKE DETECTOR | 1 | FALSE | FALSE | FALSE | 1408 | [16 empty] | R
NFPA 170 ADDRESSABLE OUTPUT MODULE |  |  | North | Hochiki |  | Addressable Control/Relay |  |  |  | Module | TRUE | R2ML/-I DUAL RELAY MODULE | DUAL RELAY MODULE | DUAL RELAY MODULE | 1 | 0.00035 | 0.00041 |  |  |  |  | TRUE |  |  | *Refer to Install Sheet |  |  | #FFFF0000 | FA-NFPA 170 ADDRESSABLE OUTPUT MODULE | 1 | FALSE | FALSE | FALSE | 1100 | [16 empty] | 2
NFPA 170 MANUAL PULL |  |  | North | Hochiki |  | Manual Station |  |  |  | Module | TRUE | DCP-AMS-KL Single Action Key Lock | DCP-AMS SERIES ADDRESSABLE MANUAL PULL STATION | DCP-AMS SERIES ADDRESSABLE MANUAL PULL STATION | 1 | 0.00055 | 0.00066 |  |  |  |  | TRUE |  |  | *Refer to Install Sheet |  |  | #FFFF0000 | FA-NFPA 170 MANUAL PULL | 1 | FALSE | FALSE | FALSE | 957
NFPA 170 FIRE ALARM CONTROL UNIT | RISER FACP |  | North | Hochiki |  | Fire Alarm Control Unit |  |  |  | Assembly | TRUE | LA803K1-14 |  | FireNET L@TITUDE Analog Addressable Fire Alarm Control Panel, 8 Slot Standard Plex-Door Enclosure, 10.25 A Auto Voltage, 2-Loop Panel Module, Hochiki Protocol, Network Module, and Media Gateway™, Red, Printer / 48 Zone LEDs | 1 | [6 empty] | FALSE |  |  | *Refer to Install Sheet | 16.5in (W) x 23.2in (H) x 6in (D) | KM5FCRD (Optional Semi-Flush Mounting Kit) | #FFFF0000 | FA-NFPA 170 FIRE ALARM CONTROL UNIT | 1 | FALSE | FALSE | FALSE | 202 | [8 empty] | 7,12,18,28,33,40 |  |  | 10.25 |  | TRUE
NFPA 170 HEAT DETECTOR |  |  | North | Hochiki |  | Heat Detector |  |  |  | Module | TRUE | DSC-EA w/NS4-220 STANDARD BASE | DSC-EA w/NS4-220 STANDARD BASE | HEAT DETECTOR w/ STANDARD BASE | 1 | 0.00011 | 0.196 |  |  |  |  | TRUE | TRUE |  | *Refer to Install Sheet |  |  | #FFFF0000 | FA-NFPA 170 HEAT DETECTOR | 1 | FALSE | FALSE | FALSE | 1403
NFPA 170 FIRE ALARM CONTROL UNIT | RISER FACP |  | North | Hochiki |  | Fire Alarm Control Unit |  |  |  | Assembly | TRUE | LA203K1-40 |  | FireNET L@TITUDE Analog Addressable Fire Alarm Control Panel, 4 Slot Standard Plex-Door Enclosure, 10.25 A Auto Voltage, 2-Loop Panel Module, Hochiki Protocol, Network Module, and Media Gateway™, Gray, 48 Zone LEDs | 1 | [6 empty] | FALSE |  |  | *Refer to Install Sheet | 16.5in (W) x 23.2in (H) x 6in (D) | KM5FCRD (Optional Semi-Flush Mounting Kit) | #FFFF0000 | FA-NFPA 170 FIRE ALARM CONTROL UNIT | 1 | FALSE | FALSE | FALSE | 202 | [8 empty] | 7,12,18,28 |  |  | 10.25 |  | TRUE
NFPA 170 NOTIFICATION CIRCUIT EXTENDER PANEL | RISER NAC |  | North | Hochiki |  | Notification Circuit Extender Panel |  |  |  | Assembly | TRUE | FN-1042-ULADA | ++ | 10-Amp, 24-Volt Power Supply | 1 | [6 empty] | FALSE | FALSE |  |  | 18” x 14.5” x 4.625” (457.2mm x 368.3mm x 117.5mm) |  | #FFFF0000 | FA-NFPA 170 NOTIFICATION CIRCUIT EXTENDER PANEL | 1 | FALSE | FALSE | FALSE | 212 | [8 empty] | 7,12,18,33 |  | 12 |  |  | TRUE
NFPA 170 MANUAL PULL |  |  | North | Hochiki |  | Manual Station |  |  |  | Module | TRUE | HPS-DAH - dual action with Hex lock | HPS-DAH - dual action with Hex lock | HPS-DAH - dual action with Hex lock | 1 | 0 | 0 |  |  |  |  | TRUE |  |  | *Refer to Install Sheet |  |  | #FFFF0000 | FA-NFPA 170 MANUAL PULL | 1 | FALSE | FALSE | FALSE | 957
NFPA 170 AMPLIFIER RACK | RISER AMP |  | North | Hochiki |  | Amplifier |  |  |  | Assembly | TRUE | FNVDP25 (70V) | + | Distributed Panel, Dual Channel, 25W | 1 | [6 empty] | FALSE |  |  | *Refer to Install Sheet |  |  | #FFFF0000 | FA-NFPA 170 AMPLIFIER RACK | 1 | FALSE | FALSE | FALSE | 300 | [8 empty] | 7,12,18 |  |  |  | 25 | TRUE
NFPA 170 SPEAKER STROBE |  |  | North | Hochiki |  | Speaker/Strobe |  |  |  | Module | TRUE | E60-24MCWH-FR |  | Speaker/Strobe, 24 VDC, Multi-Candela, , 25/70 Vrms, red | 1 | 0 | 0.455 |  |  |  |  | FALSE | FALSE |  | *Refer to Install Sheet |  |  | #FF0070C0 | FA-NFPA 170 SPEAKER STROBE | 1 | FALSE | FALSE | FALSE | 2019 | [13 empty] | FALSE
NFPA 170 HORN STROBE CEILING |  |  | North | Hochiki |  | Horn/Strobe |  |  |  | Module | TRUE | HCC24PCR |  | Horn Strobe, 24 VDC, Red, Ceiling, Plain | 1 | 0 | 0.344 |  |  |  |  | FALSE | TRUE |  | *Refer to Install Sheet |  |  | #FF0070C0 | FA-NFPA 170 HORN STROBE CEILING | 1 | FALSE | FALSE | FALSE | 2013 | [13 empty] | FALSE |  |  | C
NFPA 170 DOOR HOLDER |  |  | North | Hochiki |  | Door Holder |  |  |  | Module | TRUE | DH24120GPC1 |  | RSG Door Holder, Ground Mount, Chrome Finish, Single Coil, 24V | 1 | 0.02 | [5 empty] | FALSE |  | GROUND | *Refer to Install Sheet | SINGLE GANG | 1-GANG | #FFFF0000 | FA-NFPA 170 DOOR HOLDER | 1 | FALSE | FALSE | FALSE | 2500 |  |  | 3550-0028:0210 | [10 empty] | FALSE
NFPA 170 SMOKE DETECTOR |  |  | North | Hochiki |  | Smoke Detector |  |  |  | Module | TRUE | SOC-24V w/NS6-221 STANDARD BASE | SOC-24V w/NS6-221 STANDARD BASE | PHOTOELECTRIC SMOKE DETECTOR w/ STANDARD BASE | 1 |  | 0.196 |  |  |  |  | TRUE | TRUE |  | *Refer to Install Sheet |  |  | #FFFF0000 | FA-NFPA 170 SMOKE DETECTOR | 1 | FALSE | FALSE | FALSE | 1408
NFPA 170 HORN STROBE |  |  | North | Hochiki |  | Horn/Strobe |  |  |  | Module | TRUE | WHEC24-75WW |  | 24 Volt Low Profile Evacuation Outdoor Horn/Strobe, Weather Proof, Wall, White | 1 | 0 | 0.198 |  |  |  |  | FALSE |  |  | *Refer to Install Sheet |  |  | #FF0070C0 | FA-NFPA 170 HORN STROBE | 1 | FALSE | FALSE | FALSE | 2012 | [13 empty] | FALSE |  |  | WP
NFPA 170 HEAT DETECTOR |  |  | North | Hochiki |  | Heat Detector |  |  |  | Module | TRUE | ACD-V w/ASBL SOUNDER BASE | ACD-V MULTI-CRITERIA SENSOR | ACD-V MULTI-CRITERIA SENSOR w/ASBL SOUNDER BASE HEAT/CO | 1 | 0.00045 | 0.0072 |  |  |  |  | TRUE | TRUE |  | *Refer to Install Sheet |  |  | #FFFF0000 | FA-NFPA 170 HEAT DETECTOR | 1 | FALSE | FALSE | FALSE | 1403 | [16 empty] | SB, CO
NFPA 170 SPEAKER STROBE CEILING |  |  | North | Hochiki |  | Speaker/Strobe |  |  |  | Module | TRUE | ET70WP-24177C-FW |  | Speaker/Strobe, ceiling, 24 VDC, 177CD, WP, white | 1 | 0 | 0.155 |  |  |  |  | FALSE | TRUE |  |  |  |  | #FF0070C0 | FA-NFPA 170 SPEAKER STROBE CEILING | 1 | FALSE | FALSE | FALSE | 2020 | [13 empty] | FALSE |  |  | WP
NFPA 170 FIRE ALARM CONTROL UNIT | RISER FACP |  | North | Hochiki |  | Fire Alarm Control Unit |  |  |  | Assembly | TRUE | LA403K1-44 |  | FireNET L@TITUDE Analog Addressable Fire Alarm Control Panel, 4 Slot Deep Plex-Door Enclosure, 10.25 A Auto Voltage, 2-Loop Panel Module, Hochiki Protocol, Network Module, and Media Gateway™, Gray, Printer / 48 Zone LEDs | 1 | [6 empty] | FALSE |  |  | *Refer to Install Sheet | 16.5in (W) x 23.2in (H) x 8in (D) | KM5FCRD (Optional Semi-Flush Mounting Kit) | #FFFF0000 | FA-NFPA 170 FIRE ALARM CONTROL UNIT | 1 | FALSE | FALSE | FALSE | 202 | [8 empty] | 7,12,18,28 |  |  | 10.25 |  | TRUE
NFPA 170 HORN STROBE |  |  | North | Hochiki |  | Horn/Strobe |  |  |  | Module | TRUE | MTWP-2475W-FR |  | NOTIFICATION, MULTI-TONE HORNSTROBE, RED, WALL, WP | 1 | 0 | 0.168 |  |  |  |  | FALSE | FALSE |  |  |  |  | #FF0070C0 | FA-NFPA 170 HORN STROBE | 1 | FALSE | FALSE | FALSE | 2012 | [13 empty] | FALSE |  |  | WP
NFPA 170 FIRE ALARM CONTROL UNIT | RISER FACP |  | North | Hochiki |  | Fire Alarm Control Unit |  |  |  | Assembly | TRUE | LAA03K1-40 |  | FireNET L@TITUDE Analog Addressable Fire Alarm Control Panel, 8 Slot Deep Plex-Door Enclosure, 10.25 A Auto Voltage, 2-Loop Panel Module, Hochiki Protocol, Network Module, and Media Gateway™, Gray, 48 Zone LEDs | 1 | [6 empty] | FALSE |  |  | *Refer to Install Sheet | 16.5in (W) x 23.2in (H) x 8in (D) | KM5FCRD (Optional Semi-Flush Mounting Kit) | #FFFF0000 | FA-NFPA 170 FIRE ALARM CONTROL UNIT | 1 | FALSE | FALSE | FALSE | 202 | [8 empty] | 7,12,18,28,33,40 |  |  | 10.25 |  | TRUE
NFPA 170 MANUAL PULL |  |  | North | Hochiki |  | Manual Station |  |  |  | Module | TRUE | DCP-AMS Single Action Hex Key Lock | DCP-AMS SERIES ADDRESSABLE MANUAL PULL STATION | DCP-AMS SERIES ADDRESSABLE MANUAL PULL STATION | 1 | 0.00055 | 0.00066 |  |  |  |  | TRUE |  |  | *Refer to Install Sheet |  |  | #FFFF0000 | FA-NFPA 170 MANUAL PULL | 1 | FALSE | FALSE | FALSE | 957
NFPA 170 SPEAKER STROBE |  |  | North | Hochiki |  | Speaker/Strobe |  |  |  | Module | TRUE | HSSPK24WLPPR |  | Speaker/Strobe, 24 VDC, Wall Mount, Red | 1 | 0 | 0.137 |  |  |  |  | FALSE | FALSE |  | *Refer to Install Sheet |  |  | #FF0070C0 | FA-NFPA 170 SPEAKER STROBE | 1 | FALSE | FALSE | FALSE | 2019 | [13 empty] | FALSE
|  |  | North | Hochiki |  | Cards & Components |  |  |  | Card | TRUE | HCA-2D (2-ZONES) WITH DIALER Main Board | + | Main Board | 1 | 0.16 | 0.29 |  |  |  |  | TRUE | [5 empty] | #FFFFFFFF |  |  | FALSE | FALSE | FALSE
|  |  | North | Hochiki |  | Cards & Components |  |  |  | Card | TRUE | S408 |  | 10.25 A Power Supply | 1 | 0.08 | 0.08 |  |  |  |  | TRUE | [5 empty] | #FFFFFFFF |  |  | FALSE | FALSE | FALSE
NFPA 170 HEAT DETECTOR |  |  | North | Hochiki |  | Heat Detector |  |  |  | Module | TRUE | DFE-135 w/NS6-224 STANDARD BASE | DFE-135 w/NS6-224 STANDARD BASE | HEAT DETECTOR w/ STANDARD BASE | 1 |  | 0.193 |  |  |  |  | TRUE | TRUE |  | *Refer to Install Sheet |  |  | #FFFF0000 | FA-NFPA 170 HEAT DETECTOR | 1 | FALSE | FALSE | FALSE | 1403
|  |  | North | Hochiki |  | Cards & Components |  |  |  | Card | TRUE | FN-DAC | Digital Alarm Communicator | Digital Alarm Communicator | 1 | 0.02 | 0.02 |  |  |  |  | TRUE | [5 empty] | #FFFFFFFF |  |  | FALSE | FALSE | FALSE
NFPA 170 REMOTE INDICATOR |  |  | North | Hochiki |  | Remote Indicator |  |  |  | Module | TRUE | MS-RH/KA/P/R | REMOTE ALARM INDICATOR | REMOTE ALARM INDICATOR | 1 | 0.005 | 0.005 |  |  |  |  | TRUE |  |  | *Refer to Install Sheet |  |  | #FFFF0000 | FA-NFPA 170 REMOTE INDICATOR | 1 | FALSE | FALSE | FALSE | 2016
NFPA 170 HEAT DETECTOR |  |  | North | Hochiki |  | Heat Detector |  |  |  | Module | TRUE | DSC-EA w/NS4-224 STANDARD BASE | DSC-EA w/NS4-224 STANDARD BASE | HEAT DETECTOR w/ STANDARD BASE | 1 | 0.00011 | 0.193 |  |  |  |  | TRUE | TRUE |  | *Refer to Install Sheet |  |  | #FFFF0000 | FA-NFPA 170 HEAT DETECTOR | 1 | FALSE | FALSE | FALSE | 1403
NFPA 170 ADDRESSABLE INPUT MONITOR MODULE |  |  | North | Hochiki |  | Addressable Module |  |  |  | Module | TRUE | CZM CONVENTIONAL ZONE MODULE | CONVENTIONAL ZONE MODULE | CONVENTIONAL ZONE MODULE | 1 | 0.00068 | 0.00072 |  |  |  |  | TRUE |  |  | *Refer to Install Sheet |  |  | #FFFF0000 | FA-NFPA 170 ADDRESSABLE INPUT MONITOR MODULE | 1 | FALSE | FALSE | FALSE | 1000 | [16 empty] | CZM
NFPA 170 FIRE ALARM CONTROL UNIT | RISER FACP |  | North | Hochiki |  | Fire Alarm Control Unit |  |  |  | Assembly | TRUE | LA103K3-60 |  | FireNET L@TITUDE Analog Addressable Fire Alarm Control Panel, 4 Slot Standard Enclosure, 10.25 A Auto Voltage, 6-Loop Panel Module, Hochiki Protocol, Network Module, and Media Gateway™, Black, 48 Zone LEDs | 1 | [6 empty] | FALSE |  |  | *Refer to Install Sheet | 16.5in (W) x 23.2in (H) x 6in (D) | KM5FCRD (Optional Semi-Flush Mounting Kit) | #FFFF0000 | FA-NFPA 170 FIRE ALARM CONTROL UNIT | 1 | FALSE | FALSE | FALSE | 202 | [8 empty] | 7,12,18,28 |  |  | 10.25 |  | TRUE
NFPA 170 FIRE ALARM CONTROL UNIT | RISER FACP |  | North | Hochiki |  | Fire Alarm Control Unit |  |  |  | Assembly | TRUE | LA901K1-60 |  | FireNET L@TITUDE Analog Addressable Fire Alarm Control Panel, 8 Slot Deep Enclosure, 5.25 A 115V, 2-Loop Panel Module, Hochiki Protocol, Network Module, and Media Gateway™, Black, 48 Zone LEDs | 1 | [6 empty] | FALSE |  |  | *Refer to Install Sheet | 16.5in (W) x 23.2in (H) x 8in (D) | KM5FCRD (Optional Semi-Flush Mounting Kit) | #FFFF0000 | FA-NFPA 170 FIRE ALARM CONTROL UNIT | 1 | FALSE | FALSE | FALSE | 202 | [8 empty] | 7,12,18,28,33,40 |  |  | 5.25 |  | TRUE
NFPA 170 SMOKE DETECTOR |  |  | North | Hochiki |  | Smoke Detector |  |  |  | Module | TRUE | SLR-24H w/HSC-4R - 4 WIRE RELAY BASE | SLR-24H w/HSC-4R - 4 WIRE RELAY BASE | PHOTOELECTRIC SMOKE DETECTOR w/ 4 WIRE RELAY BASE | 1 |  | 0.193 |  |  |  |  | TRUE | TRUE |  | *Refer to Install Sheet |  |  | #FFFF0000 | FA-NFPA 170 SMOKE DETECTOR | 1 | FALSE | FALSE | FALSE | 1408 | [16 empty] | R
NFPA 170 SMOKE DETECTOR |  |  | North | Hochiki |  | Smoke Detector |  |  |  | Module | TRUE | SLR-835 w/HSC-4R | PHOTOELECTRIC SMOKE DETECTOR, 4 WIRE RELAY BASE | PHOTOELECTRIC SMOKE DETECTOR w/ 4 WIRE BASE | 1 | 0.055 | 0.15 |  |  |  |  | TRUE | TRUE |  |  |  |  | #FFFF0000 | FA-NFPA 170 SMOKE DETECTOR | 1 | FALSE | FALSE | FALSE | 1408 | [16 empty] | R
NFPA 170 HEAT DETECTOR |  |  | North | Hochiki |  | Heat Detector |  |  |  | Module | TRUE | DCD-135 w/HSC-220L LATCHING LED BASE | DCD-135 w/HSC-220L LATCHING LED BASE | HEAT DETECTOR w/ LATCHING LED BASE | 1 |  | 0.223 |  |  |  |  | TRUE | TRUE |  | *Refer to Install Sheet |  |  | #FFFF0000 | FA-NFPA 170 HEAT DETECTOR | 1 | FALSE | FALSE | FALSE | 1403 | [16 empty] | L
NFPA 170 FIRE ALARM CONTROL UNIT | RISER FACP |  | North | Hochiki |  | Fire Alarm Control Unit |  |  |  | Assembly | TRUE | LA103K3-10 |  | FireNET L@TITUDE Analog Addressable Fire Alarm Control Panel, 4 Slot Standard Enclosure, 10.25 A Auto Voltage, 6-Loop Panel Module, Hochiki Protocol, Network Module, and Media Gateway™, Red, 48 Zone LEDs | 1 | [6 empty] | FALSE |  |  | *Refer to Install Sheet | 16.5in (W) x 23.2in (H) x 6in (D) | KM5FCRD (Optional Semi-Flush Mounting Kit) | #FFFF0000 | FA-NFPA 170 FIRE ALARM CONTROL UNIT | 1 | FALSE | FALSE | FALSE | 202 | [8 empty] | 7,12,18,28 |  |  | 10.25 |  | TRUE
NFPA 170 SMOKE DETECTOR |  |  | North | Hochiki |  | Smoke Detector |  |  |  | Module | TRUE | ACC-V w/YBN-NSA-4 STANDARD BASE | ACC-V MULTI-CRITERIA SENSOR | ACC-V MULTI-CRITERIA SENSOR w/YBN-NSA-4 STANDARD BASE | 1 | 0.00045 | 0.00054 |  |  |  |  | TRUE | TRUE |  | *Refer to Install Sheet |  |  | #FFFF0000 | FA-NFPA 170 SMOKE DETECTOR | 1 | FALSE | FALSE | FALSE | 1408 | [16 empty] | MC
NFPA 170 HEAT DETECTOR |  |  | North | Hochiki |  | Heat Detector |  |  |  | Module | TRUE | ATG-EA w/YBN-NSA-4 STANDARD BASE | ATG-EA FIXED TEMP/RATE OF RISE HEAT SENSOR | ATG-EA FIXED TEMP/RATE OF RISE HEAT SENSOR | 1 | 0.00035 | 0.0005 |  |  |  |  | TRUE | TRUE |  | *Refer to Install Sheet |  |  | #FFFF0000 | FA-NFPA 170 HEAT DETECTOR | 1 | FALSE | FALSE | FALSE | 1403
NFPA 170 HEAT DETECTOR |  |  | North | Hochiki |  | Heat Detector |  |  |  | Module | TRUE | DFE-190 w/NS6-224 STANDARD BASE | DFE-190 w/NS6-224 STANDARD BASE | HEAT DETECTOR w/ STANDARD BASE | 1 |  | 0.193 |  |  |  |  | TRUE | TRUE |  | *Refer to Install Sheet |  |  | #FFFF0000 | FA-NFPA 170 HEAT DETECTOR | 1 | FALSE | FALSE | FALSE | 1403
NFPA 170 FIRE ALARM CONTROL UNIT | RISER FACP |  | North | Hochiki |  | Fire Alarm Control Unit |  |  |  | Assembly | TRUE | LA301K1-10 |  | FireNET L@TITUDE Analog Addressable Fire Alarm Control Panel, 4 Slot Deep Enclosure, 5.25 A 115V, 2-Loop Panel Module, Hochiki Protocol, Network Module, and Media Gateway™, Red, 48 Zone LEDs | 1 | [6 empty] | FALSE |  |  | *Refer to Install Sheet | 16.5in (W) x 23.2in (H) x 8in (D) | KM5FCRD (Optional Semi-Flush Mounting Kit) | #FFFF0000 | FA-NFPA 170 FIRE ALARM CONTROL UNIT | 1 | FALSE | FALSE | FALSE | 202 | [8 empty] | 7,12,18,28 |  |  | 5.25 |  | TRUE
NFPA 170 AMPLIFIER RACK | RISER AMP |  | North | Hochiki |  | Amplifier |  |  |  | Assembly | TRUE | FNVDP25/P (70V) | + | Distributed Panel, Dual Channel, 25W, Fire Phone | 1 | [6 empty] | FALSE |  |  | *Refer to Install Sheet |  |  | #FFFF0000 | FA-NFPA 170 AMPLIFIER RACK | 1 | FALSE | FALSE | FALSE | 300 | [8 empty] | 7,12,18 |  |  |  | 25 | TRUE
NFPA 170 SPEAKER STROBE |  |  | North | Hochiki |  | Speaker/Strobe |  |  |  | Module | TRUE | E60-24MCW-FR |  | Speaker/Strobe, 24 VDC, Multi-Candela, 25/70 Vrms, red | 1 | 0 | 0.102 |  |  |  |  | FALSE | FALSE |  | *Refer to Install Sheet |  |  | #FF0070C0 | FA-NFPA 170 SPEAKER STROBE | 1 | FALSE | FALSE | FALSE | 2019 | [13 empty] | FALSE
NFPA 170 SMOKE DETECTOR |  |  | North | Hochiki |  | Smoke Detector |  |  |  | Module | TRUE | SLR-24V w/NS4-220 STANDARD BASE | SLR-24V w/NS4-220 STANDARD BASE | PHOTOELECTRIC SMOKE DETECTOR w/ STANDARD BASE | 1 |  | 0.243 |  |  |  |  | TRUE | TRUE |  | *Refer to Install Sheet |  |  | #FFFF0000 | FA-NFPA 170 SMOKE DETECTOR | 1 | FALSE | FALSE | FALSE | 1408
NFPA 170 FIRE ALARM CONTROL UNIT | RISER FACP |  | North | Hochiki |  | Fire Alarm Control Unit |  |  |  | Assembly | TRUE | LA101K2-14 |  | FireNET L@TITUDE Analog Addressable Fire Alarm Control Panel, 4 Slot Standard Enclosure, 5.25 A 115V, 4-Loop Panel Module, Hochiki Protocol, Network Module, and Media Gateway™, Red, Printer / 48 Zone LEDs | 1 | [6 empty] | FALSE |  |  | *Refer to Install Sheet | 16.5in (W) x 23.2in (H) x 6in (D) | KM5FCRD (Optional Semi-Flush Mounting Kit) | #FFFF0000 | FA-NFPA 170 FIRE ALARM CONTROL UNIT | 1 | FALSE | FALSE | FALSE | 202 | [8 empty] | 7,12,18,28 |  |  | 5.25 |  | TRUE
NFPA 170 FIRE ALARM CONTROL UNIT | RISER FACP |  | North | Hochiki |  | Fire Alarm Control Unit |  |  |  | Assembly | TRUE | LA701K1-10 |  | FireNET L@TITUDE Analog Addressable Fire Alarm Control Panel, 8 Slot Standard Enclosure, 5.25 A 115V, 2-Loop Panel Module, Hochiki Protocol, Network Module, and Media Gateway™, Red, 48 Zone LEDs | 1 | [6 empty] | FALSE |  |  | *Refer to Install Sheet | 16.5in (W) x 23.2in (H) x 6in (D) | KM5FCRD (Optional Semi-Flush Mounting Kit) | #FFFF0000 | FA-NFPA 170 FIRE ALARM CONTROL UNIT | 1 | FALSE | FALSE | FALSE | 202 | [8 empty] | 7,12,18,28,33,40 |  |  | 5.25 |  | TRUE
|  |  | North | Hochiki |  | Cards & Components |  |  |  | Card | TRUE | S771 |  | Zone LED Module | 1 | 0 | 0.064 |  |  |  |  | TRUE | [5 empty] | #FFFFFFFF |  |  | FALSE | FALSE | FALSE
NFPA 170 HORN STROBE |  |  | North | Hochiki |  | Horn/Strobe |  |  |  | Module | TRUE | HHSLF177R |  | Low Frequency Horn Strobe, Red, Wall | 1 | 0 | 0.393 |  |  |  |  | FALSE | [5 empty] | #FF0070C0 | FA-NFPA 170 HORN STROBE | 1 | FALSE | FALSE | FALSE | 2012 | [13 empty] | FALSE |  |  | LF
NFPA 170 HEAT DETECTOR |  |  | North | Hochiki |  | Heat Detector |  |  |  | Module | TRUE | DSC-EA w/NS6-100 STANDARD BASE | DSC-EA w/NS6-100 STANDARD BASE | HEAT DETECTOR w/ STANDARD BASE | 1 | 0.00011 | 0.3 |  |  |  |  | TRUE | TRUE |  | *Refer to Install Sheet |  |  | #FFFF0000 | FA-NFPA 170 HEAT DETECTOR | 1 | FALSE | FALSE | FALSE | 1403
NFPA 170 HEAT DETECTOR |  |  | North | Hochiki |  | Heat Detector |  |  |  | Module | TRUE | DCD-135 w/NS4-221 STANDARD BASE | DCD-135 w/NS4-221 STANDARD BASE | HEAT DETECTOR w/ STANDARD BASE | 1 |  | 0.196 |  |  |  |  | TRUE | TRUE |  | *Refer to Install Sheet |  |  | #FFFF0000 | FA-NFPA 170 HEAT DETECTOR | 1 | FALSE | FALSE | FALSE | 1403
NFPA 170 SPEAKER STROBE |  |  | North | Hochiki |  | Speaker/Strobe |  |  |  | Module | TRUE | HSSPK24WLPW |  | Speaker/Strobe, 24 VDC, Wall Mount, White | 1 | 0 | 0.137 |  |  |  |  | FALSE | FALSE |  | *Refer to Install Sheet |  |  | #FF0070C0 | FA-NFPA 170 SPEAKER STROBE | 1 | FALSE | FALSE | FALSE | 2019 | [13 empty] | FALSE
NFPA 170 STROBE WALL |  |  | North | Hochiki |  | Strobe |  |  |  | Module | TRUE | SRL |  | Strobe, Red | 1 | 0 | 0.043 |  |  |  |  | FALSE |  |  | *Refer to Install Sheet |  |  | #FF0070C0 | FA-NFPA 170 STROBE WALL | 1 | FALSE | FALSE | FALSE | 2023 | [13 empty] | FALSE
NFPA 170 FIRE ALARM CONTROL UNIT | RISER FACP |  | North | Hochiki |  | Fire Alarm Control Unit |  |  |  | Assembly | TRUE | LA203K2-10 |  | FireNET L@TITUDE Analog Addressable Fire Alarm Control Panel, 4 Slot Standard Plex-Door Enclosure, 10.25 A Auto Voltage, 4-Loop Panel Module, Hochiki Protocol, Network Module, and Media Gateway™, Red, 48 Zone LEDs | 1 | [6 empty] | FALSE |  |  | *Refer to Install Sheet | 16.5in (W) x 23.2in (H) x 6in (D) | KM5FCRD (Optional Semi-Flush Mounting Kit) | #FFFF0000 | FA-NFPA 170 FIRE ALARM CONTROL UNIT | 1 | FALSE | FALSE | FALSE | 202 | [8 empty] | 7,12,18,28 |  |  | 10.25 |  | TRUE
NFPA 170 HORN STROBE |  |  | North | Hochiki |  | Horn/Strobe |  |  |  | Module | TRUE | ASWP-24MCWH-FR |  | NOTIFICATION, HORNSTROBE, RED, WALL, 135CD, WP | 1 | 0 | 0.355 |  |  |  |  | FALSE | FALSE |  | *Refer to Install Sheet |  |  | #FF0070C0 | FA-NFPA 170 HORN STROBE | 1 | FALSE | FALSE | FALSE | 2012 | [13 empty] | FALSE |  |  | WP
NFPA 170 HEAT DETECTOR |  |  | North | Hochiki |  | Heat Detector |  |  |  | Module | TRUE | DSC-EA w/HSC-220L LATCHING LED BASE | DSC-EA w/HSC-220L LATCHING LED BASE | HEAT DETECTOR w/ LATCHING LED BASE | 1 | 0.00011 | 0.223 |  |  |  |  | TRUE | TRUE |  | *Refer to Install Sheet |  |  | #FFFF0000 | FA-NFPA 170 HEAT DETECTOR | 1 | FALSE | FALSE | FALSE | 1403 | [16 empty] | L
NFPA 170 DUCT SMOKE DETECTOR |  |  | North | Hochiki |  | Duct Smoke Detector |  |  |  | Module | TRUE | DH-98-A ANALOG DUCT DETECTOR w/ALK-D ANALOG SENSOR | DH-98 ANALOG DUCT DETECTOR | DH-98 ANALOG DUCT DETECTOR | 1 | 0.00039 | 0.00054 |  |  |  |  | TRUE | TRUE |  | *Refer to Install Sheet |  |  | #FFFF0000 | FA-NFPA 170 DUCT SMOKE DETECTOR | 1 | FALSE | FALSE | FALSE | 1400
NFPA 170 SPEAKER STROBE |  |  | North | Hochiki |  | Speaker/Strobe |  |  |  | Module | TRUE | ET70WP-2475W-FW |  | Speaker/Strobe, wall, 24 VDC, WP, white | 1 | 0 | 0.155 |  |  |  |  | FALSE | FALSE |  |  |  |  | #FF0070C0 | FA-NFPA 170 SPEAKER STROBE | 1 | FALSE | FALSE | FALSE | 2019 | [13 empty] | FALSE |  |  | WP
NFPA 170 STROBE CEILING |  |  | North | Hochiki |  | Strobe |  |  |  | Module | TRUE | HCS24CR |  | GCS Series 24 Volt Ceiling Mount Selectable Strobe, Red | 1 | 0 | 0.12 |  |  |  |  | FALSE | TRUE |  | *Refer to Install Sheet |  |  | #FF0070C0 | FA-NFPA 170 STROBE CEILING | 1 | FALSE | FALSE | FALSE | 2022 | [13 empty] | FALSE |  |  | C
NFPA 170 STROBE WALL |  |  | North | Hochiki |  | Strobe |  |  |  | Module | TRUE | HES24-177WR |  | 177 Candela, Low Profile Evacuation Strobe, Red | 1 | 0 | 0.213 |  |  |  |  | FALSE |  |  | *Refer to Install Sheet |  |  | #FF0070C0 | FA-NFPA 170 STROBE WALL | 1 | FALSE | FALSE | FALSE | 2023 | [13 empty] | FALSE
NFPA 170 HEAT DETECTOR |  |  | North | Hochiki |  | Heat Detector |  |  |  | Module | TRUE | DSC-EA w/HSC-221L LATCHING LED BASE | DSC-EA w/HSC-221L LATCHING LED BASE | HEAT DETECTOR w/ LATCHING LED BASE | 1 | 0.00011 | 0.191 |  |  |  |  | TRUE | TRUE |  | *Refer to Install Sheet |  |  | #FFFF0000 | FA-NFPA 170 HEAT DETECTOR | 1 | FALSE | FALSE | FALSE | 1403 | [16 empty] | L
NFPA 170 SMOKE DETECTOR |  |  | North | Hochiki |  | Smoke Detector |  |  |  | Module | TRUE | AIE-EA w/HSB-NSA-6 STANDARD BASE | AIE-EA SMOKE SENSOR | AIE-EA SMOKE SENSOR w/HSB-NSA-6 STANDARD BASE | 1 | 0.00035 | 0.00046 |  |  |  |  | TRUE | TRUE |  | *Refer to Install Sheet |  |  | #FFFF0000 | FA-NFPA 170 SMOKE DETECTOR | 1 | FALSE | FALSE | FALSE | 1408
NFPA 170 HORN STROBE CEILING |  |  | North | Hochiki |  | Horn/Strobe |  |  |  | Module | TRUE | ASWP-2475C-FW |  | NOTIFICATION, HORNSTROBE, WHITE, CEILING, 15CD, WP | 1 | 0 | 0.168 |  |  |  |  | FALSE | TRUE |  | *Refer to Install Sheet |  |  | #FF0070C0 | FA-NFPA 170 HORN STROBE CEILING | 1 | FALSE | FALSE | FALSE | 2013 | [13 empty] | FALSE |  |  | C¦WP
NFPA 170 FIRE ALARM CONTROL UNIT | RISER FACP |  | North | Hochiki |  | Fire Alarm Control Unit |  |  |  | Assembly | TRUE | LA703K1-10 |  | FireNET L@TITUDE Analog Addressable Fire Alarm Control Panel, 8 Slot Standard Enclosure, 10.25 A Auto Voltage, 2-Loop Panel Module, Hochiki Protocol, Network Module, and Media Gateway™, Red, 48 Zone LEDs | 1 | [6 empty] | FALSE |  |  | *Refer to Install Sheet | 16.5in (W) x 23.2in (H) x 6in (D) | KM5FCRD (Optional Semi-Flush Mounting Kit) | #FFFF0000 | FA-NFPA 170 FIRE ALARM CONTROL UNIT | 1 | FALSE | FALSE | FALSE | 202 | [8 empty] | 7,12,18,28,33,40 |  |  | 10.25 |  | TRUE
|  |  | North | Hochiki |  | Cards & Components |  |  |  | Card | TRUE | EVX-50E-H | + | 50W Voice Evacuation Module | 1 | 0.13 | 3.2 |  |  |  |  | TRUE | [5 empty] | #FFFFFFFF |  |  | FALSE | FALSE | FALSE
|  |  | North | Hochiki |  | Cards & Components |  |  |  | Card | TRUE | LCD Main Processor |  | LCD Main Processor | 1 | 0.195 | 0 |  |  |  |  | TRUE | [5 empty] | #FFFFFFFF |  |  | FALSE | FALSE | FALSE
NFPA 170 DUCT SMOKE DETECTOR |  |  | North | Hochiki |  | Duct Smoke Detector |  |  |  | Module | TRUE | DH-99-A ANALOG DUCT DETECTOR w/ALK-D ANALOG SENSOR | DH-99 ANALOG DUCT DETECTOR | DH-99 ANALOG DUCT DETECTOR | 1 | 0.00039 | 0.00054 |  |  |  |  | TRUE | TRUE |  | *Refer to Install Sheet |  |  | #FFFF0000 | FA-NFPA 170 DUCT SMOKE DETECTOR | 1 | FALSE | FALSE | FALSE | 1400
|  |  | North | Hochiki |  | Cards & Components |  |  |  | Card | TRUE | S788 |  | Media Gateway Panel Module | 1 | 0.114 | 0.114 |  |  |  |  | TRUE | [5 empty] | #FFFFFFFF |  |  | FALSE | FALSE | FALSE
NFPA 170 FIRE ALARM CONTROL UNIT | RISER FACP |  | North | Hochiki |  | Fire Alarm Control Unit |  |  |  | Assembly | TRUE | LA901K1-44 |  | FireNET L@TITUDE Analog Addressable Fire Alarm Control Panel, 8 Slot Deep Enclosure, 5.25 A 115V, 2-Loop Panel Module, Hochiki Protocol, Network Module, and Media Gateway™, Gray, Printer / 48 Zone LEDs | 1 | [6 empty] | FALSE |  |  | *Refer to Install Sheet | 16.5in (W) x 23.2in (H) x 8in (D) | KM5FCRD (Optional Semi-Flush Mounting Kit) | #FFFF0000 | FA-NFPA 170 FIRE ALARM CONTROL UNIT | 1 | FALSE | FALSE | FALSE | 202 | [8 empty] | 7,12,18,28,33,40 |  |  | 5.25 |  | TRUE
NFPA 170 STROBE CEILING |  |  | North | Hochiki |  | Strobe |  |  |  | Module | TRUE | RSSA-24MCCH-NW |  | Strobe, 24 Vdc, red, selectable, - Amber Lens | 1 | 0 | 0.455 |  |  |  |  | FALSE | TRUE |  | *Refer to Install Sheet |  |  | #FF0070C0 | FA-NFPA 170 STROBE CEILING | 1 | FALSE | FALSE | FALSE | 2022 | [13 empty] | FALSE
|  |  | North | Hochiki |  | Cards & Components |  |  |  | Card | TRUE | HCA-2 (2-ZONES) Main Board | + | Main Board | 1 | 0.16 | 0.29 |  |  |  |  | TRUE | [5 empty] | #FFFFFFFF |  |  | FALSE | FALSE | FALSE
NFPA 170 HEAT DETECTOR |  |  | North | Hochiki |  | Heat Detector |  |  |  | Module | TRUE | DFE-190 w/NS6-221 STANDARD BASE | DFE-190 w/NS6-221 STANDARD BASE | HEAT DETECTOR w/ STANDARD BASE | 1 |  | 0.196 |  |  |  |  | TRUE | TRUE |  | *Refer to Install Sheet |  |  | #FFFF0000 | FA-NFPA 170 HEAT DETECTOR | 1 | FALSE | FALSE | FALSE | 1403
NFPA 170 AMPLIFIER RACK | RISER AMP |  | North | Hochiki |  | Amplifier |  |  |  | Assembly | TRUE | FNVDPS50 (70V) | + | Distributed Panel, Single Channel, 50W | 1 | [6 empty] | FALSE |  |  | *Refer to Install Sheet |  |  | #FFFF0000 | FA-NFPA 170 AMPLIFIER RACK | 1 | FALSE | FALSE | FALSE | 300 | [8 empty] | 7,12,18 |  |  |  | 50 | TRUE
NFPA 170 SMOKE DETECTOR |  |  | North | Hochiki |  | Smoke Detector |  |  |  | Module | TRUE | SLR-24V w/NS4-224 STANDARD BASE | SLR-24V w/NS4-224 STANDARD BASE | PHOTOELECTRIC SMOKE DETECTOR w/ STANDARD BASE | 1 |  | 0.196 |  |  |  |  | TRUE | TRUE |  | *Refer to Install Sheet |  |  | #FFFF0000 | FA-NFPA 170 SMOKE DETECTOR | 1 | FALSE | FALSE | FALSE | 1408
NFPA 170 STROBE WALL |  |  | North | Hochiki |  | Strobe |  |  |  | Module | TRUE | HES3-24WR |  | Selectable Candela, Low Profile Evacuation Strobe, Red | 1 | 0 | 0.116 |  |  |  |  | FALSE |  |  | *Refer to Install Sheet |  |  | #FF0070C0 | FA-NFPA 170 STROBE WALL | 1 | FALSE | FALSE | FALSE | 2023 | [13 empty] | FALSE
|  |  | North | Hochiki |  | Cards & Components |  |  |  | Card | TRUE | EVX-25E-H | + | 25W Voice Evacuation Module | 1 | 0.18 | 2.5 |  |  |  |  | TRUE | [5 empty] | #FFFFFFFF |  |  | FALSE | FALSE | FALSE
|  |  | North | Hochiki |  | Cards & Components |  |  |  | Card | TRUE | FN-4127-NIC | Network Interface Card | Network Interface Card | 1 | 0.06 | 0.06 |  |  |  |  | TRUE | [5 empty] | #FFFFFFFF |  |  | FALSE | FALSE | FALSE
NFPA 170 FIRE ALARM CONTROL UNIT | RISER FACP |  | North | Hochiki |  | Fire Alarm Control Unit |  |  |  | Assembly | TRUE | LA303K1-14 |  | FireNET L@TITUDE Analog Addressable Fire Alarm Control Panel, 4 Slot Deep Enclosure, 10.25 A Auto Voltage, 2-Loop Panel Module, Hochiki Protocol, Network Module, and Media Gateway™, Red, Printer / 48 Zone LEDs | 1 | [6 empty] | FALSE |  |  | *Refer to Install Sheet | 16.5in (W) x 23.2in (H) x 8in (D) | KM5FCRD (Optional Semi-Flush Mounting Kit) | #FFFF0000 | FA-NFPA 170 FIRE ALARM CONTROL UNIT | 1 | FALSE | FALSE | FALSE | 202 | [8 empty] | 7,12,18,28 |  |  | 10.25 |  | TRUE
NFPA 170 HEAT DETECTOR |  |  | North | Hochiki |  | Heat Detector |  |  |  | Module | TRUE | DSC-EA w/NS6-224 STANDARD BASE | DSC-EA w/NS6-224 STANDARD BASE | HEAT DETECTOR w/ STANDARD BASE | 1 | 0.00011 | 0.193 |  |  |  |  | TRUE | TRUE |  | *Refer to Install Sheet |  |  | #FFFF0000 | FA-NFPA 170 HEAT DETECTOR | 1 | FALSE | FALSE | FALSE | 1403
NFPA 170 HORN STROBE |  |  | North | Hochiki |  | Horn/Strobe |  |  |  | Module | TRUE | HHSLF177W |  | Low Frequency Horn Strobe, White, Wall | 1 | 0 | 0.525 |  |  |  |  | FALSE | [5 empty] | #FF0070C0 | FA-NFPA 170 HORN STROBE | 1 | FALSE | FALSE | FALSE | 2012 | [13 empty] | FALSE |  |  | LF
NFPA 170 FIRE ALARM CONTROL UNIT | RISER FACP |  | North | Hochiki |  | Fire Alarm Control Unit |  |  |  | Assembly | TRUE | LA301K1-60 |  | FireNET L@TITUDE Analog Addressable Fire Alarm Control Panel, 4 Slot Deep Enclosure, 5.25 A 115V, 2-Loop Panel Module, Hochiki Protocol, Network Module, and Media Gateway™, Black, 48 Zone LEDs | 1 | [6 empty] | FALSE |  |  | *Refer to Install Sheet | 16.5in (W) x 23.2in (H) x 8in (D) | KM5FCRD (Optional Semi-Flush Mounting Kit) | #FFFF0000 | FA-NFPA 170 FIRE ALARM CONTROL UNIT | 1 | FALSE | FALSE | FALSE | 202 | [8 empty] | 7,12,18,28 |  |  | 5.25 |  | TRUE
|  |  | North | Hochiki |  | Cards & Components |  |  |  | Card | TRUE | EVX-100EM-H | + | 100W Voice Evacuation Module w/ mic | 1 | 0.18 | 6.4 |  |  |  |  | TRUE | [5 empty] | #FFFFFFFF |  |  | FALSE | FALSE | FALSE
NFPA 170 SPEAKER STROBE CEILING |  |  | North | Hochiki |  | Speaker/Strobe |  |  |  | Module | TRUE | E60-24MCC-FW |  | Speaker/Strobe, 24 VDC, Multi-Candela, , 25/70 Vrms, white | 1 | 0 | 0.375 |  |  |  |  | FALSE | TRUE |  | *Refer to Install Sheet |  |  | #FF0070C0 | FA-NFPA 170 SPEAKER STROBE CEILING | 1 | FALSE | FALSE | FALSE | 2020 | [13 empty] | FALSE |  |  | C
NFPA 170 HEAT DETECTOR |  |  | North | Hochiki |  | Heat Detector |  |  |  | Module | TRUE | DSC-EA w/NS6-221 STANDARD BASE | DSC-EA w/NS6-221 STANDARD BASE | HEAT DETECTOR w/ STANDARD BASE | 1 | 0.00011 | 0.196 |  |  |  |  | TRUE | TRUE |  | *Refer to Install Sheet |  |  | #FFFF0000 | FA-NFPA 170 HEAT DETECTOR | 1 | FALSE | FALSE | FALSE | 1403
NFPA 170 STROBE CEILING |  |  | North | Hochiki |  | Strobe |  |  |  | Module | TRUE | RSSWP-2475C-FR |  | NOTIFICATION, STROBE, RED, CEILING, 15CD, WP | 1 | 0 | 0.138 |  |  |  |  | FALSE | TRUE |  | *Refer to Install Sheet |  |  | #FF0070C0 | FA-NFPA 170 STROBE CEILING | 1 | FALSE | FALSE | FALSE | 2022 | [13 empty] | FALSE |  |  | C¦WP
NFPA 170 AMPLIFIER RACK | RISER AMP |  | North | Hochiki |  | Amplifier |  |  |  | Assembly | TRUE | FNVDPS25/P (25V) | + | Distributed Panel, Single Channel, 25W, Fire Phone | 1 | [6 empty] | FALSE |  |  | *Refer to Install Sheet |  |  | #FFFF0000 | FA-NFPA 170 AMPLIFIER RACK | 1 | FALSE | FALSE | FALSE | 300 | [8 empty] | 7,12,18 |  |  |  | 25 | TRUE
|  |  | North | Hochiki |  | Cards & Components |  |  |  | Card | TRUE | FNV-MMC | + |  | 1 | 0.046 | 0.046 |  |  |  |  | TRUE | [5 empty] | #FFFFFFFF |  |  | FALSE | FALSE | FALSE
NFPA 170 FIRE ALARM CONTROL UNIT | RISER FACP |  | North | Hochiki |  | Fire Alarm Control Unit |  |  |  | Assembly | TRUE | LA101K3-44 |  | FireNET L@TITUDE Analog Addressable Fire Alarm Control Panel, 4 Slot Standard Enclosure, 5.25 A 115V, 6-Loop Panel Module, Hochiki Protocol, Network Module, and Media Gateway™, Gray, Printer / 48 Zone LEDs | 1 | [6 empty] | FALSE |  |  | *Refer to Install Sheet | 16.5in (W) x 23.2in (H) x 6in (D) | KM5FCRD (Optional Semi-Flush Mounting Kit) | #FFFF0000 | FA-NFPA 170 FIRE ALARM CONTROL UNIT | 1 | FALSE | FALSE | FALSE | 202 | [8 empty] | 7,12,18,28 |  |  | 5.25 |  | TRUE
NFPA 170 REMOTE ANNUNCIATOR | RISER ANNUNCIATOR |  | North | Hochiki |  | Remote Annunciator |  |  |  | Module | TRUE | HCA-RA | + | REMOTE ANNUNCIATOR | 1 | 0.012 | 0.03 |  |  |  |  | FALSE | [5 empty] | #FFFF0000 | FA-NFPA 170 REMOTE ANNUNCIATOR | 1 | FALSE | FALSE | FALSE | 255 | [13 empty] | FALSE
NFPA 170 MANUAL PULL |  |  | North | Hochiki |  | Manual Station |  |  |  | Module | TRUE | HPS-DAK - dual action with Key lock | HPS-DAK - dual action with Key lock | HPS-DAK - dual action with Key lock | 1 | 0 | 0 |  |  |  |  | TRUE |  |  | *Refer to Install Sheet |  |  | #FFFF0000 | FA-NFPA 170 MANUAL PULL | 1 | FALSE | FALSE | FALSE | 957
NFPA 170 SMOKE DETECTOR |  |  | North | Hochiki |  | Smoke Detector |  |  |  | Module | TRUE | ALK-V w/SCI-B6 SHORT CIRCUIT ISOLATOR BASE | ALK-V SMOKE SENSOR | ALK-V SMOKE SENSOR w/SCI-B6 SHORT CIRCUIT ISOLATOR BASE | 1 | 0.00039 | 0.0008 |  |  |  |  | TRUE | TRUE |  | *Refer to Install Sheet |  |  | #FFFF0000 | FA-NFPA 170 SMOKE DETECTOR | 1 | FALSE | FALSE | FALSE | 1408 | [16 empty] | SCI
NFPA 170 SMOKE DETECTOR |  |  | North | Hochiki |  | Smoke Detector |  |  |  | Module | TRUE | ACD-V w/HSB-NSA-6 STANDARD BASE | ACD-V MULTI-CRITERIA SENSOR | ACD-V MULTI-CRITERIA SENSOR w/HSB-NSA-6 STANDARD BASE SMOKE/CO | 1 | 0.00045 | 0.0072 |  |  |  |  | TRUE | TRUE |  | *Refer to Install Sheet |  |  | #FFFF0000 | FA-NFPA 170 SMOKE DETECTOR | 1 | FALSE | FALSE | FALSE | 1408 | [16 empty] | CO
NFPA 170 AMPLIFIER RACK | RISER AMP |  | North | Hochiki |  | Amplifier |  |  |  | Assembly | TRUE | FNVDP50 (70V) | + | Distributed Panel, Dual Channel, 50W | 1 | [6 empty] | FALSE |  |  | *Refer to Install Sheet |  |  | #FFFF0000 | FA-NFPA 170 AMPLIFIER RACK | 1 | FALSE | FALSE | FALSE | 300 | [8 empty] | 7,12,18 |  |  |  | 50 | TRUE
NFPA 170 SMOKE HEAT DETECTOR |  |  | North | Hochiki |  | Smoke Detector |  |  |  | Module | TRUE | SLR-835H w/NS6 | PHOTOELECTRIC SMOKE DETECTOR, 4 WIRE RELAY BASE | PHOTOELECTRIC SMOKE/HEAT DETECTOR w/ 2 WIRE 6" BASE | 1 | 0.055 | 0.15 |  |  |  |  | TRUE | TRUE |  |  |  |  | #FFFF0000 | FA-NFPA 170 SMOKE HEAT DETECTOR | 1 | FALSE | FALSE | FALSE | 1408 | [16 empty] | R
NFPA 170 STROBE WALL |  |  | North | Hochiki |  | Strobe |  |  |  | Module | TRUE | HEC24-177WR |  | 177 Candela, Low Profile Evacuation Horn Strobe, Red | 1 | 0 | 0.213 |  |  |  |  | FALSE |  |  | *Refer to Install Sheet |  |  | #FF0070C0 | FA-NFPA 170 STROBE WALL | 1 | FALSE | FALSE | FALSE | 2023 | [13 empty] | FALSE
NFPA 170 FIRE ALARM CONTROL UNIT | RISER FACP |  | North | Hochiki |  | Fire Alarm Control Unit |  |  |  | Assembly | TRUE | LA103K4-60 |  | FireNET L@TITUDE Analog Addressable Fire Alarm Control Panel, 4 Slot Standard Enclosure, 10.25 A Auto Voltage, 8-Loop Panel Module, Hochiki Protocol, Network Module, and Media Gateway™, Black, 48 Zone LEDs | 1 | [6 empty] | FALSE |  |  | *Refer to Install Sheet | 16.5in (W) x 23.2in (H) x 6in (D) | KM5FCRD (Optional Semi-Flush Mounting Kit) | #FFFF0000 | FA-NFPA 170 FIRE ALARM CONTROL UNIT | 1 | FALSE | FALSE | FALSE | 202 | [8 empty] | 7,12,18,28 |  |  | 10.25 |  | TRUE
NFPA 170 FIRE ALARM CONTROL UNIT | RISER FACP |  | North | Hochiki |  | Fire Alarm Control Unit |  |  |  | Assembly | TRUE | LA101K3-14 |  | FireNET L@TITUDE Analog Addressable Fire Alarm Control Panel, 4 Slot Standard Enclosure, 5.25 A 115V, 6-Loop Panel Module, Hochiki Protocol, Network Module, and Media Gateway™, Red, Printer / 48 Zone LEDs | 1 | [6 empty] | FALSE |  |  | *Refer to Install Sheet | 16.5in (W) x 23.2in (H) x 6in (D) | KM5FCRD (Optional Semi-Flush Mounting Kit) | #FFFF0000 | FA-NFPA 170 FIRE ALARM CONTROL UNIT | 1 | FALSE | FALSE | FALSE | 202 | [8 empty] | 7,12,18,28 |  |  | 5.25 |  | TRUE
NFPA 170 FIRE ALARM CONTROL UNIT | RISER FACP |  | North | Hochiki |  | Fire Alarm Control Unit |  |  |  | Assembly | TRUE | LAA01K1-44 |  | FireNET L@TITUDE Analog Addressable Fire Alarm Control Panel, 8 Slot Deep Plex-Door Enclosure, 5.25 A 115V, 2-Loop Panel Module, Hochiki Protocol, Network Module, and Media Gateway™, Gray, Printer / 48 Zone LEDs | 1 | [6 empty] | FALSE |  |  | *Refer to Install Sheet | 16.5in (W) x 23.2in (H) x 8in (D) | KM5FCRD (Optional Semi-Flush Mounting Kit) | #FFFF0000 | FA-NFPA 170 FIRE ALARM CONTROL UNIT | 1 | FALSE | FALSE | FALSE | 202 | [8 empty] | 7,12,18,28,33,40 |  |  | 5.25 |  | TRUE
NFPA 170 SMOKE DETECTOR |  |  | North | Hochiki |  | Smoke Detector |  |  |  | Module | TRUE | ACD-V w/SCI-B4 SHORT CIRCUIT ISOLATOR BASE | ACD-V MULTI-CRITERIA SENSOR | ACD-V MULTI-CRITERIA SENSOR w/SCI-B4 SHORT CIRCUIT ISOLATOR BASE SMOKE/CO | 1 | 0.00045 | 0.0072 |  |  |  |  | TRUE | TRUE |  | *Refer to Install Sheet |  |  | #FFFF0000 | FA-NFPA 170 SMOKE DETECTOR | 1 | FALSE | FALSE | FALSE | 1408 | [16 empty] | SCI, CO
NFPA 170 JUNCTION BOX |  |  | North | Hoffman |  | Junction Box |  |  |  | Module | TRUE | HOFFMAN BOX (24 x 30 x 6) |  | Hoffman Nema 4x Fiberglass enclosure with Back plane 24 x 30 x 6-12 | 1 | [6 empty] | FALSE | [5 empty] | #FF00B050 | FA-NFPA 170 JUNCTION BOX | 1 | FALSE | FALSE | FALSE | 6000 | [13 empty] | FALSE |  |  | 24x30
|  |  | North | Hoffman | [5 empty] | Module | TRUE | T15 |  | Hoffman Air Conditioner T15 AC unit | 1 | [6 empty] | FALSE | [5 empty] | #FFFFFFFF |  |  | FALSE | FALSE | FALSE | [14 empty] | FALSE
NFPA 170 JUNCTION BOX |  |  | North | Hoffman |  | Junction Box |  |  |  | Module | TRUE | HOFFMAN BOX (20 x 20 x 6) |  | Hoffman Nema 4x Fiberglass enclosure with Back plane 20 x 20 x 6-12 | 1 | [6 empty] | FALSE | [5 empty] | #FF00B050 | FA-NFPA 170 JUNCTION BOX | 1 | FALSE | FALSE | FALSE | 6000 | [13 empty] | FALSE |  |  | 20x20
GenericN MOTION DETECTOR CEILING |  |  | North | Honeywell |  | Motion Detector |  |  |  | Module | TRUE | IS3035 | ++ | PIR Motion Detector, 35 foot | 1 | 0.011 | 0.013 | [5 empty] | TRUE |  |  |  |  | #FFFF0000 | FA-GenericN MOTION DETECTOR CEILING | 1 | FALSE | FALSE | FALSE
NFPA 170 ADDRESSABLE INPUT MONITOR MODULE |  |  | North | Honeywell |  | Addressable Module |  |  |  | Module | TRUE | 5817CB |  | Wireless Commercial Transmitter | 1 | [6 empty] | FALSE | [5 empty] | #FFFF0000 | FA-NFPA 170 ADDRESSABLE INPUT MONITOR MODULE | 1 | FALSE | FALSE | FALSE | 1408 | [13 empty] | FALSE |  |  | W
GenericN KEYPAD |  |  | North | Honeywell |  | Keypad Interface |  |  |  | Assembly | TRUE | 6160RF |  |  | 1 | [6 empty] | FALSE | [5 empty] | #FFFF0000 | FA-GenericN KEYPAD | 1 | FALSE | FALSE | FALSE | [14 empty] | FALSE
GenericN DOOR CONTACT |  |  | North | Honeywell |  | Door Contact |  |  |  | Module | TRUE | 7939WG | ++ | Magnetic Contact, Surface Mount | 1 |  |  |  |  | 1.5 | [7 empty] | #FFFF0000 | FA-GenericN DOOR CONTACT | 1 | FALSE | FALSE | FALSE | [17 empty] | REX
GenericN DOOR CONTACT |  |  | North | Honeywell |  | Door Contact |  |  |  | Module | TRUE | 940 | ++ | Magnetic Contact, Surface Mount | 1 |  |  |  |  | 1.5 | [7 empty] | #FFFF0000 | FA-GenericN DOOR CONTACT | 1 | FALSE | FALSE | FALSE | [17 empty] | REX
NFPA 170 NOTIFICATION CIRCUIT EXTENDER PANEL | RISER NAC |  | North | Honeywell |  | Notification Circuit Extender Panel |  |  |  | Assembly | TRUE | HPF-PS10 | + | 10.0 A, 120 VAC remote charger power supply in a lockable, metal enclosure | 1 | [6 empty] | FALSE | FALSE | SURFACE |  | PROVIDED | N/A | #FFFF0000 | FA-NFPA 170 NOTIFICATION CIRCUIT EXTENDER PANEL | 1 | FALSE | FALSE | FALSE | 212 |  |  | 7315-0028:0225 | [5 empty] | 7,12,18 |  |  | 10 |  | TRUE
NFPA 170 DOCUMENT BOX |  |  | North | Honeywell |  | Miscellaneous |  |  |  | Assembly | TRUE | FAD | Accessories | Fire Alarm Documents Cabinet | 1 | 0 | 0 |  |  |  |  | TRUE |  | Surface Mounted |  | 12” W x 13” H x 2 1/4” D (30.48 W x 33.02 H x 5.71 D cm) |  | #FFFF0000 | FA-NFPA 170 DOCUMENT BOX | 1 | FALSE | FALSE | FALSE
NFPA 170 FLAME DETECTOR |  |  | North | Honeywell |  | Flame Detector |  |  |  | Module | TRUE | FS20X | ++ | Multi-Spectrum UV/Dual IR/VIS Fire and Flame Detector | 1 | 0.085 | 0.135 |  |  |  |  | TRUE | [5 empty] | #FFFF0000 | FA-NFPA 170 FLAME DETECTOR | 1 | FALSE | FALSE | FALSE | 1401 | [16 empty] | XP
|  |  | North | Honeywell |  | Cards & Components |  |  |  | Card | TRUE | HPF24S8 Main Board | + | Fire Alarm Power Supply Main Board | 1 | 0.091 | 0.145 |  |  |  |  | TRUE | FALSE |  |  |  |  | #FFFFFFFF |  |  | FALSE | FALSE | FALSE | [14 empty] | FALSE
NFPA 170 SMOKE DETECTOR |  |  | North | Honeywell |  | Smoke Detector |  |  |  | Module | TRUE | OSI-10 | + | Imager - 7º coverage | 1 | 0.008 | 0.008 | [5 empty] | TRUE |  |  |  |  | #FFFF0000 | FA-NFPA 170 SMOKE DETECTOR | 1 | FALSE | FALSE | FALSE | 1408
NFPA 170 CELL COMM | RISER CELL COMM |  | North | Honeywell |  | Cards & Components |  |  |  | Card | TRUE | HON-CGW-MBB | ++ | CLSS Gateway only | 1 | 0.14 | 0.14 |  |  | 24 | 18 | TRUE | [5 empty] | #FFFF0000 | FA-NFPA 170 CELL COMM | 1 | FALSE | FALSE | FALSE | 250 | [13 empty] | FALSE
NFPA 170 CELL COMM | RISER CELL COMM |  | North | Honeywell |  | Cellular Communicator |  |  |  | Assembly | TRUE | HON-CGW-MBB (ATT) | ++ | CLSS Gateway with the enclosure | 1 |  |  |  |  | 24 | 18 | TRUE | [5 empty] | #FFFF0000 | FA-NFPA 170 CELL COMM | 1 | FALSE | FALSE | FALSE | 250 | [13 empty] | FALSE
NFPA 170 SMOKE HEAT DETECTOR |  |  | North | Honeywell |  | Smoke/Heat Detector |  |  |  | Module | TRUE | 5808W3 |  | Wireless Photoelectric Smoke/Heat Detector | 1 | [6 empty] | FALSE | TRUE |  |  |  |  | #FFFF0000 | FA-NFPA 170 SMOKE HEAT DETECTOR | 1 | FALSE | FALSE | FALSE | 1408 | [13 empty] | FALSE |  |  | W
GenericN DOOR CONTACT |  |  | North | Honeywell |  | Door Contact |  |  |  | Module | TRUE | 943WG | ++ | Mini Magnetic Contact, Surface Mount | 1 |  |  |  |  | 1.5 | [7 empty] | #FFFF0000 | FA-GenericN DOOR CONTACT | 1 | FALSE | FALSE | FALSE | [17 empty] | REX
NFPA 170 CELL COMM |  |  | North | Honeywell |  | Cellular Communicator |  |  |  | Module | TRUE | LTEM-PIA |  | Resideo Cellular Communicator AT&T | 1 | [6 empty] | TRUE | [5 empty] | #FFFF0000 | FA-NFPA 170 CELL COMM | 1 | FALSE | FALSE | FALSE
NFPA 170 CELL COMM | RISER CELL COMM |  | North | Honeywell |  | Cellular Communicator |  |  |  | Assembly | TRUE | IPGSM-4G |  | Internet and Digital Cellular Fire Alarm Communicator | 1 | [6 empty] | FALSE | FALSE |  |  |  |  | #FFFF0000 | FA-NFPA 170 CELL COMM | 1 | FALSE | FALSE | FALSE | 251 | [8 empty] | 7 |  |  |  |  | TRUE
NFPA 170 FLAME DETECTOR |  |  | North | Honeywell |  | Flame Detector |  |  |  | Module | TRUE | FSL100-IR3 | ++ | Flame Detector | 1 | 0.025 | 0.075 |  |  |  |  | TRUE | [5 empty] | #FFFF0000 | FA-NFPA 170 FLAME DETECTOR | 1 | FALSE | FALSE | FALSE | 1401 | [16 empty] | XP
NFPA 170 ADDRESSABLE OUTPUT MODULE |  |  | North | Honeywell |  | Addressable Control/Relay |  |  |  | Module | TRUE | 4204 | + | Relay Module | 1 | 0.015 | 0.04 |  |  |  |  | FALSE | [5 empty] | #FFFF0000 | FA-NFPA 170 ADDRESSABLE OUTPUT MODULE | 1 | FALSE | FALSE | FALSE | 1100 | [13 empty] | FALSE
NFPA 170 CELL COMM | RISER CELL COMM |  | North | Honeywell |  | Cellular Communicator |  |  |  | Module | TRUE | LTE-CFA | ++ | Commercial Fire Internet and LTE Communicator, AT&T | 1 | 0.09 | 0.105 |  |  | 12 |  | TRUE |  |  |  | 15.0"H X 12,75"W x 3.0" D |  | #FFFF0000 | FA-NFPA 170 CELL COMM | 1 | FALSE | FALSE | FALSE | 250 | [13 empty] | FALSE
|  |  | North | Honeywell |  | Cards & Components |  |  |  | Card | TRUE | XLS3000-CPUD | ++ | NFS2-3030 Fire Alarm Control Panel Main Board (Central Processing Unit), 120V Power, Includes Chassis, Display Option | 1 | 0.34 | 0.34 |  |  |  |  | TRUE | FALSE |  |  |  |  | #FFFFFFFF |  |  | FALSE | FALSE | FALSE | [14 empty] | FALSE
NFPA 170 ADDRESSABLE INPUT MONITOR MODULE |  |  | North | Honeywell |  | Addressable Module |  |  |  | Module | TRUE | 4193SN | + | Micro-Miniature V-Plex Adapter | 1 | 0.0015 | 0.0015 |  |  |  |  | FALSE | [5 empty] | #FFFF0000 | FA-NFPA 170 ADDRESSABLE INPUT MONITOR MODULE | 1 | FALSE | FALSE | FALSE | 1000 | [13 empty] | FALSE
NFPA 170 GAS DETECTOR |  |  | North | Honeywell |  | Gas Detection |  |  |  | Module | TRUE | C7263A | ++ | Carbon Dioxide (CO2) Sensor | 1 | 0 | 0.125 |  |  |  |  | FALSE | [5 empty] | #FFFF0000 | FA-NFPA 170 GAS DETECTOR | 1 | FALSE | FALSE | FALSE | 1402 | [13 empty] | FALSE |  |  | CO, NO2
|  |  | North | Honeywell |  | Cards & Components |  |  |  | Card | TRUE | HWF2V-COM Main Board | + | Main Board | 1 | 0.21 | 0.29 |  |  |  |  | TRUE | [5 empty] | #FFFFFFFF |  |  | FALSE | FALSE | FALSE
GenericN KEYPAD | GenericN KEYPAD |  | North | Honeywell |  | Keypad Interface |  |  |  | Module | TRUE | 6460W-2 |  | Graphic Touchscreen Keypad | 1 | 0.145 | 0.215 |  |  |  |  | FALSE | [5 empty] | #FFFF0000 | FA-GenericN KEYPAD | 1 | FALSE | FALSE | FALSE | 255 | [13 empty] | FALSE
NFPA 170 SMOKE DETECTOR |  |  | North | Honeywell |  | Smoke Detector |  |  |  | Module | TRUE | OSI-10 | + | Imager - 7º coverage | 1 | 0.008 | 0.008 | [5 empty] | TRUE |  |  |  |  | #FFFF0000 | FA-NFPA 170 SMOKE DETECTOR | 1 | FALSE | FALSE | FALSE | 1408
GenericN GLASS BREAK |  |  | North | Honeywell |  | Glass Break Detector |  |  |  | Module | TRUE | FG-1525FD | ++ | Glassbreak Detector/Doublegang | 1 | 0.012 | 0.012 |  |  | 3 | [7 empty] | #FFFF0000 | FA-GenericN GLASS BREAK | 1 | FALSE | FALSE | FALSE | [17 empty] | RPT
NFPA 170 HEAT DETECTOR |  |  | North | Honeywell |  | Heat Detector |  |  |  | Module | TRUE | 5809 |  | Wireless Heat Detector | 1 | [6 empty] | FALSE | [5 empty] | #FFFF0000 | FA-NFPA 170 HEAT DETECTOR | 1 | FALSE | FALSE | FALSE | 1408 | [13 empty] | FALSE |  |  | W
NFPA 170 CELL COMM | RISER CELL COMM |  | North | Honeywell |  | Cards & Components |  |  |  | Card | TRUE | CCM-VZ-HON | + | LTE Cellular Communication Module, includes Verizon SIM card and service | 1 | 0.083333 | 0.083333 |  |  | 5 |  | TRUE | [5 empty] | #FFFF0000 | FA-NFPA 170 CELL COMM | 1 | FALSE | FALSE | FALSE | 250 | [13 empty] | FALSE
NFPA 170 ADDRESSABLE INPUT MONITOR MODULE |  |  | North | Honeywell |  | Addressable Module |  |  |  | Module | TRUE | 269SN |  | V-Plex Holdup Switch | 1 | [6 empty] | FALSE | [5 empty] | #FFFF0000 | FA-NFPA 170 ADDRESSABLE INPUT MONITOR MODULE | 1 | FALSE | FALSE | FALSE | 1000 | [13 empty] | FALSE
NFPA 170 ADDRESSABLE OUTPUT MODULE |  |  | North | Honeywell |  | Addressable Control/Relay |  |  |  | Module | TRUE | 4101SN |  | Relay Module - Single Point | 1 | [6 empty] | FALSE | [5 empty] | #FFFF0000 | FA-NFPA 170 ADDRESSABLE OUTPUT MODULE | 1 | FALSE | FALSE | FALSE | 1100 | [13 empty] | FALSE
|  |  | North | Honeywell | [5 empty] | Module | TRUE | 4939SN-WH |  | Addressable Surface Mount Contact | 1 | [6 empty] | FALSE | [5 empty] | #FFFFFFFF |  |  | FALSE | FALSE | FALSE | [14 empty] | FALSE
170 BASIC SHAPE |  |  | North | Honeywell |  | Miscellaneous |  |  |  | Module | TRUE | 5800PIR-COM |  | Commercial PIR | 1 | [6 empty] | FALSE | [5 empty] | #FFFF0000 | FA-170 BASIC SHAPE | 1 | FALSE | FALSE | FALSE | 1408 | [13 empty] | FALSE |  |  | W
NFPA 170 FLAME DETECTOR |  |  | North | Honeywell |  | Flame Detector |  |  |  | Module | TRUE | FSL100-UV | ++ | Flame Detector | 1 | 0.025 | 0.075 |  |  |  |  | TRUE | [5 empty] | #FFFF0000 | FA-NFPA 170 FLAME DETECTOR | 1 | FALSE | FALSE | FALSE | 1401 | [16 empty] | XP
NFPA 170 ADDRESSABLE INPUT MONITOR MODULE |  |  | North | Honeywell |  | Addressable Module |  |  |  | Module | TRUE | 4191SN-WH |  |  | 1 | [6 empty] | FALSE | [5 empty] | #FFFF0000 | FA-NFPA 170 ADDRESSABLE INPUT MONITOR MODULE | 1 | FALSE | FALSE | FALSE | 1000 | [13 empty] | FALSE
NFPA 170 SMOKE DETECTOR |  |  | North | Honeywell |  | Smoke Detector |  |  |  | Module | TRUE | OSE-SP-01 | + | Emitter - Alkaline battery | 1 | [12 empty] | #FFFF0000 | FA-NFPA 170 SMOKE DETECTOR | 1 | FALSE | FALSE | FALSE
GenericN KEYPAD |  |  | North | Honeywell |  | Keypad Interface |  |  |  | Module | TRUE | 6290W | ++ | Color Graphic Touchscreen Keypad with Voice | 1 | 0.27 | 0.27 |  |  |  |  | FALSE | [5 empty] | #FFFF0000 | FA-GenericN KEYPAD | 1 | FALSE | FALSE | FALSE | [14 empty] | FALSE
|  |  | North | Honeywell |  | Cards & Components |  |  |  | Card | TRUE | VISTA-21iP Main Board | + | Main Board | 1 | 0.3 | 0.47 |  |  |  |  | TRUE | [5 empty] | #FFFFFFFF |  |  | FALSE | FALSE | FALSE | [14 empty] | FALSE
NFPA 170 MANUAL PULL |  |  | North | Honeywell |  | Manual Station |  |  |  | Module | TRUE | S464G1007 |  | Dual-action addressable pull station. Includes key locking feature. | 1 | 0.000375 | 0.000375 |  |  |  |  | FALSE | FALSE |  |  |  |  | #FFFF0000 | FA-NFPA 170 MANUAL PULL | 1 | FALSE | FALSE | FALSE | 957 | [13 empty] | FALSE
NFPA 170 GAS DETECTOR |  |  | North | Honeywell |  | Gas Detection |  |  |  | Module | TRUE | XCL |  | Gas Detector | 1 | [6 empty] | FALSE | [5 empty] | #FFFF0000 | FA-NFPA 170 GAS DETECTOR | 1 | FALSE | FALSE | FALSE | 1408 | [13 empty] | FALSE |  |  | GAS
NFPA 170 ADDRESSABLE INPUT MONITOR MODULE |  |  | North | Honeywell |  | Addressable Module |  |  |  | Module | TRUE | 4190WH |  |  | 1 | [6 empty] | FALSE | [5 empty] | #FFFF0000 | FA-NFPA 170 ADDRESSABLE INPUT MONITOR MODULE | 1 | FALSE | FALSE | FALSE | 1000 | [13 empty] | FALSE
NFPA 170 FIRE ALARM CONTROL UNIT | RISER FACP |  | North | Honeywell |  | Fire Alarm Control Unit |  |  |  | Assembly | TRUE | VISTA-21iP | + | VISTA® Commercial Burglary Alarm Control Panel | 1 | [6 empty] | FALSE | [5 empty] | #FFFF0000 | FA-NFPA 170 FIRE ALARM CONTROL UNIT | 1 | FALSE | FALSE | FALSE | 202 | [8 empty] | 7,12,17.2,34.4 | 1 |  | 2.3 |  | TRUE
NFPA 170 ADDRESSABLE INPUT MONITOR MODULE |  |  | North | Honeywell |  | Addressable Module |  |  |  | Module | TRUE | 4208SN |  | Universal 8 Zone Remote Point Module | 1 | [6 empty] | FALSE | [5 empty] | #FFFF0000 | FA-NFPA 170 ADDRESSABLE INPUT MONITOR MODULE | 1 | FALSE | FALSE | FALSE | 1000 | [13 empty] | FALSE
170 BASIC SHAPE |  |  | North | Honeywell |  | Gas Detection |  |  |  | Module | TRUE | S3KDMK | ++ | Duct Mount Kit | 1 | 0 | 0.125 |  |  |  |  | FALSE | [5 empty] | #FFFF0000 | FA-170 BASIC SHAPE | 1 | FALSE | FALSE | FALSE | 1402 | [13 empty] | FALSE |  |  | CO, NO2
NFPA 170 SMOKE CO DETECTOR |  |  | North | Honeywell |  | Smoke/CO Detector |  |  |  | Module | TRUE | 5800CMBOV | ++ | Wireless Smoke/Carbon Monoxide (CO) Detector | 1 | [6 empty] | FALSE | [5 empty] | #FFFF0000 | FA-NFPA 170 SMOKE CO DETECTOR | 1 | FALSE | FALSE | FALSE | 1408 | [13 empty] | FALSE |  |  | W
NFPA 170 SMOKE DETECTOR |  |  | North | Honeywell |  | Smoke Detector |  |  |  | Module | TRUE | 4192CP |  | Ionization Smoke Detector | 1 | [6 empty] | FALSE | TRUE |  |  |  |  | #FFFF0000 | FA-NFPA 170 SMOKE DETECTOR | 1 | FALSE | FALSE | FALSE | 1408 | [13 empty] | FALSE
NFPA 170 CELL COMM | RISER CELL COMM |  | North | Honeywell |  | Cellular Communicator |  |  |  | Module | TRUE | HW-AV-LTE-M | + | Dual-Path Communicator with enclosure. Includes antenna. | 1 | 0.06 | 0.2 |  |  | 24 | 18 | TRUE | [5 empty] | #FFFF0000 | FA-NFPA 170 CELL COMM | 1 | FALSE | FALSE | FALSE | 250 | [13 empty] | FALSE
NFPA 170 FIRE ALARM CONTROL UNIT | RISER FACP |  | North | Honeywell |  | Fire Alarm Control Unit |  |  |  | Assembly | TRUE | XLS3000 (FACP) | ++ | Intelligent Addressable Fire Alarm System w/Display | 1 | [6 empty] | FALSE | FALSE |  |  |  |  | #FFFF0000 | FA-NFPA 170 FIRE ALARM CONTROL UNIT | 1 | FALSE | FALSE | FALSE | 202 | [8 empty] | 26,55,100 |  |  |  |  | TRUE
GenericN INTERFACE MODULE |  |  | North | Honeywell |  | Interface Module |  |  |  | Module | TRUE | 4297 | ++ | Polling Loop Extender Module | 1 | 0.128 | 0.35 |  |  |  |  | TRUE | [5 empty] | #FFFF0000 | FA-GenericN INTERFACE MODULE | 1 | FALSE | FALSE | FALSE | [14 empty] | FALSE
GenericN DOOR CONTACT |  |  | North | Honeywell |  | Door Contact |  |  |  | Module | TRUE | 949 | ++ | Magnetic Contact with Leads, Surface Mount | 1 |  |  |  |  | 1.5 | [7 empty] | #FFFF0000 | FA-GenericN DOOR CONTACT | 1 | FALSE | FALSE | FALSE | [17 empty] | REX
NFPA 170 FIRE ALARM CONTROL UNIT | RISER FACP |  | North | Honeywell |  | Fire Alarm Control Unit |  |  |  | Assembly | TRUE | XLS140-2 | ++ | Intelligent Addressable Fire Alarm System w/Display | 1 | [6 empty] | FALSE | FALSE |  |  |  |  | #FFFF0000 | FA-NFPA 170 FIRE ALARM CONTROL UNIT | 1 | FALSE | FALSE | FALSE | 202 | [8 empty] | 26,55,100 |  |  |  |  | TRUE
NFPA 170 ISOLATION MODULE |  |  | North | Honeywell |  | Isolator Module |  |  |  | Module | TRUE | VSI |  | Vplex Short Isolator | 1 | [6 empty] | FALSE | [5 empty] | #FFFF0000 | FA-NFPA 170 ISOLATION MODULE | 1 | FALSE | FALSE | FALSE | 1200 | [13 empty] | FALSE
NFPA 170 SMOKE DETECTOR |  |  | North | Honeywell |  | Smoke Detector |  |  |  | Module | TRUE | TC807B1059 w/14507371 | ++ | Addressable low-profile ionization smoke detector w/Base | 1 | 0.0003 | 0.0065 |  |  |  |  | FALSE | TRUE | FLUSH |  | 4" SQ. DEEP | 3 "O" PLASTER RING | #FFFF0000 | FA-NFPA 170 SMOKE DETECTOR | 1 | FALSE | FALSE | FALSE | 1408 |  |  | 7272-0028:0206 | [10 empty] | FALSE
NFPA 170 FLAME DETECTOR |  |  | North | Honeywell |  | Flame Detector |  |  |  | Module | TRUE | FS24X | + | Multi-Spectrum QuadBand™ Triple IR Flame Detector | 1 | 0.056 | 0.106 |  |  |  |  | TRUE | [5 empty] | #FFFF0000 | FA-NFPA 170 FLAME DETECTOR | 1 | FALSE | FALSE | FALSE | 1401 | [16 empty] | XP
|  |  | North | Honeywell |  | Cards & Components |  |  |  | Card | TRUE | VISTA-20P Main Board | + | Main Board | 1 | 0.3 | 0.47 |  |  |  |  | TRUE | [5 empty] | #FFFFFFFF |  |  | FALSE | FALSE | FALSE | [14 empty] | FALSE
NFPA 170 NOTIFICATION CIRCUIT EXTENDER PANEL | RISER NAC |  | North | Honeywell |  | Notification Circuit Extender Panel |  |  |  | Assembly | TRUE | HPF24S6 | + | 6-Amp, 24-Volt Power Supply | 1 | [6 empty] | FALSE | [5 empty] | #FFFF0000 | FA-NFPA 170 NOTIFICATION CIRCUIT EXTENDER PANEL | 1 | FALSE | FALSE | FALSE | 212 | [8 empty] | 7,12,18 |  |  | 6 |  | TRUE
GenericN DOOR CONTACT |  |  | North | Honeywell |  | Door Contact |  |  |  | Module | TRUE | 7940 | ++ | Universal Magnetic Contact, Screw Mount, Adhesive Mount or Recess | 1 |  |  |  |  | 1.5 | [7 empty] | #FFFF0000 | FA-GenericN DOOR CONTACT | 1 | FALSE | FALSE | FALSE | [17 empty] | REX
GenericN DOOR CONTACT |  |  | North | Honeywell |  | Door Contact |  |  |  | Module | TRUE | 945 | ++ | Adhesive Mount Magnetic Contact, Surface Mount | 1 |  |  |  |  | 1.5 | [7 empty] | #FFFF0000 | FA-GenericN DOOR CONTACT | 1 | FALSE | FALSE | FALSE | [17 empty] | REX
NFPA 170 WIRELESS CONTROL UNIT |  |  | North | Honeywell |  | Wireless Control Unit |  |  |  | Module | TRUE | 5883H |  | COMMERCIAL WIRELESS RECEIVER | 1 | 0.06 | 0.06 |  |  |  |  | FALSE | [5 empty] | #FFFF0000 | FA-NFPA 170 WIRELESS CONTROL UNIT | 1 | FALSE | FALSE | FALSE | 1408 | [13 empty] | FALSE
|  |  | North | Honeywell |  | Cards & Components |  |  |  | Card | TRUE | 5110XM Main Board | + | Main Board | 1 | 0.155 | 0.235 | 1 |  |  |  | TRUE | [5 empty] | #FFFFFFFF |  |  | FALSE | FALSE | FALSE | [14 empty] | FALSE
NFPA 170 ADDRESSABLE INPUT MONITOR MODULE |  |  | North | Honeywell |  | Addressable Module |  |  |  | Module | TRUE | 4208U |  | 8 Zone RPM | 1 | 0.0286 | 0.0286 |  |  |  |  | FALSE | [5 empty] | #FFFF0000 | FA-NFPA 170 ADDRESSABLE INPUT MONITOR MODULE | 1 | FALSE | FALSE | FALSE | 1000 | [13 empty] | FALSE
|  |  | North | Honeywell | Security/Access Control |  |  |  |  | Module | TRUE | 4959SN |  | Addressable Overhead Door Contact | 1 | [6 empty] | FALSE | [5 empty] | #FFFFFFFF |  |  | FALSE | FALSE | FALSE | [14 empty] | FALSE
|  |  | North | Honeywell | [5 empty] | Module | TRUE | IS2500SN |  | V-Plex PIR Motion Sensor | 1 | [6 empty] | FALSE | [5 empty] | #FFFFFFFF |  |  | FALSE | FALSE | FALSE | [14 empty] | FALSE
NFPA 170 CELL COMM | RISER CELL COMM |  | North | Honeywell |  | Cellular Communicator |  |  |  | Module | TRUE | HW-TG7FE-A | ++ | CLSS 5G/ LTE-M Fire Communicator for AT&T | 1 | 0.018 | 0.11 |  |  | 24 | 18 | TRUE |  |  |  | 7.5” (190.5 mm) H x 11.5" (292 mm) W x 3.5" (89 mm) D |  | #FFFF0000 | FA-NFPA 170 CELL COMM | 1 | FALSE | FALSE | FALSE | 250 | [13 empty] | FALSE
GenericN DOOR CONTACT |  |  | North | Honeywell |  | Door Contact |  |  |  | Module | TRUE | 945T | ++ | Miniature Magnetic Contact with Screw Terminals, Surface Mount | 1 |  |  |  |  | 1.5 | [7 empty] | #FFFF0000 | FA-GenericN DOOR CONTACT | 1 | FALSE | FALSE | FALSE | [17 empty] | REX
GenericN DOOR CONTACT |  |  | North | Honeywell |  | Door Contact |  |  |  | Module | TRUE | PR-20445 | ++ | Magnetic Contact with Leads, Surface Mount | 1 |  |  |  |  | 1.5 | [7 empty] | #FFFF0000 | FA-GenericN DOOR CONTACT | 1 | FALSE | FALSE | FALSE | [17 empty] | REX
NFPA 170 WIRELESS CONTROL UNIT |  |  | North | Honeywell |  | Wireless Control Unit |  |  |  | Module | TRUE | 5881ENHC |  | COMMERCIAL WIRELESS RECEIVER | 1 | 0.06 | 0.06 |  |  |  |  | FALSE | [5 empty] | #FFFF0000 | FA-NFPA 170 WIRELESS CONTROL UNIT | 1 | FALSE | FALSE | FALSE | 1408 | [13 empty] | FALSE
NFPA 170 GAS DETECTOR |  |  | North | Honeywell |  | Gas Detection |  |  |  | Module | TRUE | XNX-UTAV-RNCB1 | ++ | UL- CSA ¾"NPT Aluminium Interface for milli-Volt sensors For use with MPD, Sensepoint (and Model 705) HT and PPM Sensors, Relay Option, No Option installed, Catalytic Bead | 1 | 0 | 0.27083 |  |  |  |  | FALSE | [5 empty] | #FFFF0000 | FA-NFPA 170 GAS DETECTOR | 1 | FALSE | FALSE | FALSE | 1402 | [13 empty] | FALSE |  |  | CO, NO2
|  |  | North | Honeywell |  | Cards & Components |  |  |  | Card | TRUE | 4209U |  | Universal Group Zoning Multiplex Module | 1 | 0.0077 | 0.0155 |  |  |  |  | TRUE | [5 empty] | #FFFFFFFF |  |  | FALSE | FALSE | FALSE | [14 empty] | FALSE
170 BASIC SHAPE |  |  | North | Honeywell |  | Miscellaneous |  |  |  | Module | TRUE | 4208SNF |  | Universal Class A_Class B 8 Zone Expander Module | 1 | [6 empty] | FALSE | [5 empty] | #FFFF0000 | FA-170 BASIC SHAPE | 1 | FALSE | FALSE | FALSE | 5000 | [13 empty] | FALSE
NFPA 170 CELL COMM |  |  | North | Honeywell |  | Cellular Communicator |  |  |  | Module | TRUE | LTEM-PIV |  | Resideo Cellular Communicator Verizon | 1 | [6 empty] | TRUE | [5 empty] | #FFFF0000 | FA-NFPA 170 CELL COMM | 1 | FALSE | FALSE | FALSE
|  |  | North | Honeywell |  | Cards & Components |  |  |  | Card | TRUE | HPFF12 Main Board | + | Fire Alarm Power Supply Card | 1 | 0.206 | 0.075 |  |  |  |  | TRUE | [5 empty] | #FFFFFFFF |  |  | FALSE | FALSE | FALSE | [14 empty] | FALSE
NFPA 170 CELL COMM | RISER CELL COMM |  | North | Honeywell |  | Cellular Communicator |  |  |  | Module | TRUE | HW-TG7FE-V | ++ | CLSS 5G/LTE-M Fire Communicator for Verizon | 1 | 0.018 | 0.11 |  |  | 24 | 18 | TRUE |  |  |  | 7.5” (190.5 mm) H x 11.5" (292 mm) W x 3.5" (89 mm) D |  | #FFFF0000 | FA-NFPA 170 CELL COMM | 1 | FALSE | FALSE | FALSE | 250 | [13 empty] | FALSE
NFPA 170 CELL COMM | RISER CELL COMM |  | North | Honeywell |  | Cellular Communicator |  |  |  | Assembly | TRUE | HON-CGW-MBB | ++ | CLSS Gateway with the enclosure | 1 |  |  |  |  | 24 | 18 | TRUE | [5 empty] | #FFFF0000 | FA-NFPA 170 CELL COMM | 1 | FALSE | FALSE | FALSE | 250 | [13 empty] | FALSE
GenericN KEYPAD |  |  | North | Honeywell |  | Keypad Interface |  |  |  | Module | TRUE | 6460W | ++ | White and Grey Custom Alpha Keypad (Honeywell Home branded) | 1 | 0.04 | 0.15 |  |  |  |  | FALSE | [5 empty] | #FFFF0000 | FA-GenericN KEYPAD | 1 | FALSE | FALSE | FALSE | [14 empty] | FALSE
|  |  | North | Honeywell |  | Cards & Components |  |  |  | Card | TRUE | VA301C CARD |  | Main Circuit Card | 1 | [6 empty] | TRUE | [5 empty] | #FFFFFFFF |  |  | FALSE | FALSE | FALSE
NFPA 170 FIRE ALARM CONTROL UNIT | RISER FACP |  | North | Honeywell |  | Fire Alarm Control Unit |  |  |  | Assembly | TRUE | VISTA-250FBPT | + | VISTA® Commercial Partitioned Fire and Burglary Alarm Control Panel | 1 | [6 empty] | FALSE | [5 empty] | #FFFF0000 | FA-NFPA 170 FIRE ALARM CONTROL UNIT | 1 | FALSE | FALSE | FALSE | 202 | [8 empty] | 7,12,17.2,34.4 | 1 |  | 2.3 |  | TRUE
NFPA 170 SMOKE DETECTOR |  |  | North | Honeywell |  | Smoke Detector |  |  |  | Module | TRUE | 5192SD |  |  | 1 | [6 empty] | FALSE | TRUE |  |  |  |  | #FFFF0000 | FA-NFPA 170 SMOKE DETECTOR | 1 | FALSE | FALSE | FALSE | 1408 | [13 empty] | FALSE
NFPA 170 NOTIFICATION CIRCUIT EXTENDER PANEL | RISER NAC |  | North | Honeywell |  | Notification Circuit Extender Panel |  |  |  | Assembly | TRUE | HPF902ULADA | + | Fire Alarm Power Supply | 1 | [6 empty] | FALSE |  |  |  | 16.0" H x 12.25" W x 3.0" D (cm: 40.64 H x 30.88 W x 7.62 D) |  | #FFFF0000 | FA-NFPA 170 NOTIFICATION CIRCUIT EXTENDER PANEL | 1 | FALSE | FALSE | FALSE | 212 | [8 empty] | 7,12,18 |  |  | 9 |  | TRUE
NFPA 170 SMOKE DETECTOR |  |  | North | Honeywell |  | Smoke Detector |  |  |  | Module | TRUE | OSE-SPW | + | Emitter - Standard Power, Wired | 1 | 0.00035 | 0.00035 | [10 empty] | #FFFF0000 | FA-NFPA 170 SMOKE DETECTOR | 1 | FALSE | FALSE | FALSE
NFPA 170 SMOKE HEAT DETECTOR |  |  | North | Honeywell |  | Smoke/Heat Detector |  |  |  | Module | TRUE | 4192SDT |  | Photoelectric Smoke Detector w/Heat | 1 | [6 empty] | FALSE | TRUE |  |  |  |  | #FFFF0000 | FA-NFPA 170 SMOKE HEAT DETECTOR | 1 | FALSE | FALSE | FALSE | 1411 | [13 empty] | FALSE
NFPA 170 CELL COMM | RISER CELL COMM |  | North | Honeywell |  | Cellular Communicator |  |  |  | Assembly | TRUE | HON-CGW-MBB (VZW) | ++ | CLSS Gateway with the enclosure | 1 |  |  |  |  | 24 | 18 | TRUE | [5 empty] | #FFFF0000 | FA-NFPA 170 CELL COMM | 1 | FALSE | FALSE | FALSE | 250 | [13 empty] | FALSE
NFPA 170 FIRE ALARM CONTROL UNIT | RISER FACP |  | North | Honeywell |  | Fire Alarm Control Unit |  |  |  | Assembly | TRUE | VISTA-32FBPT | + | VISTA® Commercial Partitioned Fire and Burglary Alarm Control Panel | 1 | [6 empty] | FALSE | [5 empty] | #FFFF0000 | FA-NFPA 170 FIRE ALARM CONTROL UNIT | 1 | FALSE | FALSE | FALSE | 202 | [8 empty] | 7,12,17.2,34.4 | 1 |  | 2.3 |  | TRUE
GenericN GLASS BREAK |  |  | North | Honeywell |  | Glass Break Detector |  |  |  | Module | TRUE | FG-1625F | ++ | Glassbreak Detector/Flushmount | 1 | 0.012 | 0.012 |  |  | 3 | [7 empty] | #FFFF0000 | FA-GenericN GLASS BREAK | 1 | FALSE | FALSE | FALSE | [17 empty] | RPT
NFPA 170 ADDRESSABLE INPUT MONITOR MODULE |  |  | North | Honeywell |  | Addressable Module |  |  |  | Module | TRUE | 4293SN |  | Micro-Miniature V-Plex Adapter | 1 | [6 empty] | FALSE | [5 empty] | #FFFF0000 | FA-NFPA 170 ADDRESSABLE INPUT MONITOR MODULE | 1 | FALSE | FALSE | FALSE | 1000 | [13 empty] | FALSE
NFPA 170 SMOKE HEAT DETECTOR |  |  | North | Honeywell |  | Smoke/Heat Detector |  |  |  | Module | TRUE | 5192SDT |  |  | 1 | [6 empty] | FALSE | TRUE |  |  |  |  | #FFFF0000 | FA-NFPA 170 SMOKE HEAT DETECTOR | 1 | FALSE | FALSE | FALSE | 1411 | [13 empty] | FALSE
NFPA 170 SMOKE HEAT DETECTOR |  |  | North | Honeywell |  | Smoke/Heat Detector |  |  |  | Module | TRUE | 5193SDT | + | One Piece Photoelectric Smoke Detector with Thermal | 1 | 0.0012 | 0.0028 |  |  |  |  | FALSE | TRUE |  |  |  |  | #FFFF0000 | FA-NFPA 170 SMOKE HEAT DETECTOR | 1 | FALSE | FALSE | FALSE | 1411 | [13 empty] | FALSE
NFPA 170 CELL COMM | RISER CELL COMM |  | North | Honeywell |  | Cellular Communicator |  |  |  | Assembly | TRUE | HWF2V-COM |  | LTE Digital Cellular Fire Alarm Communicator and Internet Panel, Verizon LTE / IP | 1 | [6 empty] | TRUE | [5 empty] | #FFFF0000 | FA-NFPA 170 CELL COMM | 1 | FALSE | FALSE | FALSE | 251 | [8 empty] | 7 |  |  |  |  | FALSE
GAS DETECTOR CONTROLLER |  |  | North | Honeywell |  | Gas Detection |  |  |  | Assembly | TRUE | VA301C |  | Gas Detector Controller | 1 | [6 empty] | TRUE | [5 empty] | #FFFF0000 | FA-GAS DETECTOR CONTROLLER | 1 | FALSE | FALSE | FALSE
|  |  | North | Honeywell |  | Cards & Components |  |  |  | Card | TRUE | HPF902ULADA Main Board | + | Main board | 1 | 0.075 | 0.205 |  |  |  |  | TRUE | [5 empty] | #FFFFFFFF |  |  | FALSE | FALSE | FALSE | [14 empty] | FALSE
NFPA 170 CELL COMM | RISER CELL COMM |  | North | Honeywell |  | Cellular Communicator |  |  |  | Module | TRUE | LTE-HSV | ++ | High Security Internet and Cellular Communicator, Verizon | 1 | 0.319 | 0.38 |  |  | 12 |  | FALSE |  |  |  | 8.4" x 8.0" x 1.5" (21.3cm x 20.3cm x 3.8cm) |  | #FFFF0000 | FA-NFPA 170 CELL COMM | 1 | FALSE | FALSE | FALSE | 250 | [13 empty] | FALSE
NFPA 170 SMOKE DETECTOR |  |  | North | Honeywell |  | Smoke Detector |  |  |  | Module | TRUE | 5806W3 |  | Wireless Photoelectric Smoke Detector | 1 | [6 empty] | FALSE | TRUE |  |  |  |  | #FFFF0000 | FA-NFPA 170 SMOKE DETECTOR | 1 | FALSE | FALSE | FALSE | 1408 | [13 empty] | FALSE |  |  | W
NFPA 170 SMOKE HEAT DETECTOR |  |  | North | Honeywell |  | Smoke/Heat Detector |  |  |  | Module | TRUE | TC806B1084 w/14507371 | ++ | Addressable low-profile photoelectric/thermal smoke detector w/Base | 1 | 0.0003 | 0.0065 |  |  |  |  | FALSE | TRUE | FLUSH |  | 4" SQ. DEEP | 3 "O" PLASTER RING | #FFFF0000 | FA-NFPA 170 SMOKE HEAT DETECTOR | 1 | FALSE | FALSE | FALSE | 1408 |  |  | 7272-0028:0206 | [10 empty] | FALSE
|  |  | North | Honeywell |  | Cards & Components |  |  |  | Card | TRUE | HPF-PS6 MAIN BOARD | + | Fire Alarm Power Supply Main Board | 1 | 0.139 | 0.157 |  |  |  |  | TRUE | FALSE | SURFACE |  | PROVIDED | N/A | #FFFFFFFF |  |  | FALSE | FALSE | FALSE |  |  |  | 7315-0028:0225 | [10 empty] | FALSE
NFPA 170 NOTIFICATION CIRCUIT EXTENDER PANEL | RISER NAC |  | North | Honeywell |  | Notification Circuit Extender Panel |  |  |  | Assembly | TRUE | HPF-PS6 | + | 6.0 A, 120 VAC remote charger power supply in a lockable,metal enclosure | 1 | [6 empty] | FALSE | FALSE | SURFACE |  | PROVIDED | N/A | #FFFF0000 | FA-NFPA 170 NOTIFICATION CIRCUIT EXTENDER PANEL | 1 | FALSE | FALSE | FALSE | 212 |  |  | 7315-0028:0225 | [5 empty] | 7,12,18 |  |  | 6 |  | TRUE
|  |  | North | Honeywell |  | Cards & Components |  |  |  | Card | TRUE | XLS140-2 MAIN CARD |  |  | 1 | [6 empty] | TRUE | [5 empty] | #FFFFFFFF |  |  | FALSE | FALSE | FALSE
GenericN KEYPAD |  |  | North | Honeywell |  | Keypad Interface |  |  |  | Module | TRUE | 6460SC | ++ | Silver and Black Custom Alpha Keypad (Resideo branded) | 1 | 0.04 | 0.15 |  |  |  |  | FALSE | [5 empty] | #FFFF0000 | FA-GenericN KEYPAD | 1 | FALSE | FALSE | FALSE | [14 empty] | FALSE
NFPA 170 GAS DETECTOR |  |  | North | Honeywell |  | Gas Detection |  |  |  | Module | TRUE | 5800CO |  | Carbon Monoxide Detector | 1 | [6 empty] | FALSE | [5 empty] | #FFFF0000 | FA-NFPA 170 GAS DETECTOR | 1 | FALSE | FALSE | FALSE | 1408 | [13 empty] | FALSE |  |  | W
NFPA 170 CELL COMM | RISER CELL COMM |  | North | Honeywell |  | Cellular Communicator |  |  |  | Assembly | TRUE | HW-AV-LTE-M | + | CLSS Gateway with the enclosure | 1 |  |  |  |  | 24 | 18 | TRUE | [5 empty] | #FFFF0000 | FA-NFPA 170 CELL COMM | 1 | FALSE | FALSE | FALSE | 250 | [13 empty] | FALSE
NFPA 170 DIGITAL ALARM COMMNUCATOR TRANSMITTER | RISER DACT |  | North | Honeywell | [5 empty] | Assembly | TRUE | HON-DACT-DS |  |  | 1 | [6 empty] | TRUE | [5 empty] | #FFFF0000 | FA-NFPA 170 DIGITAL ALARM COMMNUCATOR TRANSMITTER | 1 | FALSE | FALSE
|  |  | North | Honeywell | [5 empty] | Module | TRUE | 4944SN-WH |  |  | 1 | [6 empty] | FALSE | [5 empty] | #FFFFFFFF |  |  | FALSE | FALSE | FALSE | [14 empty] | FALSE
|  |  | North | Honeywell | [5 empty] | Module | TRUE | DT7500SN |  | V-Plex DUAL TEC Motion Sensor | 1 | [6 empty] | FALSE | [5 empty] | #FFFFFFFF |  |  | FALSE | FALSE | FALSE | [14 empty] | FALSE
NFPA 170 ADDRESSABLE INPUT MONITOR MODULE |  |  | North | Honeywell |  | Addressable Module |  |  |  | Module | TRUE | 4190SN | ++ | Two Zone Remote Point Module | 1 | 0.0015 | 0.0015 |  |  |  |  | FALSE | [5 empty] | #FFFF0000 | FA-NFPA 170 ADDRESSABLE INPUT MONITOR MODULE | 1 | FALSE | FALSE | FALSE | 1000 | [13 empty] | FALSE
NFPA 170 GAS DETECTOR |  |  | North | Honeywell |  | Gas Detection |  |  |  | Module | TRUE | C7233A | ++ | Carbon Dioxide (CO2) Sensor | 1 | 0 | 0.125 |  |  |  |  | FALSE | [5 empty] | #FFFF0000 | FA-NFPA 170 GAS DETECTOR | 1 | FALSE | FALSE | FALSE | 1402 | [13 empty] | FALSE |  |  | CO, NO2
NFPA 170 CELL COMM | RISER CELL COMM |  | North | Honeywell |  | Cellular Communicator |  |  |  | Assembly | TRUE | HWF2A-COM |  | LTE Digital Cellular Fire Alarm Communicator and Internet Panel, AT&T LTE / IP | 1 | [6 empty] | TRUE | [5 empty] | #FFFF0000 | FA-NFPA 170 CELL COMM | 1 | FALSE | FALSE | FALSE | 251 | [8 empty] | 7 |  |  |  |  | FALSE
NFPA 170 FLAME DETECTOR |  |  | North | Honeywell |  | Flame Detector |  |  |  | Module | TRUE | FSL100-UVIR | ++ | Flame Detector | 1 | 0.025 | 0.075 |  |  |  |  | TRUE | [5 empty] | #FFFF0000 | FA-NFPA 170 FLAME DETECTOR | 1 | FALSE | FALSE | FALSE | 1401 | [16 empty] | XP
NFPA 170 CELL COMM | RISER CELL COMM |  | North | Honeywell |  | Cellular Communicator |  |  |  | Module | TRUE | LTE-CFV | ++ | Commercial Fire Internet and LTE Communicator, Verizon | 1 | 0.09 | 0.105 |  |  | 12 |  | TRUE |  |  |  | 15.0"H X 12,75"W x 3.0" D |  | #FFFF0000 | FA-NFPA 170 CELL COMM | 1 | FALSE | FALSE | FALSE | 250 | [13 empty] | FALSE
GenericN INTERFACE MODULE |  |  | North | Honeywell |  | Gas Detection |  |  |  | Module | TRUE | 1226A0382 | ++ | MPD Interface Adapter | 1 | 0 | 0.125 |  |  |  |  | FALSE | [5 empty] | #FFFF0000 | FA-GenericN INTERFACE MODULE | 1 | FALSE | FALSE | FALSE | 1402 | [13 empty] | FALSE |  |  | CO, NO2
NFPA 170 CELL COMM | RISER CELL COMM |  | North | Honeywell |  | Cards & Components |  |  |  | Card | TRUE | CCM-ATT-HON | + | LTE Cellular Communication Module, includes AT&T SIM | 1 | 0.083333 | 0.083333 |  |  | 5 |  | TRUE | [5 empty] | #FFFF0000 | FA-NFPA 170 CELL COMM | 1 | FALSE | FALSE | FALSE | 250 | [13 empty] | FALSE
|  |  | North | Honeywell |  | Cards & Components |  |  |  | Card | TRUE | VISTA-32FBPT Main Board | + | Main Board | 1 | 0.3 | 0.47 |  |  |  |  | TRUE | [5 empty] | #FFFFFFFF |  |  | FALSE | FALSE | FALSE | [14 empty] | FALSE
NFPA 170 ADDRESSABLE INPUT MONITOR MODULE |  |  | North | Honeywell |  | Addressable Module |  |  |  | Module | TRUE | 5869 |  | Hold-Up Transmitter | 1 | [6 empty] | FALSE | [5 empty] | #FFFF0000 | FA-NFPA 170 ADDRESSABLE INPUT MONITOR MODULE | 1 | FALSE | FALSE | FALSE | 1408 | [13 empty] | FALSE |  |  | W
|  |  | North | Honeywell |  | Cards & Components |  |  |  | Card | TRUE | IPGSM-4G Main Board | + | Main Board | 1 | 0.21 | 0.29 |  |  |  |  | TRUE | FALSE |  |  |  |  | #FFFFFFFF |  |  | FALSE | FALSE | FALSE | [14 empty] | FALSE
NFPA 170 REMOTE ANNUNCIATOR | RISER ANNUNCIATOR |  | North | Honeywell |  | Remote Annunciator |  |  |  | Module | TRUE | 6160CR-2 | + | Commercial Fire Alpha Keypad | 1 | 0.045 | 0.16 |  |  |  |  | FALSE | [5 empty] | #FFFF0000 | FA-NFPA 170 REMOTE ANNUNCIATOR | 1 | FALSE | FALSE | FALSE | 255 | [8 empty] | 7,12,18 |  |  |  |  | FALSE
NFPA 170 NOTIFICATION CIRCUIT EXTENDER PANEL | RISER NAC |  | North | Honeywell |  | Notification Circuit Extender Panel |  |  |  | Assembly | TRUE | HPF24S8 | + | 8-Amp, 24-Volt Power Supply | 1 | [6 empty] | FALSE | [5 empty] | #FFFF0000 | FA-NFPA 170 NOTIFICATION CIRCUIT EXTENDER PANEL | 1 | FALSE | FALSE | FALSE | 212 | [8 empty] | 7,12,18 |  |  | 8 |  | TRUE
NFPA 170 SMOKE DETECTOR |  |  | North | Honeywell |  | Smoke Detector |  |  |  | Module | TRUE | OSI-90 | + | Imager - 80º coverage | 1 | 0.008 | 0.008 | [5 empty] | TRUE |  |  |  |  | #FFFF0000 | FA-NFPA 170 SMOKE DETECTOR | 1 | FALSE | FALSE | FALSE | 1408
NFPA 170 ADDRESSABLE OUTPUT MODULE |  |  | North | Honeywell |  | Addressable Control/Relay |  |  |  | Module | TRUE | 4204CF | + | Supervised Notification Applicance Module | 1 | 0.025 | 0.105 |  |  |  |  | FALSE | [5 empty] | #FFFF0000 | FA-NFPA 170 ADDRESSABLE OUTPUT MODULE | 1 | FALSE | FALSE | FALSE | 1100 | [13 empty] | FALSE
|  |  | North | Honeywell |  | Cards & Components |  |  |  | Card | TRUE | VISTA-250FBPT Main Board | + | Main Board | 1 | 0.3 | 0.47 |  |  |  |  | TRUE | [5 empty] | #FFFFFFFF |  |  | FALSE | FALSE | FALSE | [14 empty] | FALSE
NFPA 170 FIRE ALARM CONTROL UNIT | RISER FACP |  | North | Honeywell |  | Fire Alarm Control Unit |  |  |  | Assembly | TRUE | 5110XM | + | Control / Communicator | 1 | [6 empty] | FALSE | [5 empty] | #FFFF0000 | FA-NFPA 170 FIRE ALARM CONTROL UNIT | 1 | FALSE | FALSE | FALSE | 202 | [8 empty] | 7,14 |  |  |  |  | TRUE
|  |  | North | Honeywell | [5 empty] | Module | TRUE | 6160RF MAIN CARD |  |  | 1 | 0.05 | 0.15 |  |  |  |  | TRUE | [5 empty] | #FFFFFFFF |  |  | FALSE | FALSE | FALSE | [14 empty] | FALSE
|  |  | North | Honeywell |  | Cards & Components |  |  |  | Card | TRUE | HPF-PS10 MAIN BOARD | + | Fire Alarm Power Supply Main Board | 1 | 0.156 | 0.185 |  |  |  |  | TRUE | FALSE | SURFACE |  | PROVIDED | N/A | #FFFFFFFF |  |  | FALSE | FALSE | FALSE |  |  |  | 7315-0028:0225 | [10 empty] | FALSE
|  |  | North | Honeywell | [5 empty] | Module | TRUE | 4275 |  | Dual PIR | 1 | [6 empty] | FALSE | [5 empty] | #FFFFFFFF |  |  | FALSE | FALSE | FALSE | [14 empty] | FALSE
|  |  | North | Honeywell |  | Cards & Components |  |  |  | Card | TRUE | HPF24S6 Main Board | + | Fire Alarm Power Supply Main Board | 1 | 0.091 | 0.145 |  |  |  |  | TRUE | FALSE |  |  |  |  | #FFFFFFFF |  |  | FALSE | FALSE | FALSE | [14 empty] | FALSE
NFPA 170 FIRE ALARM CONTROL UNIT | RISER FACP |  | North | Honeywell |  | Fire Alarm Control Unit |  |  |  | Assembly | TRUE | VISTA-20P | + | VISTA® Commercial Burglary Alarm Control Panel | 1 | [6 empty] | FALSE | [5 empty] | #FFFF0000 | FA-NFPA 170 FIRE ALARM CONTROL UNIT | 1 | FALSE | FALSE | FALSE | 202 | [8 empty] | 7,12,17.2,34.4 | 1 |  | 2.3 |  | TRUE
NFPA 170 CELL COMM | RISER CELL COMM |  | North | Honeywell |  | Cellular Communicator |  |  |  | Module | TRUE | HW-TG7FS-V | ++ | CLSS 5G/LTE-M Fire Communicator for Verizon | 1 | 0.018 | 0.11 |  |  | 24 | 18 | TRUE |  |  |  | 7.5” (190.5 mm) H x 11.5" (292 mm) W x 3.5" (89 mm) D |  | #FFFF0000 | FA-NFPA 170 CELL COMM | 1 | FALSE | FALSE | FALSE | 250 | [13 empty] | FALSE
GenericN KEYPAD |  |  | North | Honeywell |  | Keypad Interface |  |  |  | Module | TRUE | 6160 | ++ | Alpha Display Keypad | 1 | 0.04 | 0.16 |  |  |  |  | FALSE | [5 empty] | #FFFF0000 | FA-GenericN KEYPAD | 1 | FALSE | FALSE | FALSE | [14 empty] | FALSE
GenericN DOOR CONTACT |  |  | North | Honeywell |  | Door Contact |  |  |  | Module | TRUE | 7939-2 | ++ | Magnetic Contact, Surface Mount | 1 |  |  |  |  | 1.5 | [7 empty] | #FFFF0000 | FA-GenericN DOOR CONTACT | 1 | FALSE | FALSE | FALSE | [17 empty] | REX
NFPA 170 SMOKE DETECTOR |  |  | North | Honeywell |  | Smoke Detector |  |  |  | Module | TRUE | TC806B1076 w/14507371 | ++ | Addressable low-profile photoelectric smoke detector w/Base | 1 | 0.0003 | 0.0065 |  |  |  |  | FALSE | TRUE | FLUSH |  | 4" SQ. DEEP | 3 "O" PLASTER RING | #FFFF0000 | FA-NFPA 170 SMOKE DETECTOR | 1 | FALSE | FALSE | FALSE | 1408 |  |  | 7272-0028:0206 | [10 empty] | FALSE
NFPA 170 FIRE ALARM CONTROL UNIT | RISER FACP |  | North | Honeywell |  | Fire Alarm Control Unit |  |  |  | Assembly | TRUE | VISTA-128FBPT | + | VISTA® Commercial Partitioned Fire and Burglary Alarm Control Panel | 1 | [6 empty] | FALSE | [5 empty] | #FFFF0000 | FA-NFPA 170 FIRE ALARM CONTROL UNIT | 1 | FALSE | FALSE | FALSE | 202 | [8 empty] | 7,12,17.2,34.4 | 1 |  | 2.3 |  | TRUE
NFPA 170 GAS DETECTOR |  |  | North | Honeywell |  | Gas Detection |  |  |  | Module | TRUE | XCD |  | Gas Detector | 1 | [6 empty] | FALSE | [5 empty] | #FFFF0000 | FA-NFPA 170 GAS DETECTOR | 1 | FALSE | FALSE | FALSE | 1408 | [13 empty] | FALSE |  |  | GAS
|  |  | North | Honeywell | [5 empty] | Module | TRUE | 4278 |  | Quad PIR | 1 | [6 empty] | FALSE | [5 empty] | #FFFFFFFF |  |  | FALSE | FALSE | FALSE | [14 empty] | FALSE
GenericN KEYPAD |  |  | North | Honeywell |  | Keypad Interface |  |  |  | Module | TRUE | 6460S | ++ | Silver and Black Custom Alpha Keypad (Honeywell Home branded) | 1 | 0.04 | 0.15 |  |  |  |  | FALSE | [5 empty] | #FFFF0000 | FA-GenericN KEYPAD | 1 | FALSE | FALSE | FALSE | [14 empty] | FALSE
NFPA 170 CELL COMM | RISER CELL COMM |  | North | Honeywell |  | Cellular Communicator |  |  |  | Module | TRUE | LTE-IA | ++ | Multi-path IP and Cellular Technologies, VISTA ECP, AT&T | 1 | 0.319 | 0.38 |  |  | 12 |  | FALSE |  |  |  | 8.4" x 8.0" x 1.5" (21.3cm x 20.3cm x 3.8cm) |  | #FFFF0000 | FA-NFPA 170 CELL COMM | 1 | FALSE | FALSE | FALSE | 250 | [13 empty] | FALSE
NFPA 170 NOTIFICATION CIRCUIT EXTENDER PANEL | RISER NAC |  | North | Honeywell |  | Notification Circuit Extender Panel |  |  |  | Assembly | TRUE | HPFF12 | + | 12 AMP Fire Alarm Power Supply | 1 | [6 empty] | FALSE | [5 empty] | #FFFF0000 | FA-NFPA 170 NOTIFICATION CIRCUIT EXTENDER PANEL | 1 | FALSE | FALSE | FALSE | 212 | [8 empty] | 7,12,18,26 |  |  | 12 |  | TRUE
NFPA 170 ADDRESSABLE INPUT MONITOR MODULE |  |  | North | Honeywell |  | Addressable Module |  |  |  | Module | TRUE | 4191WH |  |  | 1 | [6 empty] | FALSE | [5 empty] | #FFFF0000 | FA-NFPA 170 ADDRESSABLE INPUT MONITOR MODULE | 1 | FALSE | FALSE | FALSE | 1000 | [13 empty] | FALSE
NFPA 170 CELL COMM | RISER CELL COMM |  | North | Honeywell |  | Cellular Communicator |  |  |  | Module | TRUE | LTE-IV | ++ | Multi-path IP and Cellular Technologies, VISTA ECP, Verizon | 1 | 0.319 | 0.38 |  |  | 12 |  | FALSE |  |  |  | 8.4" x 8.0" x 1.5" (21.3cm x 20.3cm x 3.8cm) |  | #FFFF0000 | FA-NFPA 170 CELL COMM | 1 | FALSE | FALSE | FALSE | 250 | [13 empty] | FALSE
|  |  | North | Honeywell | [5 empty] | Card | TRUE | HON-DACT-DS Main Board |  |  | 1 | 0.15 | 0.15 |  |  |  |  | TRUE | [5 empty] | #FFFFFFFF |  |  | FALSE | FALSE
|  |  | North | Honeywell |  | Hardware |  |  |  | Hardware | TRUE | 50160636-001 |  | CLSS Gateway Kit. Includes 30" Nup Cable And Notifier Lock And Key Set | 1 | [6 empty] | TRUE | [5 empty] | #FFFFFFFF |  |  | FALSE | FALSE | FALSE
GenericN DOOR CONTACT |  |  | North | Honeywell |  | Door Contact |  |  |  | Module | TRUE | PAL-T | ++ | Magnetic Contact, Surface Mount | 1 |  |  |  |  | 1.5 | [7 empty] | #FFFF0000 | FA-GenericN DOOR CONTACT | 1 | FALSE | FALSE | FALSE | [17 empty] | REX
NFPA 170 SMOKE DETECTOR |  |  | North | Honeywell |  | Smoke Detector |  |  |  | Module | TRUE | 4192 SD |  | Photoelectric Smoke Detector | 1 | [6 empty] | FALSE | TRUE |  |  |  |  | #FFFF0000 | FA-NFPA 170 SMOKE DETECTOR | 1 | FALSE | FALSE | FALSE | 1408 | [13 empty] | FALSE
|  |  | North | Honeywell |  | Cards & Components |  |  |  | Card | TRUE | VISTA-128FBPT Main Board | + | Main Board | 1 | 0.3 | 0.47 |  |  |  |  | TRUE | [5 empty] | #FFFFFFFF |  |  | FALSE | FALSE | FALSE | [14 empty] | FALSE
|  |  | North | Honeywell |  | Cards & Components |  |  |  | Card | TRUE | HWF2A-COM Main Board | + | Main Board | 1 | 0.21 | 0.29 |  |  |  |  | TRUE | [5 empty] | #FFFFFFFF |  |  | FALSE | FALSE | FALSE
NFPA 170 CELL COMM | RISER CELL COMM |  | North | Honeywell |  | Cellular Communicator |  |  |  | Module | TRUE | HW-TG7FS-A | ++ | CLSS 5G/ LTE-M Fire Communicator for AT&T | 1 | 0.018 | 0.11 |  |  | 24 | 18 | TRUE |  |  |  | 7.5” (190.5 mm) H x 11.5" (292 mm) W x 3.5" (89 mm) D |  | #FFFF0000 | FA-NFPA 170 CELL COMM | 1 | FALSE | FALSE | FALSE | 250 | [13 empty] | FALSE
GenericN MOTION DETECTOR CEILING |  |  | North | Honeywell |  | Motion Detector |  |  |  | Module | TRUE | DT8050 | ++ | DUAL TEC Motion Detector, 50 foot | 1 | 0.015 | 0.017 | [5 empty] | TRUE |  |  |  |  | #FFFF0000 | FA-GenericN MOTION DETECTOR CEILING | 1 | FALSE | FALSE | FALSE
NFPA 170 SMOKE DETECTOR |  |  | North | Honeywell |  | Smoke Detector |  |  |  | Module | TRUE | DF8M |  | Wireless Photoelectric Smoke Detector | 1 | [6 empty] | FALSE | TRUE |  |  |  |  | #FFFF0000 | FA-NFPA 170 SMOKE DETECTOR | 1 | FALSE | FALSE | FALSE | 1408 | [13 empty] | FALSE |  |  | W
GenericN MOTION DETECTOR CEILING |  |  | North | Honeywell |  | Motion Detector |  |  |  | Module | TRUE | DT8035 | ++ | DUAL TEC Motion Detector, 35 foot | 1 | 0.015 | 0.017 | [5 empty] | TRUE |  |  |  |  | #FFFF0000 | FA-GenericN MOTION DETECTOR CEILING | 1 | FALSE | FALSE | FALSE
GenericN MOTION DETECTOR CEILING |  |  | North | Honeywell |  | Motion Detector |  |  |  | Module | TRUE | IS3050 | ++ | PIR Motion Detector, 50 foot | 1 | 0.011 | 0.013 | [5 empty] | TRUE |  |  |  |  | #FFFF0000 | FA-GenericN MOTION DETECTOR CEILING | 1 | FALSE | FALSE | FALSE
|  |  | North | Honeywell | [5 empty] | Module | TRUE | FG1625SN |  | Flexguard | 1 | [6 empty] | FALSE | [5 empty] | #FFFFFFFF |  |  | FALSE | FALSE | FALSE | [14 empty] | FALSE
NFPA 170 SMOKE DETECTOR |  |  | North | Honeywell |  | Smoke Detector |  |  |  | Module | TRUE | 5193SD | + | One Piece Photoelectric Smoke Detector | 1 | 0.0012 | 0.0028 |  |  |  |  | FALSE | TRUE |  |  |  |  | #FFFF0000 | FA-NFPA 170 SMOKE DETECTOR | 1 | FALSE | FALSE | FALSE | 1408 | [13 empty] | FALSE
NFPA 170 MANUAL PULL |  |  | North | Honeywell |  | Manual Station |  |  |  | Module | TRUE | 5140MPS-1 |  | Manual Fire Alarm Box, Single-action | 1 | [6 empty] | FALSE | FALSE |  |  |  |  | #FFFF0000 | FA-NFPA 170 MANUAL PULL | 1 | FALSE | FALSE | FALSE | 957 | [13 empty] | FALSE
GenericN KEYPAD |  |  | North | Honeywell |  | Keypad Interface |  |  |  | Module | TRUE | 6460WC | ++ | White and Grey Custom Alpha Keypad (Resideo branded) | 1 | 0.04 | 0.15 |  |  |  |  | FALSE | [5 empty] | #FFFF0000 | FA-GenericN KEYPAD | 1 | FALSE | FALSE | FALSE | [14 empty] | FALSE
GenericN DOOR CONTACT |  |  | North | Honeywell |  | Door Contact |  |  |  | Module | TRUE | 950 | ++ | Magnetic Contact, Surface Mount | 1 |  |  |  |  | 1.5 | [7 empty] | #FFFF0000 | FA-GenericN DOOR CONTACT | 1 | FALSE | FALSE | FALSE | [17 empty] | REX
GenericN CARD READER |  |  | North | Identive | Security/Access Control | Card Reader |  |  |  | Module | TRUE | 8216ABP00dk | ++ | Card reader w/Keypad, Single Gang Mount | 1 | 0.11 | 0.15 |  |  | 12 |  | FALSE | [5 empty] | #FFFF0000 | FA-GenericN CARD READER | 1 | FALSE | FALSE | FALSE | 5000 | [13 empty] | FALSE
|  |  | North | INNOTEC | Security/Access Control |  |  |  |  | Module | TRUE | 100 |  |  | 1 | [12 empty] | #FFFFFFFF |  |  | FALSE | FALSE | FALSE
|  |  | North | INNOTEC | Security/Access Control |  |  |  |  | Module | TRUE | 200 |  |  | 1 | [12 empty] | #FFFFFFFF |  |  | FALSE | FALSE | FALSE
|  |  | North | INNOTEC | Security/Access Control |  |  |  |  | Module | TRUE | 300 |  |  | 1 | [12 empty] | #FFFFFFFF |  |  | FALSE | FALSE | FALSE
NFPA 170 FIRE ALARM CONTROL UNIT |  |  | North | Interlogix |  | Fire Alarm Control Unit |  |  |  | Assembly | TRUE | NX-8-CF | + | Interlogix NX-8-CF Security/Fire Panel | 1 | [6 empty] | FALSE | [5 empty] | #FFFF0000 | FA-NFPA 170 FIRE ALARM CONTROL UNIT | 1 | FALSE | FALSE | FALSE | 101 | [8 empty] | 7 |  |  |  |  | TRUE
|  |  | North | Interlogix |  | Cards & Components |  |  |  | Card | TRUE | NX-8-CF Main Card | + |  | 1 | 0.06 | 0.21 |  |  |  |  | TRUE | [5 empty] | #FFFFFFFF |  |  | FALSE | FALSE | FALSE
GenericN BURGLAR ALARM CONTROL PANEL |  |  | North | Interlogix | Security/Access Control | Burglar Alarm Control Panel |  |  |  | Module | TRUE | HUB ZW-6400 |  | Interlogix HUB Security Panel | 1 | [6 empty] | FALSE | [5 empty] | #FFFF0000 | FA-GenericN BURGLAR ALARM CONTROL PANEL | 1 | FALSE | FALSE | FALSE | 101 | [13 empty] | FALSE
GenericN MOTION DETECTOR WIDE ANGLE |  |  | North | Interlogix |  | Motion Detector |  |  |  | Module | TRUE | 6540UPI |  | PIR Motion Detector Wall Mount | 1 | [6 empty] | FALSE | [5 empty] | #FFFF0000 | FA-GenericN MOTION DETECTOR WIDE ANGLE | 1 | FALSE | FALSE | FALSE | [14 empty] | FALSE |  |  | MDS
GenericN KEYPAD |  |  | North | Interlogix |  | Keypad Interface |  |  |  | Module | TRUE | NX-148E-CF |  | NetworX LCD Keypad | 1 | [6 empty] | FALSE | [5 empty] | #FFFF0000 | FA-GenericN KEYPAD | 1 | FALSE | FALSE | FALSE | [14 empty] | FALSE
NFPA 170 WIRELESS CONTROL UNIT |  |  | North | Invionics |  | Wireless Control Unit |  |  |  | Module | TRUE | EH4104R | + | Single Zone Fire RF Receiver with Relays | 1 | 0.4 | 0.4 |  |  | 12 |  | TRUE | [5 empty] | #FFFF0000 | FA-NFPA 170 WIRELESS CONTROL UNIT | 1 | FALSE | FALSE | FALSE
NFPA 170 ADDRESSABLE INPUT MONITOR MODULE |  |  | North | Invionics |  | Addressable Module |  |  |  | Module | TRUE | EH115EOL |  | Wireless Monitor Module | 1 | [6 empty] | TRUE | [5 empty] | #FFFF0000 | FA-NFPA 170 ADDRESSABLE INPUT MONITOR MODULE | 1 | FALSE | FALSE | FALSE | 1000
NFPA 170 ABORT SWITCH |  |  | North | Janus |  | Switch |  |  |  | Module | TRUE | MAS-2 |  | Maintained Abort Station | 1 | [6 empty] | FALSE | [5 empty] | #FFFF0000 | FA-NFPA 170 ABORT SWITCH | 1 | FALSE | FALSE | FALSE | 957 | [13 empty] | FALSE
NFPA 170 HEAT DETECTOR |  |  | North | Janus |  | Heat Detector |  |  |  | Module | TRUE | CF-200W | 99815 | Detector, Heat, Fixed Temperature, 200F, White | 1 | [6 empty] | FALSE | [5 empty] | #FFFF0000 | FA-NFPA 170 HEAT DETECTOR | 1 | FALSE | FALSE | FALSE | 1403 | [13 empty] | FALSE |  |  | 200° FT
NFPA 170 HEAT DETECTOR |  |  | North | Janus |  | Heat Detector |  |  |  | Module | TRUE | CR-200-2-MP | 98683 | Detector, Heat, Rate of Rise / Fixed Temp, 200F, w/ Extra Contact | 1 | [6 empty] | FALSE | [5 empty] | #FFFF0000 | FA-NFPA 170 HEAT DETECTOR | 1 | FALSE | FALSE | FALSE | 1403 | [13 empty] | FALSE |  |  | 200° R/FT
NFPA 170 ISOLATION MODULE |  |  | North | Janus |  | Isolator Module |  |  |  | Module | TRUE | PAD100-IM | + | Isolator Module | 1 | 0.0001 | 0.00275 |  |  |  |  | FALSE | [5 empty] | #FFFF0000 | FA-NFPA 170 ISOLATION MODULE | 1 | FALSE | FALSE | FALSE | 1200 | [13 empty] | FALSE
NFPA 170 HEAT DETECTOR |  |  | North | Janus |  | Heat Detector |  |  |  | Module | TRUE | CR-135W | 99818 | Detector, Heat, Rate-of-Rise/Fixed Temperature, 135F, White | 1 | [6 empty] | FALSE | [5 empty] | #FFFF0000 | FA-NFPA 170 HEAT DETECTOR | 1 | FALSE | FALSE | FALSE | 1403 | [13 empty] | FALSE |  |  | 135° R/FT
NFPA 170 MANUAL PULL |  |  | North | Janus |  | Manual Station |  |  |  | Module | TRUE | APS-DA |  | Addressable Dual Action Pull Station | 1 | 0.000325 | 0.000325 |  |  |  |  | FALSE | [5 empty] | #FFFF0000 | FA-NFPA 170 MANUAL PULL | 1 | FALSE | FALSE | FALSE | 957 | [13 empty] | FALSE
NFPA 170 SOLENOID VALVE |  |  | North | Janus |  | Solenoid |  |  |  | Module | TRUE | 20722 |  | Electric Valve Actuator | 1 | 0.003 | 0.5 |  |  |  |  | FALSE | [5 empty] | #FFFF0000 | FA-NFPA 170 SOLENOID VALVE | 1 | FALSE | FALSE | FALSE | 1701 | [13 empty] | FALSE
NFPA 170 ABORT SWITCH |  |  | North | Janus |  | Switch |  |  |  | Module | TRUE | ARS-1 |  | Abort/Releasing Station | 1 | [6 empty] | FALSE | [5 empty] | #FFFF0000 | FA-NFPA 170 ABORT SWITCH | 1 | FALSE | FALSE | FALSE | 957 | [13 empty] | FALSE |  |  | REL
NFPA 170 ADDRESSABLE OUTPUT MODULE |  |  | North | Janus |  | Addressable Control/Relay |  |  |  | Module | TRUE | PAD100-NAC | + | Notification Appliance Circuit | 1 | 0.0002 | 0.0002 |  |  |  |  | FALSE | [5 empty] | #FFFF0000 | FA-NFPA 170 ADDRESSABLE OUTPUT MODULE | 1 | FALSE | FALSE | FALSE | 1100 | [13 empty] | FALSE
|  |  | North | Janus |  | Cards & Components |  |  |  | Card | TRUE | JFS-IP60 MAIN BOARD |  | Main Board for IPA-60 Fire Alarm Control Panel | 1 | 0.13 | 0.22 |  |  |  |  | TRUE | [5 empty] | #FFFFFFFF |  |  | FALSE | FALSE | FALSE | [12 empty] | 5 |  | FALSE
NFPA 170 SMOKE DETECTOR |  |  | North | Janus |  | Smoke Detector |  |  |  | Module | TRUE | PSA |  | Addressable Photoelectric Smoke Detector | 1 | 0.00025 | 0.0012 |  |  |  |  | FALSE | TRUE |  |  |  |  | #FFFF0000 | FA-NFPA 170 SMOKE DETECTOR | 1 | FALSE | FALSE | FALSE | 1408 | [13 empty] | FALSE
NFPA 170 MANUAL RELEASING STATION |  |  | North | Janus |  | Manual Releasing Station |  |  |  | Module | TRUE | MMS-4 |  | Explosion-Proof Momentary Releasing Station | 1 | [6 empty] | FALSE | [5 empty] | #FFFF0000 | FA-NFPA 170 MANUAL RELEASING STATION | 1 | FALSE | FALSE | FALSE | 957 | [13 empty] | FALSE |  |  | REL, XP
NFPA 170 FIRE ALARM CONTROL UNIT | RISER FACP |  | North | Janus |  | Fire Alarm Control Unit |  |  |  | Assembly | TRUE | JFS-C1 | + | Releasing Control Panel | 1 | [6 empty] | FALSE | [5 empty] | #FFFF0000 | FA-NFPA 170 FIRE ALARM CONTROL UNIT | 1 | FALSE | FALSE | FALSE | 202 | [8 empty] | 4,8,12,18,24 |  |  | 5 |  | TRUE
NFPA 170 ADDRESSABLE INPUT MONITOR MODULE |  |  | North | Janus |  | Addressable Module |  |  |  | Module | TRUE | PAD100-SIM | + | Single Input Module | 1 | 0.00024 | 0.00024 |  |  |  |  | FALSE | [5 empty] | #FFFF0000 | FA-NFPA 170 ADDRESSABLE INPUT MONITOR MODULE | 1 | FALSE | FALSE | FALSE | 1000 | [13 empty] | FALSE
|  |  | North | Janus | [5 empty] | Module | TRUE | CA2Z |  | Class A Initiating Module | 1 | [6 empty] | FALSE | [5 empty] | #FFFFFFFF |  |  | FALSE | FALSE | FALSE | [14 empty] | FALSE
NFPA 170 SMOKE DETECTOR |  |  | North | Janus |  | Smoke Detector |  |  |  | Module | TRUE | CPS-24 w/SB | + | Conventional Photoelectric Smoke Detector w/SB Base | 1 |  | 0.15 |  |  |  |  | FALSE | [5 empty] | #FFFF0000 | FA-NFPA 170 SMOKE DETECTOR | 1 | FALSE | FALSE | FALSE | 957 | [13 empty] | FALSE
|  |  | North | Janus | [5 empty] | Module | TRUE | ARM-1 |  | 4PDT Auxiliary Relay Module | 1 | [6 empty] | FALSE | [5 empty] | #FFFFFFFF |  |  | FALSE | FALSE | FALSE | [14 empty] | FALSE
NFPA 170 HEAT DETECTOR |  |  | North | Janus |  | Heat Detector |  |  |  | Module | TRUE | CR-200W | 99816 | Detector, Heat, Rate-of-Rise/Fixed Temperature, 200F, White | 1 | [6 empty] | FALSE | [5 empty] | #FFFF0000 | FA-NFPA 170 HEAT DETECTOR | 1 | FALSE | FALSE | FALSE | 1403 | [13 empty] | FALSE |  |  | 200° R/FT
NFPA 170 REMOTE ANNUNCIATOR | RISER ANNUNCIATOR |  | North | Janus |  | Remote Annunciator |  |  |  | Module | TRUE | RA-4410RC | + | Releasing Panel Remote Annunciator | 1 | 0.011 | 0.013 |  |  |  |  | TRUE | [5 empty] | #FFFF0000 | FA-NFPA 170 REMOTE ANNUNCIATOR | 1 | FALSE | FALSE | FALSE | 255 | [13 empty] | FALSE
NFPA 170 ABORT SWITCH |  |  | North | Janus |  | Switch |  |  |  | Module | TRUE | MAS-1 |  | Momentary Abort Station | 1 | [6 empty] | FALSE | [5 empty] | #FFFF0000 | FA-NFPA 170 ABORT SWITCH | 1 | FALSE | FALSE | FALSE | 957 | [13 empty] | FALSE
NFPA 170 MANUAL TRANSFER SWITCH |  |  | North | Janus |  | Switch |  |  |  | Module | TRUE | MRS-1 |  | Main/Reserve Transfer Station | 1 | [6 empty] | FALSE | [5 empty] | #FFFF0000 | FA-NFPA 170 MANUAL TRANSFER SWITCH | 1 | FALSE | FALSE | FALSE | 957 | [13 empty] | FALSE
NFPA 170 STROBE WALL |  |  | North | Janus |  | Strobe |  |  |  | Module | TRUE | S-24WR |  | Strobe, 24 VDC, Red | 1 | 0 | 0.042 |  |  |  |  | FALSE | FALSE |  |  |  |  | #FF0070C0 | FA-NFPA 170 STROBE WALL | 1 | FALSE | FALSE | FALSE | 2023 | [13 empty] | FALSE
NFPA 170 ADDRESSABLE OUTPUT MODULE |  |  | North | Janus |  | Addressable Control/Relay |  |  |  | Module | TRUE | PAD100-RM | + | Relay Module | 1 | 0.00024 | 0.00024 |  |  |  |  | FALSE | [5 empty] | #FFFF0000 | FA-NFPA 170 ADDRESSABLE OUTPUT MODULE | 1 | FALSE | FALSE | FALSE | 1100 | [13 empty] | FALSE
KEY SWITCH |  |  | North | Janus |  | Switch |  |  |  | Module | TRUE | LOS-1 |  | Keyed Lock-Out Station | 1 | [6 empty] | FALSE | [5 empty] | #FFFF0000 | FA-KEY SWITCH | 1 | FALSE | FALSE | FALSE | 957 | [13 empty] | FALSE
NFPA 170 FIRE ALARM CONTROL UNIT | RISER FACP |  | North | Janus |  | Fire Alarm Control Unit |  |  |  | Assembly | TRUE | JFS-IP60 |  | Fire Alarm Control Panel | 1 | [6 empty] | FALSE | [5 empty] | #FFFF0000 | FA-NFPA 170 FIRE ALARM CONTROL UNIT | 1 | FALSE | FALSE | FALSE | 202 | [8 empty] | 7,12,18 |  |  | 5 |  | TRUE
NFPA 170 HEAT DETECTOR |  |  | North | Janus |  | Heat Detector |  |  |  | Module | TRUE | CF-135W | 99817 | Detector, Heat, Fixed Temperature, 135F, White | 1 | [6 empty] | FALSE | [5 empty] | #FFFF0000 | FA-NFPA 170 HEAT DETECTOR | 1 | FALSE | FALSE | FALSE | 1403 | [13 empty] | FALSE |  |  | 135° FT
NFPA 170 ADDRESSABLE INPUT MONITOR MODULE |  |  | North | Janus |  | Addressable Module |  |  |  | Module | TRUE | PAD100-ZM | + | Zone Module | 1 | 0.00024 | 0.00024 |  |  |  |  | FALSE | [5 empty] | #FFFF0000 | FA-NFPA 170 ADDRESSABLE INPUT MONITOR MODULE | 1 | FALSE | FALSE | FALSE | 1000 | [13 empty] | FALSE
NFPA 170 ADDRESSABLE INPUT MONITOR MODULE |  |  | North | Janus |  | Addressable Module |  |  |  | Module | TRUE | PAD100-MIM | + | Micro Input Module | 1 | 0.0002 | 0.0002 |  |  |  |  | FALSE | [5 empty] | #FFFF0000 | FA-NFPA 170 ADDRESSABLE INPUT MONITOR MODULE | 1 | FALSE | FALSE | FALSE | 1000 | [13 empty] | FALSE
NFPA 170 MANUAL RELEASING STATION |  |  | North | Janus |  | Manual Releasing Station |  |  |  | Module | TRUE | MMS-1 |  | Momentary Releasing Station | 1 | [6 empty] | FALSE | [5 empty] | #FFFF0000 | FA-NFPA 170 MANUAL RELEASING STATION | 1 | FALSE | FALSE | FALSE | 957 | [13 empty] | FALSE |  |  | REL
|  |  | North | Janus | [5 empty] | Module | TRUE | ARM-44 |  | Relay Module for PFC-4410RC Series | 1 | [6 empty] | FALSE | [5 empty] | #FFFFFFFF |  |  | FALSE | FALSE | FALSE | [14 empty] | FALSE
|  |  | North | Janus |  | Cards & Components |  |  |  | Card | TRUE | JFS-C1 MAIN BOARD | + | PFC-4410RC MAIN BOARD | 1 | 0.121 | 0.274 |  |  |  |  | TRUE | [5 empty] | #FFFFFFFF |  |  | FALSE | FALSE | FALSE | [12 empty] | 5 |  | FALSE
NFPA 170 MANUAL PULL |  |  | North | Janus |  | Manual Station |  |  |  | Module | TRUE | SG-42SK1 |  | Conventional Manual Pull Station | 1 | [6 empty] | FALSE | [5 empty] | #FFFF0000 | FA-NFPA 170 MANUAL PULL | 1 | FALSE | FALSE | FALSE | 957 | [13 empty] | FALSE
NFPA 170 SMOKE DETECTOR |  |  | North | Janus |  | Smoke Detector |  |  |  | Module | TRUE | PSA |  | Addressable Photoelectric Smoke Detector | 1 | 0.000325 | 0.0012 |  |  |  |  | FALSE | TRUE |  |  |  |  | #FFFF0000 | FA-NFPA 170 SMOKE DETECTOR | 1 | FALSE | FALSE | FALSE | 1408 | [13 empty] | FALSE
NFPA 170 MANUAL PULL |  |  | North | Janus |  | Manual Station |  |  |  | Module | TRUE | SGX-32SK1 |  | Explosion-Proof Manual Pull Station | 1 | [6 empty] | FALSE | [5 empty] | #FFFF0000 | FA-NFPA 170 MANUAL PULL | 1 | FALSE | FALSE | FALSE | 957 | [13 empty] | FALSE |  |  | XP
|  |  | North | Janus | [5 empty] | Module | TRUE | CAM |  | Class A Output Module | 1 | [6 empty] | FALSE | [5 empty] | #FFFFFFFF |  |  | FALSE | FALSE | FALSE | [14 empty] | FALSE
NFPA 170 ADDRESSABLE INPUT MONITOR MODULE |  |  | North | Janus |  | Addressable Module |  |  |  | Module | TRUE | PAD100-DIM | + | Dual Input Module | 2 | 0.00024 | 0.00024 |  |  |  |  | FALSE | [5 empty] | #FFFF0000 | FA-NFPA 170 ADDRESSABLE INPUT MONITOR MODULE | 1 | FALSE | FALSE | FALSE | 1000 | [13 empty] | FALSE |  |  | 2
NFPA 170 FIRE ALARM COMMUNICATOR |  |  | North | Keltron |  | Communicator |  |  |  | Assembly | TRUE | RF774F | ++ | 8 Zone Fire Subscriber, 8 Supervised Zones, Red Enclosure | 1 | [6 empty] | FALSE |  |  |  | 13.25”H x 8.5”W x 4.3”D (34cm H x 21.5cm W x 11cm D) |  | #FFFF0000 | FA-NFPA 170 FIRE ALARM COMMUNICATOR | 1 | FALSE | FALSE | FALSE | 250 | [8 empty] | 8,12 | 1 |  |  |  | TRUE
|  |  | North | Keltron |  | Cards & Components |  |  |  | Card | TRUE | RF774F Main Board | ++ | Main Board | 1 | 0.21 | 1.2 |  |  |  |  | TRUE | [5 empty] | #FFFFFFFF |  |  | FALSE | FALSE | FALSE | [14 empty] | FALSE
NFPA 170 SOLENOID VALVE |  |  | North | Kidde |  | Solenoid |  |  |  | Module | TRUE | 81-895630-000 | ++ | Electric and Cable Operated Control Head Kit with Control Head Monitor | 1 | 0 | 2 |  |  |  |  | FALSE | [5 empty] | #FFFF0000 | FA-NFPA 170 SOLENOID VALVE | 1 | FALSE | FALSE | FALSE | 1701 | [13 empty] | FALSE
NFPA 170 SMOKE HEAT DETECTOR |  |  | North | Kidde |  | Smoke/Heat Detector |  |  |  | Module | TRUE | KIR-OSHD w/KI-IB BASE | ++ | Intelligent Multisensor Smoke and Heat Detector | 1 | 4.3e-05 | 7e-05 |  |  |  |  | FALSE | TRUE |  |  |  |  | #FFFF0000 | FA-NFPA 170 SMOKE HEAT DETECTOR | 1 | FALSE | FALSE | FALSE | 1408 | [13 empty] | FALSE
|  |  | North | Kidde |  | Cards & Components |  |  |  | Card | TRUE | D12LS-VM |  | Control/Indicating Display Strip, 12 groups: two LEDs (1 4-color, 1 yellow) with switch. | 1 | 0.011 | 0.058 |  |  |  |  | TRUE | [5 empty] | #FFFFFFFF |  |  | FALSE | FALSE | FALSE | [14 empty] | FALSE
NFPA 170 STROBE WALL |  |  | North | Kidde |  | Strobe |  |  |  | Module | TRUE | EG1F-V1575 |  | Strobe, running man, white, FIRE, 15/75 cd, clear lens | 1 | 0 | 0.255 |  |  |  |  | FALSE | [5 empty] | #FF0070C0 | FA-NFPA 170 STROBE WALL | 1 | FALSE | FALSE | FALSE | 2023 | [13 empty] | FALSE
NFPA 170 FIRE ALARM CONTROL UNIT | RISER FACP |  | North | Kidde |  | Fire Alarm Control Unit |  |  |  | Assembly | TRUE | VS4-G-PG |  | FACP, 1-4 Loop, 1000pt max, 4 Cl B NACs, gray, 120v, Portuguese | 1 | [6 empty] | FALSE | [5 empty] | #FFFF0000 | FA-NFPA 170 FIRE ALARM CONTROL UNIT | 1 | FALSE | FALSE | FALSE | 202 | [8 empty] | 7,12,18 |  |  |  |  | TRUE
|  |  | North | Kidde |  | Hardware |  |  |  | Hardware | TRUE | CAB6 |  | Backbox | 1 | [6 empty] | FALSE | [5 empty] | #FFFFFFFF |  |  | FALSE | FALSE | FALSE | [14 empty] | FALSE
NFPA 170 FIRE ALARM CONTROL UNIT | RISER FACP |  | North | Kidde |  | Fire Alarm Control Unit |  |  |  | Assembly | TRUE | VS4-GF |  | FACP, 1-4 Loop, 1000pt max, 4 Cl B NACs, gray, 120v, w/ 16 RY LED, FCdn | 1 | [6 empty] | FALSE | [5 empty] | #FFFF0000 | FA-NFPA 170 FIRE ALARM CONTROL UNIT | 1 | FALSE | FALSE | FALSE | 202 | [8 empty] | 7,12,18 |  |  |  |  | TRUE
NFPA 170 FIRE ALARM CONTROL UNIT | RISER FACP |  | North | Kidde |  | Fire Alarm Control Unit |  |  |  | Assembly | TRUE | VS4-R |  | FACP, 1-4 Loop, 1000pt max, 4 Cl B NACs, red, 120v | 1 | [6 empty] | FALSE | [5 empty] | #FFFF0000 | FA-NFPA 170 FIRE ALARM CONTROL UNIT | 1 | FALSE | FALSE | FALSE | 202 | [8 empty] | 7,12,18 |  |  |  |  | TRUE
NFPA 170 SPEAKER STROBE |  |  | North | Kidde |  | Speaker/Strobe |  |  |  | Module | TRUE | G4HFWA-S7VMC |  | 70V Speaker/Strobe, White, ALERT 15, 30, 75, 110 cd, Clear | 1 | 0 | 0.078 |  |  |  |  | FALSE | [5 empty] | #FF0070C0 | FA-NFPA 170 SPEAKER STROBE | 1 | FALSE | FALSE | FALSE | 2019 | [13 empty] | FALSE
NFPA 170 ADDRESSABLE OUTPUT MODULE |  |  | North | Kidde |  | Addressable Control/Relay |  |  |  | Module | TRUE | 70-518004-001 | ++ | SmartOne® Single Addressable Relay Output Device (AO) | 1 | 0.0004 | 0.0004 |  |  |  |  | FALSE |  |  |  | 4.0 in. (L) x 1-13/16 in. (W) x 1-13/16 in. (H) 102 mm (L) x 46 mm (W) x 46 mm (H) |  | #FFFF0000 | FA-NFPA 170 ADDRESSABLE OUTPUT MODULE | 1 | FALSE | FALSE | FALSE | 1100 | [13 empty] | FALSE
|  |  | North | Kidde |  | Cards & Components |  |  |  | Card | TRUE | VS1-GL-F Mainboard |  | Mainboard for VS1-GL-F assembly | 1 | 0.214 | 0.377 |  |  |  |  | TRUE | [5 empty] | #FFFFFFFF |  |  | FALSE | FALSE | FALSE | [14 empty] | FALSE
NFPA 170 SMOKE DETECTOR |  |  | North | Kidde |  | Smoke Detector |  |  |  | Module | TRUE | DC-PS w/DC-SB6-4W | ++ | Photoelectric Conventional Smoke w/4 Wire Base | 1 | 0.06 | 0.000145 |  |  |  |  | FALSE | TRUE |  |  |  |  | #FFFF0000 | FA-NFPA 170 SMOKE DETECTOR | 1 | FALSE | FALSE | FALSE | 1408 | [13 empty] | FALSE
NFPA 170 HEAT CO DETECTOR |  |  | North | Kidde |  | Heat/CO Detector |  |  |  | Module | TRUE | KIR-HCD w/KI-ABLT BASE | ++ | Multisensor Heat, and CO Detector | 1 | 3.2e-05 | 3.2e-05 |  |  |  |  | FALSE | [5 empty] | #FFFF0000 | FA-NFPA 170 HEAT CO DETECTOR | 1 | FALSE | FALSE | FALSE | 1403 | [13 empty] | FALSE
|  |  | North | Kidde |  | Cards & Components |  |  |  | Card | TRUE | ANS25A |  | 25W expander module | 1 | 0.18 | 1.1 |  |  |  |  | TRUE | [5 empty] | #FFFFFFFF |  |  | FALSE | FALSE | FALSE | [14 empty] | FALSE
NFPA 170 SPEAKER STROBE |  |  | North | Kidde |  | Speaker/Strobe |  |  |  | Module | TRUE | EG4SVWN |  | Speaker/Strobe, Wall, White, None | 1 | [6 empty] | FALSE | FALSE | GRSW-10 | G4WSB |  |  | #FF0070C0 | FA-NFPA 170 SPEAKER STROBE | 1 | FALSE | FALSE | FALSE | 2019 | [13 empty] | FALSE |  |  | C
NFPA 170 INTEGRAL VALVE SUPERVISORY SWITCH |  |  | East | Kidde |  | Supervisory Switch |  |  |  | Module | TRUE | 70985022 (70985077) | ++ | 1” Lock-Out Valve, Carbon Steel (with Limit Switch) | 1 | [6 empty] | FALSE | FALSE | PROVIDED BY SPRINKLER CONTRACTOR |  | PROVIDED BY OTHERS |  | #FFFF0000 | FA-NFPA 170 INTEGRAL VALVE SUPERVISORY SWITCH | 1 | FALSE | FALSE | FALSE | 916 | [13 empty] | FALSE
|  |  | North | Kidde |  | Cards & Components |  |  |  | Card | TRUE | MIRBPS6A Mainboard |  | Mainboard for BPS6A assembly | 1 | 0.07 | 0.27 |  |  |  |  | TRUE | [5 empty] | #FFFFFFFF |  |  | FALSE | FALSE | FALSE | [14 empty] | FALSE
NFPA 170 DUCT SMOKE DETECTOR |  |  | North | Kidde |  | Duct Smoke Detector |  |  |  | Module | TRUE | KI-SDHR | ++ | Duct Detector Housing with Relay Base | 1 | 0.00025 | 0.0004 |  |  | 19 |  | FALSE | TRUE |  |  |  |  | #FFFF0000 | FA-NFPA 170 DUCT SMOKE DETECTOR | 1 | FALSE | FALSE | FALSE | 1400 | [13 empty] | FALSE
|  |  | North | Kidde |  | Cards & Components |  |  |  | Card | TRUE | 76-600000-001 Main Board | ++ | Main Board | 1 | 0.2 | 0.65 | 5.4 |  |  |  | TRUE | [5 empty] | #FFFFFFFF |  |  | FALSE | FALSE | FALSE | [14 empty] | FALSE
NFPA 170 ADDRESSABLE INPUT MONITOR MODULE |  |  | North | Kidde |  | Addressable Module |  |  |  | Module | TRUE | GSA-MCT2 |  | Signature dual input module, UIO plug-in | 2 | 0.000396 | 0.00068 |  |  |  |  | FALSE | [5 empty] | #FFFF0000 | FA-NFPA 170 ADDRESSABLE INPUT MONITOR MODULE | 1 | FALSE | FALSE | FALSE | 1000 | [13 empty] | FALSE |  |  | DM
NFPA 170 CHIME |  |  | North | Kidde |  | Chime |  |  |  | Module | TRUE | EG1F-C |  | Chime, running man, white, FIRE | 1 | 0 | 0.019 |  |  |  |  | FALSE | [5 empty] | #FFFF0000 | FA-NFPA 170 CHIME | 1 | FALSE | FALSE | FALSE | 2003 | [13 empty] | FALSE
|  |  | North | Kidde |  | Cards & Components |  |  |  | Card | TRUE | FX-SLC2 |  | Expansion module, two 250-device loops, 500 devices total. | 1 | 0.1 | 0.15 |  |  |  |  | TRUE | [5 empty] | #FFFFFFFF |  |  | FALSE | FALSE | FALSE | [14 empty] | FALSE
NFPA 170 SMOKE DETECTOR |  |  | North | Kidde |  | Smoke Detector |  |  |  | Module | TRUE | KS-PHD w/DS-RB | ++ | Intelligent Combination Photoelectric Smoke and Heat Detector, w/ Relay Base | 1 | 0.00015 | 0.00022 |  |  |  |  | FALSE | TRUE |  |  |  |  | #FFFF0000 | FA-NFPA 170 SMOKE DETECTOR | 1 | FALSE | FALSE | FALSE | 1408 | [13 empty] | FALSE
NFPA 170 MANUAL PULL |  |  | North | Kidde |  | Manual Station |  |  |  | Module | TRUE | K-278B-1110 |  | Pull Station, double action, lexan, tool reset, terminals | 1 | [6 empty] | FALSE | [5 empty] | #FFFF0000 | FA-NFPA 170 MANUAL PULL | 1 | FALSE | FALSE | FALSE | 957 | [13 empty] | FALSE
NFPA 170 SPEAKER STROBE CEILING |  |  | North | Kidde |  | Speaker/Strobe |  |  |  | Module | TRUE | MGCF-S7VM |  | 70V Speaker/Strobe, white, FIRE, 15, 30, 75, 95 cd, clear | 1 | 0 | 0.168 |  |  |  |  | FALSE | TRUE |  |  |  |  | #FF0070C0 | FA-NFPA 170 SPEAKER STROBE CEILING | 1 | FALSE | FALSE | FALSE | 2020 | [13 empty] | FALSE |  |  | C
NFPA 170 SMOKE CO DETECTOR |  |  | North | Kidde |  | Smoke/CO Detector |  |  |  | Module | FALSE | 21006378 | ++ | 120V AC/DC Wire-in Smoke Alarm | 1 | [6 empty] | FALSE | TRUE |  |  |  |  | #FFFF0000 | FA-NFPA 170 SMOKE CO DETECTOR | 1 | FALSE | FALSE | FALSE | 1408 | [13 empty] | FALSE |  |  | 120V
NFPA 170 HORN STROBE CEILING |  |  | North | Kidde |  | Horn/Strobe |  |  |  | Module | TRUE | WG4RF-HVMC (C) |  | Outdoor rated horn-strobe, red with FIRE marking, clear lens | 1 | 0 | 0.107 |  |  |  |  | FALSE | TRUE |  |  |  |  | #FF0070C0 | FA-NFPA 170 HORN STROBE CEILING | 1 | FALSE | FALSE | FALSE | 2013 | [13 empty] | FALSE |  |  | C, WP
NFPA 170 GAS DETECTOR |  |  | North | Kidde |  | Gas Detection |  |  |  | Module | TRUE | 260-CO |  | GE SafeAir Carbon Monoxide Detector | 1 | 0.02 | 0.04 |  |  |  |  | FALSE | [5 empty] | #FFFF0000 | FA-NFPA 170 GAS DETECTOR | 1 | FALSE | FALSE | FALSE | 1402 | [13 empty] | FALSE
NFPA 170 HEAT DETECTOR |  |  | North | Kidde |  | Heat Detector |  |  |  | Module | TRUE | KI-HRD w/KI-IB BASE | ++ | Intelligent fixed temperature/Rate-of-rise heat detector, Isolator Detector Base | 1 | 3.2e-05 | 3.2e-05 |  |  |  |  | FALSE | [5 empty] | #FFFF0000 | FA-NFPA 170 HEAT DETECTOR | 1 | FALSE | FALSE | FALSE | 1403 | [13 empty] | FALSE
NFPA 170 ADDRESSABLE OUTPUT MODULE |  |  | North | Kidde |  | Addressable Control/Relay |  |  |  | Module | TRUE | 70-600000-002 | ++ | Remote Releasing Module (With In-Cabinet Bracket and Mounting Hardware) | 1 | 0.00041 | 0.00041 |  |  |  |  | FALSE | [5 empty] | #FFFF0000 | FA-NFPA 170 ADDRESSABLE OUTPUT MODULE | 1 | FALSE | FALSE | FALSE | 1000 | [13 empty] | FALSE
NFPA 170 FIRE ALARM CONTROL UNIT | RISER FACP |  | North | Kidde |  | Fire Alarm Control Unit |  |  |  | Assembly | TRUE | FX-1000D |  | FACP, 1-4 Loop, 1000pt max, 4 Cl B NACs, red, w/dialer, 120v | 1 | [6 empty] | FALSE | [5 empty] | #FFFF0000 | FA-NFPA 170 FIRE ALARM CONTROL UNIT | 1 | FALSE | FALSE | FALSE | 202 | [8 empty] | 7,12,18 |  |  |  |  | TRUE
NFPA 170 ADDRESSABLE OUTPUT MODULE |  |  | North | Kidde |  | Addressable Control/Relay |  |  |  | Module | TRUE | GSA-REL |  | Signature releasing module | 6 | [6 empty] | FALSE | [5 empty] | #FFFF0000 | FA-NFPA 170 ADDRESSABLE OUTPUT MODULE | 1 | FALSE | FALSE | FALSE | 1100 | [13 empty] | FALSE
NFPA 170 HEAT DETECTOR |  |  | North | Kidde |  | Heat Detector |  |  |  | Module | TRUE | KIR-HD w/KI-SB BASE | ++ | Intelligent fixed temperature/Rate-of-rise heat detector | 1 | 5.1e-05 | 6.8e-05 |  |  |  |  | FALSE | TRUE |  |  |  |  | #FFFF0000 | FA-NFPA 170 HEAT DETECTOR | 1 | FALSE | FALSE | FALSE | 1408 | [13 empty] | FALSE
NFPA 170 STROBE WALL |  |  | North | Kidde |  | Strobe |  |  |  | Module | TRUE | EG4VRF |  | Wall strobe, red, FIRE | 1 | [6 empty] | FALSE |  | GRSW-10 |  |  |  | #FF0070C0 | FA-NFPA 170 STROBE WALL | 1 | FALSE | FALSE | FALSE | 2023 | [13 empty] | FALSE
NFPA 170 SPEAKER STROBE |  |  | North | Kidde |  | Speaker/Strobe |  |  |  | Module | TRUE | WGSVRN | ++ | Outdoor rated speaker strobe, wall, red, none | 1 | [6 empty] | FALSE | FALSE |  |  |  |  | #FF0070C0 | FA-NFPA 170 SPEAKER STROBE | 1 | FALSE | FALSE | FALSE | 2019 | [13 empty] | FALSE |  |  | WP
NFPA 170 FIRE ALARM CONTROL UNIT | RISER FACP |  | North | Kidde |  | Fire Alarm Control Unit |  |  |  | Assembly | TRUE | VS1-G-2-SP |  | FACP, 1 Loop, 64pt, 2 Cl B NACs, gray, 230v, Spanish | 1 | [6 empty] | FALSE | [5 empty] | #FFFF0000 | FA-NFPA 170 FIRE ALARM CONTROL UNIT | 1 | FALSE | FALSE | FALSE | 202 | [8 empty] | 7,12,18 |  |  |  |  | TRUE
NFPA 170 HORN STROBE |  |  | North | Kidde |  | Horn/Strobe |  |  |  | Module | TRUE | INT-7AT |  | Temporal Horn-Strobe, 15/75cd, Red | 1 | [6 empty] | FALSE | [5 empty] | #FF0070C0 | FA-NFPA 170 HORN STROBE | 1 | FALSE | FALSE | FALSE | 2012 | [13 empty] | FALSE
|  |  | North | Kidde |  | Cards & Components |  |  |  | Card | TRUE | ANS50AMD2 |  | 50 Watt audio notification module with DMR and microphone | 1 | 0.15 | 0.8 |  |  |  |  | TRUE | [5 empty] | #FFFFFFFF |  |  | FALSE | FALSE | FALSE | [14 empty] | FALSE
NFPA 170 STROBE WALL |  |  | North | Kidde |  | Strobe |  |  |  | Module | TRUE | EG4VWF |  | Wall strobe, white, FIRE | 1 | [6 empty] | FALSE |  | GRSW-10 |  |  |  | #FF0070C0 | FA-NFPA 170 STROBE WALL | 1 | FALSE | FALSE | FALSE | 2023 | [13 empty] | FALSE
|  |  | North | Kidde |  | Cards & Components |  |  |  | Card | TRUE | SMXLO2 |  | Standard Output Single Mode Fiber Optic Transceiver for VM-NOCF. Duplex SC connectors. | 1 | 0.0712 | 0.0712 |  |  |  |  | TRUE | [5 empty] | #FFFFFFFF |  |  | FALSE | FALSE | FALSE | [14 empty] | FALSE
NFPA 170 DOOR HOLDER |  |  | North | Kidde |  | Door Holder |  |  |  | Module | TRUE | 1508-AQN5 |  | Surface, Wall Mount, 24Vac/dc or 120Vac | 1 | 0.015 | [5 empty] | FALSE | [5 empty] | #FFFF0000 | FA-NFPA 170 DOOR HOLDER | 1 | FALSE | FALSE | FALSE | 2500 | [13 empty] | FALSE
NFPA 170 HORN STROBE |  |  | North | Kidde |  | Horn/Strobe |  |  |  | Module | TRUE | WGAVWA | ++ | Outdoor rated horn-strobe, white, alert | 1 | [6 empty] | FALSE | [5 empty] | #FF0070C0 | FA-NFPA 170 HORN STROBE | 1 | FALSE | FALSE | FALSE | 2012 | [13 empty] | FALSE |  |  | WP
NFPA 170 HEAT DETECTOR |  |  | North | Kidde |  | Heat Detector |  |  |  | Module | TRUE | FX-HD w/RB4U BASE | ++ | Intelligent Addressable Fixed Temperature or Rate-of-rise Heat Detector | 1 | 4.5e-05 | 4.5e-05 |  |  |  |  | FALSE | [5 empty] | #FFFF0000 | FA-NFPA 170 HEAT DETECTOR | 1 | FALSE | FALSE | FALSE | 1403 | [13 empty] | FALSE
NFPA 170 SMOKE DETECTOR |  |  | North | Kidde |  | Smoke Detector |  |  |  | Module | TRUE | KI-PD w/KI-ABST BASE | + | Photoelectric smoke detector | 1 | [6 empty] | FALSE | TRUE |  |  |  |  | #FFFF0000 | FA-NFPA 170 SMOKE DETECTOR | 1 | FALSE | FALSE | FALSE | 1408 | [13 empty] | FALSE
NFPA 170 SMOKE CO DETECTOR |  |  | North | Kidde |  | Smoke/CO Detector |  |  |  | Module | TRUE | KIR-OSCD w/KI-ABST BASE | ++ | Multisensor Smoke and CO Detector | 1 | 4.3e-05 | 7e-05 |  |  |  |  | FALSE | TRUE |  |  |  |  | #FFFF0000 | FA-NFPA 170 SMOKE CO DETECTOR | 1 | FALSE | FALSE | FALSE | 1408 | [13 empty] | FALSE
|  |  | North | Kidde |  | Cards & Components |  |  |  | Card | TRUE | ANS100A |  | 100W expander module | 1 | 0.18 | 1.2 |  |  |  |  | TRUE | [5 empty] | #FFFFFFFF |  |  | FALSE | FALSE | FALSE | [14 empty] | FALSE
NFPA 170 SMOKE DETECTOR |  |  | North | Kidde |  | Smoke Detector |  |  |  | Module | TRUE | KS-PS w/DS-DB | ++ | Photoelectric smoke detector w/ Standard Base | 1 | 0.00015 | 0.00022 |  |  |  |  | FALSE | TRUE |  |  |  |  | #FFFF0000 | FA-NFPA 170 SMOKE DETECTOR | 1 | FALSE | FALSE | FALSE | 1408 | [13 empty] | FALSE
NFPA 170 SPEAKER STROBE |  |  | North | Kidde |  | Speaker/Strobe |  |  |  | Module | TRUE | G4LFRF-HVM | + | Low Frequency(520hz), Red, 15,30,75,110 cd, FIRE | 1 | 0 | 0.176 |  |  |  |  | FALSE | [5 empty] | #FF0070C0 | FA-NFPA 170 SPEAKER STROBE | 1 | FALSE | FALSE | FALSE | 2019 | [13 empty] | FALSE |  |  | LF
NFPA 170 SPEAKER STROBE CEILING |  |  | North | Kidde |  | Speaker/Strobe |  |  |  | Module | TRUE | EGCSVHWF-FR |  | Speaker/Strobe, Ceiling, White, FEU/FIRE, High CD | 1 | [6 empty] | FALSE | TRUE |  |  |  |  | #FF0070C0 | FA-NFPA 170 SPEAKER STROBE CEILING | 1 | FALSE | FALSE | FALSE | 2020 | [13 empty] | FALSE |  |  | C
NFPA 170 ADDRESSABLE INPUT MONITOR MODULE |  |  | North | Kidde |  | Addressable Module |  |  |  | Module | TRUE | GSA-MIO |  | Signature input/output module, UIO plug-in | 1 | 0.000223 | 0.0001 |  |  |  |  | FALSE | [5 empty] | #FFFF0000 | FA-NFPA 170 ADDRESSABLE INPUT MONITOR MODULE | 1 | FALSE | FALSE | FALSE | 1000 | [13 empty] | FALSE
NFPA 170 SPEAKER WALL |  |  | North | Kidde |  | Speaker |  |  |  | Module | TRUE | WGSWN | ++ | Outdoor rated speaker, wall, white, none | 1 | [6 empty] | FALSE | FALSE |  |  |  |  | #FF0070C0 | FA-NFPA 170 SPEAKER WALL | 1 | FALSE | FALSE | FALSE | 2021 | [13 empty] | FALSE |  |  | WP
NFPA 170 STROBE WALL |  |  | North | Kidde |  | Strobe |  |  |  | Module | TRUE | WGVWA | ++ | Outdoor rated strobe, white, alert | 1 | [6 empty] | FALSE | [5 empty] | #FF0070C0 | FA-NFPA 170 STROBE WALL | 1 | FALSE | FALSE | FALSE | 2023 | [13 empty] | FALSE |  |  | WP
NFPA 170 SPEAKER STROBE |  |  | North | Kidde |  | Speaker/Strobe |  |  |  | Module | TRUE | INT-3A-RS70W |  | 30cdW, 15cdC Strobe, Re-Ent Speaker, 70V 2, 4, 8, 15w | 1 | [6 empty] | FALSE | [5 empty] | #FF0070C0 | FA-NFPA 170 SPEAKER STROBE | 1 | FALSE | FALSE | FALSE | 2019 | [13 empty] | FALSE
NFPA 170 HEAT DETECTOR |  |  | North | Kidde |  | Heat Detector |  |  |  | Module | TRUE | KI-HCD w/KI-ABST BASE | ++ | Multisensor Heat, and CO Detector | 1 | 3.2e-05 | 3.2e-05 |  |  |  |  | FALSE | [5 empty] | #FFFF0000 | FA-NFPA 170 HEAT DETECTOR | 1 | FALSE | FALSE | FALSE | 1403 | [13 empty] | FALSE
NFPA 170 GAS DETECTOR |  |  | North | Kidde |  | Gas Detection |  |  |  | Module | TRUE | KI-COD w/KI-ABDT BASE | ++ | Intelligent Carbon Monoxide Detector | 1 | 3.2e-05 | 3.2e-05 |  |  |  |  | FALSE | TRUE |  |  |  |  | #FFFF0000 | FA-NFPA 170 GAS DETECTOR | 1 | FALSE | FALSE | FALSE | 1408 | [13 empty] | FALSE
NFPA 170 FIRE ALARM CONTROL UNIT | RISER FACP |  | North | Kidde |  | Fire Alarm Control Unit |  |  |  | Assembly | TRUE | VS4-GD |  | FACP, 1-4 Loop, 1000pt max, 4 Cl B NACs, gray, w/dialer, 120v | 1 | [6 empty] | FALSE | [5 empty] | #FFFF0000 | FA-NFPA 170 FIRE ALARM CONTROL UNIT | 1 | FALSE | FALSE | FALSE | 202 | [8 empty] | 7,12,18 |  |  |  |  | TRUE
NFPA 170 FIRE ALARM CONTROL UNIT | RISER FACP |  | North | Kidde |  | Fire Alarm Control Unit |  |  |  | Assembly | TRUE | VS1-GL |  | FACP, 1 Loop, 64pt, 2 Cl B NACs, gray, 120v, w/ 16 RY LED, Cdn | 1 | [6 empty] | FALSE | [5 empty] | #FFFF0000 | FA-NFPA 170 FIRE ALARM CONTROL UNIT | 1 | FALSE | FALSE | FALSE | 202 | [8 empty] | 7,12,18 |  |  |  |  | TRUE
NFPA 170 NOTIFICATION CIRCUIT EXTENDER PANEL | RISER NAC |  | North | Kidde |  | Notification Circuit Extender Panel |  |  |  | Assembly | TRUE | MIRBPS10A |  | Remote Booster Power Supply, 10A, 120Vac, red | 1 | [6 empty] | FALSE | [5 empty] | #FFFF0000 | FA-NFPA 170 NOTIFICATION CIRCUIT EXTENDER PANEL | 1 | FALSE | FALSE | FALSE | 212 | [8 empty] | 7,12,18,65 |  |  |  |  | TRUE
|  |  | North | Kidde |  | Hardware |  |  |  | Hardware | TRUE | MIRBPS6A/230-6 |  | 6 Pack, Remote Booster Power Supply, 220Vac Input, Red | 1 | [6 empty] | FALSE | [5 empty] | #FFFFFFFF |  |  | FALSE | FALSE | FALSE | [14 empty] | FALSE
NFPA 170 SMOKE DETECTOR |  |  | North | Kidde |  | Smoke Detector |  |  |  | Module | TRUE | KC2-OS-CD wKC2-SB | ++ | Two-Wire Conventional Optical Smoke Detector w/Standard Base | 1 | 0.000145 | 0.06 |  |  |  |  | FALSE | TRUE |  |  |  |  | #FFFF0000 | FA-NFPA 170 SMOKE DETECTOR | 1 | FALSE | FALSE | FALSE | 1408 | [13 empty] | FALSE
|  |  | North | Kidde |  | Cards & Components |  |  |  | Card | TRUE | VS1-RD Mainboard |  | Mainboard for VS1-RD assembly | 1 | 0.251 | 0.37 |  |  |  |  | TRUE | [5 empty] | #FFFFFFFF |  |  | FALSE | FALSE | FALSE | [14 empty] | FALSE
NFPA 170 FIRE ALARM CONTROL UNIT | RISER FACP |  | North | Kidde |  | Fire Alarm Control Unit |  |  |  | Assembly | TRUE | VS1-G-2-PG |  | FACP, 1 Loop, 64pt, 2 Cl B NACs, gray, 230v, Portuguese | 1 | [6 empty] | FALSE | [5 empty] | #FFFF0000 | FA-NFPA 170 FIRE ALARM CONTROL UNIT | 1 | FALSE | FALSE | FALSE | 202 | [8 empty] | 7,12,18 |  |  |  |  | TRUE
|  |  | North | Kidde |  | Cards & Components |  |  |  | Card | TRUE | ANS50AMD |  | 50W audio notification module, /w microphone & DMR | 1 | [6 empty] | TRUE | [5 empty] | #FFFFFFFF |  |  | FALSE | FALSE | FALSE | [14 empty] | FALSE
|  |  | North | Kidde |  | Cards & Components |  |  |  | Card | TRUE | VS4-G-F Mainboard |  | Mainboard for VS4-G-F assembly | 1 | 0.231 | 0.44 |  |  |  |  | TRUE | [5 empty] | #FFFFFFFF |  |  | FALSE | FALSE | FALSE | [14 empty] | FALSE
|  |  | North | Kidde |  | Cards & Components |  |  |  | Card | TRUE | VS4-GC Mainboard |  | Mainboard for VS4-GC assembly | 1 | 0.231 | 0.44 |  |  |  |  | TRUE | [5 empty] | #FFFFFFFF |  |  | FALSE | FALSE | FALSE | [14 empty] | FALSE
NFPA 170 HORN |  |  | North | Kidde |  | Horn |  |  |  | Module | TRUE | WG4WF-H |  | Outdoor rated horn, white with FIRE marking | 1 | [6 empty] | FALSE | [5 empty] | #FF0070C0 | FA-NFPA 170 HORN | 1 | FALSE | FALSE | FALSE | 2010 | [13 empty] | FALSE |  |  | WP
NFPA 170 INTEGRAL VALVE SUPERVISORY SWITCH |  |  | East | Kidde |  | Supervisory Switch |  |  |  | Module | TRUE | 70985024 (70985079) | ++ | 1 1/2” Lock-Out Valve, Carbon Steel (with Limit Switch) | 1 | [6 empty] | FALSE | FALSE | PROVIDED BY SPRINKLER CONTRACTOR |  | PROVIDED BY OTHERS |  | #FFFF0000 | FA-NFPA 170 INTEGRAL VALVE SUPERVISORY SWITCH | 1 | FALSE | FALSE | FALSE | 916 | [13 empty] | FALSE
NFPA 170 ADDRESSABLE INPUT MONITOR MODULE |  |  | North | Kidde |  | Addressable Module |  |  |  | Module | TRUE | GSA-CT2 |  | Signature dual input module, one-gang standard mount | 2 | 0.000396 | 0.00068 |  |  |  |  | FALSE | [5 empty] | #FFFF0000 | FA-NFPA 170 ADDRESSABLE INPUT MONITOR MODULE | 1 | FALSE | FALSE | FALSE | 1000 | [13 empty] | FALSE |  |  | DM
NFPA 170 PRESSURE SWITCH |  |  | East | Kidde |  | Pressure Switch |  |  |  | Module | TRUE | 81-486536-000 | ++ | Pressure Operated Switch | 1 | [6 empty] | FALSE | FALSE | PROVIDED BY SPRINKLER CONTRACTOR |  | PROVIDED BY OTHERS |  | #FFFF0000 | FA-NFPA 170 PRESSURE SWITCH | 1 | FALSE | FALSE | FALSE | 913 | [13 empty] | FALSE
|  |  | North | Kidde |  | Cards & Components |  |  |  | Card | TRUE | ANS50AM |  | 50W expander module /w microphone | 1 | [6 empty] | TRUE | [5 empty] | #FFFFFFFF |  |  | FALSE | FALSE | FALSE | [14 empty] | FALSE
NFPA 170 SOLENOID VALVE |  |  | North | Kidde |  | Solenoid |  |  |  | Module | TRUE | 85-890181-000 | ++ | Electric Control Head Kit with Control Head Monitor | 1 | 0 | 2 |  |  |  |  | FALSE | [5 empty] | #FFFF0000 | FA-NFPA 170 SOLENOID VALVE | 1 | FALSE | FALSE | FALSE | 1701 | [13 empty] | FALSE
|  |  | North | Kidde | [5 empty] | Module | TRUE | GSA-RB4 |  | Signature detector mounting base with-relay, includes GSA-TS4 trim skirt | 1 | [6 empty] | FALSE | [5 empty] | #FFFFFFFF |  |  | FALSE | FALSE | FALSE | [14 empty] | FALSE
|  |  | North | Kidde |  | Cards & Components |  |  |  | Card | TRUE | PS10-4B |  | Power Supply | 1 | 0.088 | 0.169 |  |  |  |  | FALSE | [5 empty] | #FFFFFFFF |  |  | FALSE | FALSE | FALSE | [14 empty] | FALSE
NFPA 170 NOTIFICATION CIRCUIT EXTENDER PANEL | RISER NAC |  | North | Kidde |  | Notification Circuit Extender Panel |  |  |  | Assembly | TRUE | APS6A |  | Remote Auxiliary/Booster Power Supply, 6.5A, 120Vac, Red | 1 | [6 empty] | FALSE | [5 empty] | #FFFF0000 | FA-NFPA 170 NOTIFICATION CIRCUIT EXTENDER PANEL | 1 | FALSE | FALSE | FALSE | 212 | [8 empty] | 7,12,18,65 |  |  |  |  | TRUE
|  |  | North | Kidde |  | Hardware |  |  |  | Hardware | TRUE | SD-T18 |  | SuperDuct, Air sample tube, 18 inch | 1 | [6 empty] | FALSE | [5 empty] | #FFFFFFFF |  |  | FALSE | FALSE | FALSE | [14 empty] | FALSE
|  |  | North | Kidde |  | Cards & Components |  |  |  | Card | TRUE | ANS25MDR |  | OBSOLETE - 25W Audio Notification Panel, Red | 1 | [6 empty] | TRUE | [5 empty] | #FFFFFFFF |  |  | FALSE | FALSE | FALSE | [14 empty] | FALSE
NFPA 170 ADDRESSABLE OUTPUT MODULE |  |  | North | Kidde |  | Addressable Control/Relay |  |  |  | Module | TRUE | GSA-MCR |  | Signature control relay module, UIO plug-in | 1 | 0.0001 | 0.0001 |  |  |  |  | FALSE | [5 empty] | #FFFF0000 | FA-NFPA 170 ADDRESSABLE OUTPUT MODULE | 1 | FALSE | FALSE | FALSE | 1100 | [13 empty] | FALSE
NFPA 170 AMPLIFIER RACK | RISER AMP |  | North | Kidde |  | Amplifier |  |  |  | Assembly | TRUE | ANS25MDR2 |  | 25W Audio Notification Panel, Red | 1 | 0.18 | 1 |  |  |  |  | FALSE | [5 empty] | #FFFF0000 | FA-NFPA 170 AMPLIFIER RACK | 1 | FALSE | FALSE | FALSE | 300 | [8 empty] | 7,12,18 |  |  |  |  | TRUE
NFPA 170 GAS DETECTOR |  |  | North | Kidde |  | Gas Detection |  |  |  | Module | TRUE | KIR-COD w/KI-ABDT BASE | ++ | Intelligent Carbon Monoxide Detector | 1 | 5.1e-05 | 6.8e-05 |  |  |  |  | FALSE | TRUE |  |  |  |  | #FFFF0000 | FA-NFPA 170 GAS DETECTOR | 1 | FALSE | FALSE | FALSE | 1408 | [13 empty] | FALSE
NFPA 170 SPEAKER STROBE |  |  | North | Kidde |  | Speaker/Strobe |  |  |  | Module | TRUE | INT-8A-RS70 |  | 110cdW, 60cdC Strobe, Re-Ent Speaker, 70V 2, 4, 8, 15w | 1 | [6 empty] | FALSE | [5 empty] | #FF0070C0 | FA-NFPA 170 SPEAKER STROBE | 1 | FALSE | FALSE | FALSE | 2019 | [13 empty] | FALSE
NFPA 170 HORN |  |  | North | Kidde |  | Horn |  |  |  | Module | TRUE | EG1ARF |  | Horn, Wall, Red, FIRE | 1 | [12 empty] | #FF0070C0 | FA-NFPA 170 HORN | 1 | FALSE | FALSE | FALSE | 2010
NFPA 170 FIRE SUPPRESSION CONTROL UNIT | NFPA 170 FIRE SUPPRESSION CONTROL UNIT |  | North | Kidde |  | Fire Suppression Control Panel |  |  |  | Assembly | TRUE | 84-732001-901 | ++ | Kidde AEGIS 2.0 Control Unit | 1 | [6 empty] | FALSE |  |  |  |  | 76-600000-007 | #FFFF0000 | FA-NFPA 170 FIRE SUPPRESSION CONTROL UNIT | 1 | FALSE | FALSE | FALSE | 205 | [8 empty] | 7,12,18,26,55,68 |  |  |  |  | TRUE
NFPA 170 GAS DETECTOR |  |  | North | Kidde |  | Gas Detection |  |  |  | Module | TRUE | KIR-COD w/KI-RB BASE | ++ | Intelligent Carbon Monoxide Detector | 1 | 5.1e-05 | 6.8e-05 |  |  |  |  | FALSE | TRUE |  |  |  |  | #FFFF0000 | FA-NFPA 170 GAS DETECTOR | 1 | FALSE | FALSE | FALSE | 1408 | [13 empty] | FALSE
NFPA 170 MANUAL PULL |  |  | North | Kidde |  | Manual Station |  |  |  | Module | TRUE | 84-100000-005 | ++ | Explosion Proof B9 Station Lift and Pull Cover (HALON RELEASE) | 1 | [6 empty] | FALSE | [5 empty] | #FFFF0000 | FA-NFPA 170 MANUAL PULL | 1 | FALSE | FALSE | FALSE | 957 | [13 empty] | FALSE |  |  | XP
NFPA 170 SMOKE DETECTOR |  |  | North | Kidde |  | Smoke Detector |  |  |  | Module | TRUE | FX-PD w/SB4U-LF BASE | ++ | Intelligent Addressable Optical Smoke Detector | 1 | 4.5e-05 | 4.5e-05 |  |  |  |  | FALSE | TRUE |  |  |  |  | #FFFF0000 | FA-NFPA 170 SMOKE DETECTOR | 1 | FALSE | FALSE | FALSE | 1408 | [13 empty] | FALSE |  |  | LF
NFPA 170 HEAT DETECTOR |  |  | North | Kidde |  | Heat Detector |  |  |  | Module | TRUE | V-HRD | + | Vigilant series rate-of-rise heat detector | 1 | [6 empty] | FALSE | [5 empty] | #FFFF0000 | FA-NFPA 170 HEAT DETECTOR | 1 | FALSE | FALSE | FALSE | 1403 | [13 empty] | FALSE
NFPA 170 DOOR HOLDER |  |  | North | Kidde |  | Door Holder |  |  |  | Module | TRUE | 1501-AQN5 |  | Single, Floor Mount, 24Vac/dc or 120Vac | 1 | 0.015 | [5 empty] | FALSE | [5 empty] | #FFFF0000 | FA-NFPA 170 DOOR HOLDER | 1 | FALSE | FALSE | FALSE | 2500 | [13 empty] | FALSE
|  |  | North | Kidde |  | Cards & Components |  |  |  | Card | TRUE | ANS25MDG |  | OBSOLETE - 25W Audio Notification Panel, Gray | 1 | [6 empty] | TRUE | [5 empty] | #FFFFFFFF |  |  | FALSE | FALSE | FALSE | [14 empty] | FALSE
NFPA 170 HORN |  |  | North | Kidde |  | Horn |  |  |  | Module | TRUE | WGARF | ++ | Outdoor rated horn, red, fire | 1 | [6 empty] | FALSE | [5 empty] | #FF0070C0 | FA-NFPA 170 HORN | 1 | FALSE | FALSE | FALSE | 2010 | [13 empty] | FALSE |  |  | WP
NFPA 170 HORN STROBE |  |  | North | Kidde |  | Horn/Strobe |  |  |  | Module | TRUE | WGAVWF-FR | ++ | Outdoor rated horn-strobe, white, fire feu | 1 | [6 empty] | FALSE | [5 empty] | #FF0070C0 | FA-NFPA 170 HORN STROBE | 1 | FALSE | FALSE | FALSE | 2012 | [13 empty] | FALSE |  |  | WP
NFPA 170 SMOKE DETECTOR |  |  | North | Kidde |  | Smoke Detector |  |  |  | Module | TRUE | FX-PD w/IB4U BASE | ++ | Intelligent Addressable Optical Smoke Detector | 1 | 4.5e-05 | 4.5e-05 |  |  |  |  | FALSE | TRUE |  |  |  |  | #FFFF0000 | FA-NFPA 170 SMOKE DETECTOR | 1 | FALSE | FALSE | FALSE | 1408 | [13 empty] | FALSE
NFPA 170 HORN |  |  | North | Kidde |  | Horn |  |  |  | Module | TRUE | WGARN | ++ | Outdoor rated horn, red, none | 1 | [6 empty] | FALSE | [5 empty] | #FF0070C0 | FA-NFPA 170 HORN | 1 | FALSE | FALSE | FALSE | 2010 | [13 empty] | FALSE |  |  | WP
NFPA 170 SPEAKER WALL |  |  | North | Kidde |  | Speaker |  |  |  | Module | TRUE | WGSWA | ++ | Outdoor rated speaker, wall, white, alert | 1 | [6 empty] | FALSE | FALSE |  |  |  |  | #FF0070C0 | FA-NFPA 170 SPEAKER WALL | 1 | FALSE | FALSE | FALSE | 2021 | [13 empty] | FALSE |  |  | WP
|  |  | North | Kidde |  | Hardware |  |  |  | Hardware | TRUE | MIRBPS6A-6 |  | 6 Pack, Remote Booster Power Supply, 6.5A, 120Vac, red | 1 | [6 empty] | FALSE | [5 empty] | #FFFFFFFF |  |  | FALSE | FALSE | FALSE | [14 empty] | FALSE
NFPA 170 HORN STROBE |  |  | North | Kidde |  | Horn/Strobe |  |  |  | Module | TRUE | EG4AVWF-SP |  | Wall horn-strobe, white, FUEGO | 1 | [6 empty] | FALSE |  | GRSW-10 |  |  |  | #FF0070C0 | FA-NFPA 170 HORN STROBE | 1 | FALSE | FALSE | FALSE | 2012 | [13 empty] | FALSE
NFPA 170 SMOKE DETECTOR |  |  | North | Kidde |  | Smoke Detector |  |  |  | Module | TRUE | EC5000R (Prism) | + | Fireray 5000 Beam Detector Prism | 1 | [6 empty] | FALSE | TRUE |  |  |  |  | #FFFF0000 | FA-NFPA 170 SMOKE DETECTOR | 1 | FALSE | FALSE | FALSE | 1408 | [13 empty] | FALSE |  |  | SBP
NFPA 170 STROBE WALL |  |  | North | Kidde |  | Strobe |  |  |  | Module | TRUE | GL1WF-VMC |  | Strobe, white , FIRE , LED , 15-110 cd, clear lens. | 1 | [6 empty] | FALSE | [5 empty] | #FF0070C0 | FA-NFPA 170 STROBE WALL | 1 | FALSE | FALSE | FALSE | 2023 | [13 empty] | FALSE
NFPA 170 STROBE CEILING |  |  | North | Kidde |  | Strobe |  |  |  | Module | TRUE | EGCF-VM |  | Strobe, running man, white, FIRE, 15, 30, 75, 95 cd, clear | 1 | 0 | 0.168 |  |  |  |  | FALSE | TRUE |  |  |  |  | #FF0070C0 | FA-NFPA 170 STROBE CEILING | 1 | FALSE | FALSE | FALSE | 2022 | [13 empty] | FALSE |  |  | C
|  |  | North | Kidde |  | Cards & Components |  |  |  | Card | TRUE | FX-SLC1 |  | Expansion module, one 250-device loop. | 1 | 0.055 | 0.08 |  |  |  |  | TRUE | [5 empty] | #FFFFFFFF |  |  | FALSE | FALSE | FALSE | [14 empty] | FALSE
NFPA 170 SOLENOID VALVE |  |  | East | Kidde |  | Solenoid |  |  |  | Module | TRUE | 890181 | ++ | Electric Control Head | 1 |  | 2 |  |  | 24 |  | FALSE | FALSE | PROVIDED BY SPRINKLER CONTRACTOR |  | PROVIDED BY OTHERS |  | #FFFF0000 | FA-NFPA 170 SOLENOID VALVE | 1 | FALSE | FALSE | FALSE | 913 | [13 empty] | FALSE
NFPA 170 NOTIFICATION CIRCUIT EXTENDER PANEL | RISER NAC |  | North | Kidde |  | Notification Circuit Extender Panel |  |  |  | Assembly | TRUE | APS10A |  | Remote Auxiliary/Booster Power Supply, 10A, 120Vac, Red | 1 | [6 empty] | FALSE | [5 empty] | #FFFF0000 | FA-NFPA 170 NOTIFICATION CIRCUIT EXTENDER PANEL | 1 | FALSE | FALSE | FALSE | 212 | [8 empty] | 7,12,18,65 |  |  |  |  | TRUE
NFPA 170 SPEAKER STROBE |  |  | North | Kidde |  | Speaker/Strobe |  |  |  | Module | TRUE | G4HFRF-S7VMC |  | 70V Speaker/Strobe, Red, FIRE 15, 30, 75, 110 cd, Clear | 1 | 0 | 0.294 |  |  |  |  | FALSE | [5 empty] | #FF0070C0 | FA-NFPA 170 SPEAKER STROBE | 1 | FALSE | FALSE | FALSE | 2019 | [13 empty] | FALSE
|  |  | North | Kidde |  | Cards & Components |  |  |  | Card | TRUE | VS4-GD Mainboard |  | Mainboard for VS4-GD assembly | 1 | 0.268 | 0.433 |  |  |  |  | TRUE | [5 empty] | #FFFFFFFF |  |  | FALSE | FALSE | FALSE | [14 empty] | FALSE
NFPA 170 SMOKE HEAT CO DETECTOR |  |  | North | Kidde |  | Smoke/Heat/CO Detector |  |  |  | Module | TRUE | KI-PHCD w/KI-SB BASE | ++ | Photoelectric, heat detector and carbon monoxide life safety detector | 1 | 3.2e-05 | 3.2e-05 |  |  |  |  | FALSE | TRUE |  |  |  |  | #FFFF0000 | FA-NFPA 170 SMOKE HEAT CO DETECTOR | 1 | FALSE | FALSE | FALSE | 1408 | [13 empty] | FALSE
NFPA 170 ADDRESSABLE INPUT MONITOR MODULE |  |  | North | Kidde |  | Addressable Module |  |  |  | Module | TRUE | 70-407008-002 |  | Addressable Contact Input Device N.C. | 1 | 0.00045 | 0.00045 |  |  |  |  | FALSE | [5 empty] | #FFFF0000 | FA-NFPA 170 ADDRESSABLE INPUT MONITOR MODULE | 1 | FALSE | FALSE | FALSE | 1000 | [13 empty] | FALSE
NFPA 170 SPEAKER STROBE CEILING |  |  | North | Kidde |  | Speaker/Strobe |  |  |  | Module | TRUE | EGCSVWF |  | Speaker/Strobe, Ceiling, White, FIRE | 1 | [6 empty] | FALSE | TRUE |  |  |  |  | #FF0070C0 | FA-NFPA 170 SPEAKER STROBE CEILING | 1 | FALSE | FALSE | FALSE | 2020 | [13 empty] | FALSE |  |  | C
NFPA 170 SPEAKER CEILING |  |  | North | Kidde |  | Speaker |  |  |  | Module | TRUE | EGCSWN |  | Speaker, Ceiling, White, None | 1 | [6 empty] | FALSE | TRUE |  |  |  |  | #FF0070C0 | FA-NFPA 170 SPEAKER CEILING | 1 | FALSE | FALSE | FALSE | 2019 | [13 empty] | FALSE |  |  | C
|  |  | North | Kidde |  | Cards & Components |  |  |  | Card | TRUE | CLA-PS10 |  | Class A Adapter, PS10 NACs. | 1 | 0.002 | 0.002 |  |  |  |  | TRUE | [5 empty] | #FFFFFFFF |  |  | FALSE | FALSE | FALSE | [14 empty] | FALSE
NFPA 170 HORN STROBE CEILING |  |  | North | Kidde |  | Horn/Strobe |  |  |  | Module | TRUE | WG4WN-HVMHC (C) |  | Outdoor horn-strobe, white w/o marking, high candela, clear lens | 1 | 0 | 0.24 |  |  |  |  | FALSE | TRUE |  |  |  |  | #FF0070C0 | FA-NFPA 170 HORN STROBE CEILING | 1 | FALSE | FALSE | FALSE | 2013 | [13 empty] | FALSE |  |  | C, WP
NFPA 170 SMOKE DETECTOR |  |  | North | Kidde |  | Smoke Detector |  |  |  | Module | TRUE | KI-OSCD w/KI-ABLT BASE | + | Multisensor Smoke and CO Detector | 1 | 3.2e-05 | 4.5e-05 |  |  |  |  | FALSE | [5 empty] | #FFFF0000 | FA-NFPA 170 SMOKE DETECTOR | 1 | FALSE | FALSE | FALSE | 1403 | [13 empty] | FALSE
NFPA 170 HEAT DETECTOR |  |  | North | Kidde |  | Heat Detector |  |  |  | Module | TRUE | V-HFD | + | Vigilant series fixed temperature heat detector | 1 | [6 empty] | FALSE | [5 empty] | #FFFF0000 | FA-NFPA 170 HEAT DETECTOR | 1 | FALSE | FALSE | FALSE | 1403 | [13 empty] | FALSE
NFPA 170 SPEAKER WALL |  |  | North | Kidde |  | Speaker |  |  |  | Module | TRUE | EG4SWN |  | Speaker, Wall, White, None | 1 | [6 empty] | FALSE | FALSE | GRSW-10 | G4WSB |  |  | #FF0070C0 | FA-NFPA 170 SPEAKER WALL | 1 | FALSE | FALSE | FALSE | 2021 | [13 empty] | FALSE |  |  | C
NFPA 170 AMPLIFIER RACK | RISER AMP |  | North | Kidde |  | Amplifier |  |  |  | Assembly | TRUE | ANS25XG |  | 25W Audio Expander Panel, Gray | 1 | [6 empty] | FALSE | [5 empty] | #FFFF0000 | FA-NFPA 170 AMPLIFIER RACK | 1 | FALSE | FALSE | FALSE | 300 | [8 empty] | 7,12,18 |  |  |  |  | TRUE
NFPA 170 SPEAKER STROBE |  |  | North | Kidde |  | Speaker/Strobe |  |  |  | Module | TRUE | INT-7A-RS25 |  | 15/75cd Strobe, Re-Ent Speaker, 25V 2, 4, 8, 15w | 1 | [6 empty] | FALSE | [5 empty] | #FF0070C0 | FA-NFPA 170 SPEAKER STROBE | 1 | FALSE | FALSE | FALSE | 2019 | [13 empty] | FALSE
NFPA 170 ADDRESSABLE OUTPUT MODULE |  |  | North | Kidde |  | Addressable Control/Relay |  |  |  | Module | TRUE | 70-600000-001 | ++ | Remote Releasing Module (With Standard Bracket and Front Cover Plate) | 1 | 0.00041 | 0.00041 |  |  |  |  | FALSE | [5 empty] | #FFFF0000 | FA-NFPA 170 ADDRESSABLE OUTPUT MODULE | 1 | FALSE | FALSE | FALSE | 1000 | [13 empty] | FALSE
NFPA 170 SPEAKER STROBE |  |  | North | Kidde |  | Speaker/Strobe |  |  |  | Module | TRUE | G4LFWN-HVM | + | Low Frequency(520hz), White, 15,30,75,110 cd | 1 | 0 | 0.221 |  |  |  |  | FALSE | [5 empty] | #FF0070C0 | FA-NFPA 170 SPEAKER STROBE | 1 | FALSE | FALSE | FALSE | 2019 | [13 empty] | FALSE |  |  | LF
NFPA 170 SMOKE DETECTOR |  |  | North | Kidde |  | Smoke Detector |  |  |  | Module | TRUE | KI-PD w/KI-IB BASE | + | Photoelectric smoke detector | 1 | 0.00045 | [5 empty] | FALSE | TRUE |  |  |  |  | #FFFF0000 | FA-NFPA 170 SMOKE DETECTOR | 1 | FALSE | FALSE | FALSE | 1408 | [13 empty] | FALSE
NFPA 170 MANUAL PULL |  |  | North | Kidde |  | Manual Station |  |  |  | Module | TRUE | 84-100004-001 | ++ | Explosion Proof B9 Station (without Lift and Pull cover) | 1 | [6 empty] | FALSE | [5 empty] | #FFFF0000 | FA-NFPA 170 MANUAL PULL | 1 | FALSE | FALSE | FALSE | 957 | [13 empty] | FALSE |  |  | XP
|  |  | North | Kidde |  | Cards & Components |  |  |  | Card | TRUE | VS1-G-PG Mainboard |  | Mainboard for VS1-G-PG assembly | 1 | 0.21 | 0.329 |  |  |  |  | TRUE | [5 empty] | #FFFFFFFF |  |  | FALSE | FALSE | FALSE | [14 empty] | FALSE
NFPA 170 SYNC MODULE |  |  | North | Kidde |  | Sync Module |  |  |  | Module | TRUE | EG1M-RM |  | Precision Sychronization Module - Remote Mount, 1 Gang | 1 | [6 empty] | FALSE | [5 empty] | #FFFF0000 | FA-NFPA 170 SYNC MODULE | 1 | FALSE | FALSE | FALSE | 1300 | [13 empty] | FALSE
NFPA 170 NOTIFICATION CIRCUIT EXTENDER PANEL | RISER NAC |  | North | Kidde |  | Notification Circuit Extender Panel |  |  |  | Assembly | TRUE | APS6A/230 |  | Remote Auxiliary/Booster Power Supply, 6.5A, 230Vac, Red | 1 | [6 empty] | FALSE | [5 empty] | #FFFF0000 | FA-NFPA 170 NOTIFICATION CIRCUIT EXTENDER PANEL | 1 | FALSE | FALSE | FALSE | 212 | [8 empty] | 7,12,18,65 |  |  |  |  | TRUE
NFPA 170 SPEAKER WALL |  |  | North | Kidde |  | Speaker |  |  |  | Module | TRUE | HPSA15R2570 |  | 25/70 Vrms Loudspeaker, 1, 2, 3.8, 7.5, 15w taps, red | 1 | [6 empty] | FALSE | [5 empty] | #FF0070C0 | FA-NFPA 170 SPEAKER WALL | 1 | FALSE | FALSE | FALSE | 2021 | [13 empty] | FALSE
|  |  | North | Kidde |  | Cards & Components |  |  |  | Card | TRUE | VS4-G-SP Mainboard |  | Mainboard for VS4-G-SP assembly | 1 | 0.227 | 0.392 |  |  |  |  | TRUE | [5 empty] | #FFFFFFFF |  |  | FALSE | FALSE | FALSE | [14 empty] | FALSE
|  |  | North | Kidde |  | Hardware |  |  |  | Hardware | TRUE | MIRBPS10A230-6 |  | 6 Pack, Remote Booster Power Supply, 220Vac Input, Red | 1 | [6 empty] | FALSE | [5 empty] | #FFFFFFFF |  |  | FALSE | FALSE | FALSE | [14 empty] | FALSE
NFPA 170 SMOKE HEAT DETECTOR |  |  | North | Kidde |  | Smoke/Heat Detector |  |  |  | Module | TRUE | FX-PHD w/B4U BASE | ++ | Intelligent Addressable Optical/Fixed Temperature Heat Detector | 1 | 4.5e-05 | 4.5e-05 |  |  |  |  | FALSE | TRUE |  |  |  |  | #FFFF0000 | FA-NFPA 170 SMOKE HEAT DETECTOR | 1 | FALSE | FALSE | FALSE | 1408 | [13 empty] | FALSE
NFPA 170 ADDRESSABLE OUTPUT MODULE |  |  | North | Kidde |  | Addressable Control/Relay |  |  |  | Module | TRUE | GSA-T3T4 | ++ | Temporal Generator for Sounder Bases | 2 | 5.3e-05 | 0.00053 |  |  |  |  | FALSE | [5 empty] | #FFFF0000 | FA-NFPA 170 ADDRESSABLE OUTPUT MODULE | 1 | FALSE | FALSE | FALSE | 1100 | [13 empty] | FALSE
NFPA 170 REMOTE VOICE EVACUATION MICROPHONE |  |  | North | Kidde |  | Remote Microphone |  |  |  | Module | TRUE | VM-ARM |  | Remote Microphone, includes cabinet. (Add “S” for surface.) | 1 | 0.052 | 0.052 |  |  |  |  | TRUE | [5 empty] | #FFFF0000 | FA-NFPA 170 REMOTE VOICE EVACUATION MICROPHONE | 1 | FALSE | FALSE | FALSE | 265 | [13 empty] | FALSE
NFPA 170 MANUAL PULL |  |  | North | Kidde |  | Manual Station |  |  |  | Module | TRUE | 84-330002-001 |  | Addressable, Double Action Manual Pull Station — ships with mounting hardware, 2 keys, 1 break rod, and label set. | 1 | 0.00015 | 0.00022 |  |  |  |  | FALSE | [5 empty] | #FFFF0000 | FA-NFPA 170 MANUAL PULL | 1 | FALSE | FALSE | FALSE | 957 | [13 empty] | FALSE
NFPA 170 SMOKE DETECTOR |  |  | North | Kidde |  | Smoke Detector |  |  |  | Module | TRUE | KS-PHD w/DS-SB | ++ | Intelligent Combination Photoelectric Smoke and Heat Detector, w/ Standard Base | 1 | 0.00015 | 0.00022 |  |  |  |  | FALSE | TRUE |  |  |  |  | #FFFF0000 | FA-NFPA 170 SMOKE DETECTOR | 1 | FALSE | FALSE | FALSE | 1408 | [13 empty] | FALSE
NFPA 170 SMOKE HEAT DETECTOR |  |  | North | Kidde |  | Smoke/Heat Detector |  |  |  | Module | TRUE | KIR-PHD w/KI-SB BASE | ++ | Intelligent Multisensor Smoke and Heat Detector | 1 | 5.1e-05 | 6.8e-05 |  |  |  |  | FALSE | TRUE |  |  |  |  | #FFFF0000 | FA-NFPA 170 SMOKE HEAT DETECTOR | 1 | FALSE | FALSE | FALSE | 1408 | [13 empty] | FALSE
NFPA 170 ADDRESSABLE INPUT MONITOR MODULE |  |  | North | Kidde |  | Addressable Module |  |  |  | Module | TRUE | FX-IDC1B | ++ | Analog Single Input Mini Module | 1 | 0.00035 | 0.0005 |  |  |  |  | FALSE | [5 empty] | #FFFF0000 | FA-NFPA 170 ADDRESSABLE INPUT MONITOR MODULE | 1 | FALSE | FALSE | FALSE | 1000 | [13 empty] | FALSE
NFPA 170 SPEAKER STROBE CEILING |  |  | North | Kidde |  | Speaker/Strobe |  |  |  | Module | TRUE | EGCSVHRN |  | Speaker/Strobe, Ceiling, Red, None, High CD | 1 | [6 empty] | FALSE | TRUE |  |  |  |  | #FF0070C0 | FA-NFPA 170 SPEAKER STROBE CEILING | 1 | FALSE | FALSE | FALSE | 2020 | [13 empty] | FALSE |  |  | C
NFPA 170 STROBE WALL |  |  | North | Kidde |  | Strobe |  |  |  | Module | TRUE | EG1VRN |  | Strobe, Wall, Red, None | 1 | [12 empty] | #FF0070C0 | FA-NFPA 170 STROBE WALL | 1 | FALSE | FALSE | FALSE | 2023
|  |  | North | Kidde |  | Cards & Components |  |  |  | Card | TRUE | ANSZS2A |  | 2 Cl 'A' circuits, (max 25W ea) /w zone switches & All Call switch | 1 | [6 empty] | TRUE | [5 empty] | #FFFFFFFF |  |  | FALSE | FALSE | FALSE | [14 empty] | FALSE
NFPA 170 HORN STROBE CEILING |  |  | North | Kidde |  | Horn/Strobe |  |  |  | Module | TRUE | WG4WN-HVMC (C) |  | Outdoor rated horn-strobe, white without marking, clear lens | 1 | 0 | 0.297 |  |  |  |  | FALSE | TRUE |  |  |  |  | #FF0070C0 | FA-NFPA 170 HORN STROBE CEILING | 1 | FALSE | FALSE | FALSE | 2013 | [13 empty] | FALSE |  |  | C, WP
NFPA 170 REMOTE TEST SWITCH |  |  | North | Kidde |  | REMOTE TEST SWITCH |  |  |  | Module | TRUE | SD-TRK4 |  | SuperDuct, Remote test/reset station, keyed - 4-wire | 1 | [6 empty] | FALSE | [5 empty] | #FFFF0000 | FA-NFPA 170 REMOTE TEST SWITCH | 1 | FALSE | FALSE | FALSE | 914 | [13 empty] | FALSE
NFPA 170 HORN |  |  | North | Kidde |  | Horn |  |  |  | Module | TRUE | WGAWF-FR | ++ | Outdoor rated horn, white, fire feu | 1 | [6 empty] | FALSE | [5 empty] | #FF0070C0 | FA-NFPA 170 HORN | 1 | FALSE | FALSE | FALSE | 2010 | [13 empty] | FALSE |  |  | WP
NFPA 170 ABORT SWITCH |  |  | North | Kidde |  | Switch |  |  |  | Module | TRUE | 878752 | ++ | Suppression System Abort Station K-84-10 | 1 | [6 empty] | FALSE | [5 empty] | #FFFF0000 | FA-NFPA 170 ABORT SWITCH | 1 | FALSE | FALSE | FALSE | 900 | [13 empty] | FALSE
NFPA 170 SPEAKER STROBE |  |  | North | Kidde |  | Speaker/Strobe |  |  |  | Module | TRUE | WGSVWN | ++ | Outdoor rated speaker strobe, wall, white, none | 1 | [6 empty] | FALSE | FALSE |  |  |  |  | #FF0070C0 | FA-NFPA 170 SPEAKER STROBE | 1 | FALSE | FALSE | FALSE | 2019 | [13 empty] | FALSE |  |  | WP
NFPA 170 HORN STROBE |  |  | North | Kidde |  | Horn/Strobe |  |  |  | Module | TRUE | EG1AVWN |  | Horn/Strobe, Wall, White, None | 1 | [12 empty] | #FF0070C0 | FA-NFPA 170 HORN STROBE | 1 | FALSE | FALSE | FALSE | 2012
|  |  | North | Kidde |  | Cards & Components |  |  |  | Card | TRUE | VM-ETH1 |  | Ethernet Adapter, 10/100, provides Ethernet connection from system to VM-CU for programming and diagnostics remotely. Uses standard Ethernet cable (not supplied). | 1 | [6 empty] | TRUE | [5 empty] | #FFFFFFFF |  |  | FALSE | FALSE | FALSE | [14 empty] | FALSE
NFPA 170 SPEAKER STROBE CEILING |  |  | North | Kidde |  | Speaker/Strobe |  |  |  | Module | TRUE | EGCSVRN |  | Speaker/Strobe, Ceiling, Red, None | 1 | [6 empty] | FALSE | TRUE |  |  |  |  | #FF0070C0 | FA-NFPA 170 SPEAKER STROBE CEILING | 1 | FALSE | FALSE | FALSE | 2020 | [13 empty] | FALSE |  |  | C
|  |  | North | Kidde |  | Cards & Components |  |  |  | Card | TRUE | MIRBPS6A/230 Mainboard |  | Mainboard for BPS6A/230 assembly | 1 | 0.07 | 0.27 |  |  |  |  | TRUE | [5 empty] | #FFFFFFFF |  |  | FALSE | FALSE | FALSE | [14 empty] | FALSE
NFPA 170 HORN STROBE |  |  | North | Kidde |  | Horn/Strobe |  |  |  | Module | TRUE | WGAVRF | ++ | Outdoor rated horn-strobe, red, fire | 1 | [6 empty] | FALSE | [5 empty] | #FF0070C0 | FA-NFPA 170 HORN STROBE | 1 | FALSE | FALSE | FALSE | 2012 | [13 empty] | FALSE |  |  | WP
NFPA 170 HORN |  |  | North | Kidde |  | Horn |  |  |  | Module | TRUE | WGARF-SP | ++ | Outdoor rated horn, red, fuego | 1 | [6 empty] | FALSE | [5 empty] | #FF0070C0 | FA-NFPA 170 HORN | 1 | FALSE | FALSE | FALSE | 2010 | [13 empty] | FALSE |  |  | WP
NFPA 170 HORN STROBE |  |  | North | Kidde |  | Horn/Strobe |  |  |  | Module | TRUE | WG4RF-HVMHC |  | Outdoor horn-strobe, red FIRE marking, candela, clear lens | 1 | 0 | 0.502 |  |  |  |  | FALSE | [5 empty] | #FF0070C0 | FA-NFPA 170 HORN STROBE | 1 | FALSE | FALSE | FALSE | 2012 | [13 empty] | FALSE |  |  | WP
|  |  | North | Kidde |  | Hardware |  |  |  | Hardware | TRUE | VM-ELEC |  | Base Electronics, replacement, Kidde. | 1 | [6 empty] | FALSE | [5 empty] | #FFFFFFFF |  |  | FALSE | FALSE | FALSE | [14 empty] | FALSE
NFPA 170 MULTI FUNCTION CABINET |  |  | North | Kidde |  | Enclosure |  |  |  | Assembly | TRUE | MFC-A |  | Multifunction Fire Alarm Cabinet, Red | 1 | [12 empty] | #FFFF0000 | FA-NFPA 170 MULTI FUNCTION CABINET | 1 | FALSE | FALSE | FALSE | 400
NFPA 170 STROBE WALL |  |  | North | Kidde |  | Strobe |  |  |  | Module | TRUE | EG1F-VM |  | Wall Strobe, Switch Select 15, 30, 75, 110 cd, white, /w FIRE | 1 | 0 | 0.255 |  |  |  |  | FALSE | [5 empty] | #FF0070C0 | FA-NFPA 170 STROBE WALL | 1 | FALSE | FALSE | FALSE | 2023 | [13 empty] | FALSE
NFPA 170 HORN STROBE |  |  | North | Kidde |  | Horn/Strobe |  |  |  | Module | TRUE | WG4RN-HVMHC |  | Outdoor horn-strobe, red w/o marking, high candela, clear lens | 1 | 0 | 0.502 |  |  |  |  | FALSE | [5 empty] | #FF0070C0 | FA-NFPA 170 HORN STROBE | 1 | FALSE | FALSE | FALSE | 2012 | [13 empty] | FALSE |  |  | WP
NFPA 170 GAS DETECTOR |  |  | North | Kidde |  | Gas Detection |  |  |  | Module | TRUE | KIR-COD w/KI-IB BASE | ++ | Intelligent Carbon Monoxide Detector | 1 | 5.1e-05 | 6.8e-05 |  |  |  |  | FALSE | TRUE |  |  |  |  | #FFFF0000 | FA-NFPA 170 GAS DETECTOR | 1 | FALSE | FALSE | FALSE | 1408 | [13 empty] | FALSE
NFPA 170 GAS DETECTOR |  |  | North | Kidde |  | Gas Detection |  |  |  | Module | TRUE | KIR-COD w/KI-ABST BASE | ++ | Intelligent Carbon Monoxide Detector | 1 | 5.1e-05 | 6.8e-05 |  |  |  |  | FALSE | TRUE |  |  |  |  | #FFFF0000 | FA-NFPA 170 GAS DETECTOR | 1 | FALSE | FALSE | FALSE | 1408 | [13 empty] | FALSE
NFPA 170 SMOKE DETECTOR |  |  | North | Kidde |  | Smoke Detector |  |  |  | Module | TRUE | KI-PD w/KI-ABLT BASE | + | Photoelectric smoke detector | 1 | [6 empty] | FALSE | TRUE |  |  |  |  | #FFFF0000 | FA-NFPA 170 SMOKE DETECTOR | 1 | FALSE | FALSE | FALSE | 1408 | [13 empty] | FALSE
NFPA 170 ADDRESSABLE INPUT MONITOR MODULE |  |  | North | Kidde |  | Addressable Module |  |  |  | Module | TRUE | RZI16-2RS |  | Remote Zone Interface Module, rotary switch addressing. Sixteen Class B Initiating Device Circuits and two Class B Supervised Output Circuits. Mounting bracket included. | 18 | [6 empty] | TRUE | [5 empty] | #FFFF0000 | FA-NFPA 170 ADDRESSABLE INPUT MONITOR MODULE | 1 | FALSE | FALSE | FALSE | 1000 | [13 empty] | FALSE |  |  | 16
NFPA 170 ADDRESSABLE INPUT MONITOR MODULE |  |  | North | Kidde |  | Addressable Module |  |  |  | Module | TRUE | GSA-CT1 |  | Signature single input module, one-gang standard mount | 1 | 0.00025 | 0.0004 |  |  |  |  | FALSE | [5 empty] | #FFFF0000 | FA-NFPA 170 ADDRESSABLE INPUT MONITOR MODULE | 1 | FALSE | FALSE | FALSE | 1000 | [13 empty] | FALSE
NFPA 170 HEAT DETECTOR |  |  | North | Kidde |  | Heat Detector |  |  |  | Module | TRUE | KI-HRD w/KI-ABLT BASE | ++ | Intelligent fixed temperature/Rate-of-rise heat detector, Audible Sounder Base | 1 | 3.2e-05 | 3.2e-05 |  |  |  |  | FALSE | [5 empty] | #FFFF0000 | FA-NFPA 170 HEAT DETECTOR | 1 | FALSE | FALSE | FALSE | 1403 | [13 empty] | FALSE
NFPA 170 INTEGRAL VALVE SUPERVISORY SWITCH |  |  | East | Kidde |  | Supervisory Switch |  |  |  | Module | TRUE | 70985020 (70985075) | ++ | 1/2” Lock-Out Valve, Carbon Steel (with Limit Switch) | 1 | [6 empty] | FALSE | FALSE | PROVIDED BY SPRINKLER CONTRACTOR |  | PROVIDED BY OTHERS |  | #FFFF0000 | FA-NFPA 170 INTEGRAL VALVE SUPERVISORY SWITCH | 1 | FALSE | FALSE | FALSE | 916 | [13 empty] | FALSE
NFPA 170 HORN |  |  | North | Kidde |  | Horn |  |  |  | Module | TRUE | WGAWN | ++ | Outdoor rated horn, white, none | 1 | [6 empty] | FALSE | [5 empty] | #FF0070C0 | FA-NFPA 170 HORN | 1 | FALSE | FALSE | FALSE | 2010 | [13 empty] | FALSE |  |  | WP
NFPA 170 STROBE CEILING |  |  | North | Kidde |  | Strobe |  |  |  | Module | TRUE | EGCVHWA |  | Strobe, running man, white, ALERT, high cd | 1 | [6 empty] | FALSE | TRUE |  |  |  |  | #FF0070C0 | FA-NFPA 170 STROBE CEILING | 1 | FALSE | FALSE | FALSE | 2022 | [13 empty] | FALSE |  |  | C
|  |  | North | Kidde |  | Cards & Components |  |  |  | Card | TRUE | FX-1000D Mainboard |  | Mainboard for FX-1000D assembly | 1 | 0.268 | 0.433 |  |  |  |  | TRUE | [5 empty] | #FFFFFFFF |  |  | FALSE | FALSE | FALSE | [14 empty] | FALSE
NFPA 170 HORN |  |  | North | Kidde |  | Horn |  |  |  | Module | TRUE | EG4AWF-FR |  | Wall horn, white, FEU | 1 | [6 empty] | FALSE |  | GRSW-10 |  |  |  | #FF0070C0 | FA-NFPA 170 HORN | 1 | FALSE | FALSE | FALSE | 2010 | [13 empty] | FALSE
NFPA 170 REMOTE INDICATOR |  |  | North | Kidde |  | Remote Indicator |  |  |  | Module | TRUE | GSA-LED | ++ | Remote Alarm LED, use with Standard Base & SIGA-SD only | 1 | 0 | 0.002 |  |  |  |  | FALSE | [5 empty] | #FFFF0000 | FA-NFPA 170 REMOTE INDICATOR | 1 | FALSE | FALSE | FALSE | [14 empty] | FALSE
NFPA 170 ADDRESSABLE OUTPUT MODULE |  |  | North | Kidde |  | Addressable Control/Relay |  |  |  | Module | TRUE | GSA-CRR |  | Signature polarity reversal relay module, one-gang standard mount | 1 | 0.0001 | 0.0001 |  |  |  |  | FALSE | [5 empty] | #FFFF0000 | FA-NFPA 170 ADDRESSABLE OUTPUT MODULE | 1 | FALSE | FALSE | FALSE | 1100 | [13 empty] | FALSE
|  |  | North | Kidde |  | Cards & Components |  |  |  | Card | TRUE | FX-3RD Mainboard | ++ | Mainboard for FX-3RD assembly | 1 | 0.096 | 0.18 | 4.25 |  |  |  | TRUE | [5 empty] | #FFFFFFFF |  |  | FALSE | FALSE | FALSE | [14 empty] | FALSE
NFPA 170 FIRE ALARM CONTROL UNIT | RISER FACP |  | North | Kidde |  | Fire Alarm Control Unit |  |  |  | Assembly | TRUE | VS4-G-2-PG |  | FACP, 1-4 Loop, 1000pt max, 4 Cl B NACs, gray, 230v, Portuguese | 1 | [6 empty] | FALSE | [5 empty] | #FFFF0000 | FA-NFPA 170 FIRE ALARM CONTROL UNIT | 1 | FALSE | FALSE | FALSE | 202 | [8 empty] | 7,12,18 |  |  |  |  | TRUE
NFPA 170 MAIN RESERVE |  |  | North | Kidde |  | Switch |  |  |  | Module | TRUE | 802398 | ++ | Main/Reserve Switch | 1 | [6 empty] | TRUE | [5 empty] | #FFFF0000 | FA-NFPA 170 MAIN RESERVE | 1 | FALSE | FALSE | FALSE
NFPA 170 MANUAL PULL |  |  | North | Kidde |  | Manual Station |  |  |  | Module | TRUE | K-270-SPO | ++ | Pull Station, single pole, cast metal, terminals | 1 | [6 empty] | FALSE | [5 empty] | #FFFF0000 | FA-NFPA 170 MANUAL PULL | 1 | FALSE | FALSE | FALSE | 957 | [13 empty] | FALSE
NFPA 170 HEAT DETECTOR |  |  | North | Kidde |  | Heat Detector |  |  |  | Module | TRUE | KI-HRD w/KI-ABDT BASE | ++ | Intelligent fixed temperature/Rate-of-rise heat detector, Audible Sounder Base | 1 | 3.2e-05 | 3.2e-05 |  |  |  |  | FALSE | [5 empty] | #FFFF0000 | FA-NFPA 170 HEAT DETECTOR | 1 | FALSE | FALSE | FALSE | 1403 | [13 empty] | FALSE
NFPA 170 HORN |  |  | North | Kidde |  | Horn |  |  |  | Module | TRUE | EG1F-P |  | Genesis Horn, 77.1 dBA, white, running man, FIRE | 1 | 0 | 0.036 |  |  |  |  | FALSE | [5 empty] | #FF0070C0 | FA-NFPA 170 HORN | 1 | FALSE | FALSE | FALSE | 2010 | [13 empty] | FALSE
|  |  | North | Kidde |  | Cards & Components |  |  |  | Card | TRUE | VS1-R Mainboard |  | Mainboard for VS1-R assembly | 1 | 0.21 | 0.329 |  |  |  |  | TRUE | [5 empty] | #FFFFFFFF |  |  | FALSE | FALSE | FALSE | [14 empty] | FALSE
NFPA 170 SPEAKER WALL |  |  | North | Kidde |  | Speaker |  |  |  | Module | TRUE | WGSRN | ++ | Outdoor rated speaker, wall, red, none | 1 | [6 empty] | FALSE | FALSE |  |  |  |  | #FF0070C0 | FA-NFPA 170 SPEAKER WALL | 1 | FALSE | FALSE | FALSE | 2021 | [13 empty] | FALSE |  |  | WP
NFPA 170 SMOKE DETECTOR |  |  | North | Kidde |  | Smoke Detector |  |  |  | Module | TRUE | FX-PD w/SIGA-RB BASE | ++ | Intelligent Addressable Optical Smoke Detector | 1 | 4.5e-05 | 4.5e-05 |  |  |  |  | FALSE | TRUE |  |  |  |  | #FFFF0000 | FA-NFPA 170 SMOKE DETECTOR | 1 | FALSE | FALSE | FALSE | 1408 | [13 empty] | FALSE
NFPA 170 HEAT DETECTOR |  |  | North | Kidde |  | Heat Detector |  |  |  | Module | TRUE | KC2-H-CD |  | conventional low-profile, self-diagnostic, two wire detector | 1 | 0.000145 | 0.06 |  |  |  |  | TRUE | [5 empty] | #FFFF0000 | FA-NFPA 170 HEAT DETECTOR | 1 | FALSE | FALSE
NFPA 170 HORN STROBE |  |  | North | Kidde |  | Horn/Strobe |  |  |  | Module | TRUE | WGAVRF-FR | ++ | Outdoor rated horn-strobe, red, fire feu | 1 | [6 empty] | FALSE | [5 empty] | #FF0070C0 | FA-NFPA 170 HORN STROBE | 1 | FALSE | FALSE | FALSE | 2012 | [13 empty] | FALSE |  |  | WP
|  |  | North | Kidde |  | Cards & Components |  |  |  | Card | TRUE | VM-SLC |  | Loop Expansion Module, 250 addressable devices total: 125 detectors, 125 modules. | 1 | [6 empty] | TRUE | [5 empty] | #FFFFFFFF |  |  | FALSE | FALSE | FALSE | [14 empty] | FALSE
NFPA 170 HEAT DETECTOR |  |  | North | Kidde |  | Heat Detector |  |  |  | Module | TRUE | KIR-HD w/KI-ABLT BASE | ++ | Intelligent fixed temperature/Rate-of-rise heat detector | 1 | 5.1e-05 | 6.8e-05 |  |  |  |  | FALSE | TRUE |  |  |  |  | #FFFF0000 | FA-NFPA 170 HEAT DETECTOR | 1 | FALSE | FALSE | FALSE | 1408 | [13 empty] | FALSE
NFPA 170 SPEAKER STROBE |  |  | North | Kidde |  | Speaker/Strobe |  |  |  | Module | TRUE | INT-7A-RS70 |  | 15/75cd Strobe, Re-Ent Speaker, 70V 2, 4, 8, 15w | 1 | [6 empty] | FALSE | [5 empty] | #FF0070C0 | FA-NFPA 170 SPEAKER STROBE | 1 | FALSE | FALSE | FALSE | 2019 | [13 empty] | FALSE
NFPA 170 MANUAL PULL |  |  | North | Kidde |  | Manual Station |  |  |  | Module | TRUE | 84-100000-003 | ++ | Explosion Proof B9 Station Lift and Pull Cover (FIRE SYSTEM RELEASE) | 1 | [6 empty] | FALSE | [5 empty] | #FFFF0000 | FA-NFPA 170 MANUAL PULL | 1 | FALSE | FALSE | FALSE | 957 | [13 empty] | FALSE |  |  | XP
NFPA 170 MANUAL PULL |  |  | North | Kidde |  | Manual Station |  |  |  | Module | TRUE | 84-100000-001 | ++ | Explosion Proof B9 Station Lift and Pull Cover (CO2 RELEASE) | 1 | [6 empty] | FALSE | [5 empty] | #FFFF0000 | FA-NFPA 170 MANUAL PULL | 1 | FALSE | FALSE | FALSE | 957 | [13 empty] | FALSE |  |  | XP
|  |  | North | Kidde |  | Hardware |  |  |  | Hardware | TRUE | VM-MFKEQ |  | Master Firefighter Telephone Seismic Kit | 1 | [6 empty] | FALSE | [5 empty] | #FFFFFFFF |  |  | FALSE | FALSE | FALSE | [14 empty] | FALSE
NFPA 170 PRESSURE SWITCH |  |  | East | Kidde |  | Pressure Switch |  |  |  | Module | TRUE | 06-118262-001 | ++ | Supervisory Pressure Switch | 1 | [6 empty] | FALSE | FALSE | PROVIDED BY SPRINKLER CONTRACTOR |  | PROVIDED BY OTHERS |  | #FFFF0000 | FA-NFPA 170 PRESSURE SWITCH | 1 | FALSE | FALSE | FALSE | 913 | [13 empty] | FALSE
NFPA 170 STROBE WALL |  |  | North | Kidde |  | Strobe |  |  |  | Module | TRUE | EG4VRF-SP |  | Wall strobe, red, FUEGO | 1 | [6 empty] | FALSE |  | GRSW-10 |  |  |  | #FF0070C0 | FA-NFPA 170 STROBE WALL | 1 | FALSE | FALSE | FALSE | 2023 | [13 empty] | FALSE
NFPA 170 AMPLIFIER RACK | RISER AMP |  | North | Kidde |  | Amplifier |  |  |  | Assembly | TRUE | ANS100XG |  | 100W Audio Expander Panel, Gray | 1 | [6 empty] | FALSE | [5 empty] | #FFFF0000 | FA-NFPA 170 AMPLIFIER RACK | 1 | FALSE | FALSE | FALSE | 300 | [8 empty] | 7,12,18 |  |  |  |  | TRUE
NFPA 170 NOTIFICATION CIRCUIT EXTENDER PANEL | RISER NAC |  | North | Kidde |  | Notification Circuit Extender Panel |  |  |  | Assembly | TRUE | MIRBPS6A |  | Remote Booster Power Supply, 6.5A, 120Vac, red | 1 | [6 empty] | FALSE | [5 empty] | #FFFF0000 | FA-NFPA 170 NOTIFICATION CIRCUIT EXTENDER PANEL | 1 | FALSE | FALSE | FALSE | 212 | [8 empty] | 7,12,18,65 |  |  |  |  | TRUE
NFPA 170 MANUAL PULL |  |  | North | Kidde |  | Manual Station |  |  |  | Module | TRUE | 84-100000-002 | ++ | Explosion Proof B9 Station Lift and Pull Cover (FIRE ALARM) | 1 | [6 empty] | FALSE | [5 empty] | #FFFF0000 | FA-NFPA 170 MANUAL PULL | 1 | FALSE | FALSE | FALSE | 957 | [13 empty] | FALSE |  |  | XP
NFPA 170 AMPLIFIER RACK | RISER AMP |  | North | Kidde |  | Amplifier |  |  |  | Assembly | TRUE | APS10A w/SIGA-AA30 |  | AA-30 Amplifier with Remote Auxiliary/Booster Power Supply, 10A, 120Vac, Red | 1 | [6 empty] | FALSE | [5 empty] | #FFFF0000 | FA-NFPA 170 AMPLIFIER RACK | 1 | FALSE | FALSE | FALSE | 300 | [8 empty] | 7,12,18,65 |  |  | 10 | 30 | TRUE |  |  | AA30
NFPA 170 MANUAL PULL |  |  | North | Kidde |  | Manual Station |  |  |  | Module | TRUE | 76-330002-101 | ++ | Addressable, Double Action Manual Pull Station | 1 | 0.00058 | 0.00058 |  |  |  |  | FALSE | [5 empty] | #FFFF0000 | FA-NFPA 170 MANUAL PULL | 1 | FALSE | FALSE | FALSE | 957 | [13 empty] | FALSE
NFPA 170 SPEAKER STROBE |  |  | North | Kidde |  | Speaker/Strobe |  |  |  | Module | TRUE | WGSVWF | ++ | Outdoor rated speaker strobe, wall, white, fire | 1 | [6 empty] | FALSE | FALSE |  |  |  |  | #FF0070C0 | FA-NFPA 170 SPEAKER STROBE | 1 | FALSE | FALSE | FALSE | 2019 | [13 empty] | FALSE |  |  | WP
NFPA 170 SPEAKER STROBE |  |  | North | Kidde |  | Speaker/Strobe |  |  |  | Module | TRUE | WGSVRF-FR | ++ | Outdoor rated speaker strobe, wall, red, fire feu | 1 | [6 empty] | FALSE | FALSE |  |  |  |  | #FF0070C0 | FA-NFPA 170 SPEAKER STROBE | 1 | FALSE | FALSE | FALSE | 2019 | [13 empty] | FALSE |  |  | WP
NFPA 170 ADDRESSABLE INPUT MONITOR MODULE |  |  | North | Kidde |  | Addressable Module |  |  |  | Module | TRUE | GSA-IO |  | Signature input/output module, one-gang standard mount | 1 | 0.000223 | 0.0001 |  |  |  |  | FALSE | [5 empty] | #FFFF0000 | FA-NFPA 170 ADDRESSABLE INPUT MONITOR MODULE | 1 | FALSE | FALSE | FALSE | 1000 | [13 empty] | FALSE
NFPA 170 SMOKE CO DETECTOR |  |  | North | Kidde |  | Smoke/CO Detector |  |  |  | Module | TRUE | KIR-OSCD w/KI-IB BASE | ++ | Multisensor Smoke and CO Detector | 1 | 4.3e-05 | 7e-05 |  |  |  |  | FALSE | TRUE |  |  |  |  | #FFFF0000 | FA-NFPA 170 SMOKE CO DETECTOR | 1 | FALSE | FALSE | FALSE | 1408 | [13 empty] | FALSE
NFPA 170 HORN STROBE |  |  | North | Kidde |  | Horn/Strobe |  |  |  | Module | TRUE | EG4AVRN |  | Wall horn-strobe, red, no marking | 1 | [6 empty] | FALSE |  | GRSW-10 |  |  |  | #FF0070C0 | FA-NFPA 170 HORN STROBE | 1 | FALSE | FALSE | FALSE | 2012 | [13 empty] | FALSE
|  |  | North | Kidde |  | Cards & Components |  |  |  | Card | TRUE | VS4-G-PG Mainboard |  | Mainboard for VS4-G-PG assembly | 1 | 0.227 | 0.392 |  |  |  |  | TRUE | [5 empty] | #FFFFFFFF |  |  | FALSE | FALSE | FALSE | [14 empty] | FALSE
NFPA 170 STROBE WALL |  |  | North | Kidde |  | Strobe |  |  |  | Module | TRUE | 4MS-7AR | + | Strobe, 15/75, Red | 1 | 0 | 0.255 |  |  |  |  | FALSE | [5 empty] | #FF0070C0 | FA-NFPA 170 STROBE WALL | 1 | FALSE | FALSE | FALSE | 2023 | [13 empty] | FALSE
NFPA 170 STROBE WALL |  |  | North | Kidde |  | Strobe |  |  |  | Module | TRUE | EG1VWN |  | Strobe, Wall, White, None | 1 | [12 empty] | #FF0070C0 | FA-NFPA 170 STROBE WALL | 1 | FALSE | FALSE | FALSE | 2023
NFPA 170 FIRE SUPPRESSION CONTROL UNIT | NFPA 170 FIRE SUPPRESSION CONTROL UNIT |  | North | Kidde |  | Fire Suppression Control Panel |  |  |  | Assembly | TRUE | 77-600000-901 | ++ | Intelligent Single-Loop Fire Alarm-Suppression Control Unit | 1 | [6 empty] | FALSE |  |  |  | Enclosure with Door: 14-13/32 in. W x 19-5/32 in. H x 5-1/16” D | 76-600000-007 | #FFFF0000 | FA-NFPA 170 FIRE SUPPRESSION CONTROL UNIT | 1 | FALSE | FALSE | FALSE | 205 | [8 empty] | 7,12,18,26,55,68,70 |  | 12 |  |  | TRUE
NFPA 170 GAS DETECTOR |  |  | North | Kidde |  | Gas Detection |  |  |  | Module | TRUE | KI-COD w/KI-ABST BASE | ++ | Intelligent Carbon Monoxide Detector | 1 | 3.2e-05 | 3.2e-05 |  |  |  |  | FALSE | TRUE |  |  |  |  | #FFFF0000 | FA-NFPA 170 GAS DETECTOR | 1 | FALSE | FALSE | FALSE | 1408 | [13 empty] | FALSE
|  |  | North | Kidde |  | Cards & Components |  |  |  | Card | TRUE | SA-USB | ++ | SA-USB Interface Card provides a USB connection to a supported printer or a connection to a PC | 1 | 0.013 | 0.02 |  |  |  |  | TRUE | [5 empty] | #FFFFFFFF |  |  | FALSE | FALSE | FALSE | [14 empty] | FALSE
NFPA 170 HEAT DETECTOR |  |  | North | Kidde |  | Heat Detector |  |  |  | Module | TRUE | GSA-HRS |  | Signature combination fixed temperature/rate-of-rise heat detector | 1 | 0.00045 | 0.00045 |  |  |  |  | FALSE | [5 empty] | #FFFF0000 | FA-NFPA 170 HEAT DETECTOR | 1 | FALSE | FALSE | FALSE | 1403 | [13 empty] | FALSE
NFPA 170 HORN |  |  | North | Kidde |  | Horn |  |  |  | Module | TRUE | WG4RF-H |  | Outdoor rated horn, red with FIRE marking | 1 | [6 empty] | FALSE | [5 empty] | #FF0070C0 | FA-NFPA 170 HORN | 1 | FALSE | FALSE | FALSE | 2010 | [13 empty] | FALSE |  |  | WP
NFPA 170 SMOKE DETECTOR |  |  | North | Kidde |  | Smoke Detector |  |  |  | Module | TRUE | KI-PCD w/KI-ABDT BASE | ++ | Photoelectric smoke and carbon monoxide life safety detector, | 1 | 5.1e-05 | 6.8e-05 |  |  |  |  | FALSE | TRUE |  |  |  |  | #FFFF0000 | FA-NFPA 170 SMOKE DETECTOR | 1 | FALSE | FALSE | FALSE | 1408 | [13 empty] | FALSE
NFPA 170 SPEAKER CEILING |  |  | North | Kidde |  | Speaker |  |  |  | Module | TRUE | GCHFWF-S7 |  | 70V Speaker, White, FIRE | 1 | [6 empty] | FALSE | TRUE |  |  |  |  | #FF0070C0 | FA-NFPA 170 SPEAKER CEILING | 1 | FALSE | FALSE | FALSE | 2019 | [13 empty] | FALSE |  |  | C
NFPA 170 SMOKE CO DETECTOR |  |  | North | Kidde |  | Smoke/CO Detector |  |  |  | Module | TRUE | KIR-OSCD w/KI-RB BASE | ++ | Multisensor Smoke and CO Detector | 1 | 4.3e-05 | 7e-05 |  |  |  |  | FALSE | TRUE |  |  |  |  | #FFFF0000 | FA-NFPA 170 SMOKE CO DETECTOR | 1 | FALSE | FALSE | FALSE | 1408 | [13 empty] | FALSE
NFPA 170 HORN STROBE |  |  | North | Kidde |  | Horn/Strobe |  |  |  | Module | TRUE | EG4AVRF-SP |  | Wall horn-strobe, red, FUEGO | 1 | [6 empty] | FALSE |  | GRSW-10 |  |  |  | #FF0070C0 | FA-NFPA 170 HORN STROBE | 1 | FALSE | FALSE | FALSE | 2012 | [13 empty] | FALSE
NFPA 170 INTEGRAL VALVE SUPERVISORY SWITCH |  |  | East | Kidde |  | Supervisory Switch |  |  |  | Module | TRUE | 70985023 (70985078) | ++ | 1 1/4” Lock-Out Valve, Carbon Steel (with Limit Switch) | 1 | [6 empty] | FALSE | FALSE | PROVIDED BY SPRINKLER CONTRACTOR |  | PROVIDED BY OTHERS |  | #FFFF0000 | FA-NFPA 170 INTEGRAL VALVE SUPERVISORY SWITCH | 1 | FALSE | FALSE | FALSE | 916 | [13 empty] | FALSE
NFPA 170 SMOKE DETECTOR |  |  | North | Kidde |  | Smoke Detector |  |  |  | Module | TRUE | KI-PD w/KI-SB BASE | + | Photoelectric smoke detector | 1 | [6 empty] | FALSE | TRUE |  |  |  |  | #FFFF0000 | FA-NFPA 170 SMOKE DETECTOR | 1 | FALSE | FALSE | FALSE | 1408 | [13 empty] | FALSE
NFPA 170 HEAT DETECTOR |  |  | North | Kidde |  | Heat Detector |  |  |  | Module | TRUE | KI-HCD w/KI-SB BASE | ++ | Multisensor Heat, and CO Detector | 1 | 3.2e-05 | 3.2e-05 |  |  |  |  | FALSE | [5 empty] | #FFFF0000 | FA-NFPA 170 HEAT DETECTOR | 1 | FALSE | FALSE | FALSE | 1403 | [13 empty] | FALSE
GenericN INTERFACE MODULE |  |  | North | Kidde |  | Interface Module |  |  |  | Module | TRUE | 06-220080-002 |  | ARIES®-SLX Intelligent Communications Module (ICM). For use with ARIES®-SLX and legacy ARIES® control units, w/Enclosure | 1 | [6 empty] | TRUE | [5 empty] | #FFFF0000 | FA-GenericN INTERFACE MODULE | 1 | FALSE | FALSE | FALSE | [14 empty] | FALSE
NFPA 170 HORN STROBE |  |  | North | Kidde |  | Horn/Strobe |  |  |  | Module | TRUE | INT-T |  | Temporal Horn, Red | 1 | [6 empty] | FALSE | [5 empty] | #FF0070C0 | FA-NFPA 170 HORN STROBE | 1 | FALSE | FALSE | FALSE | 2012 | [13 empty] | FALSE
|  |  | North | Kidde |  | Hardware |  |  |  | Hardware | TRUE | SD-T8 |  | SuperDuct, Air sample tube, 8 inch | 1 | [6 empty] | FALSE | [5 empty] | #FFFFFFFF |  |  | FALSE | FALSE | FALSE | [14 empty] | FALSE
NFPA 170 HEAT DETECTOR |  |  | North | Kidde |  | Heat Detector |  |  |  | Module | TRUE | FX-HD w/IB4U BASE | ++ | Intelligent Addressable Fixed Temperature or Rate-of-rise Heat Detector | 1 | 4.5e-05 | 4.5e-05 |  |  |  |  | FALSE | [5 empty] | #FFFF0000 | FA-NFPA 170 HEAT DETECTOR | 1 | FALSE | FALSE | FALSE | 1403 | [13 empty] | FALSE
NFPA 170 HEAT DETECTOR |  |  | North | Kidde |  | Heat Detector |  |  |  | Module | TRUE | KI-HCD w/KI-ABLT BASE | ++ | Multisensor Heat, and CO Detector | 1 | 3.2e-05 | 3.2e-05 |  |  |  |  | FALSE | [5 empty] | #FFFF0000 | FA-NFPA 170 HEAT DETECTOR | 1 | FALSE | FALSE | FALSE | 1403 | [13 empty] | FALSE
NFPA 170 SPEAKER STROBE CEILING |  |  | North | Kidde |  | Speaker/Strobe |  |  |  | Module | TRUE | EGCSVWA |  | Speaker/Strobe, Ceiling, White, ALERT | 1 | [6 empty] | FALSE | TRUE |  |  |  |  | #FF0070C0 | FA-NFPA 170 SPEAKER STROBE CEILING | 1 | FALSE | FALSE | FALSE | 2020 | [13 empty] | FALSE |  |  | C
NFPA 170 ISOLATION MODULE |  |  | North | Kidde |  | Isolator Module |  |  |  | Module | TRUE | 74-200012-002 | ++ | Loop Isolator - 1 Gang Box mounted | 1 | [6 empty] | FALSE | [5 empty] | #FFFF0000 | FA-NFPA 170 ISOLATION MODULE | 1 | FALSE | FALSE | FALSE | 1200 | [13 empty] | FALSE
NFPA 170 AMPLIFIER RACK | RISER AMP |  | North | Kidde |  | Amplifier |  |  |  | Assembly | TRUE | ANS50MDR2 |  | 50W Audio Notification Panel, Red | 1 | [6 empty] | FALSE | [5 empty] | #FFFF0000 | FA-NFPA 170 AMPLIFIER RACK | 1 | FALSE | FALSE | FALSE | 300 | [8 empty] | 7,12,18 |  |  |  |  | TRUE
NFPA 170 ADDRESSABLE OUTPUT MODULE |  |  | North | Kidde |  | Addressable Control/Relay |  |  |  | Module | TRUE | GSA-CC1S | ++ | Synchronization Output Module (Standard Mount) - UL/ULC Listed | 1 | 0.000223 | 0.0001 |  |  | 19.95 | 15.2 | FALSE |  | North American 2½ inch (64 mm) deep two-gang boxes and 1½ inch (38 mm) deep 4 inch square boxes with 2-gang covers and SIGA-MP mounting plates |  |  |  | #FFFF0000 | FA-NFPA 170 ADDRESSABLE OUTPUT MODULE | 1 | FALSE | FALSE | FALSE | 1000 | [13 empty] | FALSE
|  |  | North | Kidde |  | Cards & Components |  |  |  | Card | TRUE | FX-5RD Mainboard | ++ | Mainboard for FX-5RD assembly | 1 | 0.104 | 0.224 | 4.25 |  |  |  | TRUE | [5 empty] | #FFFFFFFF |  |  | FALSE | FALSE | FALSE | [14 empty] | FALSE
NFPA 170 SMOKE HEAT DETECTOR |  |  | North | Kidde |  | Smoke/Heat Detector |  |  |  | Module | TRUE | KIR-OSHD w/KI-SB BASE | ++ | Intelligent Multisensor Smoke and Heat Detector | 1 | 4.3e-05 | 7e-05 |  |  |  |  | FALSE | TRUE |  |  |  |  | #FFFF0000 | FA-NFPA 170 SMOKE HEAT DETECTOR | 1 | FALSE | FALSE | FALSE | 1408 | [13 empty] | FALSE
|  |  | North | Kidde |  | Cards & Components |  |  |  | Card | TRUE | VS1-GD Mainboard |  | Mainboard for VS1-GD assembly | 1 | 0.251 | 0.37 |  |  |  |  | TRUE | [5 empty] | #FFFFFFFF |  |  | FALSE | FALSE | FALSE | [14 empty] | FALSE
|  |  | North | Kidde |  | Cards & Components |  |  |  | Card | TRUE | VM-SLCXB |  | Signaling Line Expander Card, comes with one loop, for a second loop order VM-SLC. | 1 | [6 empty] | TRUE | [5 empty] | #FFFFFFFF |  |  | FALSE | FALSE | FALSE | [14 empty] | FALSE
NFPA 170 HORN STROBE |  |  | North | Kidde |  | Horn/Strobe |  |  |  | Module | TRUE | INT-8AT |  | Temporal Horn-Strobe, 110cd, Red | 1 | [6 empty] | FALSE | [5 empty] | #FF0070C0 | FA-NFPA 170 HORN STROBE | 1 | FALSE | FALSE | FALSE | 2012 | [13 empty] | FALSE
NFPA 170 SMOKE CO DETECTOR |  |  | North | Kidde |  | Smoke/CO Detector |  |  |  | Module | FALSE | 21007624 | KN-COPE-I++ | 120VAC Direct Wire with Battery Backup | 1 | [6 empty] | FALSE | TRUE |  |  |  |  | #FFFF0000 | FA-NFPA 170 SMOKE CO DETECTOR | 1 | FALSE | FALSE | FALSE | 1408 | [13 empty] | FALSE |  |  | 120V
NFPA 170 SMOKE HEAT CO DETECTOR |  |  | North | Kidde |  | Smoke/Heat/CO Detector |  |  |  | Module | TRUE | KI-PHCD w/KI-ABDT BASE | ++ | Photoelectric, heat detector and carbon monoxide life safety detector | 1 | 3.2e-05 | 3.2e-05 |  |  |  |  | FALSE | TRUE |  |  |  |  | #FFFF0000 | FA-NFPA 170 SMOKE HEAT CO DETECTOR | 1 | FALSE | FALSE | FALSE | 1408 | [13 empty] | FALSE
NFPA 170 AMPLIFIER RACK | RISER AMP |  | North | Kidde |  | Amplifier |  |  |  | Assembly | TRUE | ANS100MDR2 |  | 100W Audio Notification Panel, Red | 1 | [6 empty] | FALSE | [5 empty] | #FFFF0000 | FA-NFPA 170 AMPLIFIER RACK | 1 | FALSE | FALSE | FALSE | 300 | [8 empty] | 7,12,18 |  |  |  |  | TRUE
NFPA 170 PRESSURE SWITCH |  |  | East | Kidde |  | Pressure Switch |  |  |  | Module | TRUE | 45-118500-001 | ++ | Supervisory Pressure Switch | 1 | [6 empty] | FALSE | FALSE | PROVIDED BY SPRINKLER CONTRACTOR |  | PROVIDED BY OTHERS |  | #FFFF0000 | FA-NFPA 170 PRESSURE SWITCH | 1 | FALSE | FALSE | FALSE | 913 | [13 empty] | FALSE
NFPA 170 AMPLIFIER RACK | RISER AMP |  | North | Kidde |  | Amplifier |  |  |  | Assembly | TRUE | ANS100MDG2 |  | 100W Audio Notification Panel, Gray | 1 | [6 empty] | FALSE | [5 empty] | #FFFF0000 | FA-NFPA 170 AMPLIFIER RACK | 1 | FALSE | FALSE | FALSE | 300 | [8 empty] | 7,12,18 |  |  |  |  | TRUE
NFPA 170 HORN |  |  | North | Kidde |  | Horn |  |  |  | Module | TRUE | EG4ARN |  | Wall horn, red, no marking | 1 | [6 empty] | FALSE |  | GRSW-10 |  |  |  | #FF0070C0 | FA-NFPA 170 HORN | 1 | FALSE | FALSE | FALSE | 2010 | [13 empty] | FALSE
NFPA 170 SPEAKER CEILING |  |  | North | Kidde |  | Speaker |  |  |  | Module | TRUE | EGCSRN |  | Speaker, Ceiling, Red, None | 1 | [6 empty] | FALSE | TRUE |  |  |  |  | #FF0070C0 | FA-NFPA 170 SPEAKER CEILING | 1 | FALSE | FALSE | FALSE | 2019 | [13 empty] | FALSE |  |  | C
NFPA 170 AMPLIFIER RACK | RISER AMP |  | North | Kidde |  | Amplifier |  |  |  | Assembly | TRUE | ANS50MDG2 |  | 50W Audio Notification Panel, Gray | 1 | [6 empty] | FALSE | [5 empty] | #FFFF0000 | FA-NFPA 170 AMPLIFIER RACK | 1 | FALSE | FALSE | FALSE | 300 | [8 empty] | 7,12,18 |  |  |  |  | TRUE
|  |  | North | Kidde |  | Hardware |  |  |  | Hardware | TRUE | VMD |  | Door | 1 | [6 empty] | FALSE | [5 empty] | #FFFFFFFF |  |  | FALSE | FALSE | FALSE | [14 empty] | FALSE
NFPA 170 SMOKE HEAT CO DETECTOR |  |  | North | Kidde |  | Smoke/Heat/CO Detector |  |  |  | Module | TRUE | KIR-PHCD w/KI-SB BASE | ++ | Multisensor Smoke, Heat, and CO Detector | 1 | 3.2e-05 | 3.2e-05 |  |  |  |  | FALSE | TRUE |  |  |  |  | #FFFF0000 | FA-NFPA 170 SMOKE HEAT CO DETECTOR | 1 | FALSE | FALSE | FALSE | 1408 | [13 empty] | FALSE
NFPA 170 PRESSURE SWITCH |  |  | East | Kidde |  | Pressure Switch |  |  |  | Module | TRUE | 85-111540-100 (ATEX) | ++ | Supervisory Pressure Switch | 1 | [6 empty] | FALSE | FALSE | PROVIDED BY SPRINKLER CONTRACTOR |  | PROVIDED BY OTHERS |  | #FFFF0000 | FA-NFPA 170 PRESSURE SWITCH | 1 | FALSE | FALSE | FALSE | 913 | [13 empty] | FALSE
NFPA 170 SPEAKER STROBE |  |  | North | Kidde |  | Speaker/Strobe |  |  |  | Module | TRUE | EG4SVWA |  | Speaker/Strobe, Wall, White, ALERT | 1 | [6 empty] | FALSE | FALSE | GRSW-10 | G4WSB |  |  | #FF0070C0 | FA-NFPA 170 SPEAKER STROBE | 1 | FALSE | FALSE | FALSE | 2019 | [13 empty] | FALSE |  |  | C
NFPA 170 HEAT DETECTOR |  |  | North | Kidde |  | Heat Detector |  |  |  | Module | TRUE | KIR-HD w/KI-ABDT BASE | ++ | Intelligent fixed temperature/Rate-of-rise heat detector | 1 | 5.1e-05 | 6.8e-05 |  |  |  |  | FALSE | TRUE |  |  |  |  | #FFFF0000 | FA-NFPA 170 HEAT DETECTOR | 1 | FALSE | FALSE | FALSE | 1408 | [13 empty] | FALSE
NFPA 170 LCD ANNNUNCIATOR DISPLAY | RISER ANNUNCIATOR |  | North | Kidde |  | LCD Annunciator |  |  |  | Module | TRUE | K-RLCD-R |  | LCD text annunciator without common controls. English. Red. | 1 | 0.098 | 0.113 |  |  |  |  | FALSE | [5 empty] | #FFFF0000 | FA-NFPA 170 LCD ANNNUNCIATOR DISPLAY | 1 | FALSE | FALSE | FALSE | 257 | [8 empty] | 7,12,18 |  |  |  |  | FALSE
NFPA 170 HORN STROBE |  |  | North | Kidde |  | Horn/Strobe |  |  |  | Module | TRUE | WGAVWF-SP | ++ | Outdoor rated horn-strobe, white, feugo | 1 | [6 empty] | FALSE | [5 empty] | #FF0070C0 | FA-NFPA 170 HORN STROBE | 1 | FALSE | FALSE | FALSE | 2012 | [13 empty] | FALSE |  |  | WP
NFPA 170 HORN |  |  | North | Kidde |  | Horn |  |  |  | Module | TRUE | WGAWF | ++ | Outdoor rated horn, white, fire | 1 | [6 empty] | FALSE | [5 empty] | #FF0070C0 | FA-NFPA 170 HORN | 1 | FALSE | FALSE | FALSE | 2010 | [13 empty] | FALSE |  |  | WP
NFPA 170 SPEAKER WALL |  |  | North | Kidde |  | Speaker |  |  |  | Module | TRUE | INT-8A-RS25WA |  | 25V Re-ent Speaker, white, no markings, 88 cd, amber | 1 | [6 empty] | FALSE | [5 empty] | #FF0070C0 | FA-NFPA 170 SPEAKER WALL | 1 | FALSE | FALSE | FALSE | 2021 | [13 empty] | FALSE
NFPA 170 STROBE WALL |  |  | North | Kidde |  | Strobe |  |  |  | Module | TRUE | EG1VRF |  | Strobe, Wall, Red, FIRE | 1 | [12 empty] | #FF0070C0 | FA-NFPA 170 STROBE WALL | 1 | FALSE | FALSE | FALSE | 2023
NFPA 170 SPEAKER WALL |  |  | North | Kidde |  | Speaker |  |  |  | Module | TRUE | 90215A-801-05-L | HyperSpike | UL 1480 listed C1D2 certified TCPA-10 Distributed Audio Speaker with 5 selectable power taps that run off of 25V, 70V and 100 VRMS audio systems. Red. | 1 | [6 empty] | FALSE |  | 72377B-801 |  |  |  | #FF0070C0 | FA-NFPA 170 SPEAKER WALL | 1 | FALSE | FALSE | FALSE | 2021 | [13 empty] | FALSE
NFPA 170 SPEAKER STROBE CEILING |  |  | North | Kidde |  | Speaker/Strobe |  |  |  | Module | TRUE | EGCSVHWN |  | Speaker/Strobe, Ceiling, White, None, High CD | 1 | [6 empty] | FALSE | TRUE |  |  |  |  | #FF0070C0 | FA-NFPA 170 SPEAKER STROBE CEILING | 1 | FALSE | FALSE | FALSE | 2020 | [13 empty] | FALSE |  |  | C
NFPA 170 SMOKE HEAT CO DETECTOR |  |  | North | Kidde |  | Smoke/Heat/CO Detector |  |  |  | Module | TRUE | KIR-PHCD w/KI-ABLT BASE | ++ | Multisensor Smoke, Heat, and CO Detector | 1 | 3.2e-05 | 3.2e-05 |  |  |  |  | FALSE | TRUE |  |  |  |  | #FFFF0000 | FA-NFPA 170 SMOKE HEAT CO DETECTOR | 1 | FALSE | FALSE | FALSE | 1408 | [13 empty] | FALSE
NFPA 170 HEAT DETECTOR |  |  | North | Kidde |  | Heat Detector |  |  |  | Module | TRUE | KIR-HD w/KI-ABST BASE | ++ | Intelligent fixed temperature/Rate-of-rise heat detector | 1 | 5.1e-05 | 6.8e-05 |  |  |  |  | FALSE | TRUE |  |  |  |  | #FFFF0000 | FA-NFPA 170 HEAT DETECTOR | 1 | FALSE | FALSE | FALSE | 1408 | [13 empty] | FALSE
NFPA 170 ADDRESSABLE INPUT MONITOR MODULE |  |  | North | Kidde |  | Addressable Module |  |  |  | Module | TRUE | FX-2WIRE | ++ | Analog Class A-B Two-Wire Module | 1 | 0.00035 | 0.00035 |  |  |  |  | FALSE | [5 empty] | #FFFF0000 | FA-NFPA 170 ADDRESSABLE INPUT MONITOR MODULE | 1 | FALSE | FALSE | FALSE | 1000 | [13 empty] | FALSE
NFPA 170 HEAT DETECTOR |  |  | North | Kidde |  | Heat Detector |  |  |  | Module | TRUE | KIR-HD w/KI-RB BASE | ++ | Intelligent fixed temperature/Rate-of-rise heat detector | 1 | 5.1e-05 | 6.8e-05 |  |  |  |  | FALSE | TRUE |  |  |  |  | #FFFF0000 | FA-NFPA 170 HEAT DETECTOR | 1 | FALSE | FALSE | FALSE | 1408 | [13 empty] | FALSE
NFPA 170 MANUAL PULL |  |  | North | Kidde |  | Manual Station |  |  |  | Module | TRUE | GSA-M278 |  | Signature double-action, single-stage fire alarm station, plastic | 1 | 0.00025 | 0.0004 |  |  |  |  | FALSE | [5 empty] | #FFFF0000 | FA-NFPA 170 MANUAL PULL | 1 | FALSE | FALSE | FALSE | 957 | [13 empty] | FALSE
NFPA 170 SMOKE HEAT CO DETECTOR |  |  | North | Kidde |  | Smoke/Heat/CO Detector |  |  |  | Module | TRUE | KI-PHCD w/KI-ABLT BASE | ++ | Photoelectric, heat detector and carbon monoxide life safety detector | 1 | 3.2e-05 | 3.2e-05 |  |  |  |  | FALSE | TRUE |  |  |  |  | #FFFF0000 | FA-NFPA 170 SMOKE HEAT CO DETECTOR | 1 | FALSE | FALSE | FALSE | 1408 | [13 empty] | FALSE
NFPA 170 STROBE WALL |  |  | North | Kidde |  | Strobe |  |  |  | Module | TRUE | 4MS-8AR | + | Strobe, 110 cd, Outdoor, Red | 1 | 0 | 0.255 |  |  |  |  | FALSE | [5 empty] | #FF0070C0 | FA-NFPA 170 STROBE WALL | 1 | FALSE | FALSE | FALSE | 2023 | [13 empty] | FALSE
NFPA 170 AMPLIFIER RACK | RISER AMP |  | North | Kidde |  | Amplifier |  |  |  | Assembly | TRUE | APS6A w/SIGA-AA30 |  | AA-30 Amplifier with Remote Auxiliary/Booster Power Supply, 6A, 120Vac, Red | 1 | [6 empty] | FALSE | [5 empty] | #FFFF0000 | FA-NFPA 170 AMPLIFIER RACK | 1 | FALSE | FALSE | FALSE | 300 | [8 empty] | 7,12,18,65 |  |  | 6 | 30 | TRUE |  |  | AA30
NFPA 170 SPEAKER WALL |  |  | North | Kidde |  | Speaker |  |  |  | Module | TRUE | WG4WA-S |  | 25/70V Speaker, white, ALERT | 1 | [6 empty] | FALSE | [5 empty] | #FF0070C0 | FA-NFPA 170 SPEAKER WALL | 1 | FALSE | FALSE | FALSE | 2021 | [13 empty] | FALSE |  |  | WP
|  |  | North | Kidde |  | Cards & Components |  |  |  | Card | TRUE | ACHS |  | Audio Channel Selector, one channel, supervised preamp output, three max per panel. | 1 | 0.047 | 0.064 |  |  |  |  | TRUE | [5 empty] | #FFFFFFFF |  |  | FALSE | FALSE | FALSE | [14 empty] | FALSE
NFPA 170 SPEAKER WALL |  |  | North | Kidde |  | Speaker |  |  |  | Module | TRUE | INT-7A-RS70WA |  | 70V Re-ent Speaker, white, no markings, 12/75 cd, amber | 1 | [6 empty] | FALSE | [5 empty] | #FF0070C0 | FA-NFPA 170 SPEAKER WALL | 1 | FALSE | FALSE | FALSE | 2021 | [13 empty] | FALSE
NFPA 170 SMOKE HEAT DETECTOR |  |  | North | Kidde |  | Smoke/Heat Detector |  |  |  | Module | TRUE | KI-PHD w/KI-RB BASE | ++ | Intelligent Multisensor Smoke and Heat Detector | 1 | 5.1e-05 | 4.5e-05 |  |  |  |  | FALSE | TRUE |  |  |  |  | #FFFF0000 | FA-NFPA 170 SMOKE HEAT DETECTOR | 1 | FALSE | FALSE | FALSE | 1408 | [13 empty] | FALSE
NFPA 170 ADDRESSABLE INPUT MONITOR MODULE |  |  | North | Kidde |  | Addressable Module |  |  |  | Module | TRUE | GSA-MRM1 |  | Signature riser monitor module, UIO plug-in | 1 | 0.000223 | 0.0001 |  |  |  |  | FALSE | [5 empty] | #FFFF0000 | FA-NFPA 170 ADDRESSABLE INPUT MONITOR MODULE | 1 | FALSE | FALSE | FALSE | 1000 | [13 empty] | FALSE
NFPA 170 HEAT DETECTOR |  |  | North | Kidde |  | Heat Detector |  |  |  | Module | TRUE | KI-HRD w/KI-SB BASE | ++ | Intelligent fixed temperature/Rate-of-rise heat detector, Standard Detector Base | 1 | 3.2e-05 | 3.2e-05 |  |  |  |  | FALSE | [5 empty] | #FFFF0000 | FA-NFPA 170 HEAT DETECTOR | 1 | FALSE | FALSE | FALSE | 1403 | [13 empty] | FALSE
|  |  | North | Kidde |  | Cards & Components |  |  |  | Card | TRUE | ANS25MDR2 |  | 25W Audio Notification Panel, Red | 1 | 0.18 | 1 |  |  |  |  | TRUE | [5 empty] | #FFFFFFFF |  |  | FALSE | FALSE | FALSE | [14 empty] | FALSE
NFPA 170 SPEAKER STROBE |  |  | North | Kidde |  | Speaker/Strobe |  |  |  | Module | TRUE | INT-8A-RS70W |  | 110cdW, 60cdC Strobe, Re-Ent Speaker, 70V 2, 4, 8, 15w | 1 | [6 empty] | FALSE | [5 empty] | #FF0070C0 | FA-NFPA 170 SPEAKER STROBE | 1 | FALSE | FALSE | FALSE | 2019 | [13 empty] | FALSE
|  |  | North | Kidde |  | Cards & Components |  |  |  | Card | TRUE | VS1-G-2 Mainboard |  | Mainboard for VS1-G-2 assembly | 1 | 0.21 | 0.329 |  |  |  |  | TRUE | [5 empty] | #FFFFFFFF |  |  | FALSE | FALSE | FALSE | [14 empty] | FALSE
|  |  | North | Kidde | [5 empty] | Module | TRUE | GSA-RB |  | Signature detector mounting base with relay | 1 | [6 empty] | FALSE | [5 empty] | #FFFFFFFF |  |  | FALSE | FALSE | FALSE | [14 empty] | FALSE
NFPA 170 MANUAL PULL |  |  | North | Kidde |  | Manual Station |  |  |  | Module | TRUE | K-270P-DPO | ++ | Pull Station, double pole, cast metal, terminals, pre-signal | 1 | [6 empty] | FALSE | [5 empty] | #FFFF0000 | FA-NFPA 170 MANUAL PULL | 1 | FALSE | FALSE | FALSE | 957 | [13 empty] | FALSE
NFPA 170 SMOKE DETECTOR |  |  | North | Kidde |  | Smoke Detector |  |  |  | Module | TRUE | KI-OSCD w/KI-SB BASE | ++ | Multisensor Smoke and CO Detector | 1 | 3.2e-05 | 4.5e-05 |  |  |  |  | FALSE | TRUE |  |  |  |  | #FFFF0000 | FA-NFPA 170 SMOKE DETECTOR | 1 | FALSE | FALSE | FALSE | 1408 | [13 empty] | FALSE
NFPA 170 HORN STROBE |  |  | North | Kidde |  | Horn/Strobe |  |  |  | Module | TRUE | EG1AVRF |  | Horn/Strobe, Wall, Red, FIRE | 1 | [12 empty] | #FF0070C0 | FA-NFPA 170 HORN STROBE | 1 | FALSE | FALSE | FALSE | 2012
NFPA 170 MANUAL PULL |  |  | North | Kidde |  | Manual Station |  |  |  | Module | TRUE | GSA-M270P |  | Signature two-stage (presignal) fire alarm station, English markings, metal | 1 | 0.000396 | 0.00068 |  |  |  |  | FALSE | [5 empty] | #FFFF0000 | FA-NFPA 170 MANUAL PULL | 1 | FALSE | FALSE | FALSE | 957 | [13 empty] | FALSE
|  |  | North | Kidde |  | Cards & Components |  |  |  | Card | TRUE | ANS100MDG |  | OBSOLETE - 100W Audio Notification Panel, Gray | 1 | [6 empty] | TRUE | [5 empty] | #FFFFFFFF |  |  | FALSE | FALSE | FALSE | [14 empty] | FALSE
NFPA 170 SPEAKER WALL |  |  | North | Kidde |  | Speaker |  |  |  | Module | TRUE | G4HFWA-S7 |  | 70V Speaker, White, running man, ALERT | 1 | [6 empty] | FALSE | [5 empty] | #FF0070C0 | FA-NFPA 170 SPEAKER WALL | 1 | FALSE | FALSE | FALSE | 2021 | [13 empty] | FALSE
NFPA 170 ADDRESSABLE INPUT MONITOR MODULE |  |  | North | Kidde |  | Addressable Module |  |  |  | Module | TRUE | GSA-MM1 |  | Signature monitor module, one-gang standard mount | 1 | 0.000223 | 0.0001 |  |  |  |  | FALSE | [5 empty] | #FFFF0000 | FA-NFPA 170 ADDRESSABLE INPUT MONITOR MODULE | 1 | FALSE | FALSE | FALSE | 1000 | [13 empty] | FALSE
NFPA 170 STROBE CEILING |  |  | North | Kidde |  | Strobe |  |  |  | Module | TRUE | EGCVRF |  | Strobe, running man, red, fire | 1 | [6 empty] | FALSE | TRUE |  |  |  |  | #FF0070C0 | FA-NFPA 170 STROBE CEILING | 1 | FALSE | FALSE | FALSE | 2022 | [13 empty] | FALSE |  |  | C
NFPA 170 PRESSURE SWITCH |  |  | East | Kidde |  | Pressure Switch |  |  |  | Module | TRUE | 85-111540-001 | ++ | Supervisory Pressure Switch | 1 | [6 empty] | FALSE | FALSE | PROVIDED BY SPRINKLER CONTRACTOR |  | PROVIDED BY OTHERS |  | #FFFF0000 | FA-NFPA 170 PRESSURE SWITCH | 1 | FALSE | FALSE | FALSE | 913 | [13 empty] | FALSE
|  |  | North | Kidde |  | Cards & Components |  |  |  | Card | TRUE | VS1-G-2-SP Mainboard |  | Mainboard for VS1-G-2-SP assembly | 1 | 0.21 | 0.329 |  |  |  |  | TRUE | [5 empty] | #FFFFFFFF |  |  | FALSE | FALSE | FALSE | [14 empty] | FALSE
|  |  | North | Kidde |  | Cards & Components |  |  |  | Card | TRUE | VM-ETH3 |  | Ethernet adapter card provides all the function of the VM-ETH2 plus the added capability of sending email messages as well as SMS text messages by means of email-to-text. | 1 | [6 empty] | TRUE | [5 empty] | #FFFFFFFF |  |  | FALSE | FALSE | FALSE | [14 empty] | FALSE
NFPA 170 HORN |  |  | North | Kidde |  | Horn |  |  |  | Module | TRUE | EG4AWF-SP |  | Wall horn, white, FUEGO | 1 | [6 empty] | FALSE |  | GRSW-10 |  |  |  | #FF0070C0 | FA-NFPA 170 HORN | 1 | FALSE | FALSE | FALSE | 2010 | [13 empty] | FALSE
NFPA 170 SMOKE DETECTOR |  |  | North | Kidde |  | Smoke Detector |  |  |  | Module | TRUE | DC-PS w/DC-SB6 | ++ | Photoelectric Conventional Smoke w/2 Wire Base | 1 | 0.000145 | 0.06 |  |  |  |  | FALSE | TRUE |  |  |  |  | #FFFF0000 | FA-NFPA 170 SMOKE DETECTOR | 1 | FALSE | FALSE | FALSE | 1408 | [13 empty] | FALSE
|  |  | North | Kidde |  | Hardware |  |  |  | Hardware | TRUE | VM-CU |  | Programming software CD, VM series control panels. Requires USB hasp. | 1 | [6 empty] | FALSE | [5 empty] | #FFFFFFFF |  |  | FALSE | FALSE | FALSE | [14 empty] | FALSE
|  |  | North | Kidde |  | Cards & Components |  |  |  | Card | TRUE | ANSZM4B2A |  | Zone Module. 4 Class B or 2 Class A circuits. | 1 | 0.015 | 0.035 |  |  |  |  | TRUE | [5 empty] | #FFFFFFFF |  |  | FALSE | FALSE | FALSE | [14 empty] | FALSE
NFPA 170 STROBE WALL |  |  | North | Kidde |  | Strobe |  |  |  | Module | TRUE | EG4VRN |  | Wall strobe, red, no marking | 1 | [6 empty] | FALSE |  | GRSW-10 |  |  |  | #FF0070C0 | FA-NFPA 170 STROBE WALL | 1 | FALSE | FALSE | FALSE | 2023 | [13 empty] | FALSE
|  |  | North | Kidde |  | Cards & Components |  |  |  | Card | TRUE | ANS50MDR |  | OBSOLETE - 50W Audio Notification Panel, Red | 1 | [6 empty] | TRUE | [5 empty] | #FFFFFFFF |  |  | FALSE | FALSE | FALSE | [14 empty] | FALSE
NFPA 170 SMOKE DETECTOR |  |  | North | Kidde |  | Smoke Detector |  |  |  | Module | TRUE | KIR-PD w/KI-ABLT BASE | ++ | Intelligent Optical Smoke Detector | 1 | 5.1e-05 | 6.8e-05 |  |  |  |  | FALSE | TRUE |  |  |  |  | #FFFF0000 | FA-NFPA 170 SMOKE DETECTOR | 1 | FALSE | FALSE | FALSE | 1408 | [13 empty] | FALSE
|  |  | North | Kidde |  | Cards & Components |  |  |  | Card | TRUE | VS1-R-2 Mainboard |  | Mainboard for VS1-R-2 assembly | 1 | 0.21 | 0.329 |  |  |  |  | TRUE | [5 empty] | #FFFFFFFF |  |  | FALSE | FALSE | FALSE | [14 empty] | FALSE
|  |  | North | Kidde |  | Cards & Components |  |  |  | Card | TRUE | VS1-G-2-PG Mainboard |  | Mainboard for VS1-G-2-PG assembly | 1 | 0.21 | 0.329 |  |  |  |  | TRUE | [5 empty] | #FFFFFFFF |  |  | FALSE | FALSE | FALSE | [14 empty] | FALSE
NFPA 170 SPEAKER CEILING |  |  | North | Kidde |  | Speaker |  |  |  | Module | TRUE | EGCSRF |  | Speaker, Ceiling, Red, FIRE | 1 | [6 empty] | FALSE | TRUE |  |  |  |  | #FF0070C0 | FA-NFPA 170 SPEAKER CEILING | 1 | FALSE | FALSE | FALSE | 2019 | [13 empty] | FALSE |  |  | C
NFPA 170 SPEAKER STROBE |  |  | North | Kidde |  | Speaker/Strobe |  |  |  | Module | TRUE | INT-3A-RS25 |  | 30cdW, 15cdC Strobe, Re-Ent Speaker, 25V 2, 4, 8, 15w | 1 | [6 empty] | FALSE | [5 empty] | #FF0070C0 | FA-NFPA 170 SPEAKER STROBE | 1 | FALSE | FALSE | FALSE | 2019 | [13 empty] | FALSE
|  |  | North | Kidde | [5 empty] | Module | TRUE | IB4U |  | Vigilant series isolator detector base | 1 | [6 empty] | FALSE | [5 empty] | #FFFFFFFF |  |  | FALSE | FALSE | FALSE | [14 empty] | FALSE
NFPA 170 HORN |  |  | North | Kidde |  | Horn |  |  |  | Module | TRUE | EG1AWF |  | Horn, Wall, White, FIRE | 1 | [12 empty] | #FF0070C0 | FA-NFPA 170 HORN | 1 | FALSE | FALSE | FALSE | 2010
NFPA 170 FIRE ALARM CONTROL UNIT | RISER FACP |  | North | Kidde |  | Fire Alarm Control Unit |  |  |  | Assembly | TRUE | VS1-GL-F |  | FACP, 1 Loop, 64pt, 2 Cl B NACs, gray, 120v, w/ 16 Led, FCdn | 1 | [6 empty] | FALSE | [5 empty] | #FFFF0000 | FA-NFPA 170 FIRE ALARM CONTROL UNIT | 1 | FALSE | FALSE | FALSE | 202 | [8 empty] | 7,12,18 |  |  |  |  | TRUE
|  |  | North | Kidde |  | Cards & Components |  |  |  | Card | TRUE | ANS100AMD2 |  | 100 Watt audio notification module with DMR and microphone | 1 | 0.18 | 1.2 |  |  |  |  | TRUE | [5 empty] | #FFFFFFFF |  |  | FALSE | FALSE | FALSE | [14 empty] | FALSE
NFPA 170 SPEAKER STROBE CEILING |  |  | North | Kidde |  | Speaker/Strobe |  |  |  | Module | TRUE | EGCSVRF |  | Speaker/Strobe, Ceiling, Red, FIRE | 1 | [6 empty] | FALSE | TRUE |  |  |  |  | #FF0070C0 | FA-NFPA 170 SPEAKER STROBE CEILING | 1 | FALSE | FALSE | FALSE | 2020 | [13 empty] | FALSE |  |  | C
NFPA 170 SMOKE CO DETECTOR |  |  | North | Kidde |  | Smoke/CO Detector |  |  |  | Module | TRUE | KIR-PCD w/KI-ABST BASE | ++ | Multisensor Smoke and CO Detector | 1 | 3.2e-05 | 3.2e-05 |  |  |  |  | FALSE | TRUE |  |  |  |  | #FFFF0000 | FA-NFPA 170 SMOKE CO DETECTOR | 1 | FALSE | FALSE | FALSE | 1408 | [13 empty] | FALSE
NFPA 170 SPEAKER STROBE CEILING |  |  | North | Kidde |  | Speaker/Strobe |  |  |  | Module | TRUE | EGCSVHWF |  | Speaker/Strobe, Ceiling, White, FIRE, High CD | 1 | [6 empty] | FALSE | TRUE |  |  |  |  | #FF0070C0 | FA-NFPA 170 SPEAKER STROBE CEILING | 1 | FALSE | FALSE | FALSE | 2020 | [13 empty] | FALSE |  |  | C
NFPA 170 HEAT DETECTOR |  |  | North | Kidde |  | Heat Detector |  |  |  | Module | TRUE | GSA-HFS |  | Signature fixed temperature heat detector | 1 | 0.00045 | 0.00045 |  |  |  |  | FALSE | [5 empty] | #FFFF0000 | FA-NFPA 170 HEAT DETECTOR | 1 | FALSE | FALSE | FALSE | 1403 | [13 empty] | FALSE
NFPA 170 HORN |  |  | North | Kidde |  | Horn |  |  |  | Module | TRUE | G4LFWN-H | + | Low Frequency(520hz) horn, White | 1 | 0 | 0.109 |  |  |  |  | FALSE | [5 empty] | #FF0070C0 | FA-NFPA 170 HORN | 1 | FALSE | FALSE | FALSE | 2021 | [13 empty] | FALSE |  |  | LF
NFPA 170 SMOKE HEAT CO DETECTOR |  |  | North | Kidde |  | Smoke/Heat/CO Detector |  |  |  | Module | TRUE | KIR-PHCD w/KI-ABST BASE | ++ | Multisensor Smoke, Heat, and CO Detector | 1 | 3.2e-05 | 3.2e-05 |  |  |  |  | FALSE | TRUE |  |  |  |  | #FFFF0000 | FA-NFPA 170 SMOKE HEAT CO DETECTOR | 1 | FALSE | FALSE | FALSE | 1408 | [13 empty] | FALSE
NFPA 170 SPEAKER WALL |  |  | North | Kidde |  | Speaker |  |  |  | Module | TRUE | WGSWF-FR | ++ | Outdoor rated speaker, wall, white, fire fuego | 1 | [6 empty] | FALSE | FALSE |  |  |  |  | #FF0070C0 | FA-NFPA 170 SPEAKER WALL | 1 | FALSE | FALSE | FALSE | 2021 | [13 empty] | FALSE |  |  | WP
NFPA 170 SMOKE CO DETECTOR |  |  | North | Kidde |  | Smoke/CO Detector |  |  |  | Module | FALSE | 900-CUAR | ++ | Hardwired Smoke & Carbon Monoxide Alarm, Interconnectable with AA Battery Backup | 1 |  | 0.042 |  |  |  |  | FALSE | TRUE |  |  |  |  | #FFFF0000 | FA-NFPA 170 SMOKE CO DETECTOR | 1 | FALSE | FALSE | FALSE | 1408 | [13 empty] | FALSE |  |  | 120V
|  |  | North | Kidde |  | Cards & Components |  |  |  | Card | TRUE | VM-NOCF |  | Fiber Optic Communications Interface, Class A/B Network, Class A/B Audio Data. Provides single and/or multi mode network and digital audio fiber optic connections. Order VM-MMXVR, VM-SMXHI2 or VM-SMXLO2 transceivers separately. | 1 | [6 empty] | TRUE | [5 empty] | #FFFFFFFF |  |  | FALSE | FALSE | FALSE | [14 empty] | FALSE
NFPA 170 HORN |  |  | North | Kidde |  | Horn |  |  |  | Module | TRUE | WG4RN-H |  | Outdoor rated horn, red without marking | 1 | [6 empty] | FALSE | [5 empty] | #FF0070C0 | FA-NFPA 170 HORN | 1 | FALSE | FALSE | FALSE | 2010 | [13 empty] | FALSE |  |  | WP
NFPA 170 NOTIFICATION CIRCUIT EXTENDER PANEL | RISER NAC |  | North | Kidde |  | Notification Circuit Extender Panel |  |  |  | Assembly | TRUE | APS10A/230 |  | Remote Auxiliary/Booster Power Supply, 10A, 230Vac, Red | 1 | [6 empty] | FALSE | [5 empty] | #FFFF0000 | FA-NFPA 170 NOTIFICATION CIRCUIT EXTENDER PANEL | 1 | FALSE | FALSE | FALSE | 212 | [8 empty] | 7,12,18,65 |  |  |  |  | TRUE
NFPA 170 STROBE CEILING |  |  | North | Kidde |  | Strobe |  |  |  | Module | TRUE | EGCVHRN |  | Strobe, running man, red, None, high cd | 1 | [6 empty] | FALSE | TRUE |  |  |  |  | #FF0070C0 | FA-NFPA 170 STROBE CEILING | 1 | FALSE | FALSE | FALSE | 2022 | [13 empty] | FALSE |  |  | C
|  |  | North | Kidde | [5 empty] | Module | TRUE | GSA-IB4 |  | Signature mounting base with fault isolator, includes GSA-TS trim skirt | 1 | [6 empty] | FALSE | [5 empty] | #FFFFFFFF |  |  | FALSE | FALSE | FALSE | [14 empty] | FALSE
NFPA 170 HORN STROBE CEILING |  |  | North | Kidde |  | Horn/Strobe |  |  |  | Module | TRUE | WG4WF-HVMC (C) |  | Outdoor rated horn-strobe, white with FIRE marking, clear lens | 1 | 0 | 0.297 |  |  |  |  | FALSE | TRUE |  |  |  |  | #FF0070C0 | FA-NFPA 170 HORN STROBE CEILING | 1 | FALSE | FALSE | FALSE | 2013 | [13 empty] | FALSE |  |  | C, WP
|  |  | North | Kidde |  | Cards & Components |  |  |  | Card | TRUE | ANS50A |  | 50W expander module | 1 | 0.15 | 0.8 |  |  |  |  | TRUE | [5 empty] | #FFFFFFFF |  |  | FALSE | FALSE | FALSE | [14 empty] | FALSE
NFPA 170 SMOKE DETECTOR |  |  | North | Kidde |  | Smoke Detector |  |  |  | Module | TRUE | 30-3013 | + |  | 1 | [6 empty] | FALSE | FALSE |  |  |  |  | #FFFF0000 | FA-NFPA 170 SMOKE DETECTOR | 1 | FALSE | FALSE | FALSE | 957 | [13 empty] | FALSE
NFPA 170 SPEAKER WALL |  |  | North | Kidde |  | Speaker |  |  |  | Module | TRUE | HPSA15G2570 |  | 25/70 Vrms Loudspeaker, 1, 2, 3.8, 7.5, 15w taps, gray | 1 | [6 empty] | FALSE | [5 empty] | #FF0070C0 | FA-NFPA 170 SPEAKER WALL | 1 | FALSE | FALSE | FALSE | 2021 | [13 empty] | FALSE
|  |  | North | Kidde |  | Cards & Components |  |  |  | Card | TRUE | ANS25AMD |  | 25W audio notification module, /w microphone & DMR | 1 | 0.6 | 1 |  |  |  |  | TRUE | [5 empty] | #FFFFFFFF |  |  | FALSE | FALSE | FALSE | [14 empty] | FALSE
NFPA 170 SMOKE DETECTOR |  |  | North | Kidde |  | Smoke Detector |  |  |  | Module | TRUE | KI-OSD w/KI-ABLT BASE | + | Smoke detector, w/sounder base | 1 | 3.2e-05 | 4.5e-05 |  |  |  |  | FALSE | [5 empty] | #FFFF0000 | FA-NFPA 170 SMOKE DETECTOR | 1 | FALSE | FALSE | FALSE | 1403 | [13 empty] | FALSE
DETECTOR_MULTI |  |  | North | Kidde |  | Multi Criteria Detector |  |  |  | Module | TRUE | GSA-IPHS |  | Signature combination ion/photo/heat detector | 1 | 0.00045 | 0.00045 |  |  |  |  | FALSE | [5 empty] | #FFFF0000 | FA-DETECTOR_MULTI | 1 | FALSE | FALSE | FALSE | [14 empty] | FALSE
|  |  | North | Kidde |  | Cards & Components |  |  |  | Card | TRUE | GSA-UIO6R | ++ | Universal Input-Output Module Board w/Riser Inputs - Six Module Positions | 1 | [6 empty] | TRUE | [5 empty] | #FFFFFFFF |  |  | FALSE | FALSE | FALSE | [14 empty] | FALSE
|  |  | North | Kidde |  | Cards & Components |  |  |  | Card | TRUE | SMXHI2 |  | High Output Single Mode Fiber Optic Transceiver for VM-NOCF. Duplex SC connectors. | 1 | 0.0768 | 0.0768 |  |  |  |  | TRUE | [5 empty] | #FFFFFFFF |  |  | FALSE | FALSE | FALSE | [14 empty] | FALSE
NFPA 170 SPEAKER STROBE |  |  | North | Kidde |  | Speaker/Strobe |  |  |  | Module | TRUE | EG4SVWF |  | Speaker/Strobe, Wall, White, FIRE | 1 | [6 empty] | FALSE | FALSE | GRSW-10 | G4WSB |  |  | #FF0070C0 | FA-NFPA 170 SPEAKER STROBE | 1 | FALSE | FALSE | FALSE | 2019 | [13 empty] | FALSE |  |  | C
|  |  | North | Kidde |  | Hardware |  |  |  | Hardware | TRUE | VM-ELEC |  | Replacement Base Electronics kit. | 1 | [6 empty] | FALSE | [5 empty] | #FFFFFFFF |  |  | FALSE | FALSE | FALSE | [14 empty] | FALSE
|  |  | North | Kidde |  | Hardware |  |  |  | Hardware | TRUE | APSEQ |  | Seismic battery hold-down for 11 to 26 AH in a BPS | 1 | [6 empty] | FALSE | [5 empty] | #FFFFFFFF |  |  | FALSE | FALSE | FALSE | [14 empty] | FALSE
NFPA 170 INTEGRAL VALVE SUPERVISORY SWITCH |  |  | East | Kidde |  | Supervisory Switch |  |  |  | Module | TRUE | 70985021 (70985076) | ++ | 3/4” Lock-Out Valve, Carbon Steel (with Limit Switch) | 1 | [6 empty] | FALSE | FALSE | PROVIDED BY SPRINKLER CONTRACTOR |  | PROVIDED BY OTHERS |  | #FFFF0000 | FA-NFPA 170 INTEGRAL VALVE SUPERVISORY SWITCH | 1 | FALSE | FALSE | FALSE | 916 | [13 empty] | FALSE
NFPA 170 ADDRESSABLE INPUT MONITOR MODULE |  |  | North | Kidde |  | Addressable Module |  |  |  | Module | TRUE | 70-610001-001 | ++ | CLASS B Addressable Input Module | 1 | 0.00058 | 0.00058 |  |  |  |  | FALSE |  |  | North American 2-1/2 in. (64 mm) Deep 1-Gang Box with Metal Cover or Standard 4-in. Square Box 1-1/2-in. (38 mm) Deep with 4-in. Metal Cover. |  |  | #FFFF0000 | FA-NFPA 170 ADDRESSABLE INPUT MONITOR MODULE | 1 | FALSE | FALSE | FALSE | 1000 | [13 empty] | FALSE
NFPA 170 HORN STROBE CEILING |  |  | North | Kidde |  | Horn/Strobe |  |  |  | Module | TRUE | EGCAVRN |  | Horn-Strobe, running man, red, none | 1 | [6 empty] | FALSE | TRUE |  |  |  |  | #FF0070C0 | FA-NFPA 170 HORN STROBE CEILING | 1 | FALSE | FALSE | FALSE | 2013 | [13 empty] | FALSE |  |  | C
NFPA 170 ADDRESSABLE INPUT MONITOR MODULE |  |  | North | Kidde |  | Addressable Module |  |  |  | Module | TRUE | 70-417008-001 |  | Addressable Contact Input Device N.O | 1 | 0.00045 | 0.00045 |  |  |  |  | FALSE | [5 empty] | #FFFF0000 | FA-NFPA 170 ADDRESSABLE INPUT MONITOR MODULE | 1 | FALSE | FALSE | FALSE | 1000 | [13 empty] | FALSE
|  |  | North | Kidde |  | Hardware |  |  |  | Hardware | TRUE | AMK-RN |  | Audio mounting kit. Used to mount ACHS option cards in control panels without audio system control components. | 1 | [6 empty] | FALSE | [5 empty] | #FFFFFFFF |  |  | FALSE | FALSE | FALSE | [14 empty] | FALSE
|  |  | North | Kidde |  | Cards & Components |  |  |  | Card | TRUE | VS4-R-2 Mainboard |  | Mainboard for VS4-R-2 assembly | 1 | 0.227 | 0.392 |  |  |  |  | TRUE | [5 empty] | #FFFFFFFF |  |  | FALSE | FALSE | FALSE | [14 empty] | FALSE
NFPA 170 STROBE WALL |  |  | North | Kidde |  | Strobe |  |  |  | Module | TRUE | EG4VWN |  | Wall strobe, white, no marking | 1 | [6 empty] | FALSE |  | GRSW-10 |  |  |  | #FF0070C0 | FA-NFPA 170 STROBE WALL | 1 | FALSE | FALSE | FALSE | 2023 | [13 empty] | FALSE
|  |  | North | Kidde |  | Cards & Components |  |  |  | Card | TRUE | 76-800xxx-xxx Main Board | ++ | Mainboard | 1 | 0.1653 | 0.39 |  |  |  |  | TRUE | [5 empty] | #FFFFFFFF |  |  | FALSE | FALSE | FALSE | [14 empty] | FALSE
NFPA 170 HEAT CO DETECTOR |  |  | North | Kidde |  | Heat/CO Detector |  |  |  | Module | TRUE | KIR-HCD w/KI-SB BASE | ++ | Multisensor Heat, and CO Detector | 1 | 3.2e-05 | 3.2e-05 |  |  |  |  | FALSE | [5 empty] | #FFFF0000 | FA-NFPA 170 HEAT CO DETECTOR | 1 | FALSE | FALSE | FALSE | 1403 | [13 empty] | FALSE
NFPA 170 HORN |  |  | North | Kidde |  | Horn |  |  |  | Module | TRUE | EG4ARF |  | Wall horn, red, FIRE | 1 | [6 empty] | FALSE |  | GRSW-10 |  |  |  | #FF0070C0 | FA-NFPA 170 HORN | 1 | FALSE | FALSE | FALSE | 2010 | [13 empty] | FALSE
NFPA 170 SMOKE DETECTOR |  |  | North | Kidde |  | Smoke Detector |  |  |  | Module | TRUE | KI-PD w/KI-ABDT BASE | + | Photoelectric smoke detector | 1 | [6 empty] | FALSE | TRUE |  |  |  |  | #FFFF0000 | FA-NFPA 170 SMOKE DETECTOR | 1 | FALSE | FALSE | FALSE | 1408 | [13 empty] | FALSE
|  |  | North | Kidde |  | Hardware |  |  |  | Hardware | TRUE | MIR-PRT/S |  | Desk mount printer | 1 | [6 empty] | FALSE | [5 empty] | #FFFFFFFF |  |  | FALSE | FALSE | FALSE | [14 empty] | FALSE
NFPA 170 MAINTENANCE DISCONNECT SWITCH |  |  | North | Kidde |  | Switch |  |  |  | Module | TRUE | 76-600000-200 | ++ | Key Maintenance Bypass Switch | 1 | 0.0105 | 0.0105 |  |  | 24 |  | FALSE |  |  | 06-236881-001 |  |  | #FFFF0000 | FA-NFPA 170 MAINTENANCE DISCONNECT SWITCH | 1 | FALSE | FALSE | FALSE | 927 | [13 empty] | FALSE
NFPA 170 STROBE CEILING |  |  | North | Kidde |  | Strobe |  |  |  | Module | TRUE | EGCVRN |  | Strobe, running man, red, none | 1 | [6 empty] | FALSE | TRUE |  |  |  |  | #FF0070C0 | FA-NFPA 170 STROBE CEILING | 1 | FALSE | FALSE | FALSE | 2022 | [13 empty] | FALSE |  |  | C
NFPA 170 FIRE ALARM CONTROL UNIT | RISER FACP |  | North | Kidde |  | Fire Alarm Control Unit |  |  |  | Assembly | TRUE | VS1-R-2 |  | FACP, 1 Loop, 64pt, 2 Cl B NACs, red, 230v | 1 | [6 empty] | FALSE | [5 empty] | #FFFF0000 | FA-NFPA 170 FIRE ALARM CONTROL UNIT | 1 | FALSE | FALSE | FALSE | 202 | [8 empty] | 7,12,18 |  |  |  |  | TRUE
NFPA 170 HORN STROBE |  |  | North | Kidde |  | Horn/Strobe |  |  |  | Module | TRUE | EG4AVWN |  | Wall horn-strobe, white, no marking | 1 | [6 empty] | FALSE |  | GRSW-10 |  |  |  | #FF0070C0 | FA-NFPA 170 HORN STROBE | 1 | FALSE | FALSE | FALSE | 2012 | [13 empty] | FALSE
NFPA 170 HEAT DETECTOR |  |  | North | Kidde |  | Heat Detector |  |  |  | Module | TRUE | KI-HRD w/KI-RB BASE | ++ | Intelligent fixed temperature/Rate-of-rise heat detector, Relay Detector Base | 1 | 3.2e-05 | 3.2e-05 |  |  |  |  | FALSE | [5 empty] | #FFFF0000 | FA-NFPA 170 HEAT DETECTOR | 1 | FALSE | FALSE | FALSE | 1403 | [13 empty] | FALSE
NFPA 170 DUCT SMOKE DETECTOR |  |  | North | Kidde |  | Duct Smoke Detector |  |  |  | Module | TRUE | FX-PDD | ++ | Intelligent Addressable Optical Duct Detector | 1 | 4.5e-05 | 4.5e-05 |  |  |  |  | FALSE | TRUE |  |  |  |  | #FFFF0000 | FA-NFPA 170 DUCT SMOKE DETECTOR | 1 | FALSE | FALSE | FALSE | 1408 | [13 empty] | FALSE
NFPA 170 STROBE CEILING |  |  | North | Kidde |  | Strobe |  |  |  | Module | TRUE | GCWN-VMC |  | Strobe, white, no markings, 15, 30, 75, 95 cd, clear | 1 | 0 | 0.318 |  |  |  |  | FALSE | TRUE |  |  |  |  | #FF0070C0 | FA-NFPA 170 STROBE CEILING | 1 | FALSE | FALSE | FALSE | 2022 | [13 empty] | FALSE |  |  | C
NFPA 170 MANUAL PULL |  |  | North | Kidde |  | Manual Station |  |  |  | Module | TRUE | K-270A-SPO | ++ | Pull Station, single pole, cast metal, wire leads | 1 | [6 empty] | FALSE | [5 empty] | #FFFF0000 | FA-NFPA 170 MANUAL PULL | 1 | FALSE | FALSE | FALSE | 957 | [13 empty] | FALSE
NFPA 170 HORN STROBE |  |  | North | Kidde |  | Horn/Strobe |  |  |  | Module | TRUE | WGAVRA | ++ | Outdoor rated horn-strobe, red, alert | 1 | [6 empty] | FALSE | [5 empty] | #FF0070C0 | FA-NFPA 170 HORN STROBE | 1 | FALSE | FALSE | FALSE | 2012 | [13 empty] | FALSE |  |  | WP
|  |  | North | Kidde |  | Cards & Components |  |  |  | Card | TRUE | VM-SLC-HC |  | High Capacity Loop Expansion Module. For use with circuits that contain more than 90 isolators. | 1 | [6 empty] | TRUE | [5 empty] | #FFFFFFFF |  |  | FALSE | FALSE | FALSE | [14 empty] | FALSE
NFPA 170 HORN |  |  | North | Kidde |  | Horn |  |  |  | Module | TRUE | G4LFWF-H | + | Low Frequency(520hz) horn, White, FIRE | 1 | 0 | 0.16 |  |  |  |  | FALSE | [5 empty] | #FF0070C0 | FA-NFPA 170 HORN | 1 | FALSE | FALSE | FALSE | 2021 | [13 empty] | FALSE |  |  | LF
|  |  | North | Kidde |  | Cards & Components |  |  |  | Card | TRUE | VM-MFK |  | Master Firefighters’ Telephone Kit. Includes single riser interface (Class B or A), and master telephone. Requires VM-PMI for mounting. | 1 | [6 empty] | TRUE | [5 empty] | #FFFFFFFF |  |  | FALSE | FALSE | FALSE | [14 empty] | FALSE
|  |  | North | Kidde | [5 empty] | Module | TRUE | GSA-SB4 |  | Signature 4 in. detector mounting base, includes GSA-TS4 trim skirt | 1 | [6 empty] | FALSE | [5 empty] | #FFFFFFFF |  |  | FALSE | FALSE | FALSE | [14 empty] | FALSE
|  |  | North | Kidde |  | Cards & Components |  |  |  | Card | TRUE | VS4-R Mainboard |  | Mainboard for VS4-R assembly | 1 | 0.227 | 0.392 |  |  |  |  | TRUE | [5 empty] | #FFFFFFFF |  |  | FALSE | FALSE | FALSE | [14 empty] | FALSE
NFPA 170 SMOKE DETECTOR |  |  | North | Kidde |  | Smoke Detector |  |  |  | Module | TRUE | DS-PS |  | Photoelectric smoke detector | 1 | 0.00015 | 0.00022 |  |  |  |  | FALSE | TRUE |  |  |  |  | #FFFF0000 | FA-NFPA 170 SMOKE DETECTOR | 1 | FALSE | FALSE | FALSE | 1408 | [13 empty] | FALSE
NFPA 170 DUCT SMOKE DETECTOR |  |  | North | Kidde |  | Duct Smoke Detector |  |  |  | Assembly | TRUE | SD-2W |  | SuperDuct Photo Detector - Conventional | 1 |  | 0.1 |  |  |  |  | FALSE | TRUE |  |  |  |  | #FFFF0000 | FA-NFPA 170 DUCT SMOKE DETECTOR | 1 | FALSE | FALSE | FALSE | 1400 | [13 empty] | FALSE
NFPA 170 SMOKE HEAT DETECTOR |  |  | North | Kidde |  | Smoke/Heat Detector |  |  |  | Module | TRUE | KIR-PHD w/KI-ABLT BASE | ++ | Intelligent Multisensor Smoke and Heat Detector | 1 | 5.1e-05 | 6.8e-05 |  |  |  |  | FALSE | TRUE |  |  |  |  | #FFFF0000 | FA-NFPA 170 SMOKE HEAT DETECTOR | 1 | FALSE | FALSE | FALSE | 1408 | [13 empty] | FALSE
NFPA 170 SMOKE DETECTOR |  |  | North | Kidde |  | Smoke Detector |  |  |  | Module | TRUE | KI-PCD w/KI-SB BASE | ++ | Photoelectric smoke and carbon monoxide life safety detector, | 1 | 5.1e-05 | 6.8e-05 |  |  |  |  | FALSE | TRUE |  |  |  |  | #FFFF0000 | FA-NFPA 170 SMOKE DETECTOR | 1 | FALSE | FALSE | FALSE | 1408 | [13 empty] | FALSE
|  |  | North | Kidde |  | Cards & Components |  |  |  | Card | TRUE | VM-DACT |  | Dialer, dual line. | 1 | 0.06 | 0.095 |  |  |  |  | TRUE | [5 empty] | #FFFFFFFF |  |  | FALSE | FALSE | FALSE | [14 empty] | FALSE
NFPA 170 SMOKE DETECTOR |  |  | North | Kidde |  | Smoke Detector |  |  |  | Module | TRUE | KI-PCD w/KI-ABLT BASE | ++ | Photoelectric smoke and carbon monoxide life safety detector, | 1 | 5.1e-05 | 6.8e-05 |  |  |  |  | FALSE | TRUE |  |  |  |  | #FFFF0000 | FA-NFPA 170 SMOKE DETECTOR | 1 | FALSE | FALSE | FALSE | 1408 | [13 empty] | FALSE
NFPA 170 FIRE ALARM CONTROL UNIT | RISER FACP |  | North | Kidde |  | Fire Alarm Control Unit |  |  |  | Assembly | TRUE | VM-1R |  | FACP complete system with user interface, CPU, one addressable loop, four Class B NACs, Universal 11... | 1 | [6 empty] | FALSE | [5 empty] | #FFFF0000 | FA-NFPA 170 FIRE ALARM CONTROL UNIT | 1 | FALSE | FALSE | FALSE | 202 | [8 empty] | 7,12,18 |  |  |  |  | TRUE
NFPA 170 GAS DETECTOR |  |  | North | Kidde |  | Gas Detection |  |  |  | Module | TRUE | KIR-COD w/KI-ABLT BASE | ++ | Intelligent Carbon Monoxide Detector | 1 | 5.1e-05 | 6.8e-05 |  |  |  |  | FALSE | TRUE |  |  |  |  | #FFFF0000 | FA-NFPA 170 GAS DETECTOR | 1 | FALSE | FALSE | FALSE | 1408 | [13 empty] | FALSE
|  |  | North | Kidde |  | Cards & Components |  |  |  | Card | TRUE | ANSZC2B |  | Zone Adapter, use with ANSZS4B, 4 ckts to 8 ckts, split ckt apps, snap track | 1 | [6 empty] | TRUE | [5 empty] | #FFFFFFFF |  |  | FALSE | FALSE | FALSE | [14 empty] | FALSE
NFPA 170 SMOKE DETECTOR |  |  | North | Kidde |  | Smoke Detector |  |  |  | Module | TRUE | KIR-OSD w/KI-ABLT BASE | ++ | Intelligent Optical Rotary Addressed Smoke Detector with Audible Base | 1 | 4.3e-05 | 7e-05 |  |  |  |  | FALSE | [5 empty] | #FFFF0000 | FA-NFPA 170 SMOKE DETECTOR | 1 | FALSE | FALSE | FALSE | 1403 | [13 empty] | FALSE
NFPA 170 SMOKE DETECTOR |  |  | North | Kidde |  | Smoke Detector |  |  |  | Module | TRUE | GSA-PS |  | Signature photoelectric smoke detector | 1 | 0.00045 | 0.00045 |  |  |  |  | FALSE | TRUE |  |  |  |  | #FFFF0000 | FA-NFPA 170 SMOKE DETECTOR | 1 | FALSE | FALSE | FALSE | 1408 | [13 empty] | FALSE
NFPA 170 SMOKE DETECTOR |  |  | North | Kidde |  | Smoke Detector |  |  |  | Module | TRUE | KI-PCD w/KI-IB BASE | ++ | Photoelectric smoke and carbon monoxide life safety detector, | 1 | 5.1e-05 | 6.8e-05 |  |  |  |  | FALSE | TRUE |  |  |  |  | #FFFF0000 | FA-NFPA 170 SMOKE DETECTOR | 1 | FALSE | FALSE | FALSE | 1408 | [13 empty] | FALSE
|  |  | North | Kidde |  | Cards & Components |  |  |  | Card | TRUE | ANS100MDR |  | OBSOLETE - 100W Audio Notification Panel, Red | 1 | [6 empty] | TRUE | [5 empty] | #FFFFFFFF |  |  | FALSE | FALSE | FALSE | [14 empty] | FALSE
NFPA 170 STROBE WALL |  |  | North | Kidde |  | Strobe |  |  |  | Module | TRUE | CS405-7A | + | Strobe, 15/75, Outdoor, Red | 1 | 0 | 0.255 |  |  |  |  | FALSE | [5 empty] | #FF0070C0 | FA-NFPA 170 STROBE WALL | 1 | FALSE | FALSE | FALSE | 2023 | [13 empty] | FALSE |  |  | WP
|  |  | North | Kidde |  | Cards & Components |  |  |  | Card | TRUE | FX-64RD Mainboard |  | Mainboard for FX-64RD assembly | 1 | 0.251 | 0.37 |  |  |  |  | TRUE | [5 empty] | #FFFFFFFF |  |  | FALSE | FALSE | FALSE | [14 empty] | FALSE
NFPA 170 SPEAKER STROBE |  |  | North | Kidde |  | Speaker/Strobe |  |  |  | Module | TRUE | INT-3A-RS25W |  | 30cdW, 15cdC Strobe, Re-Ent Speaker, 25V 2, 4, 8, 15w | 1 | [6 empty] | FALSE | [5 empty] | #FF0070C0 | FA-NFPA 170 SPEAKER STROBE | 1 | FALSE | FALSE | FALSE | 2019 | [13 empty] | FALSE
NFPA 170 HORN STROBE |  |  | North | Kidde |  | Horn/Strobe |  |  |  | Module | TRUE | EG1AVWF |  | Horn/Strobe, Wall, White, FIRE | 1 | [12 empty] | #FF0070C0 | FA-NFPA 170 HORN STROBE | 1 | FALSE | FALSE | FALSE | 2012
NFPA 170 FIRE SUPPRESSION CONTROL UNIT | NFPA 170 FIRE SUPPRESSION CONTROL UNIT |  | North | Kidde |  | Fire Suppression Control Panel |  |  |  | Assembly | TRUE | 76-800100-001 | ++ | ARIES NETLink Control Unit-3T | 1 | [6 empty] | FALSE |  |  |  | 31-1/2 x 14-3/8 x 5-3/8 (in.) 800 x 365 137 (mm) |  | #FFFF0000 | FA-NFPA 170 FIRE SUPPRESSION CONTROL UNIT | 1 | FALSE | FALSE | FALSE | 205 | [8 empty] | 7,12,18,26,55,100,165 |  |  | 5.4 |  | TRUE
NFPA 170 STROBE CEILING |  |  | North | Kidde |  | Strobe |  |  |  | Module | TRUE | EGCVHWF |  | Strobe, running man, white, FIRE, high cd | 1 | [6 empty] | FALSE | TRUE |  |  |  |  | #FF0070C0 | FA-NFPA 170 STROBE CEILING | 1 | FALSE | FALSE | FALSE | 2022 | [13 empty] | FALSE |  |  | C
NFPA 170 HORN STROBE CEILING |  |  | North | Kidde |  | Horn/Strobe |  |  |  | Module | TRUE | WG4WF-HVMHC (C) |  | Outdoor horn-strobe, white, FIRE marking, high candela, clear lens | 1 | 0 | 0.24 |  |  |  |  | FALSE | TRUE |  |  |  |  | #FF0070C0 | FA-NFPA 170 HORN STROBE CEILING | 1 | FALSE | FALSE | FALSE | 2013 | [13 empty] | FALSE |  |  | C, WP
NFPA 170 HORN STROBE |  |  | North | Kidde |  | Horn/Strobe |  |  |  | Module | TRUE | WG4RF-HVMC |  | Outdoor rated horn-strobe, red with FIRE marking, clear lens | 1 | 0 | 0.297 |  |  |  |  | FALSE | [5 empty] | #FF0070C0 | FA-NFPA 170 HORN STROBE | 1 | FALSE | FALSE | FALSE | 2012 | [13 empty] | FALSE |  |  | WP
NFPA 170 SPEAKER STROBE |  |  | North | Kidde |  | Speaker/Strobe |  |  |  | Module | TRUE | INT-7A-RS25W |  | 15/75cd Strobe, Re-Ent Speaker, 25V 2, 4, 8, 15w | 1 | [6 empty] | FALSE | [5 empty] | #FF0070C0 | FA-NFPA 170 SPEAKER STROBE | 1 | FALSE | FALSE | FALSE | 2019 | [13 empty] | FALSE
NFPA 170 ADDRESSABLE INPUT MONITOR MODULE |  |  | North | Kidde |  | Addressable Module |  |  |  | Module | TRUE | FX-IDC1A | ++ | Analog Class A Single Input Module | 1 | 0.0004 | 0.0005 |  |  |  |  | FALSE | [5 empty] | #FFFF0000 | FA-NFPA 170 ADDRESSABLE INPUT MONITOR MODULE | 1 | FALSE | FALSE | FALSE | 1000 | [13 empty] | FALSE
NFPA 170 STROBE WALL |  |  | North | Kidde |  | Strobe |  |  |  | Module | TRUE | EG1VWF |  | Strobe, Wall, White, FIRE | 1 | [12 empty] | #FF0070C0 | FA-NFPA 170 STROBE WALL | 1 | FALSE | FALSE | FALSE | 2023
NFPA 170 SMOKE DETECTOR |  |  | North | Kidde |  | Smoke Detector |  |  |  | Module | TRUE | KIR-OSD w/KI-RB BASE | ++ | Intelligent Optical Rotary Addressed Smoke Detector with Relay Base | 1 | 4.3e-05 | 7e-05 |  |  |  |  | FALSE | TRUE |  |  |  |  | #FFFF0000 | FA-NFPA 170 SMOKE DETECTOR | 1 | FALSE | FALSE | FALSE | 1408 | [13 empty] | FALSE
NFPA 170 HEAT DETECTOR |  |  | North | Kidde |  | Heat Detector |  |  |  | Module | TRUE | FX-HD wB4U BASE | ++ | Intelligent Addressable Fixed Temperature or Rate-of-rise Heat Detector | 1 | 4.5e-05 | 4.5e-05 |  |  |  |  | FALSE | [5 empty] | #FFFF0000 | FA-NFPA 170 HEAT DETECTOR | 1 | FALSE | FALSE | FALSE | 1403 | [13 empty] | FALSE
NFPA 170 SPEAKER WALL |  |  | North | Kidde |  | Speaker |  |  |  | Module | TRUE | WGSRA | ++ | Outdoor rated speaker, wall, red, alert | 1 | [6 empty] | FALSE | FALSE |  |  |  |  | #FF0070C0 | FA-NFPA 170 SPEAKER WALL | 1 | FALSE | FALSE | FALSE | 2021 | [13 empty] | FALSE |  |  | WP
NFPA 170 SPEAKER STROBE CEILING |  |  | North | Kidde |  | Speaker/Strobe |  |  |  | Module | TRUE | EGCSVHRF-SP |  | Speaker/Strobe, Ceiling, Red, FUEGO, High CD | 1 | [6 empty] | FALSE | TRUE |  |  |  |  | #FF0070C0 | FA-NFPA 170 SPEAKER STROBE CEILING | 1 | FALSE | FALSE | FALSE | 2020 | [13 empty] | FALSE |  |  | C
NFPA 170 HEAT DETECTOR |  |  | North | Kidde |  | Heat Detector |  |  |  | Module | TRUE | KIR-HD w/KI-IB BASE | ++ | Intelligent fixed temperature/Rate-of-rise heat detector | 1 | 5.1e-05 | 6.8e-05 |  |  |  |  | FALSE | TRUE |  |  |  |  | #FFFF0000 | FA-NFPA 170 HEAT DETECTOR | 1 | FALSE | FALSE | FALSE | 1408 | [13 empty] | FALSE
|  |  | North | Kidde |  | Cards & Components |  |  |  | Card | TRUE | VS4-G-2-PG Mainboard |  | audio power and 2 amps of supervised 24 VDC synchronized strobe power and 8 standard messages. | 1 | 0.227 | 0.392 |  |  |  |  | TRUE | [5 empty] | #FFFFFFFF |  |  | FALSE | FALSE | FALSE | [14 empty] | FALSE
|  |  | North | Kidde |  | Cards & Components |  |  |  | Card | TRUE | VS4-G-2-SP Mainboard |  | Mainboard for VS4-G-2-SP assembly | 1 | 0.227 | 0.392 |  |  |  |  | TRUE | [5 empty] | #FFFFFFFF |  |  | FALSE | FALSE | FALSE | [14 empty] | FALSE
NFPA 170 SMOKE CO DETECTOR |  |  | North | Kidde |  | Smoke/CO Detector |  |  |  | Module | TRUE | KIR-OSCD w/KI-ABDT BASE | ++ | Multisensor Smoke and CO Detector | 1 | 4.3e-05 | 7e-05 |  |  |  |  | FALSE | TRUE |  |  |  |  | #FFFF0000 | FA-NFPA 170 SMOKE CO DETECTOR | 1 | FALSE | FALSE | FALSE | 1408 | [13 empty] | FALSE
NFPA 170 HORN |  |  | North | Kidde |  | Horn |  |  |  | Module | TRUE | WGARA | ++ | Outdoor rated horn, red, alert | 1 | [6 empty] | FALSE | [5 empty] | #FF0070C0 | FA-NFPA 170 HORN | 1 | FALSE | FALSE | FALSE | 2010 | [13 empty] | FALSE |  |  | WP
DETECTOR_MULTI |  |  | North | Kidde |  | Multi Criteria Detector |  |  |  | Module | TRUE | GSA-PHS |  | Signature combination photo/heat detector | 1 | 0.00045 | 0.00045 |  |  |  |  | FALSE | [5 empty] | #FFFF0000 | FA-DETECTOR_MULTI | 1 | FALSE | FALSE | FALSE | [14 empty] | FALSE
NFPA 170 SMOKE DETECTOR |  |  | North | Kidde |  | Smoke Detector |  |  |  | Module | TRUE | KIR-PD w/KI-SB BASE | ++ | Intelligent Optical Smoke Detector | 1 | 5.1e-05 | 6.8e-05 |  |  |  |  | FALSE | TRUE |  |  |  |  | #FFFF0000 | FA-NFPA 170 SMOKE DETECTOR | 1 | FALSE | FALSE | FALSE | 1408 | [13 empty] | FALSE
NFPA 170 HORN STROBE |  |  | North | Kidde |  | Horn/Strobe |  |  |  | Module | TRUE | EG4AVRF-FR |  | Wall horn-strobe, red, FEU | 1 | [6 empty] | FALSE |  | GRSW-10 |  |  |  | #FF0070C0 | FA-NFPA 170 HORN STROBE | 1 | FALSE | FALSE | FALSE | 2012 | [13 empty] | FALSE
NFPA 170 MANUAL PULL |  |  | North | Kidde |  | Manual Station |  |  |  | Module | TRUE | FX-278 | ++ | Double Action Fire Pull Station, Kidde Addressable | 1 | 0.00035 | 0.0005 |  |  |  |  | FALSE | [5 empty] | #FFFF0000 | FA-NFPA 170 MANUAL PULL | 1 | FALSE | FALSE | FALSE | 957 | [13 empty] | FALSE |  |  | 278
NFPA 170 KNOX BOX |  |  | East | Kidde |  | Miscellaneous |  |  |  | Module | TRUE | 2HSR |  | SupraSafe 2HSR Key Lock Box | 1 | [6 empty] | FALSE | FALSE |  |  | 5"H x 4" W x 3 1/4" D with 7" x 7" flange |  | #FFFF0000 | FA-NFPA 170 KNOX BOX | 1 | FALSE | FALSE | FALSE | [14 empty] | FALSE
NFPA 170 HORN STROBE |  |  | North | Kidde |  | Horn/Strobe |  |  |  | Module | TRUE | GL1WF-HDVMC |  | Temporal Horn-Strobe, FIRE, white, 15, 30, 75, 110 cd | 1 | [6 empty] | FALSE | [5 empty] | #FF0070C0 | FA-NFPA 170 HORN STROBE | 1 | FALSE | FALSE | FALSE | 2012 | [13 empty] | FALSE
NFPA 170 HORN STROBE |  |  | North | Kidde |  | Horn/Strobe |  |  |  | Module | TRUE | EG1AVRN |  | Horn/Strobe, Wall, Red, None | 1 | [12 empty] | #FF0070C0 | FA-NFPA 170 HORN STROBE | 1 | FALSE | FALSE | FALSE | 2012
NFPA 170 FIRE SUPPRESSION CONTROL UNIT | NFPA 170 FIRE SUPPRESSION CONTROL UNIT |  | North | Kidde |  | Fire Suppression Control Panel |  |  |  | Assembly | TRUE | 76-600000-001 | ++ | Main Board | 1 | [6 empty] | FALSE |  |  |  | Enclosure with Door: 14-13/32 in. W x 19-5/32 in. H x 5-1/16” D | 76-600000-007 | #FFFF0000 | FA-NFPA 170 FIRE SUPPRESSION CONTROL UNIT | 1 | FALSE | FALSE | FALSE | 205 | [8 empty] | 7,12,18,26,55,68 |  |  |  |  | TRUE
NFPA 170 HORN STROBE |  |  | North | Kidde |  | Horn/Strobe |  |  |  | Module | TRUE | WGAVWN | ++ | Outdoor rated horn-strobe, white, none | 1 | [6 empty] | FALSE | [5 empty] | #FF0070C0 | FA-NFPA 170 HORN STROBE | 1 | FALSE | FALSE | FALSE | 2012 | [13 empty] | FALSE |  |  | WP
NFPA 170 MANUAL PULL |  |  | North | Kidde |  | Manual Station |  |  |  | Module | TRUE | K-270-DPO | ++ | Pull Station, double pole, cast metal, terminals | 1 | [6 empty] | FALSE | [5 empty] | #FFFF0000 | FA-NFPA 170 MANUAL PULL | 1 | FALSE | FALSE | FALSE | 957 | [13 empty] | FALSE
NFPA 170 HEAT DETECTOR |  |  | North | Kidde |  | Heat Detector |  |  |  | Module | TRUE | DS-HFS |  | Heat detector, combination 135F fixed with 15F/min ROR, | 1 | 0.00015 | 0.00022 |  |  |  |  | FALSE | TRUE |  |  |  |  | #FFFF0000 | FA-NFPA 170 HEAT DETECTOR | 1 | FALSE | FALSE | FALSE | 1403 | [13 empty] | FALSE |  |  | 135 FT
NFPA 170 GAS DETECTOR |  |  | North | Kidde |  | Gas Detection |  |  |  | Module | TRUE | KIR-COD w/KI-SB BASE | ++ | Intelligent Carbon Monoxide Detector | 1 | 5.1e-05 | 6.8e-05 |  |  |  |  | FALSE | TRUE |  |  |  |  | #FFFF0000 | FA-NFPA 170 GAS DETECTOR | 1 | FALSE | FALSE | FALSE | 1408 | [13 empty] | FALSE
NFPA 170 FIRE ALARM CONTROL UNIT | RISER FACP |  | North | Kidde |  | Fire Alarm Control Unit |  |  |  | Assembly | TRUE | VS1-GD |  | FACP, 1 Loop, 64pt, 2 Cl B NACs, gray, w/dialer, 120v | 1 | [6 empty] | FALSE | [5 empty] | #FFFF0000 | FA-NFPA 170 FIRE ALARM CONTROL UNIT | 1 | FALSE | FALSE | FALSE | 202 | [8 empty] | 7,12,18 |  |  |  |  | TRUE
NFPA 170 HORN STROBE |  |  | North | Kidde |  | Horn/Strobe |  |  |  | Module | TRUE | WGAVRN | ++ | Outdoor rated horn-strobe, red, none | 1 | [6 empty] | FALSE | [5 empty] | #FF0070C0 | FA-NFPA 170 HORN STROBE | 1 | FALSE | FALSE | FALSE | 2012 | [13 empty] | FALSE |  |  | WP
NFPA 170 HORN STROBE |  |  | North | Kidde |  | Horn/Strobe |  |  |  | Module | TRUE | WG4RN-HVMC |  | Outdoor rated horn-strobe, red without marking, clear lens | 1 | 0 | 0.297 |  |  |  |  | FALSE | [5 empty] | #FF0070C0 | FA-NFPA 170 HORN STROBE | 1 | FALSE | FALSE | FALSE | 2012 | [13 empty] | FALSE |  |  | WP
NFPA 170 SMOKE HEAT DETECTOR |  |  | North | Kidde |  | Smoke/Heat Detector |  |  |  | Module | TRUE | KIR-OSHD w/KI-ABST BASE | ++ | Intelligent Multisensor Smoke and Heat Detector | 1 | 4.3e-05 | 7e-05 |  |  |  |  | FALSE | TRUE |  |  |  |  | #FFFF0000 | FA-NFPA 170 SMOKE HEAT DETECTOR | 1 | FALSE | FALSE | FALSE | 1408 | [13 empty] | FALSE
NFPA 170 STROBE WALL |  |  | North | Kidde |  | Strobe |  |  |  | Module | TRUE | WGVWF | ++ | Outdoor rated strobe, white, fire | 1 | [6 empty] | FALSE | [5 empty] | #FF0070C0 | FA-NFPA 170 STROBE WALL | 1 | FALSE | FALSE | FALSE | 2023 | [13 empty] | FALSE |  |  | WP
NFPA 170 SPEAKER WALL |  |  | North | Kidde |  | Speaker |  |  |  | Module | TRUE | EG4SWF |  | Speaker, Wall, White, FIRE | 1 | [6 empty] | FALSE | FALSE | GRSW-10 | G4WSB |  |  | #FF0070C0 | FA-NFPA 170 SPEAKER WALL | 1 | FALSE | FALSE | FALSE | 2021 | [13 empty] | FALSE |  |  | C
NFPA 170 STROBE CEILING |  |  | North | Kidde |  | Strobe |  |  |  | Module | TRUE | EGCVWN |  | Strobe, running man, white, none | 1 | [6 empty] | FALSE | TRUE |  |  |  |  | #FF0070C0 | FA-NFPA 170 STROBE CEILING | 1 | FALSE | FALSE | FALSE | 2022 | [13 empty] | FALSE |  |  | C
NFPA 170 SPEAKER STROBE CEILING |  |  | North | Kidde |  | Speaker/Strobe |  |  |  | Module | TRUE | EGCF-S2VMH |  | 25V Speaker/Strobe, white, FIRE, 95, 115, 150, 177 cd, clear | 1 | 0 | 0.342 |  |  |  |  | FALSE | TRUE |  |  |  |  | #FF0070C0 | FA-NFPA 170 SPEAKER STROBE CEILING | 1 | FALSE | FALSE | FALSE | 2020 | [13 empty] | FALSE |  |  | C
NFPA 170 HORN STROBE |  |  | North | Kidde |  | Horn/Strobe |  |  |  | Module | TRUE | WGAVWF | ++ | Outdoor rated horn-strobe, white, fire | 1 | [6 empty] | FALSE | [5 empty] | #FF0070C0 | FA-NFPA 170 HORN STROBE | 1 | FALSE | FALSE | FALSE | 2012 | [13 empty] | FALSE |  |  | WP
|  |  | North | Kidde |  | Cards & Components |  |  |  | Card | TRUE | VS4-G Mainboard |  | Mainboard for VS4-G assembly | 1 | 0.227 | 0.392 |  |  |  |  | TRUE | [5 empty] | #FFFFFFFF |  |  | FALSE | FALSE | FALSE | [14 empty] | FALSE
NFPA 170 FIRE ALARM CONTROL UNIT | RISER FACP |  | North | Kidde |  | Fire Alarm Control Unit |  |  |  | Assembly | TRUE | VS1-RD |  | FACP, 1 Loop, 64pt, 2 Cl B NACs, dialer, red, 120v | 1 | [6 empty] | FALSE | [5 empty] | #FFFF0000 | FA-NFPA 170 FIRE ALARM CONTROL UNIT | 1 | FALSE | FALSE | FALSE | 202 | [8 empty] | 7,12,18 |  |  |  |  | TRUE
NFPA 170 HORN STROBE CEILING |  |  | North | Kidde |  | Horn/Strobe |  |  |  | Module | TRUE | WG4RN-HVMC (C) |  | Outdoor rated horn-strobe, red without marking, clear lens | 1 | 0 | 0.393 |  |  |  |  | FALSE | TRUE |  |  |  |  | #FF0070C0 | FA-NFPA 170 HORN STROBE CEILING | 1 | FALSE | FALSE | FALSE | 2013 | [13 empty] | FALSE |  |  | C, WP
NFPA 170 SPEAKER STROBE CEILING |  |  | North | Kidde |  | Speaker/Strobe |  |  |  | Module | TRUE | GCHFWA-S7VMC |  | 70V Ceiling Speaker/Strobe, White,15, 30, 75, 95 cd,,ALERT | 1 | 0 | 0.168 |  |  |  |  | FALSE | TRUE |  |  |  |  | #FF0070C0 | FA-NFPA 170 SPEAKER STROBE CEILING | 1 | FALSE | FALSE | FALSE | 2020 | [13 empty] | FALSE |  |  | C
NFPA 170 ADDRESSABLE OUTPUT MODULE |  |  | North | Kidde |  | Addressable Control/Relay |  |  |  | Module | TRUE | FX-NAC | ++ | Analog NAC Module | 1 | 0.00035 | 0.0002 |  |  |  |  | FALSE | [5 empty] | #FFFF0000 | FA-NFPA 170 ADDRESSABLE OUTPUT MODULE | 1 | FALSE | FALSE | FALSE | 1000 | [13 empty] | FALSE
|  |  | North | Kidde | [5 empty] | Module | TRUE | GSA-IB |  | Signature mounting base with fault isolator | 1 | [6 empty] | FALSE | [5 empty] | #FFFFFFFF |  |  | FALSE | FALSE | FALSE | [14 empty] | FALSE
|  |  | North | Kidde |  | Cards & Components |  |  |  | Card | TRUE | APS10A Mainboard |  | Mainboard for APS10A assembly | 1 | 0.07 | 0.27 |  |  |  |  | TRUE | [5 empty] | #FFFFFFFF |  |  | FALSE | FALSE | FALSE | [14 empty] | FALSE
NFPA 170 SPEAKER STROBE |  |  | North | Kidde |  | Speaker/Strobe |  |  |  | Module | TRUE | G4HFWF-S7VMC |  | 70V Speaker/Strobe, White, FIRE 15, 30, 75, 110 cd, Clear | 1 | 0 | 0.078 |  |  |  |  | FALSE | [5 empty] | #FF0070C0 | FA-NFPA 170 SPEAKER STROBE | 1 | FALSE | FALSE | FALSE | 2019 | [13 empty] | FALSE
NFPA 170 HORN STROBE |  |  | North | Kidde |  | Horn/Strobe |  |  |  | Module | TRUE | WG4WF-HVMHC |  | Outdoor horn-strobe, white, FIRE marking, high candela, clear lens | 1 | 0 | 0.502 |  |  |  |  | FALSE | [5 empty] | #FF0070C0 | FA-NFPA 170 HORN STROBE | 1 | FALSE | FALSE | FALSE | 2012 | [13 empty] | FALSE |  |  | WP
NFPA 170 ADDRESSABLE INPUT MONITOR MODULE |  |  | North | Kidde |  | Addressable Module |  |  |  | Module | TRUE | FX-IDC2B | ++ | Analog Dual Input Module | 2 | 0.00055 | 0.000725 |  |  |  |  | FALSE | [5 empty] | #FFFF0000 | FA-NFPA 170 ADDRESSABLE INPUT MONITOR MODULE | 1 | FALSE | FALSE | FALSE | 1000 | [13 empty] | FALSE
|  |  | North | Kidde |  | Hardware |  |  |  | Hardware | TRUE | KC3000-016 |  | Additional Detector Pack (set of transmitter and receiver heads | 1 | [6 empty] | FALSE | [5 empty] | #FFFFFFFF |  |  | FALSE | FALSE | FALSE | [14 empty] | FALSE
|  |  | North | Kidde |  | Cards & Components |  |  |  | Card | TRUE | ANS100AM |  | 100W expander module /w microphone | 1 | [6 empty] | TRUE | [5 empty] | #FFFFFFFF |  |  | FALSE | FALSE | FALSE | [14 empty] | FALSE
NFPA 170 STROBE CEILING |  |  | North | Kidde |  | Strobe |  |  |  | Module | TRUE | EGCVWF |  | Strobe, running man, white, fire | 1 | [6 empty] | FALSE | TRUE |  |  |  |  | #FF0070C0 | FA-NFPA 170 STROBE CEILING | 1 | FALSE | FALSE | FALSE | 2022 | [13 empty] | FALSE |  |  | C
NFPA 170 SMOKE HEAT DETECTOR |  |  | North | Kidde |  | Smoke/Heat Detector |  |  |  | Module | TRUE | FX-PHD w/RB4U BASE | ++ | Intelligent Addressable Optical/Fixed Temperature Heat Detector | 1 | 4.5e-05 | 4.5e-05 |  |  |  |  | FALSE | TRUE |  |  |  |  | #FFFF0000 | FA-NFPA 170 SMOKE HEAT DETECTOR | 1 | FALSE | FALSE | FALSE | 1408 | [13 empty] | FALSE
NFPA 170 HORN STROBE |  |  | North | Kidde |  | Horn/Strobe |  |  |  | Module | TRUE | EG1F-HDV1575 |  | Horn-Strobe, running man, white, "FIRE", 15/75 cd, | 1 | 0 | 0.119 |  |  |  |  | FALSE | [5 empty] | #FF0070C0 | FA-NFPA 170 HORN STROBE | 1 | FALSE | FALSE | FALSE | 2012 | [13 empty] | FALSE
NFPA 170 ISOLATION MODULE |  |  | North | Kidde |  | Isolator Module |  |  |  | Module | TRUE | 74-200012-004 | ++ | Loop Isolator - Detector Base mounted | 1 | [6 empty] | FALSE | [5 empty] | #FFFF0000 | FA-NFPA 170 ISOLATION MODULE | 1 | FALSE | FALSE | FALSE | 1200 | [13 empty] | FALSE
NFPA 170 SMOKE HEAT DETECTOR |  |  | North | Kidde |  | Smoke/Heat Detector |  |  |  | Module | TRUE | FX-PHD w/IB4U BASE | ++ | Intelligent Addressable Optical/Fixed Temperature Heat Detector | 1 | 4.5e-05 | 4.5e-05 |  |  |  |  | FALSE | TRUE |  |  |  |  | #FFFF0000 | FA-NFPA 170 SMOKE HEAT DETECTOR | 1 | FALSE | FALSE | FALSE | 1408 | [13 empty] | FALSE
|  |  | North | Kidde |  | Cards & Components |  |  |  | Card | TRUE | SA-DACT | ++ | Dual Line Dialer | 1 | 0.041 | 0.1 |  |  |  |  | TRUE | [5 empty] | #FFFFFFFF |  |  | FALSE | FALSE | FALSE | [14 empty] | FALSE
NFPA 170 SMOKE HEAT DETECTOR |  |  | North | Kidde |  | Smoke/Heat Detector |  |  |  | Module | TRUE | FX-PHD w/SB4U-LF BASE | ++ | Intelligent Addressable Optical/Fixed Temperature Heat Detector | 1 | 4.5e-05 | 4.5e-05 |  |  |  |  | FALSE | TRUE |  |  |  |  | #FFFF0000 | FA-NFPA 170 SMOKE HEAT DETECTOR | 1 | FALSE | FALSE | FALSE | 1408 | [13 empty] | FALSE |  |  | LF
NFPA 170 HORN STROBE CEILING |  |  | North | Kidde |  | Horn/Strobe |  |  |  | Module | TRUE | EGCF-HDVMH |  | Temporal Horn-Strobe, running man, white, FIRE, 95, 115, 150, 177 cd | 1 | 0 | 0.341 |  |  |  |  | FALSE | TRUE |  |  |  |  | #FF0070C0 | FA-NFPA 170 HORN STROBE CEILING | 1 | FALSE | FALSE | FALSE | 2013 | [13 empty] | FALSE |  |  | C
NFPA 170 INTEGRAL VALVE SUPERVISORY SWITCH |  |  | East | Kidde |  | Supervisory Switch |  |  |  | Module | TRUE | 70985025 (70985080) | ++ | 2” Lock-Out Valve, Carbon Steel (with Limit Switch) | 1 | [6 empty] | FALSE | FALSE | PROVIDED BY SPRINKLER CONTRACTOR |  | PROVIDED BY OTHERS |  | #FFFF0000 | FA-NFPA 170 INTEGRAL VALVE SUPERVISORY SWITCH | 1 | FALSE | FALSE | FALSE | 916 | [13 empty] | FALSE
|  |  | North | Kidde |  | Cards & Components |  |  |  | Card | TRUE | EAEC |  | Emergency Audio Evacuation Controller, board only. For replacing controller in VM-PMI. | 1 | 0.023 | 0.029 |  |  |  |  | TRUE | [5 empty] | #FFFFFFFF |  |  | FALSE | FALSE | FALSE | [14 empty] | FALSE
NFPA 170 SMOKE DETECTOR |  |  | North | Kidde |  | Smoke Detector |  |  |  | Module | TRUE | KI-OSD w/KI-SB BASE | ++ | Intelligent Optical Smoke Detector | 1 | 3.2e-05 | 4.5e-05 |  |  |  |  | FALSE | TRUE |  |  |  |  | #FFFF0000 | FA-NFPA 170 SMOKE DETECTOR | 1 | FALSE | FALSE | FALSE | 1408 | [13 empty] | FALSE
NFPA 170 GAS DETECTOR |  |  | North | Kidde |  | Gas Detection |  |  |  | Module | TRUE | KN-COPP-3 | 900-0076+ | AC Powered, Digital Display, Plug-In Carbon Monoxide Alarm | 1 | 0.02 | 0.04 |  |  |  |  | FALSE | [5 empty] | #FFFF0000 | FA-NFPA 170 GAS DETECTOR | 1 | FALSE | FALSE | FALSE | 1402 | [13 empty] | FALSE |  |  | CO
NFPA 170 ADDRESSABLE INPUT MONITOR MODULE |  |  | North | Kidde |  | Addressable Module |  |  |  | Module | TRUE | 70-407008-001 |  | Addressable Contact Input Device N.O. | 1 | 0.00045 | 0.00045 |  |  |  |  | FALSE | [5 empty] | #FFFF0000 | FA-NFPA 170 ADDRESSABLE INPUT MONITOR MODULE | 1 | FALSE | FALSE | FALSE | 1000 | [13 empty] | FALSE
|  |  | North | Kidde |  | Cards & Components |  |  |  | Card | TRUE | ANSZS4B |  | 4 Cl 'B' circuits (max. 25W ea) /w zone switches & All Call switch | 1 | [6 empty] | TRUE | [5 empty] | #FFFFFFFF |  |  | FALSE | FALSE | FALSE | [14 empty] | FALSE
NFPA 170 ADDRESSABLE OUTPUT MODULE |  |  | North | Kidde |  | Addressable Control/Relay |  |  |  | Module | TRUE | GSA-CRH | ++ | High Power Control Relay Module | 1 | 7.5e-05 | 7.5e-05 |  |  | 19.95 | 15.2 | FALSE |  |  | North American double-gang × 2-1/8 in. (54 mm) deep box North American standard 4 in. square × 2-1/8 in. (54 mm) deep box |  |  | #FFFF0000 | FA-NFPA 170 ADDRESSABLE OUTPUT MODULE | 1 | FALSE | FALSE | FALSE | 1100 | CAN/ULC-S527, UL 864 | [12 empty] | FALSE
NFPA 170 SMOKE CO DETECTOR |  |  | North | Kidde |  | Smoke/CO Detector |  |  |  | Module | TRUE | KIR-PCD w/KI-SB BASE | ++ | Multisensor Smoke and CO Detector | 1 | 3.2e-05 | 3.2e-05 |  |  |  |  | FALSE | TRUE |  |  |  |  | #FFFF0000 | FA-NFPA 170 SMOKE CO DETECTOR | 1 | FALSE | FALSE | FALSE | 1408 | [13 empty] | FALSE
NFPA 170 SPEAKER STROBE CEILING |  |  | North | Kidde |  | Speaker/Strobe |  |  |  | Module | TRUE | EGCSVHWA |  | Speaker/Strobe, Ceiling, White, ALERT, High CD | 1 | [6 empty] | FALSE | TRUE |  |  |  |  | #FF0070C0 | FA-NFPA 170 SPEAKER STROBE CEILING | 1 | FALSE | FALSE | FALSE | 2020 | [13 empty] | FALSE |  |  | C
NFPA 170 GAS DETECTOR |  |  | North | Kidde |  | Gas Detection |  |  |  | Module | TRUE | KI-COD w/KI-RB BASE | ++ | Intelligent Carbon Monoxide Detector | 1 | 3.2e-05 | 3.2e-05 |  |  |  |  | FALSE | TRUE |  |  |  |  | #FFFF0000 | FA-NFPA 170 GAS DETECTOR | 1 | FALSE | FALSE | FALSE | 1408 | [13 empty] | FALSE
NFPA 170 FIRE ALARM CONTROL UNIT | RISER FACP |  | North | Kidde |  | Fire Alarm Control Unit |  |  |  | Assembly | TRUE | VS4-RD |  | FACP, 1-4 Loop, 1000pt max, 4 Cl B NACs, red, w/dialer, 120v | 1 | [6 empty] | FALSE | [5 empty] | #FFFF0000 | FA-NFPA 170 FIRE ALARM CONTROL UNIT | 1 | FALSE | FALSE | FALSE | 202 | [8 empty] | 7,12,18 |  |  |  |  | TRUE
|  |  | North | Kidde |  | Cards & Components |  |  |  | Card | TRUE | ANS100AMD |  | 100W audio notification module, /w microphone & DMR | 1 | 0.6 | 2.6 |  |  |  |  | TRUE | [5 empty] | #FFFFFFFF |  |  | FALSE | FALSE | FALSE | [14 empty] | FALSE
NFPA 170 AMPLIFIER RACK | RISER AMP |  | North | Kidde |  | Amplifier |  |  |  | Assembly | TRUE | ANS50XR |  | 50W Audio Expander Panel, Red | 1 | [6 empty] | FALSE | [5 empty] | #FFFF0000 | FA-NFPA 170 AMPLIFIER RACK | 1 | FALSE | FALSE | FALSE | 300 | [8 empty] | 7,12,18 |  |  |  |  | TRUE
NFPA 170 HEAT CO DETECTOR |  |  | North | Kidde |  | Heat/CO Detector |  |  |  | Module | TRUE | KIR-HCD w/KI-IB BASE | ++ | Multisensor Heat, and CO Detector | 1 | 3.2e-05 | 3.2e-05 |  |  |  |  | FALSE | [5 empty] | #FFFF0000 | FA-NFPA 170 HEAT CO DETECTOR | 1 | FALSE | FALSE | FALSE | 1403 | [13 empty] | FALSE
NFPA 170 SPEAKER CEILING |  |  | North | Kidde |  | Speaker |  |  |  | Module | TRUE | EGCSWA |  | Speaker, Ceiling, White, Alert | 1 | [6 empty] | FALSE | TRUE |  |  |  |  | #FF0070C0 | FA-NFPA 170 SPEAKER CEILING | 1 | FALSE | FALSE | FALSE | 2019 | [13 empty] | FALSE |  |  | C
NFPA 170 SMOKE CO DETECTOR |  |  | North | Kidde |  | Smoke/CO Detector |  |  |  | Module | TRUE | KIR-OSCD w/KI-SB BASE | ++ | Multisensor Smoke and CO Detector | 1 | 4.3e-05 | 7e-05 |  |  |  |  | FALSE | TRUE |  |  |  |  | #FFFF0000 | FA-NFPA 170 SMOKE CO DETECTOR | 1 | FALSE | FALSE | FALSE | 1408 | [13 empty] | FALSE
NFPA 170 SMOKE HEAT CO DETECTOR |  |  | North | Kidde |  | Smoke/Heat/CO Detector |  |  |  | Module | TRUE | KI-PHCD w/KI-RB BASE | ++ | Photoelectric, heat detector and carbon monoxide life safety detector | 1 | 3.2e-05 | 3.2e-05 |  |  |  |  | FALSE | TRUE |  |  |  |  | #FFFF0000 | FA-NFPA 170 SMOKE HEAT CO DETECTOR | 1 | FALSE | FALSE | FALSE | 1408 | [13 empty] | FALSE
NFPA 170 STROBE CEILING |  |  | North | Kidde |  | Strobe |  |  |  | Module | TRUE | EGCVHRF |  | Strobe, running man, red, FIRE, high cd | 1 | [6 empty] | FALSE | TRUE |  |  |  |  | #FF0070C0 | FA-NFPA 170 STROBE CEILING | 1 | FALSE | FALSE | FALSE | 2022 | [13 empty] | FALSE |  |  | C
NFPA 170 DUCT SMOKE DETECTOR |  |  | North | Kidde |  | Duct Smoke Detector |  |  |  | Module | TRUE | KI-SDH | ++ | Duct Detector Housing with Standard Base | 1 | 0.00025 | 0.0004 |  |  | 19 |  | FALSE | TRUE |  |  |  |  | #FFFF0000 | FA-NFPA 170 DUCT SMOKE DETECTOR | 1 | FALSE | FALSE | FALSE | 1400 | [13 empty] | FALSE
NFPA 170 SPEAKER STROBE |  |  | North | Kidde |  | Speaker/Strobe |  |  |  | Module | TRUE | G4LFRN-HVM | + | Low Frequency(520hz), Red,15,30,75,110 cd | 1 | 0 | 0.176 |  |  |  |  | FALSE | [5 empty] | #FF0070C0 | FA-NFPA 170 SPEAKER STROBE | 1 | FALSE | FALSE | FALSE | 2019 | [13 empty] | FALSE |  |  | LF
NFPA 170 HORN STROBE |  |  | North | Kidde |  | Horn/Strobe |  |  |  | Module | TRUE | WGAVRF-SP | ++ | Outdoor rated horn-strobe, red, feugo | 1 | [6 empty] | FALSE | [5 empty] | #FF0070C0 | FA-NFPA 170 HORN STROBE | 1 | FALSE | FALSE | FALSE | 2012 | [13 empty] | FALSE |  |  | WP
NFPA 170 SPEAKER STROBE |  |  | North | Kidde |  | Speaker/Strobe |  |  |  | Module | TRUE | EG4SVRF |  | Speaker/Strobe, Wall, Red, FIRE | 1 | [6 empty] | FALSE | FALSE | GRSW-10 | G4RSB |  |  | #FF0070C0 | FA-NFPA 170 SPEAKER STROBE | 1 | FALSE | FALSE | FALSE | 2019 | [13 empty] | FALSE |  |  | C
NFPA 170 GAS DETECTOR |  |  | North | Kidde |  | Gas Detection |  |  |  | Module | TRUE | KI-COD w/KI-SB BASE | ++ | Intelligent Carbon Monoxide Detector | 1 | 3.2e-05 | 3.2e-05 |  |  |  |  | FALSE | TRUE |  |  |  |  | #FFFF0000 | FA-NFPA 170 GAS DETECTOR | 1 | FALSE | FALSE | FALSE | 1408 | [13 empty] | FALSE
NFPA 170 STROBE CEILING |  |  | North | Kidde |  | Strobe |  |  |  | Module | TRUE | EGCFR-VM |  | Strobe, running man, red, FIRE, 15, 30, 75, 95 cd, clear | 1 | 0 | 0.168 |  |  |  |  | FALSE | TRUE |  |  |  |  | #FF0070C0 | FA-NFPA 170 STROBE CEILING | 1 | FALSE | FALSE | FALSE | 2022 | [13 empty] | FALSE |  |  | C
NFPA 170 INTEGRAL VALVE SUPERVISORY SWITCH |  |  | East | Kidde |  | Supervisory Switch |  |  |  | Module | TRUE | 70985018 (10611105) | ++ | 1/4” Lock-Out Valve, Carbon Steel (with Limit Switch) | 1 | [6 empty] | FALSE | FALSE | PROVIDED BY SPRINKLER CONTRACTOR |  | PROVIDED BY OTHERS |  | #FFFF0000 | FA-NFPA 170 INTEGRAL VALVE SUPERVISORY SWITCH | 1 | FALSE | FALSE | FALSE | 916 | [13 empty] | FALSE
NFPA 170 DOOR HOLDER |  |  | North | Kidde |  | Door Holder |  |  |  | Module | TRUE | 1504-AQN5 |  | Flush, Wall Mount, 24Vac/dc or 120Vac | 1 | 0.015 | [5 empty] | FALSE | [5 empty] | #FFFF0000 | FA-NFPA 170 DOOR HOLDER | 1 | FALSE | FALSE | FALSE | 2500 | [13 empty] | FALSE
NFPA 170 SPEAKER WALL |  |  | North | Kidde |  | Speaker |  |  |  | Module | TRUE | G4HFWF-S7 |  | 70V Speaker, White, running man, FIRE | 1 | [6 empty] | FALSE | [5 empty] | #FF0070C0 | FA-NFPA 170 SPEAKER WALL | 1 | FALSE | FALSE | FALSE | 2021 | [13 empty] | FALSE
NFPA 170 HORN |  |  | North | Kidde |  | Horn |  |  |  | Module | TRUE | EG4ARF-FR |  | Wall horn, red, FEU | 1 | [6 empty] | FALSE |  | GRSW-10 |  |  |  | #FF0070C0 | FA-NFPA 170 HORN | 1 | FALSE | FALSE | FALSE | 2010 | [13 empty] | FALSE
NFPA 170 HORN |  |  | North | Kidde |  | Horn |  |  |  | Module | TRUE | EG4ARF-SP |  | Wall horn, red, FUEGO | 1 | [6 empty] | FALSE |  | GRSW-10 |  |  |  | #FF0070C0 | FA-NFPA 170 HORN | 1 | FALSE | FALSE | FALSE | 2010 | [13 empty] | FALSE
NFPA 170 SMOKE DETECTOR |  |  | North | Kidde |  | Smoke Detector |  |  |  | Module | TRUE | KIR-OSD w/KI-IB BASE | ++ | Intelligent Optical Rotary Addressed Smoke Detector with Isolator Base | 1 | 4.3e-05 | 7e-05 |  |  |  |  | FALSE | TRUE |  |  |  |  | #FFFF0000 | FA-NFPA 170 SMOKE DETECTOR | 1 | FALSE | FALSE | FALSE | 1408 | [13 empty] | FALSE
NFPA 170 ADDRESSABLE OUTPUT MODULE |  |  | North | Kidde |  | Addressable Control/Relay |  |  |  | Module | TRUE | 70-200200-003 | ++ | Addressable Signal Module | 1 | 0.0005 | 0.0005 |  |  |  |  | FALSE |  |  | 4-inch, 2-1/8-inch deep (for #18 AWG) or 4-11/16-inch, 2-1/8-inch deep (for #12 AWG) standard, square electrical box |  |  | #FFFF0000 | FA-NFPA 170 ADDRESSABLE OUTPUT MODULE | 1 | FALSE | FALSE | FALSE | 1100 | [13 empty] | FALSE
NFPA 170 HORN STROBE |  |  | North | Kidde |  | Horn/Strobe |  |  |  | Module | TRUE | INT-3AT |  | Temporal Horn-Strobe, 30cd, Red | 1 | [6 empty] | FALSE | [5 empty] | #FF0070C0 | FA-NFPA 170 HORN STROBE | 1 | FALSE | FALSE | FALSE | 2012 | [13 empty] | FALSE
NFPA 170 AMPLIFIER RACK | RISER AMP |  | North | Kidde |  | Amplifier |  |  |  | Assembly | TRUE | ANS25XR |  | 25W Audio Expander Panel, Red | 1 | [6 empty] | FALSE | [5 empty] | #FFFF0000 | FA-NFPA 170 AMPLIFIER RACK | 1 | FALSE | FALSE | FALSE | 300 | [8 empty] | 7,12,18 |  |  |  |  | TRUE
|  |  | North | Kidde |  | Cards & Components |  |  |  | Card | TRUE | APS10A Mainboard |  | Mainboard for APS10A assembly | 1 | 0.07 | 0.27 |  |  |  |  | TRUE | [5 empty] | #FFFFFFFF |  |  | FALSE | FALSE | FALSE | [14 empty] | FALSE
NFPA 170 SPEAKER STROBE |  |  | North | Kidde |  | Speaker/Strobe |  |  |  | Module | TRUE | INT-7A-RS70W |  | 15/75cd Strobe, Re-Ent Speaker, 70V 2, 4, 8, 15w | 1 | [6 empty] | FALSE | [5 empty] | #FF0070C0 | FA-NFPA 170 SPEAKER STROBE | 1 | FALSE | FALSE | FALSE | 2019 | [13 empty] | FALSE
NFPA 170 HORN CEILING |  |  | North | Kidde |  | Horn |  |  |  | Module | TRUE | EGCAWF |  | Horn, running man, white, fire | 1 | [6 empty] | FALSE | TRUE |  |  |  |  | #FF0070C0 | FA-NFPA 170 HORN CEILING | 1 | FALSE | FALSE | FALSE | 2011 | [13 empty] | FALSE
NFPA 170 LCD ANNNUNCIATOR DISPLAY | RISER ANNUNCIATOR |  | North | Kidde |  | LCD Annunciator |  |  |  | Module | TRUE | K-RLCD-CR |  | LCD Ann, 4x20 LCD, w/common LEDs & Ctrls, red | 1 | 0.098 | 0.113 |  |  |  |  | FALSE | [5 empty] | #FFFF0000 | FA-NFPA 170 LCD ANNNUNCIATOR DISPLAY | 1 | FALSE | FALSE | FALSE | 257 | [8 empty] | 7,12,18 |  |  |  |  | FALSE
NFPA 170 HORN |  |  | North | Kidde |  | Horn |  |  |  | Module | TRUE | EG4AWN |  | Wall horn, white, no marking | 1 | [6 empty] | FALSE |  | GRSW-10 |  |  |  | #FF0070C0 | FA-NFPA 170 HORN | 1 | FALSE | FALSE | FALSE | 2010 | [13 empty] | FALSE
NFPA 170 STROBE WALL |  |  | North | Kidde |  | Strobe |  |  |  | Module | TRUE | WGVRF-SP | ++ | Outdoor rated strobe, red, fuego | 1 | [6 empty] | FALSE | [5 empty] | #FF0070C0 | FA-NFPA 170 STROBE WALL | 1 | FALSE | FALSE | FALSE | 2023 | [13 empty] | FALSE |  |  | WP
NFPA 170 HORN STROBE CEILING |  |  | North | Kidde |  | Horn/Strobe |  |  |  | Module | TRUE | EGCAVWN |  | Horn-Strobe, running man, white, none | 1 | [6 empty] | FALSE | TRUE |  |  |  |  | #FF0070C0 | FA-NFPA 170 HORN STROBE CEILING | 1 | FALSE | FALSE | FALSE | 2013 | [13 empty] | FALSE |  |  | C
NFPA 170 SMOKE CO DETECTOR |  |  | North | Kidde |  | Smoke/CO Detector |  |  |  | Module | TRUE | KIR-OSCD w/KI-ABLT BASE | ++ | Multisensor Smoke and CO Detector | 1 | 4.3e-05 | 7e-05 |  |  |  |  | FALSE | TRUE |  |  |  |  | #FFFF0000 | FA-NFPA 170 SMOKE CO DETECTOR | 1 | FALSE | FALSE | FALSE | 1408 | [13 empty] | FALSE
NFPA 170 SPEAKER STROBE CEILING |  |  | North | Kidde |  | Speaker/Strobe |  |  |  | Module | TRUE | EGCSVWN |  | Speaker/Strobe, Ceiling, White, None | 1 | [6 empty] | FALSE | TRUE |  |  |  |  | #FF0070C0 | FA-NFPA 170 SPEAKER STROBE CEILING | 1 | FALSE | FALSE | FALSE | 2020 | [13 empty] | FALSE |  |  | C
NFPA 170 HORN STROBE |  |  | North | Kidde |  | Horn/Strobe |  |  |  | Module | TRUE | EG1F-HDVM |  | Temporal Horn, 84.4 or 79.4 dBA, 15, 30, 75, 110 cd Strobe, white, "FIRE" | 1 | 0 | 0.119 |  |  |  |  | FALSE | [5 empty] | #FF0070C0 | FA-NFPA 170 HORN STROBE | 1 | FALSE | FALSE | FALSE | 2012 | [13 empty] | FALSE
NFPA 170 HEAT DETECTOR |  |  | North | Kidde |  | Heat Detector |  |  |  | Module | TRUE | KI-HRD w/KI-SB4 BASE | ++ | Intelligent fixed temperature/Rate-of-rise heat detector, Standard Detector Base | 1 | [6 empty] | FALSE | [5 empty] | #FFFF0000 | FA-NFPA 170 HEAT DETECTOR | 1 | FALSE | FALSE | FALSE | 1403 | [13 empty] | FALSE
NFPA 170 SPEAKER STROBE |  |  | North | Kidde |  | Speaker/Strobe |  |  |  | Module | TRUE | G4LFWF-HVM | + | Low Frequency(520hz), White, 15,30,75,110 cd, FIRE | 1 | 0 | 0.176 |  |  |  |  | FALSE | [5 empty] | #FF0070C0 | FA-NFPA 170 SPEAKER STROBE | 1 | FALSE | FALSE | FALSE | 2019 | [13 empty] | FALSE |  |  | LF
NFPA 170 GAS DETECTOR |  |  | North | Kidde |  | Gas Detection |  |  |  | Module | TRUE | KI-COD w/KI-IB BASE | ++ | Intelligent Carbon Monoxide Detector | 1 | 3.2e-05 | 3.2e-05 |  |  |  |  | FALSE | TRUE |  |  |  |  | #FFFF0000 | FA-NFPA 170 GAS DETECTOR | 1 | FALSE | FALSE | FALSE | 1408 | [13 empty] | FALSE
NFPA 170 SMOKE HEAT DETECTOR |  |  | North | Kidde |  | Smoke/Heat Detector |  |  |  | Module | TRUE | KIR-PHD w/KI-RB BASE | ++ | Intelligent Multisensor Smoke and Heat Detector | 1 | 5.1e-05 | 6.8e-05 |  |  |  |  | FALSE | TRUE |  |  |  |  | #FFFF0000 | FA-NFPA 170 SMOKE HEAT DETECTOR | 1 | FALSE | FALSE | FALSE | 1408 | [13 empty] | FALSE
NFPA 170 HORN STROBE |  |  | North | Kidde |  | Horn/Strobe |  |  |  | Module | TRUE | WG4WN-HVMC |  | Outdoor rated horn-strobe, white without marking, clear lens | 1 | 0 | 0.393 |  |  |  |  | FALSE | [5 empty] | #FF0070C0 | FA-NFPA 170 HORN STROBE | 1 | FALSE | FALSE | FALSE | 2012 | [13 empty] | FALSE |  |  | WP
NFPA 170 ADDRESSABLE OUTPUT MODULE |  |  | North | Kidde |  | Addressable Control/Relay |  |  |  | Module | TRUE | GSA-MCRR |  | Signature polarity reversal relay module, UIO plug-in | 1 | 0.0001 | 0.0001 |  |  |  |  | FALSE | [5 empty] | #FFFF0000 | FA-NFPA 170 ADDRESSABLE OUTPUT MODULE | 1 | FALSE | FALSE | FALSE | 1100 | [13 empty] | FALSE
NFPA 170 AMPLIFIER RACK | RISER AMP |  | North | Kidde |  | Amplifier |  |  |  | Assembly | TRUE | ANS25MDG2 |  | 25W Audio Notification Panel, Gray | 1 | 0.18 | 1 |  |  |  |  | FALSE | [5 empty] | #FFFF0000 | FA-NFPA 170 AMPLIFIER RACK | 1 | FALSE | FALSE | FALSE | 300 | [8 empty] | 7,12,18 |  |  |  |  | TRUE
|  |  | North | Kidde |  | Cards & Components |  |  |  | Card | TRUE | APS10A MB |  | 10 Amp Booster Power Supply | 1 | [6 empty] | TRUE | [5 empty] | #FFFFFFFF |  |  | FALSE | FALSE | FALSE | [14 empty] | FALSE
|  |  | North | Kidde |  | Cards & Components |  |  |  | Card | TRUE | VM-NOC |  | Network Option Card, RS485, Class B and Class A wiring. | 1 | [6 empty] | TRUE | [5 empty] | #FFFFFFFF |  |  | FALSE | FALSE | FALSE | [14 empty] | FALSE
NFPA 170 SMOKE DETECTOR |  |  | North | Kidde |  | Smoke Detector |  |  |  | Module | TRUE | KIR-OSD w/KI-SB BASE | ++ | Intelligent Optical Rotary Addressed Smoke Detector with Standard Base | 1 | 4.3e-05 | 7e-05 |  |  |  |  | FALSE | TRUE |  |  |  |  | #FFFF0000 | FA-NFPA 170 SMOKE DETECTOR | 1 | FALSE | FALSE | FALSE | 1408 | [13 empty] | FALSE
NFPA 170 SMOKE DETECTOR |  |  | North | Kidde |  | Smoke Detector |  |  |  | Module | TRUE | KIR-PD w/KI-SB4 BASE | ++ | Intelligent Optical Smoke Detector | 1 | 5.1e-05 | 6.8e-05 |  |  |  |  | FALSE | TRUE |  |  |  |  | #FFFF0000 | FA-NFPA 170 SMOKE DETECTOR | 1 | FALSE | FALSE | FALSE | 1408 | [13 empty] | FALSE
NFPA 170 SMOKE HEAT CO DETECTOR |  |  | North | Kidde |  | Smoke/Heat/CO Detector |  |  |  | Module | TRUE | KI-PHCD w/KI-IB BASE | ++ | Photoelectric, heat detector and carbon monoxide life safety detector | 1 | 3.2e-05 | 3.2e-05 |  |  |  |  | FALSE | TRUE |  |  |  |  | #FFFF0000 | FA-NFPA 170 SMOKE HEAT CO DETECTOR | 1 | FALSE | FALSE | FALSE | 1408 | [13 empty] | FALSE
NFPA 170 HORN |  |  | North | Kidde |  | Horn |  |  |  | Module | TRUE | EG1F-HD |  | Temporal Horn, 84.4 or 79.4 dBA, white, /w "FIRE" | 1 | 0 | 0.019 |  |  |  |  | FALSE | [5 empty] | #FF0070C0 | FA-NFPA 170 HORN | 1 | FALSE | FALSE | FALSE | 2010 | [13 empty] | FALSE
DETECTOR_MULTI |  |  | North | Kidde |  | Multi Criteria Detector |  |  |  | Module | TRUE | V-PCOS-CA |  | Vigilant series combination photo/CO detector (Canada) | 1 | 0.00045 | 0.00045 |  |  |  |  | FALSE | [5 empty] | #FFFF0000 | FA-DETECTOR_MULTI | 1 | FALSE | FALSE | FALSE | [14 empty] | FALSE
NFPA 170 SPEAKER STROBE |  |  | North | Kidde |  | Speaker/Strobe |  |  |  | Module | TRUE | INT-3A-RS70 |  | 30cdW, 15cdC Strobe, Re-Ent Speaker, 70V 2, 4, 8, 15w | 1 | [6 empty] | FALSE | [5 empty] | #FF0070C0 | FA-NFPA 170 SPEAKER STROBE | 1 | FALSE | FALSE | FALSE | 2019 | [13 empty] | FALSE
|  |  | North | Kidde |  | Cards & Components |  |  |  | Card | TRUE | VS4-RD Mainboard |  | Mainboard for VS4-RD assembly | 1 | 0.268 | 0.433 |  |  |  |  | TRUE | [5 empty] | #FFFFFFFF |  |  | FALSE | FALSE | FALSE | [14 empty] | FALSE
NFPA 170 SPEAKER WALL |  |  | North | Kidde |  | Speaker |  |  |  | Module | TRUE | WGSRF-FR | ++ | Outdoor rated speaker, wall, red, fire feu | 1 | [6 empty] | FALSE | FALSE |  |  |  |  | #FF0070C0 | FA-NFPA 170 SPEAKER WALL | 1 | FALSE | FALSE | FALSE | 2021 | [13 empty] | FALSE |  |  | WP
NFPA 170 HEAT DETECTOR |  |  | North | Kidde |  | Heat Detector |  |  |  | Module | TRUE | V-PHS |  | Vigilant series combination photo/heat detector | 1 | 0.00045 | 0.00045 |  |  |  |  | FALSE | [5 empty] | #FFFF0000 | FA-NFPA 170 HEAT DETECTOR | 1 | FALSE | FALSE | FALSE | 1403 | [13 empty] | FALSE
|  |  | North | Kidde |  | Cards & Components |  |  |  | Card | TRUE | VM-PMI-LK |  | PMI language kit, includes paging microphone and Fire fighter phone language kit | 1 | [6 empty] | TRUE | [5 empty] | #FFFFFFFF |  |  | FALSE | FALSE | FALSE | [14 empty] | FALSE
NFPA 170 FIRE ALARM CONTROL UNIT | RISER FACP |  | North | Kidde |  | Fire Alarm Control Unit |  |  |  | Assembly | TRUE | VS1-G |  | FACP, 1 Loop, 64pt, 2 Cl B NACs, gray, 120v | 1 | [6 empty] | FALSE | [5 empty] | #FFFF0000 | FA-NFPA 170 FIRE ALARM CONTROL UNIT | 1 | FALSE | FALSE | FALSE | 202 | [8 empty] | 7,12,18 |  |  |  |  | TRUE
NFPA 170 FIRE ALARM CONTROL UNIT | RISER FACP |  | North | Kidde |  | Fire Alarm Control Unit |  |  |  | Assembly | TRUE | FX-64RD |  | FACP, 1 Loop, 64pt, 2 Cl B NACs, dialer, red, 120v | 1 | [6 empty] | FALSE | [5 empty] | #FFFF0000 | FA-NFPA 170 FIRE ALARM CONTROL UNIT | 1 | FALSE | FALSE | FALSE | 202 | [8 empty] | 7,12,18 |  |  |  |  | TRUE
NFPA 170 REMOTE TEST SWITCH |  |  | North | Kidde |  | REMOTE TEST SWITCH |  |  |  | Module | TRUE | SD-TRM4 |  | SuperDuct, Remote test/reset station, magnetic - 4-wire | 1 | [6 empty] | FALSE | [5 empty] | #FFFF0000 | FA-NFPA 170 REMOTE TEST SWITCH | 1 | FALSE | FALSE | FALSE | 914 | [13 empty] | FALSE
NFPA 170 NON ADDRESSABLE RELAY |  |  | North | Kidde |  | Non-Addressable Relay |  |  |  | Module | TRUE | SM120X |  | Relay/Power Supply Module | 1 | [6 empty] | TRUE | TRUE |  |  |  |  | #FFFF0000 | FA-NFPA 170 NON ADDRESSABLE RELAY | 1 | FALSE | FALSE | FALSE | 1408 | [16 empty] | 120v
NFPA 170 HORN STROBE |  |  | North | Kidde |  | Horn/Strobe |  |  |  | Module | TRUE | EG4AVRF |  | Wall horn-strobe, red, FIRE | 1 | [6 empty] | FALSE |  | GRSW-10 |  |  |  | #FF0070C0 | FA-NFPA 170 HORN STROBE | 1 | FALSE | FALSE | FALSE | 2012 | [13 empty] | FALSE
NFPA 170 HORN |  |  | North | Kidde |  | Horn |  |  |  | Module | TRUE | G4LFRF-H | + | Low Frequency(520hz) horn, Red, FIRE | 1 | 0 | 0.109 |  |  |  |  | FALSE | [5 empty] | #FF0070C0 | FA-NFPA 170 HORN | 1 | FALSE | FALSE | FALSE | 2021 | [13 empty] | FALSE |  |  | LF
NFPA 170 SMOKE HEAT DETECTOR |  |  | North | Kidde |  | Smoke/Heat Detector |  |  |  | Module | TRUE | KIR-OSHD w/KI-ABDT BASE | ++ | Intelligent Multisensor Smoke and Heat Detector | 1 | 4.3e-05 | 7e-05 |  |  |  |  | FALSE | TRUE |  |  |  |  | #FFFF0000 | FA-NFPA 170 SMOKE HEAT DETECTOR | 1 | FALSE | FALSE | FALSE | 1408 | [13 empty] | FALSE
|  |  | North | Kidde |  | Cards & Components |  |  |  | Card | TRUE | VM-ETH2 |  | Ethernet adapter card provides all the function of the VM-ETH1 plus the added capability of communicating to compatible digital alarm receivers. Please refer to the VM UL Compatibility List for the latest compatible receivers. | 1 | [6 empty] | TRUE | [5 empty] | #FFFFFFFF |  |  | FALSE | FALSE | FALSE | [14 empty] | FALSE
|  |  | North | Kidde |  | Cards & Components |  |  |  | Card | TRUE | VS1-G-SP Mainboard |  | Mainboard for VS1-G-SP assembly | 1 | 0.21 | 0.329 |  |  |  |  | TRUE | [5 empty] | #FFFFFFFF |  |  | FALSE | FALSE | FALSE | [14 empty] | FALSE
NFPA 170 SPEAKER CEILING |  |  | North | Kidde |  | Speaker |  |  |  | Module | TRUE | EGCSWF |  | Speaker, Ceiling, White, FIRE | 1 | [6 empty] | FALSE | TRUE |  |  |  |  | #FF0070C0 | FA-NFPA 170 SPEAKER CEILING | 1 | FALSE | FALSE | FALSE | 2019 | [13 empty] | FALSE |  |  | C
NFPA 170 BELL |  |  | North | Kidde |  | Bell |  |  |  | Module | TRUE | 439D-6AW-R | + | Bell, 6" 24Vdc, Red | 1 | [6 empty] | FALSE | [5 empty] | #FFFF0000 | FA-NFPA 170 BELL | 1 | FALSE | FALSE | FALSE | 2000 | [13 empty] | FALSE
|  |  | North | Kidde |  | Cards & Components |  |  |  | Card | TRUE | MIRBPS10A/230 Mainboard |  | Mainboard for BPS10A/230 assembly | 1 | 0.07 | 0.27 |  |  |  |  | TRUE | [5 empty] | #FFFFFFFF |  |  | FALSE | FALSE | FALSE | [14 empty] | FALSE
NFPA 170 STROBE WALL |  |  | North | Kidde |  | Strobe |  |  |  | Module | TRUE | EG4VWF-SP |  | Wall strobe, white, FUEGO | 1 | [6 empty] | FALSE |  | GRSW-10 |  |  |  | #FF0070C0 | FA-NFPA 170 STROBE WALL | 1 | FALSE | FALSE | FALSE | 2023 | [13 empty] | FALSE
NFPA 170 SPEAKER WALL |  |  | North | Kidde |  | Speaker |  |  |  | Module | TRUE | EG4SRN |  | Speaker, Wall, Red, None | 1 | [6 empty] | FALSE | FALSE | GRSW-10 | G4RSB |  |  | #FF0070C0 | FA-NFPA 170 SPEAKER WALL | 1 | FALSE | FALSE | FALSE | 2021 | [13 empty] | FALSE |  |  | C
NFPA 170 HORN |  |  | North | Kidde |  | Horn |  |  |  | Module | TRUE | WG4WN-H |  | Outdoor rated horn, white without marking | 1 | [6 empty] | FALSE | [5 empty] | #FF0070C0 | FA-NFPA 170 HORN | 1 | FALSE | FALSE | FALSE | 2010 | [13 empty] | FALSE |  |  | WP
|  |  | North | Kidde |  | Cards & Components |  |  |  | Card | TRUE | ANSZSR |  | Relay card, supervision / zone splitter to remote mic | 1 | [6 empty] | TRUE | [5 empty] | #FFFFFFFF |  |  | FALSE | FALSE | FALSE | [14 empty] | FALSE
NFPA 170 SPEAKER STROBE |  |  | North | Kidde |  | Speaker/Strobe |  |  |  | Module | TRUE | WGSVWA | ++ | Outdoor rated speaker strobe, wall, white, alert | 1 | [6 empty] | FALSE | FALSE |  |  |  |  | #FF0070C0 | FA-NFPA 170 SPEAKER STROBE | 1 | FALSE | FALSE | FALSE | 2019 | [13 empty] | FALSE |  |  | WP
|  |  | North | Kidde |  | Cards & Components |  |  |  | Card | TRUE | SIGA-AA50 | ++ | 50 Watt Intelligent Audio Amplifier | 2 | 0.002 | 2.8 |  |  |  |  | TRUE | [5 empty] | #FFFFFFFF |  |  | FALSE | FALSE | FALSE | [13 empty] | 50 | FALSE |  |  | AA30
NFPA 170 HEAT DETECTOR |  |  | North | Kidde |  | Heat Detector |  |  |  | Module | TRUE | FX-HD w/SB4U-LF BASE | ++ | Intelligent Addressable Fixed Temperature or Rate-of-rise Heat Detector | 1 | 4.5e-05 | 4.5e-05 |  |  |  |  | FALSE | [5 empty] | #FFFF0000 | FA-NFPA 170 HEAT DETECTOR | 1 | FALSE | FALSE | FALSE | 1403 | [13 empty] | FALSE |  |  | LF
NFPA 170 HORN CEILING |  |  | North | Kidde |  | Horn |  |  |  | Module | TRUE | EGCARF |  | Horn, running man, red, fire, 15, 30, 75. 95 CD | 1 | [6 empty] | FALSE | TRUE |  |  |  |  | #FF0070C0 | FA-NFPA 170 HORN CEILING | 1 | FALSE | FALSE | FALSE | 2011 | [13 empty] | FALSE
NFPA 170 ADDRESSABLE OUTPUT MODULE |  |  | North | Kidde |  | Addressable Control/Relay |  |  |  | Module | TRUE | FX-RLY | ++ | Analog Contact Relay Module | 1 | 0.000125 | 0.000125 |  |  |  |  | FALSE | [5 empty] | #FFFF0000 | FA-NFPA 170 ADDRESSABLE OUTPUT MODULE | 1 | FALSE | FALSE | FALSE | 1100 | [13 empty] | FALSE
NFPA 170 STROBE CEILING |  |  | North | Kidde |  | Strobe |  |  |  | Module | TRUE | EGCF-VMH |  | Strobe, running man, white, FIRE, 95, 115, 150, 177 cd, clear | 1 | 0 | 0.502 |  |  |  |  | FALSE | TRUE |  |  |  |  | #FF0070C0 | FA-NFPA 170 STROBE CEILING | 1 | FALSE | FALSE | FALSE | 2022 | [13 empty] | FALSE |  |  | C
NFPA 170 ADDRESSABLE OUTPUT MODULE |  |  | North | Kidde |  | Addressable Control/Relay |  |  |  | Module | TRUE | GSA-MCC1S | ++ | Synchronization Output Module (UIO Mount) - UL/ULC Listed | 1 | 0.000223 | 0.0001 |  |  | 19.95 | 15.2 | FALSE |  | Plugs into UIO2R, UIO6R or UIO6 Motherboards |  |  |  | #FFFF0000 | FA-NFPA 170 ADDRESSABLE OUTPUT MODULE | 1 | FALSE | FALSE | FALSE | 1000 | [13 empty] | FALSE
NFPA 170 HORN STROBE |  |  | North | Kidde |  | Horn/Strobe |  |  |  | Module | TRUE | EG4AVWF |  | Wall horn-strobe, white, FIRE | 1 | [6 empty] | FALSE |  | GRSW-10 |  |  |  | #FF0070C0 | FA-NFPA 170 HORN STROBE | 1 | FALSE | FALSE | FALSE | 2012 | [13 empty] | FALSE
|  |  | North | Kidde |  | Cards & Components |  |  |  | Card | TRUE | VM-PMI |  | Audio System Control and Paging Interface. Includes audio control unit, interconnect cables, mounting plate, paging interface with microphone, and user controls. | 1 | 0.023 | 0.029 |  |  |  |  | TRUE | [5 empty] | #FFFFFFFF |  |  | FALSE | FALSE | FALSE | [14 empty] | FALSE
|  |  | North | Kidde |  | Cards & Components |  |  |  | Card | TRUE | MIRBPS10A Mainboard |  | Mainboard for BPS10A assembly | 1 | 0.07 | 0.27 |  |  |  |  | TRUE | [5 empty] | #FFFFFFFF |  |  | FALSE | FALSE | FALSE | [14 empty] | FALSE
NFPA 170 SPEAKER STROBE CEILING |  |  | North | Kidde |  | Speaker/Strobe |  |  |  | Module | TRUE | EGCSVHRF |  | Speaker/Strobe, Ceiling, Red, FIRE, High CD | 1 | [6 empty] | FALSE | TRUE |  |  |  |  | #FF0070C0 | FA-NFPA 170 SPEAKER STROBE CEILING | 1 | FALSE | FALSE | FALSE | 2020 | [13 empty] | FALSE |  |  | C
NFPA 170 HEAT DETECTOR |  |  | North | Kidde |  | Heat Detector |  |  |  | Module | TRUE | KI-HCD w/KI-RB BASE | ++ | Multisensor Heat, and CO Detector | 1 | 3.2e-05 | 3.2e-05 |  |  |  |  | FALSE | [5 empty] | #FFFF0000 | FA-NFPA 170 HEAT DETECTOR | 1 | FALSE | FALSE | FALSE | 1403 | [13 empty] | FALSE
NFPA 170 AMPLIFIER RACK | RISER AMP |  | North | Kidde |  | Amplifier |  |  |  | Assembly | TRUE | ANS50XG |  | 50W Audio Expander Panel, Gray | 1 | [6 empty] | FALSE | [5 empty] | #FFFF0000 | FA-NFPA 170 AMPLIFIER RACK | 1 | FALSE | FALSE | FALSE | 300 | [8 empty] | 7,12,18 |  |  |  |  | TRUE
NFPA 170 FIRE ALARM CONTROL UNIT | RISER FACP |  | North | Kidde |  | Fire Alarm Control Unit |  |  |  | Assembly | TRUE | VS1-G-2 |  | FACP, 1 Loop, 64pt, 2 Cl B NACs, gray, 230v | 1 | [6 empty] | FALSE | [5 empty] | #FFFF0000 | FA-NFPA 170 FIRE ALARM CONTROL UNIT | 1 | FALSE | FALSE | FALSE | 202 | [8 empty] | 7,12,18 |  |  |  |  | TRUE
NFPA 170 FIRE ALARM CONTROL UNIT | RISER FACP |  | North | Kidde |  | Fire Alarm Control Unit |  |  |  | Assembly | TRUE | VM-1S |  | FACP complete system with user interface, CPU, one addressable loop, four Class B NACs, Universal 11... | 1 | [6 empty] | FALSE | [5 empty] | #FFFF0000 | FA-NFPA 170 FIRE ALARM CONTROL UNIT | 1 | FALSE | FALSE | FALSE | 202 | [8 empty] | 7,12,18 |  |  |  |  | TRUE
NFPA 170 SMOKE HEAT CO DETECTOR |  |  | North | Kidde |  | Smoke/Heat/CO Detector |  |  |  | Module | TRUE | KIR-OSHCD w/KI-SB BASE | ++ | Multisensor Smoke, Heat, and CO Detector | 1 | 4.3e-05 | 7e-05 |  |  |  |  | FALSE | TRUE |  |  |  |  | #FFFF0000 | FA-NFPA 170 SMOKE HEAT CO DETECTOR | 1 | FALSE | FALSE | FALSE | 1408 | [13 empty] | FALSE
NFPA 170 ADDRESSABLE INPUT MONITOR MODULE |  |  | North | Kidde |  | Addressable Module |  |  |  | Module | TRUE | GSA-WTM | + | Signature waterflow/tamper module, one-gang standard mount | 2 | 0.000223 | 0.0001 |  |  |  |  | FALSE | [5 empty] | #FFFF0000 | FA-NFPA 170 ADDRESSABLE INPUT MONITOR MODULE | 1 | FALSE | FALSE | FALSE | 1000 | [13 empty] | FALSE
NFPA 170 STROBE WALL |  |  | North | Kidde |  | Strobe |  |  |  | Module | TRUE | WGVRF-FR | ++ | Outdoor rated strobe, red, fire feu | 1 | [6 empty] | FALSE | [5 empty] | #FF0070C0 | FA-NFPA 170 STROBE WALL | 1 | FALSE | FALSE | FALSE | 2023 | [13 empty] | FALSE |  |  | WP
NFPA 170 SMOKE HEAT DETECTOR |  |  | North | Kidde |  | Smoke/Heat Detector |  |  |  | Module | TRUE | KI-PHD w/KI-ABDT BASE | ++ | Intelligent Multisensor Smoke and Heat Detector | 1 | 5.1e-05 | 4.5e-05 |  |  |  |  | FALSE | TRUE |  |  |  |  | #FFFF0000 | FA-NFPA 170 SMOKE HEAT DETECTOR | 1 | FALSE | FALSE | FALSE | 1408 | [13 empty] | FALSE
NFPA 170 FIRE ALARM CONTROL UNIT | RISER FACP |  | North | Kidde |  | Fire Alarm Control Unit |  |  |  | Assembly | TRUE | FX-5RD | ++ | Conventional FACP, 5 Zones, 2 Cl B NACs, dialer, red, 120v | 1 | [6 empty] | FALSE | [5 empty] | #FFFF0000 | FA-NFPA 170 FIRE ALARM CONTROL UNIT | 1 | FALSE | FALSE | FALSE | 202 | [8 empty] | 7,12,18,24 |  | 7 |  |  | TRUE
NFPA 170 ADDRESSABLE OUTPUT MODULE |  |  | North | Kidde |  | Addressable Control/Relay |  |  |  | Module | TRUE | 06-220023-001 | ++ | In-Line Releasing Device (One Required For Each Releasing Circuit to be Supervised and Power Limited) | 1 | 0.00041 | 0.00041 |  |  |  |  | FALSE | [5 empty] | #FFFF0000 | FA-NFPA 170 ADDRESSABLE OUTPUT MODULE | 1 | FALSE | FALSE | FALSE | 1000 | [13 empty] | FALSE
|  |  | North | Kidde | [5 empty] | Module | TRUE | GSA-AB4G |  | Signature audible (sounder) base | 1 | [6 empty] | FALSE | [5 empty] | #FFFFFFFF |  |  | FALSE | FALSE | FALSE | [14 empty] | FALSE
NFPA 170 REMOTE TEST SWITCH |  |  | North | Kidde |  | REMOTE TEST SWITCH |  |  |  | Module | TRUE | SD-TRM |  | SuperDuct, Remote test/reset station, magnetic | 1 | [6 empty] | FALSE | [5 empty] | #FFFF0000 | FA-NFPA 170 REMOTE TEST SWITCH | 1 | FALSE | FALSE | FALSE | 914 | [13 empty] | FALSE
|  |  | North | Kidde |  | Cards & Components |  |  |  | Card | TRUE | VS4-G-2 Mainboard |  | Mainboard for VS4-G-2 assembly | 1 | 0.227 | 0.392 |  |  |  |  | TRUE | [5 empty] | #FFFFFFFF |  |  | FALSE | FALSE | FALSE | [14 empty] | FALSE
NFPA 170 SPEAKER WALL |  |  | North | Kidde |  | Speaker |  |  |  | Module | TRUE | WGSRF | ++ | Outdoor rated speaker, wall, red, fire | 1 | [6 empty] | FALSE | FALSE |  |  |  |  | #FF0070C0 | FA-NFPA 170 SPEAKER WALL | 1 | FALSE | FALSE | FALSE | 2021 | [13 empty] | FALSE |  |  | WP
|  |  | North | Kidde |  | Cards & Components |  |  |  | Card | TRUE | ANS25AM |  | 25W expander module /w microphone | 1 | [6 empty] | TRUE | [5 empty] | #FFFFFFFF |  |  | FALSE | FALSE | FALSE | [14 empty] | FALSE
NFPA 170 HEAT CO DETECTOR |  |  | North | Kidde |  | Heat/CO Detector |  |  |  | Module | TRUE | KIR-HCD w/KI-ABDT BASE | ++ | Multisensor Heat, and CO Detector | 1 | 3.2e-05 | 3.2e-05 |  |  |  |  | FALSE | [5 empty] | #FFFF0000 | FA-NFPA 170 HEAT CO DETECTOR | 1 | FALSE | FALSE | FALSE | 1403 | [13 empty] | FALSE
NFPA 170 HORN STROBE CEILING |  |  | North | Kidde |  | Horn/Strobe |  |  |  | Module | TRUE | WG4RN-HVMHC (C) |  | Outdoor horn-strobe, red w/o marking, high candela, clear lens | 1 | 0 | 0.526 |  |  |  |  | FALSE | TRUE |  |  |  |  | #FF0070C0 | FA-NFPA 170 HORN STROBE CEILING | 1 | FALSE | FALSE | FALSE | 2013 | [13 empty] | FALSE |  |  | C, WP
NFPA 170 SMOKE HEAT DETECTOR |  |  | North | Kidde |  | Smoke/Heat Detector |  |  |  | Module | TRUE | KIR-PHD w/KI-ABDT BASE | ++ | Intelligent Multisensor Smoke and Heat Detector | 1 | 5.1e-05 | 6.8e-05 |  |  |  |  | FALSE | TRUE |  |  |  |  | #FFFF0000 | FA-NFPA 170 SMOKE HEAT DETECTOR | 1 | FALSE | FALSE | FALSE | 1408 | [13 empty] | FALSE
NFPA 170 SPEAKER STROBE CEILING |  |  | North | Kidde |  | Speaker/Strobe |  |  |  | Module | TRUE | MGCF-S7VMH |  | 70V Speaker/Strobe, white, FIRE, 95, 115, 150, 177 cd, clear | 1 | 0 | 0.502 |  |  |  |  | FALSE | TRUE |  |  |  |  | #FF0070C0 | FA-NFPA 170 SPEAKER STROBE CEILING | 1 | FALSE | FALSE | FALSE | 2020 | [13 empty] | FALSE |  |  | C
NFPA 170 SMOKE DETECTOR |  |  | North | Kidde |  | Smoke Detector |  |  |  | Module | TRUE | KI-PD w/KI-SB4 BASE | + | Photoelectric smoke detector | 1 | [6 empty] | FALSE | TRUE |  |  |  |  | #FFFF0000 | FA-NFPA 170 SMOKE DETECTOR | 1 | FALSE | FALSE | FALSE | 1408 | [13 empty] | FALSE
NFPA 170 HORN |  |  | North | Kidde |  | Horn |  |  |  | Module | TRUE | EG1ARN |  | Horn, Wall, Red, None | 1 | [12 empty] | #FF0070C0 | FA-NFPA 170 HORN | 1 | FALSE | FALSE | FALSE | 2010
NFPA 170 SPEAKER STROBE |  |  | North | Kidde |  | Speaker/Strobe |  |  |  | Module | TRUE | INT-8A-RS25 |  | 110cdW, 60cdC Strobe, Re-Ent Speaker, 25V 2, 4, 8, 15w | 1 | [6 empty] | FALSE | [5 empty] | #FF0070C0 | FA-NFPA 170 SPEAKER STROBE | 1 | FALSE | FALSE | FALSE | 2019 | [13 empty] | FALSE
NFPA 170 SMOKE DETECTOR |  |  | North | Kidde |  | Smoke Detector |  |  |  | Module | TRUE | FX-PD w/B4U BASE | ++ | Intelligent Addressable Optical Smoke Detector | 1 | 4.5e-05 | 4.5e-05 |  |  |  |  | FALSE | TRUE |  |  |  |  | #FFFF0000 | FA-NFPA 170 SMOKE DETECTOR | 1 | FALSE | FALSE | FALSE | 1408 | [13 empty] | FALSE
NFPA 170 STROBE WALL |  |  | North | Kidde |  | Strobe |  |  |  | Module | TRUE | WGVWN | ++ | Outdoor rated strobe, white, none | 1 | [6 empty] | FALSE | [5 empty] | #FF0070C0 | FA-NFPA 170 STROBE WALL | 1 | FALSE | FALSE | FALSE | 2023 | [13 empty] | FALSE |  |  | WP
NFPA 170 SMOKE HEAT DETECTOR |  |  | North | Kidde |  | Smoke/Heat Detector |  |  |  | Module | TRUE | KIR-PHD w/KI-IB BASE | ++ | Intelligent Multisensor Smoke and Heat Detector | 1 | 5.1e-05 | 6.8e-05 |  |  |  |  | FALSE | TRUE |  |  |  |  | #FFFF0000 | FA-NFPA 170 SMOKE HEAT DETECTOR | 1 | FALSE | FALSE | FALSE | 1408 | [13 empty] | FALSE
NFPA 170 ISOLATION MODULE |  |  | North | Kidde |  | Isolator Module |  |  |  | Module | TRUE | GSA-IM |  | Signature isolator module, two-gang standard mount | 1 | [6 empty] | FALSE | [5 empty] | #FFFF0000 | FA-NFPA 170 ISOLATION MODULE | 1 | FALSE | FALSE | FALSE | 1200 | [13 empty] | FALSE
NFPA 170 HORN |  |  | North | Kidde |  | Horn |  |  |  | Module | TRUE | EG1AWN |  | Horn, Wall, White, None | 1 | [12 empty] | #FF0070C0 | FA-NFPA 170 HORN | 1 | FALSE | FALSE | FALSE | 2010
|  |  | North | Kidde |  | Cards & Components |  |  |  | Card | TRUE | MMXVR |  | Standard Output Multi Mode Fiber Optic Transceiver for VM-NOCF. ST connectors. | 1 | 0.02 | 0.02 |  |  |  |  | TRUE | [5 empty] | #FFFFFFFF |  |  | FALSE | FALSE | FALSE | [14 empty] | FALSE
|  |  | North | Kidde | [5 empty] | Module | TRUE | RB4U |  | Vigilant series relay detector base | 1 | [6 empty] | FALSE | [5 empty] | #FFFFFFFF |  |  | FALSE | FALSE | FALSE | [14 empty] | FALSE
NFPA 170 STROBE WALL |  |  | North | Kidde |  | Strobe |  |  |  | Module | TRUE | EG1F-CVM |  | Chime-Strobe, running man, FIRE, white, 15, 30, 75, 110 cd | 1 | 0 | 0.097 |  |  |  |  | FALSE | [5 empty] | #FF0070C0 | FA-NFPA 170 STROBE WALL | 1 | FALSE | FALSE | FALSE | 2023 | [13 empty] | FALSE
NFPA 170 HORN STROBE CEILING |  |  | North | Kidde |  | Horn/Strobe |  |  |  | Module | TRUE | EGCAVWF |  | Horn-Strobe, running man, white, fire | 1 | [6 empty] | FALSE | TRUE |  |  |  |  | #FF0070C0 | FA-NFPA 170 HORN STROBE CEILING | 1 | FALSE | FALSE | FALSE | 2013 | [13 empty] | FALSE |  |  | C
NFPA 170 SPEAKER STROBE |  |  | North | Kidde |  | Speaker/Strobe |  |  |  | Module | TRUE | INT-8A-RS25W |  | 110cdW, 60cdC Strobe, Re-Ent Speaker, 25V 2, 4, 8, 15w | 1 | [6 empty] | FALSE | [5 empty] | #FF0070C0 | FA-NFPA 170 SPEAKER STROBE | 1 | FALSE | FALSE | FALSE | 2019 | [13 empty] | FALSE
GenericN SUPERVISORY PANEL |  |  | East | Kidde |  | Supervisory Panel |  |  |  | Module | TRUE | 85-100000-100 | ++ | Control Head Monitor (Explosion Proof Assembly) | 1 | [6 empty] | FALSE | FALSE | PROVIDED BY SPRINKLER CONTRACTOR |  | PROVIDED BY OTHERS |  | #FFFF0000 | FA-GenericN SUPERVISORY PANEL | 1 | FALSE | FALSE | FALSE | 913 | [13 empty] | FALSE
NFPA 170 HEAT DETECTOR |  |  | North | Kidde |  | Heat Detector |  |  |  | Module | TRUE | FX-HD w/SB4U BASE | ++ | Intelligent Addressable Fixed Temperature or Rate-of-rise Heat Detector | 1 | 4.5e-05 | 4.5e-05 |  |  |  |  | FALSE | [5 empty] | #FFFF0000 | FA-NFPA 170 HEAT DETECTOR | 1 | FALSE | FALSE | FALSE | 1403 | [13 empty] | FALSE
NFPA 170 STROBE WALL |  |  | North | Kidde |  | Strobe |  |  |  | Module | TRUE | EG4VRF-FR |  | Wall strobe, red, FEU | 1 | [6 empty] | FALSE |  | GRSW-10 |  |  |  | #FF0070C0 | FA-NFPA 170 STROBE WALL | 1 | FALSE | FALSE | FALSE | 2023 | [13 empty] | FALSE
NFPA 170 HEAT DETECTOR |  |  | North | Kidde |  | Heat Detector |  |  |  | Module | TRUE | KI-HD |  | Vigilant series heat detector | 1 | 0.00045 | 0.00045 |  |  |  |  | FALSE | [5 empty] | #FFFF0000 | FA-NFPA 170 HEAT DETECTOR | 1 | FALSE | FALSE | FALSE | 1403 | [13 empty] | FALSE
NFPA 170 FIRE ALARM CONTROL UNIT | RISER FACP |  | North | Kidde |  | Fire Alarm Control Unit |  |  |  | Assembly | TRUE | VS1-R |  | FACP, 1 Loop, 64pt, 2 Cl B NACs, red, 120v | 1 | [6 empty] | FALSE | [5 empty] | #FFFF0000 | FA-NFPA 170 FIRE ALARM CONTROL UNIT | 1 | FALSE | FALSE | FALSE | 202 | [8 empty] | 7,12,18 |  |  |  |  | TRUE
NFPA 170 SMOKE HEAT DETECTOR |  |  | North | Kidde |  | Smoke/Heat Detector |  |  |  | Module | TRUE | KI-OSHD w/KI-SB BASE | ++ | Intelligent Multisensor Smoke and Heat Detector | 1 | 3.2e-05 | 4.5e-05 |  |  |  |  | FALSE | TRUE |  |  |  |  | #FFFF0000 | FA-NFPA 170 SMOKE HEAT DETECTOR | 1 | FALSE | FALSE | FALSE | 1408 | [13 empty] | FALSE
NFPA 170 FIRE ALARM CONTROL UNIT | RISER FACP |  | North | Kidde |  | Fire Alarm Control Unit |  |  |  | Assembly | TRUE | VS1-G-PG |  | FACP, 1 Loop, 64pt, 2 Cl B NACs, gray, 120v, Portuguese | 1 | [6 empty] | FALSE | [5 empty] | #FFFF0000 | FA-NFPA 170 FIRE ALARM CONTROL UNIT | 1 | FALSE | FALSE | FALSE | 202 | [8 empty] | 7,12,18 |  |  |  |  | TRUE
|  |  | North | Kidde |  | Cards & Components |  |  |  | Card | TRUE | 77-600000-901 Main Board | ++ | Main Board | 1 | 0.2 | 0.65 | 5.4 |  |  |  | TRUE | [5 empty] | #FFFFFFFF |  |  | FALSE | FALSE | FALSE | [14 empty] | FALSE
NFPA 170 PRESSURE SWITCH |  |  | North | Kidde |  | Pressure Switch |  |  |  | Module | TRUE | 81-981332-000 | ++ | Pressure Operated Switch, Explosion Proof | 1 | [6 empty] | FALSE | [5 empty] | #FFFF0000 | FA-NFPA 170 PRESSURE SWITCH | 1 | FALSE | FALSE | FALSE | 913 | [13 empty] | FALSE |  |  | XP
NFPA 170 ADDRESSABLE INPUT MONITOR MODULE |  |  | North | Kidde |  | Addressable Module |  |  |  | Module | TRUE | GSA-IS |  | Signature ionization smoke detector | 1 | 0.00045 | 0.00045 |  |  |  |  | FALSE | [5 empty] | #FFFF0000 | FA-NFPA 170 ADDRESSABLE INPUT MONITOR MODULE | 1 | FALSE | FALSE | FALSE | 1000 | [13 empty] | FALSE
NFPA 170 HEAT CO DETECTOR |  |  | North | Kidde |  | Heat/CO Detector |  |  |  | Module | TRUE | KIR-HCD w/KI-ABST BASE | ++ | Multisensor Heat, and CO Detector | 1 | 3.2e-05 | 3.2e-05 |  |  |  |  | FALSE | [5 empty] | #FFFF0000 | FA-NFPA 170 HEAT CO DETECTOR | 1 | FALSE | FALSE | FALSE | 1403 | [13 empty] | FALSE
NFPA 170 SMOKE HEAT DETECTOR |  |  | North | Kidde |  | Smoke/Heat Detector |  |  |  | Module | TRUE | KIR-OSHD w/KI-RB BASE | ++ | Intelligent Multisensor Smoke and Heat Detector | 1 | 4.3e-05 | 7e-05 |  |  |  |  | FALSE | TRUE |  |  |  |  | #FFFF0000 | FA-NFPA 170 SMOKE HEAT DETECTOR | 1 | FALSE | FALSE | FALSE | 1408 | [13 empty] | FALSE
NFPA 170 ADDRESSABLE OUTPUT MODULE |  |  | North | Kidde |  | Addressable Module |  |  |  | Module | TRUE | GSA-MCC1 |  | Signature single output signal module, UIO plug-in | 1 | 0.000223 | 0.0001 |  |  |  |  | FALSE | [5 empty] | #FFFF0000 | FA-NFPA 170 ADDRESSABLE OUTPUT MODULE | 1 | FALSE | FALSE | FALSE | 1000 | [13 empty] | FALSE
|  |  | North | Kidde |  | Hardware |  |  |  | Hardware | TRUE | CAB6BEQ |  | Seismic hardening Kit for batteries up to 17Ah. Larger batteries use external cabinet BC-1. | 1 | [6 empty] | FALSE | [5 empty] | #FFFFFFFF |  |  | FALSE | FALSE | FALSE | [14 empty] | FALSE
NFPA 170 FIRE ALARM CONTROL UNIT | RISER FACP |  | North | Kidde |  | Fire Alarm Control Unit |  |  |  | Assembly | TRUE | VS4-R-2 |  | FACP, 1-4 Loop, 1000pt max, 4 Cl B NACs, red, 230v | 1 | [6 empty] | FALSE | [5 empty] | #FFFF0000 | FA-NFPA 170 FIRE ALARM CONTROL UNIT | 1 | FALSE | FALSE | FALSE | 202 | [8 empty] | 7,12,18 |  |  |  |  | TRUE
NFPA 170 SMOKE DETECTOR |  |  | North | Kidde |  | Smoke Detector |  |  |  | Module | TRUE | KI-PD w/KI-RB BASE | + | Photoelectric smoke detector | 1 | 0.00045 | [5 empty] | FALSE | TRUE |  |  |  |  | #FFFF0000 | FA-NFPA 170 SMOKE DETECTOR | 1 | FALSE | FALSE | FALSE | 1408 | [13 empty] | FALSE
|  |  | North | Kidde |  | Cards & Components |  |  |  | Card | TRUE | VM-1 Mainboard |  | Mainboard for VM-1 Assembly | 1 | 0.381 | 0.481 |  |  |  |  | TRUE | [5 empty] | #FFFFFFFF |  |  | FALSE | FALSE | FALSE | [14 empty] | FALSE
NFPA 170 HORN |  |  | North | Kidde |  | Horn |  |  |  | Module | TRUE | WGARF-FR | ++ | Outdoor rated horn, red, fire feu | 1 | [6 empty] | FALSE | [5 empty] | #FF0070C0 | FA-NFPA 170 HORN | 1 | FALSE | FALSE | FALSE | 2010 | [13 empty] | FALSE |  |  | WP
NFPA 170 STROBE WALL |  |  | North | Kidde |  | Strobe |  |  |  | Module | TRUE | 4MS-5AR | + | Strobe, 15 cd, Red | 1 | 0 | 0.255 |  |  |  |  | FALSE | [5 empty] | #FF0070C0 | FA-NFPA 170 STROBE WALL | 1 | FALSE | FALSE | FALSE | 2023 | [13 empty] | FALSE
|  |  | North | Kidde |  | Cards & Components |  |  |  | Card | TRUE | APS6A MB |  | 6.5 Amp Booster Power Supply | 1 | [6 empty] | TRUE | [5 empty] | #FFFFFFFF |  |  | FALSE | FALSE | FALSE | [14 empty] | FALSE
NFPA 170 FIRE ALARM CONTROL UNIT | RISER FACP |  | North | Kidde |  | Fire Alarm Control Unit |  |  |  | Assembly | TRUE | FX-3RD | ++ | Conventional FACP, 3 Zones, 2 Cl B NACs, dialer, red, 120v | 1 | [6 empty] | FALSE | [5 empty] | #FFFF0000 | FA-NFPA 170 FIRE ALARM CONTROL UNIT | 1 | FALSE | FALSE | FALSE | 202 | [8 empty] | 7,12,18,24 |  | 7 |  |  | TRUE
|  |  | North | Kidde | [5 empty] | Module | TRUE | SB4U |  | Vigilant series audible (sounder) detector base | 1 | [6 empty] | FALSE | [5 empty] | #FFFFFFFF |  |  | FALSE | FALSE | FALSE | [14 empty] | FALSE
NFPA 170 STROBE WALL |  |  | North | Kidde |  | Strobe |  |  |  | Module | TRUE | WGVRA | ++ | Outdoor rated strobe, red, alert | 1 | [6 empty] | FALSE | [5 empty] | #FF0070C0 | FA-NFPA 170 STROBE WALL | 1 | FALSE | FALSE | FALSE | 2023 | [13 empty] | FALSE |  |  | WP
DETECTOR_MULTI |  |  | North | Kidde |  | Multi Criteria Detector |  |  |  | Module | TRUE | V-PCOS |  | Vigilant series combination photo/CO detector | 1 | 0.00045 | 0.00045 |  |  |  |  | FALSE | [5 empty] | #FFFF0000 | FA-DETECTOR_MULTI | 1 | FALSE | FALSE | FALSE | [14 empty] | FALSE
NFPA 170 DUCT SMOKE DETECTOR |  |  | North | Kidde |  | Duct Smoke Detector |  |  |  | Assembly | TRUE | KI-DDOS |  | Optica Duct Smoke Detector | 1 | 0.00025 | 0.0004 |  |  |  |  | FALSE | TRUE |  |  |  |  | #FFFF0000 | FA-NFPA 170 DUCT SMOKE DETECTOR | 1 | FALSE | FALSE | FALSE | 1400 | [13 empty] | FALSE
|  |  | North | Kidde |  | Cards & Components |  |  |  | Card | TRUE | ANS25AMD2 |  | 25 Watt audio notification module with DMR and microphone | 1 | 0.18 | 1.1 |  |  |  |  | TRUE | [5 empty] | #FFFFFFFF |  |  | FALSE | FALSE | FALSE | [14 empty] | FALSE
NFPA 170 ADDRESSABLE OUTPUT MODULE |  |  | North | Kidde |  | Addressable Control/Relay |  |  |  | Module | TRUE | GSA-CR |  | Signature control relay module, one-gang standard mount | 1 | 0.0001 | 0.0001 |  |  |  |  | FALSE | [5 empty] | #FFFF0000 | FA-NFPA 170 ADDRESSABLE OUTPUT MODULE | 1 | FALSE | FALSE | FALSE | 1100 | [13 empty] | FALSE
NFPA 170 SPEAKER WALL |  |  | North | Kidde |  | Speaker |  |  |  | Module | TRUE | WGSWF-SP | ++ | Outdoor rated speaker, wall, white, feugo | 1 | [6 empty] | FALSE | FALSE |  |  |  |  | #FF0070C0 | FA-NFPA 170 SPEAKER WALL | 1 | FALSE | FALSE | FALSE | 2021 | [13 empty] | FALSE |  |  | WP
NFPA 170 SPEAKER WALL |  |  | North | Kidde |  | Speaker |  |  |  | Module | TRUE | INT-7A-RS25WA |  | 25V Re-ent Speaker, white, no markings, 12/75 cd, amber | 1 | [6 empty] | FALSE | [5 empty] | #FF0070C0 | FA-NFPA 170 SPEAKER WALL | 1 | FALSE | FALSE | FALSE | 2021 | [13 empty] | FALSE
NFPA 170 SMOKE CO DETECTOR |  |  | North | Kidde |  | Smoke/CO Detector |  |  |  | Module | TRUE | KIR-PCD w/KI-ABDT BASE | ++ | Multisensor Smoke and CO Detector | 1 | 3.2e-05 | 3.2e-05 |  |  |  |  | FALSE | TRUE |  |  |  |  | #FFFF0000 | FA-NFPA 170 SMOKE CO DETECTOR | 1 | FALSE | FALSE | FALSE | 1408 | [13 empty] | FALSE
NFPA 170 SPEAKER STROBE |  |  | North | Kidde |  | Speaker/Strobe |  |  |  | Module | TRUE | WGSVRA | ++ | Outdoor rated speaker strobe, wall, red, alert | 1 | [6 empty] | FALSE | FALSE |  |  |  |  | #FF0070C0 | FA-NFPA 170 SPEAKER STROBE | 1 | FALSE | FALSE | FALSE | 2019 | [13 empty] | FALSE |  |  | WP
NFPA 170 SMOKE HEAT DETECTOR |  |  | North | Kidde |  | Smoke/Heat Detector |  |  |  | Module | TRUE | FX-PHD w/SB4U BASE | ++ | Intelligent Addressable Optical/Fixed Temperature Heat Detector | 1 | 4.5e-05 | 4.5e-05 |  |  |  |  | FALSE | TRUE |  |  |  |  | #FFFF0000 | FA-NFPA 170 SMOKE HEAT DETECTOR | 1 | FALSE | FALSE | FALSE | 1408 | [13 empty] | FALSE
NFPA 170 STROBE CEILING |  |  | North | Kidde |  | Strobe |  |  |  | Module | TRUE | EGCVHWN |  | Strobe, running man, white, None, high cd | 1 | [6 empty] | FALSE | TRUE |  |  |  |  | #FF0070C0 | FA-NFPA 170 STROBE CEILING | 1 | FALSE | FALSE | FALSE | 2022 | [13 empty] | FALSE |  |  | C
NFPA 170 ADDRESSABLE INPUT MONITOR MODULE |  |  | North | Kidde |  | Addressable Module |  |  |  | Module | TRUE | GSA-MAB |  | Signature universal Class A/B module, UIO plug-in | 1 | 0.000223 | 0.0001 |  |  |  |  | FALSE | [5 empty] | #FFFF0000 | FA-NFPA 170 ADDRESSABLE INPUT MONITOR MODULE | 1 | FALSE | FALSE | FALSE | 1000 | [13 empty] | FALSE
|  |  | North | Kidde |  | Cards & Components |  |  |  | Card | TRUE | GSA-UIO2R | ++ | Universal Input-Output Module Board w/Riser Inputs- Two Module Positions | 1 | 3.2e-05 | 3.2e-05 |  |  |  |  | TRUE | [5 empty] | #FFFFFFFF |  |  | FALSE | FALSE | FALSE | [14 empty] | FALSE
NFPA 170 SMOKE HEAT DETECTOR |  |  | North | Kidde |  | Smoke/Heat Detector |  |  |  | Module | TRUE | KIR-OSHD w/KI-ABLT BASE | ++ | Intelligent Multisensor Smoke and Heat Detector | 1 | 4.3e-05 | 7e-05 |  |  |  |  | FALSE | TRUE |  |  |  |  | #FFFF0000 | FA-NFPA 170 SMOKE HEAT DETECTOR | 1 | FALSE | FALSE | FALSE | 1408 | [13 empty] | FALSE
|  |  | North | Kidde |  | Cards & Components |  |  |  | Card | TRUE | VS1-GL Mainboard |  | Mainboard for VS1-GL assembly | 1 | 0.214 | 0.377 |  |  |  |  | TRUE | [5 empty] | #FFFFFFFF |  |  | FALSE | FALSE | FALSE | [14 empty] | FALSE
NFPA 170 HORN |  |  | North | Kidde |  | Horn |  |  |  | Module | TRUE | WGAWF-SP | ++ | Outdoor rated horn, white, fuego | 1 | [6 empty] | FALSE | [5 empty] | #FF0070C0 | FA-NFPA 170 HORN | 1 | FALSE | FALSE | FALSE | 2010 | [13 empty] | FALSE |  |  | WP
NFPA 170 SPEAKER WALL |  |  | North | Kidde |  | Speaker |  |  |  | Module | TRUE | INT-8A-RS70WA |  | 70V Re-ent Speaker, white, no markings, 88 cd, amber | 1 | [6 empty] | FALSE | [5 empty] | #FF0070C0 | FA-NFPA 170 SPEAKER WALL | 1 | FALSE | FALSE | FALSE | 2021 | [13 empty] | FALSE
NFPA 170 HEAT CO DETECTOR |  |  | North | Kidde |  | Heat/CO Detector |  |  |  | Module | TRUE | KIR-HCD w/KI-RB BASE | ++ | Multisensor Heat, and CO Detector | 1 | 3.2e-05 | 3.2e-05 |  |  |  |  | FALSE | [5 empty] | #FFFF0000 | FA-NFPA 170 HEAT CO DETECTOR | 1 | FALSE | FALSE | FALSE | 1403 | [13 empty] | FALSE
NFPA 170 STROBE WALL |  |  | North | Kidde |  | Strobe |  |  |  | Module | TRUE | WGVRN | ++ | Outdoor rated strobe, red, none | 1 | [6 empty] | FALSE | [5 empty] | #FF0070C0 | FA-NFPA 170 STROBE WALL | 1 | FALSE | FALSE | FALSE | 2023 | [13 empty] | FALSE |  |  | WP
NFPA 170 SMOKE DETECTOR |  |  | North | Kidde |  | Smoke Detector |  |  |  | Module | TRUE | KIR-PD w/KI-ABST BASE | ++ | Intelligent Optical Smoke Detector | 1 | 5.1e-05 | 6.8e-05 |  |  |  |  | FALSE | TRUE |  |  |  |  | #FFFF0000 | FA-NFPA 170 SMOKE DETECTOR | 1 | FALSE | FALSE | FALSE | 1408 | [13 empty] | FALSE
NFPA 170 SMOKE CO DETECTOR |  |  | North | Kidde |  | Smoke/CO Detector |  |  |  | Module | TRUE | KIR-PCD w/KI-IB BASE | ++ | Multisensor Smoke and CO Detector | 1 | 3.2e-05 | 3.2e-05 |  |  |  |  | FALSE | TRUE |  |  |  |  | #FFFF0000 | FA-NFPA 170 SMOKE CO DETECTOR | 1 | FALSE | FALSE | FALSE | 1408 | [13 empty] | FALSE
|  |  | North | Kidde |  | Cards & Components |  |  |  | Card | TRUE | VS1-G Mainboard |  | Mainboard for VS1-G assembly | 1 | 0.21 | 0.329 |  |  |  |  | TRUE | [5 empty] | #FFFFFFFF |  |  | FALSE | FALSE | FALSE | [14 empty] | FALSE
NFPA 170 STROBE WALL |  |  | North | Kidde |  | Strobe |  |  |  | Module | TRUE | WGVWF-FR | ++ | Outdoor rated strobe, white, fire feu | 1 | [6 empty] | FALSE | [5 empty] | #FF0070C0 | FA-NFPA 170 STROBE WALL | 1 | FALSE | FALSE | FALSE | 2023 | [13 empty] | FALSE |  |  | WP
|  |  | North | Kidde |  | Cards & Components |  |  |  | Card | TRUE | ANS50MDG |  | OBSOLETE - 50W Audio Notification Panel, Gray | 1 | [6 empty] | TRUE | [5 empty] | #FFFFFFFF |  |  | FALSE | FALSE | FALSE | [14 empty] | FALSE
NFPA 170 SMOKE HEAT DETECTOR |  |  | North | Kidde |  | Smoke/Heat Detector |  |  |  | Module | TRUE | KIR-PHD w/KI-ABST BASE | ++ | Intelligent Multisensor Smoke and Heat Detector | 1 | 5.1e-05 | 6.8e-05 |  |  |  |  | FALSE | TRUE |  |  |  |  | #FFFF0000 | FA-NFPA 170 SMOKE HEAT DETECTOR | 1 | FALSE | FALSE | FALSE | 1408 | [13 empty] | FALSE
NFPA 170 FIRE ALARM CONTROL UNIT | RISER FACP |  | North | Kidde |  | Fire Alarm Control Unit |  |  |  | Assembly | TRUE | VS4-G-2 |  | FACP, 1-4 Loop, 1000pt max, 4 Cl B NACs, gray, 230v | 1 | [6 empty] | FALSE | [5 empty] | #FFFF0000 | FA-NFPA 170 FIRE ALARM CONTROL UNIT | 1 | FALSE | FALSE | FALSE | 202 | [8 empty] | 7,12,18 |  |  |  |  | TRUE
NFPA 170 SMOKE DETECTOR |  |  | North | Kidde |  | Smoke Detector |  |  |  | Module | TRUE | KI-PCD w/KI-ABST BASE | ++ | Photoelectric smoke and carbon monoxide life safety detector, | 1 | 5.1e-05 | 6.8e-05 |  |  |  |  | FALSE | TRUE |  |  |  |  | #FFFF0000 | FA-NFPA 170 SMOKE DETECTOR | 1 | FALSE | FALSE | FALSE | 1408 | [13 empty] | FALSE
NFPA 170 SPEAKER WALL |  |  | North | Kidde |  | Speaker |  |  |  | Module | TRUE | WGSRF-SP | ++ | Outdoor rated speaker, wall, red, feugo | 1 | [6 empty] | FALSE | FALSE |  |  |  |  | #FF0070C0 | FA-NFPA 170 SPEAKER WALL | 1 | FALSE | FALSE | FALSE | 2021 | [13 empty] | FALSE |  |  | WP
NFPA 170 ADDRESSABLE INPUT MONITOR MODULE |  |  | North | Kidde |  | Addressable Module |  |  |  | Module | TRUE | GSA-RM1 |  | Signature riser monitor module, two-gang standard mount | 1 | 0.000223 | 0.0001 |  |  |  |  | FALSE | [5 empty] | #FFFF0000 | FA-NFPA 170 ADDRESSABLE INPUT MONITOR MODULE | 1 | FALSE | FALSE | FALSE | 1000 | [13 empty] | FALSE
NFPA 170 SMOKE HEAT CO DETECTOR |  |  | North | Kidde |  | Smoke/Heat/CO Detector |  |  |  | Module | TRUE | KIR-OSHCD w/KI-ABLT BASE | ++ | Multisensor Smoke, Heat, and CO Detector | 1 | 4.3e-05 | 7e-05 |  |  |  |  | FALSE | [5 empty] | #FFFF0000 | FA-NFPA 170 SMOKE HEAT CO DETECTOR | 1 | FALSE | FALSE | FALSE | 1403 | [13 empty] | FALSE
NFPA 170 SMOKE HEAT DETECTOR |  |  | North | Kidde |  | Smoke/Heat Detector |  |  |  | Module | TRUE | KI-PHD w/KI-ABST BASE | ++ | Intelligent Multisensor Smoke and Heat Detector | 1 | 5.1e-05 | 4.5e-05 |  |  |  |  | FALSE | TRUE |  |  |  |  | #FFFF0000 | FA-NFPA 170 SMOKE HEAT DETECTOR | 1 | FALSE | FALSE | FALSE | 1408 | [13 empty] | FALSE
NFPA 170 ADDRESSABLE INPUT MONITOR MODULE |  |  | North | Kidde |  | Addressable Module |  |  |  | Module | TRUE | GSA-UM |  | Signature universal Class A/B module, two-gang standard mount | 2 | 0.000223 | 0.0001 |  |  |  |  | FALSE | [5 empty] | #FFFF0000 | FA-NFPA 170 ADDRESSABLE INPUT MONITOR MODULE | 1 | FALSE | FALSE | FALSE | 1000 | [13 empty] | FALSE
NFPA 170 MANUAL PULL |  |  | North | Kidde |  | Manual Station |  |  |  | Module | TRUE | 84-100000-004 | ++ | Explosion Proof B9 Station Lift and Pull Cover (FM-200 RELEASE) | 1 | [6 empty] | FALSE | [5 empty] | #FFFF0000 | FA-NFPA 170 MANUAL PULL | 1 | FALSE | FALSE | FALSE | 957 | [13 empty] | FALSE |  |  | XP
NFPA 170 HORN STROBE |  |  | North | Kidde |  | Horn/Strobe |  |  |  | Module | TRUE | WG4WF-HVMC |  | Outdoor rated horn-strobe, white with FIRE marking, clear lens | 1 | 0 | 0.297 |  |  |  |  | FALSE | [5 empty] | #FF0070C0 | FA-NFPA 170 HORN STROBE | 1 | FALSE | FALSE | FALSE | 2012 | [13 empty] | FALSE |  |  | WP
NFPA 170 HORN STROBE CEILING |  |  | North | Kidde |  | Horn/Strobe |  |  |  | Module | TRUE | EGCF-HDVM |  | Temporal Horn-Strobe, running man, white, FIRE, 15, 30, 75, 95 cd | 1 | 0 | 0.18 |  |  |  |  | FALSE | TRUE |  |  |  |  | #FF0070C0 | FA-NFPA 170 HORN STROBE CEILING | 1 | FALSE | FALSE | FALSE | 2013 | [13 empty] | FALSE |  |  | C
NFPA 170 STROBE CEILING |  |  | North | Kidde |  | Strobe |  |  |  | Module | TRUE | EGCVHRF-FR |  | Strobe, running man, red, FEU/FIRE, high cd | 1 | [6 empty] | FALSE | TRUE |  |  |  |  | #FF0070C0 | FA-NFPA 170 STROBE CEILING | 1 | FALSE | FALSE | FALSE | 2022 | [13 empty] | FALSE |  |  | C
NFPA 170 HORN STROBE |  |  | North | Kidde |  | Horn/Strobe |  |  |  | Module | TRUE | WG4WN-HVMHC |  | Outdoor horn-strobe, white w/o marking, high candela, clear lens | 1 | 0 | 0.502 |  |  |  |  | FALSE | [5 empty] | #FF0070C0 | FA-NFPA 170 HORN STROBE | 1 | FALSE | FALSE | FALSE | 2012 | [13 empty] | FALSE |  |  | WP
NFPA 170 LCD ANNNUNCIATOR DISPLAY | RISER ANNUNCIATOR |  | North | Kidde |  | LCD Annunciator |  |  |  | Module | TRUE | K-RLCD-C |  | LCD Ann, 4x20 LCD, w/common LEDs & Ctrls, white | 1 | 0.099 | 0.115 |  |  |  |  | FALSE | [5 empty] | #FFFF0000 | FA-NFPA 170 LCD ANNNUNCIATOR DISPLAY | 1 | FALSE | FALSE | FALSE | 257 | [8 empty] | 7,12,18 |  |  |  |  | FALSE
NFPA 170 HORN |  |  | North | Kidde |  | Horn |  |  |  | Module | TRUE | WGAWA | ++ | Outdoor rated horn, white, alert | 1 | [6 empty] | FALSE | [5 empty] | #FF0070C0 | FA-NFPA 170 HORN | 1 | FALSE | FALSE | FALSE | 2010 | [13 empty] | FALSE |  |  | WP
NFPA 170 SMOKE DETECTOR |  |  | North | Kidde |  | Smoke Detector |  |  |  | Module | TRUE | KIR-PD w/KI-RB BASE | ++ | Intelligent Optical Smoke Detector | 1 | 5.1e-05 | 6.8e-05 |  |  |  |  | FALSE | TRUE |  |  |  |  | #FFFF0000 | FA-NFPA 170 SMOKE DETECTOR | 1 | FALSE | FALSE | FALSE | 1408 | [13 empty] | FALSE
NFPA 170 MANUAL PULL |  |  | North | Kidde |  | Manual Station |  |  |  | Module | TRUE | FX-270 | ++ | Single Action Fire Pull Station, Kidde Addressable | 1 | 0.00035 | 0.0005 |  |  |  |  | FALSE | [5 empty] | #FFFF0000 | FA-NFPA 170 MANUAL PULL | 1 | FALSE | FALSE | FALSE | 957 | [13 empty] | FALSE |  |  | 270
|  |  | North | Kidde | [5 empty] | Module | TRUE | GSA-SB |  | Signature detector mounting base - standard | 1 | [6 empty] | FALSE | [5 empty] | #FFFFFFFF |  |  | FALSE | FALSE | FALSE | [14 empty] | FALSE
NFPA 170 STROBE CEILING |  |  | North | Kidde |  | Strobe |  |  |  | Module | TRUE | EGCVHRF-SP |  | Strobe, running man, red, FUEGO, high cd | 1 | [6 empty] | FALSE | TRUE |  |  |  |  | #FF0070C0 | FA-NFPA 170 STROBE CEILING | 1 | FALSE | FALSE | FALSE | 2022 | [13 empty] | FALSE |  |  | C
|  |  | North | Kidde |  | Hardware |  |  |  | Hardware | TRUE | MIRBPS10A-6 |  | 6 Pack, Remote Booster Power Supply, 10A, 120Vac, red | 1 | [6 empty] | FALSE | [5 empty] | #FFFFFFFF |  |  | FALSE | FALSE | FALSE | [14 empty] | FALSE
NFPA 170 SMOKE DETECTOR |  |  | North | Kidde |  | Smoke Detector |  |  |  | Module | TRUE | KIR-PD w/KI-ABDT BASE | ++ | Intelligent Optical Smoke Detector | 1 | 5.1e-05 | 6.8e-05 |  |  |  |  | FALSE | TRUE |  |  |  |  | #FFFF0000 | FA-NFPA 170 SMOKE DETECTOR | 1 | FALSE | FALSE | FALSE | 1408 | [13 empty] | FALSE
NFPA 170 FIRE ALARM CONTROL UNIT | RISER FACP |  | North | Kidde |  | Fire Alarm Control Unit |  |  |  | Assembly | TRUE | VS4-G-SP |  | FACP, 1-4 Loop, 1000pt max, 4 Cl B NACs, gray, 120v, Spanish | 1 | [6 empty] | FALSE | [5 empty] | #FFFF0000 | FA-NFPA 170 FIRE ALARM CONTROL UNIT | 1 | FALSE | FALSE | FALSE | 202 | [8 empty] | 7,12,18 |  |  |  |  | TRUE
NFPA 170 SPEAKER STROBE |  |  | North | Kidde |  | Speaker/Strobe |  |  |  | Module | TRUE | EG4SVRN |  | Speaker/Strobe, Wall, Red, None | 1 | [6 empty] | FALSE | FALSE | GRSW-10 | G4RSB |  |  | #FF0070C0 | FA-NFPA 170 SPEAKER STROBE | 1 | FALSE | FALSE | FALSE | 2019 | [13 empty] | FALSE |  |  | C
NFPA 170 KNOX BOX |  |  | East | Kidde |  | Miscellaneous |  |  |  | Module | TRUE | 2HS |  | SupraSafe 2HS Key Lock Box | 1 | [6 empty] | FALSE | FALSE |  |  | 5"H x 4"W x 3.25"D |  | #FFFF0000 | FA-NFPA 170 KNOX BOX | 1 | FALSE | FALSE | FALSE | [14 empty] | FALSE
NFPA 170 STROBE WALL |  |  | North | Kidde |  | Strobe |  |  |  | Module | TRUE | CS405-8A | + | Strobe, 110 cd, Outdoor, Red | 1 | 0 | 0.255 |  |  |  |  | FALSE | [5 empty] | #FF0070C0 | FA-NFPA 170 STROBE WALL | 1 | FALSE | FALSE | FALSE | 2023 | [13 empty] | FALSE |  |  | WP
NFPA 170 SMOKE DETECTOR |  |  | North | Kidde |  | Smoke Detector |  |  |  | Module | TRUE | EC5000R (Detector) | + | Fireray 5000 Beam Detector Transmitter/Receiver | 1 | [6 empty] | FALSE | TRUE |  |  |  |  | #FFFF0000 | FA-NFPA 170 SMOKE DETECTOR | 1 | FALSE | FALSE | FALSE | 1408 | [13 empty] | FALSE |  |  | SBD
NFPA 170 HORN STROBE CEILING |  |  | North | Kidde |  | Horn/Strobe |  |  |  | Module | TRUE | EGCAVRF |  | Horn-Strobe, running man, red, fire | 1 | [6 empty] | FALSE | TRUE |  |  |  |  | #FF0070C0 | FA-NFPA 170 HORN STROBE CEILING | 1 | FALSE | FALSE | FALSE | 2013 | [13 empty] | FALSE |  |  | C
NFPA 170 SMOKE DETECTOR |  |  | North | Kidde |  | Smoke Detector |  |  |  | Module | TRUE | V-PS |  | Vigilant series photoelectric smoke detector | 1 | 0.00045 | 0.00045 |  |  |  |  | FALSE | TRUE |  |  |  |  | #FFFF0000 | FA-NFPA 170 SMOKE DETECTOR | 1 | FALSE | FALSE | FALSE | 1408 | [13 empty] | FALSE
|  |  | North | Kidde | [5 empty] | Module | TRUE | B4U |  | Vigilant series standard base | 1 | [6 empty] | FALSE | [5 empty] | #FFFFFFFF |  |  | FALSE | FALSE | FALSE | [14 empty] | FALSE
|  |  | North | Kidde |  | Cards & Components |  |  |  | Card | TRUE | ANSZSC4A |  | Class 'A' converter, use with ANSZS4B, converts 4 B's to 4 A's, snap track | 1 | [6 empty] | TRUE | [5 empty] | #FFFFFFFF |  |  | FALSE | FALSE | FALSE | [14 empty] | FALSE
NFPA 170 SPEAKER WALL |  |  | North | Kidde |  | Speaker |  |  |  | Module | TRUE | 90215A-801-06-L | HyperSpike | UL 1480 listed C1D2 certified TCPA-10 Distributed Audio Speaker with 5 selectable power taps that run off of 25V, 70V and 100 VRMS audio systems. White. | 1 | [6 empty] | FALSE |  | 72377B-801 |  |  |  | #FF0070C0 | FA-NFPA 170 SPEAKER WALL | 1 | FALSE | FALSE | FALSE | 2021 | [13 empty] | FALSE
NFPA 170 NOTIFICATION CIRCUIT EXTENDER PANEL | RISER NAC |  | North | Kidde |  | Notification Circuit Extender Panel |  |  |  | Assembly | TRUE | MIRBPS10A/230 |  | Remote Booster Power Supply, 10A, 230Vac, Red | 1 | [6 empty] | FALSE | [5 empty] | #FFFF0000 | FA-NFPA 170 NOTIFICATION CIRCUIT EXTENDER PANEL | 1 | FALSE | FALSE | FALSE | 212 | [8 empty] | 7,12,18,65 |  |  |  |  | TRUE
|  |  | North | Kidde |  | Cards & Components |  |  |  | Card | TRUE | FX-1000 Mainboard |  | Mainboard for FX-1000 assembly | 1 | 0.227 | 0.392 |  |  |  |  | TRUE | [5 empty] | #FFFFFFFF |  |  | FALSE | FALSE | FALSE | [14 empty] | FALSE
|  |  | North | Kidde | [5 empty] | Module | TRUE | SB4U-LF |  | Low frequency audible (sounder) base for fire detectors | 1 | [6 empty] | FALSE | [5 empty] | #FFFFFFFF |  |  | FALSE | FALSE | FALSE | [14 empty] | FALSE |  |  | LF
NFPA 170 SYNC MODULE |  |  | North | Kidde |  | Sync Module |  |  |  | Module | TRUE | EG1M |  | Precision Sychronization Module - Snap Mount to Signal | 1 | [6 empty] | FALSE | [5 empty] | #FFFF0000 | FA-NFPA 170 SYNC MODULE | 1 | FALSE | FALSE | FALSE | 1300 | [13 empty] | FALSE
NFPA 170 HORN STROBE |  |  | North | Kidde |  | Horn/Strobe |  |  |  | Module | TRUE | INT-5AT |  | Temporal Horn-Strobe, 15cd, Red | 1 | [6 empty] | FALSE | [5 empty] | #FF0070C0 | FA-NFPA 170 HORN STROBE | 1 | FALSE | FALSE | FALSE | 2012 | [13 empty] | FALSE
NFPA 170 ISOLATION MODULE |  |  | North | Kidde |  | Isolator Module |  |  |  | Module | TRUE | FX-ISO | ++ | SLC Fault Isolator Module | 1 | 0.000175 | 0.0002 |  |  |  |  | FALSE | [5 empty] | #FFFF0000 | FA-NFPA 170 ISOLATION MODULE | 1 | FALSE | FALSE | FALSE | 1200 | [13 empty] | FALSE
NFPA 170 STROBE WALL |  |  | North | Kidde |  | Strobe |  |  |  | Module | TRUE | EG4VWF-FR |  | Wall strobe, white, FEU | 1 | [6 empty] | FALSE |  | GRSW-10 |  |  |  | #FF0070C0 | FA-NFPA 170 STROBE WALL | 1 | FALSE | FALSE | FALSE | 2023 | [13 empty] | FALSE
NFPA 170 HORN |  |  | North | Kidde |  | Horn |  |  |  | Module | TRUE | GL1WF-HD |  | Genesis Horn, 77.1 dBA, White, FIRE | 1 | [6 empty] | FALSE | [5 empty] | #FF0070C0 | FA-NFPA 170 HORN | 1 | FALSE | FALSE | FALSE | 2010 | [13 empty] | FALSE
|  |  | North | Kidde | [5 empty] | Module | TRUE | GSA-SBT |  | Signature audible (sounder) base for CO and fire detectors | 1 | [6 empty] | FALSE | [5 empty] | #FFFFFFFF |  |  | FALSE | FALSE | FALSE | [14 empty] | FALSE
|  |  | North | Kidde |  | Cards & Components |  |  |  | Card | TRUE | FX-10D Main Board | ++ | Mainboard for FX-10 assembly | 1 | 0.128 | 0.242 | 7.5 |  |  |  | TRUE | [5 empty] | #FFFFFFFF |  |  | FALSE | FALSE | FALSE | [14 empty] | FALSE
NFPA 170 HORN |  |  | North | Kidde |  | Horn |  |  |  | Module | TRUE | G4LFRN-H | + | Low Frequency(520hz) horn, Red | 1 | 0 | 0.16 |  |  |  |  | FALSE | [5 empty] | #FF0070C0 | FA-NFPA 170 HORN | 1 | FALSE | FALSE | FALSE | 2021 | [13 empty] | FALSE |  |  | LF
NFPA 170 STROBE WALL |  |  | North | Kidde |  | Strobe |  |  |  | Module | TRUE | WGVRF | ++ | Outdoor rated strobe, red, fire | 1 | [6 empty] | FALSE | [5 empty] | #FF0070C0 | FA-NFPA 170 STROBE WALL | 1 | FALSE | FALSE | FALSE | 2023 | [13 empty] | FALSE |  |  | WP
NFPA 170 PRESSURE SWITCH |  |  | East | Kidde |  | Pressure Switch |  |  |  | Module | TRUE | 06-118537-001 (ATEX) | ++ | Supervisory Pressure Switch | 1 | [6 empty] | FALSE | FALSE | PROVIDED BY SPRINKLER CONTRACTOR |  | PROVIDED BY OTHERS |  | #FFFF0000 | FA-NFPA 170 PRESSURE SWITCH | 1 | FALSE | FALSE | FALSE | 913 | [13 empty] | FALSE
NFPA 170 MANUAL PULL |  |  | North | Kidde |  | Manual Station |  |  |  | Module | TRUE | K-270A-DPO | ++ | Pull Station, double pole, cast metal, wire leads | 1 | [6 empty] | FALSE | [5 empty] | #FFFF0000 | FA-NFPA 170 MANUAL PULL | 1 | FALSE | FALSE | FALSE | 957 | [13 empty] | FALSE
|  |  | North | Kidde |  | Cards & Components |  |  |  | Card | TRUE | FX-64R Mainboard |  | Mainboard for FX-64R assembly | 1 | 0.21 | 0.329 |  |  |  |  | TRUE | [5 empty] | #FFFFFFFF |  |  | FALSE | FALSE | FALSE | [14 empty] | FALSE
NFPA 170 HEAT DETECTOR |  |  | North | Kidde |  | Heat Detector |  |  |  | Module | TRUE | KI-HCD w/KI-ABDT BASE | ++ | Multisensor Heat, and CO Detector | 1 | 3.2e-05 | 3.2e-05 |  |  |  |  | FALSE | [5 empty] | #FFFF0000 | FA-NFPA 170 HEAT DETECTOR | 1 | FALSE | FALSE | FALSE | 1403 | [13 empty] | FALSE
NFPA 170 SMOKE DETECTOR |  |  | North | Kidde |  | Smoke Detector |  |  |  | Module | TRUE | KC3000-103 |  | Reflective Beam Smoke Detector, Single As'bly, 16.5 to 393 ft. | 1 | 0.004 | 0.014 |  |  |  |  | FALSE | TRUE |  |  |  |  | #FFFF0000 | FA-NFPA 170 SMOKE DETECTOR | 1 | FALSE | FALSE | FALSE | 1408 | [13 empty] | FALSE
NFPA 170 SPEAKER STROBE CEILING |  |  | North | Kidde |  | Speaker/Strobe |  |  |  | Module | TRUE | GCHFWF-S7VMCH |  | 70V Ceiling Speaker/Strobe, White, 95, 115, 150, 177 cd, FIRE | 1 | 0 | 0.342 |  |  |  |  | FALSE | TRUE |  |  |  |  | #FF0070C0 | FA-NFPA 170 SPEAKER STROBE CEILING | 1 | FALSE | FALSE | FALSE | 2020 | [13 empty] | FALSE |  |  | C
NFPA 170 SPEAKER STROBE |  |  | North | Kidde |  | Speaker/Strobe |  |  |  | Module | TRUE | WGSVWF-FR | ++ | Outdoor rated speaker strobe, wall, white, feugo | 1 | [6 empty] | FALSE | FALSE |  |  |  |  | #FF0070C0 | FA-NFPA 170 SPEAKER STROBE | 1 | FALSE | FALSE | FALSE | 2019 | [13 empty] | FALSE |  |  | WP
NFPA 170 STROBE WALL |  |  | North | Kidde |  | Strobe |  |  |  | Module | TRUE | 4MS-7AW | + | Strobe, 15/75, White | 1 | 0 | 0.255 |  |  |  |  | FALSE | [5 empty] | #FF0070C0 | FA-NFPA 170 STROBE WALL | 1 | FALSE | FALSE | FALSE | 2023 | [13 empty] | FALSE
|  |  | North | Kidde |  | Cards & Components |  |  |  | Card | TRUE | 84-732001-901 Main Board | ++ | Main Board | 1 | 0.1 | 0.24 | 5.4 |  |  |  | TRUE | [5 empty] | #FFFFFFFF |  |  | FALSE | FALSE | FALSE | [14 empty] | FALSE
NFPA 170 HEAT DETECTOR |  |  | North | Kidde |  | Heat Detector |  |  |  | Module | TRUE | KI-HRD w/KI-ABST BASE | ++ | Intelligent fixed temperature/Rate-of-rise heat detector, Audible Sounder Base | 1 | 3.2e-05 | 3.2e-05 |  |  |  |  | FALSE | [5 empty] | #FFFF0000 | FA-NFPA 170 HEAT DETECTOR | 1 | FALSE | FALSE | FALSE | 1403 | [13 empty] | FALSE
NFPA 170 HORN STROBE CEILING |  |  | North | Kidde |  | Horn/Strobe |  |  |  | Module | TRUE | WG4RF-HVMHC (C) |  | Outdoor horn-strobe, red FIRE marking, candela, clear lens | 1 | 0 | 0.24 |  |  |  |  | FALSE | TRUE |  |  |  |  | #FF0070C0 | FA-NFPA 170 HORN STROBE CEILING | 1 | FALSE | FALSE | FALSE | 2013 | [13 empty] | FALSE |  |  | C, WP
NFPA 170 FIRE ALARM CONTROL UNIT | RISER FACP |  | North | Kidde |  | Fire Alarm Control Unit |  |  |  | Assembly | TRUE | VS1-G-SP |  | FACP, 1 Loop, 64pt, 2 Cl B NACs, gray, 120v, Spanish | 1 | [6 empty] | FALSE | [5 empty] | #FFFF0000 | FA-NFPA 170 FIRE ALARM CONTROL UNIT | 1 | FALSE | FALSE | FALSE | 202 | [8 empty] | 7,12,18 |  |  |  |  | TRUE
NFPA 170 ISOLATION MODULE |  |  | North | Kidde |  | Isolator Module |  |  |  | Module | TRUE | GSA-IM2 | ++ | Isolator Module | 1 | 4.5e-05 | 4.5e-05 |  |  |  |  | FALSE | [5 empty] | #FFFF0000 | FA-NFPA 170 ISOLATION MODULE | 1 | FALSE | FALSE | FALSE | 1200 | [13 empty] | FALSE
NFPA 170 SMOKE HEAT CO DETECTOR |  |  | North | Kidde |  | Smoke/Heat/CO Detector |  |  |  | Module | TRUE | KIR-PHCD w/KI-ABDT BASE | ++ | Multisensor Smoke, Heat, and CO Detector | 1 | 3.2e-05 | 3.2e-05 |  |  |  |  | FALSE | TRUE |  |  |  |  | #FFFF0000 | FA-NFPA 170 SMOKE HEAT CO DETECTOR | 1 | FALSE | FALSE | FALSE | 1408 | [13 empty] | FALSE
NFPA 170 FIRE SUPPRESSION CONTROL UNIT | NFPA 170 FIRE SUPPRESSION CONTROL UNIT |  | North | Kidde |  | Fire Suppression Control Panel |  |  |  | Assembly | TRUE | 76-800200-001 | ++ | ARIES NETLink Control Unit-2T | 1 | [6 empty] | FALSE |  |  |  | 22-1/2 x 14-3/8 x 5-3/8 (in.) 572 x 365 x 137 (mm) |  | #FFFF0000 | FA-NFPA 170 FIRE SUPPRESSION CONTROL UNIT | 1 | FALSE | FALSE | FALSE | 205 | [8 empty] | 7,12,18,26,55,100,165 |  |  | 5.4 |  | TRUE
NFPA 170 SMOKE DETECTOR |  |  | North | Kidde |  | Smoke Detector |  |  |  | Module | TRUE | FX-PD w/SB4U BASE | ++ | Intelligent Addressable Optical Smoke Detector | 1 | 4.5e-05 | 4.5e-05 |  |  |  |  | FALSE | TRUE |  |  |  |  | #FFFF0000 | FA-NFPA 170 SMOKE DETECTOR | 1 | FALSE | FALSE | FALSE | 1408 | [13 empty] | FALSE
NFPA 170 FIRE ALARM CONTROL UNIT | RISER FACP |  | North | Kidde |  | Fire Alarm Control Unit |  |  |  | Assembly | TRUE | VS4-GC |  | FACP, 1-4 Loop, 1000pt max, 4 Cl B NACs, gray, 120v, w/ 16 RY LED, ECdn | 1 | [6 empty] | FALSE | [5 empty] | #FFFF0000 | FA-NFPA 170 FIRE ALARM CONTROL UNIT | 1 | FALSE | FALSE | FALSE | 202 | [8 empty] | 7,12,18 |  |  |  |  | TRUE
|  |  | North | Kidde |  | Cards & Components |  |  |  | Card | TRUE | GSA-UIO6 | ++ | Universal Input-Output Module Board - Six Module Positions | 1 | [6 empty] | TRUE | [5 empty] | #FFFFFFFF |  |  | FALSE | FALSE | FALSE | [14 empty] | FALSE
NFPA 170 FIRE ALARM CONTROL UNIT | RISER FACP |  | North | Kidde |  | Fire Alarm Control Unit |  |  |  | Assembly | TRUE | VS4-G |  | FACP, 1-4 Loop, 1000pt max, 4 Cl B NACs, gray, 120v | 1 | [6 empty] | FALSE | [5 empty] | #FFFF0000 | FA-NFPA 170 FIRE ALARM CONTROL UNIT | 1 | FALSE | FALSE | FALSE | 202 | [8 empty] | 7,12,18 |  |  |  |  | TRUE
NFPA 170 STROBE CEILING |  |  | North | Kidde |  | Strobe |  |  |  | Module | TRUE | EGCVHWF-FR |  | Strobe, running man, white, FEU/FIRE, high cd | 1 | [6 empty] | FALSE | TRUE |  |  |  |  | #FF0070C0 | FA-NFPA 170 STROBE CEILING | 1 | FALSE | FALSE | FALSE | 2022 | [13 empty] | FALSE |  |  | C
NFPA 170 SPEAKER WALL |  |  | North | Kidde |  | Speaker |  |  |  | Module | TRUE | 90215A-801-04-L | HyperSpike | UL 1480 listed C1D2 certified TCPA-10 Distributed Audio Speaker with 5 selectable power taps that run off of 25V, 70V and 100 VRMS audio systems. Gray. | 1 | [6 empty] | FALSE |  | 72377B-801 |  |  |  | #FF0070C0 | FA-NFPA 170 SPEAKER WALL | 1 | FALSE | FALSE | FALSE | 2021 | [13 empty] | FALSE
NFPA 170 MANUAL PULL |  |  | North | Kidde |  | Manual Station |  |  |  | Module | TRUE | GSA-M270 |  | Signature single-action fire alarm station, English markings, metal | 1 | 0.00025 | 0.0004 |  |  |  |  | FALSE | [5 empty] | #FFFF0000 | FA-NFPA 170 MANUAL PULL | 1 | FALSE | FALSE | FALSE | 957 | [13 empty] | FALSE
NFPA 170 SMOKE BEAM DETECTOR CONTROLLER |  |  | North | Kidde |  | Beam Detector |  |  |  | Module | TRUE | EC5000R (Controller) | + | Fireray 5000 Beam Detector Controller | 1 | 0.005 | 0.0085 |  |  |  |  | FALSE | TRUE |  |  |  |  | #FFFF0000 | FA-NFPA 170 SMOKE BEAM DETECTOR CONTROLLER | 1 | FALSE | FALSE | FALSE | 1406 | [13 empty] | FALSE
NFPA 170 DUCT SMOKE DETECTOR |  |  | North | Kidde |  | Duct Smoke Detector |  |  |  | Module | TRUE | GSA-SD | + | Signature SuperDuct photoelectric duct smoke detector | 1 | 4.5e-05 | 4.5e-05 |  |  |  |  | FALSE | TRUE |  |  |  |  | #FFFF0000 | FA-NFPA 170 DUCT SMOKE DETECTOR | 1 | FALSE | FALSE | FALSE | 1400 | [13 empty] | FALSE
NFPA 170 ADDRESSABLE OUTPUT MODULE |  |  | North | Kidde |  | Addressable Module |  |  |  | Module | TRUE | GSA-CC1 |  | Signature single output signal module, two-gang standard mount | 1 | 0.000223 | 0.0001 |  |  |  |  | FALSE | [5 empty] | #FFFF0000 | FA-NFPA 170 ADDRESSABLE OUTPUT MODULE | 1 | FALSE | FALSE | FALSE | 1000 | [13 empty] | FALSE
NFPA 170 SPEAKER STROBE |  |  | North | Kidde |  | Speaker/Strobe |  |  |  | Module | TRUE | WGSVWF-SP | ++ | Outdoor rated speaker strobe, wall, white, feugo | 1 | [6 empty] | FALSE | FALSE |  |  |  |  | #FF0070C0 | FA-NFPA 170 SPEAKER STROBE | 1 | FALSE | FALSE | FALSE | 2019 | [13 empty] | FALSE |  |  | WP
NFPA 170 REMOTE VOICE EVACUATION MICROPHONE |  |  | North | Kidde |  | Remote Microphone |  |  |  | Module | TRUE | ANSREMR |  | Remote Mic, Red surface / semi-flush cabinet | 1 | 0.02 | 0.04 |  |  |  |  | TRUE | [5 empty] | #FFFF0000 | FA-NFPA 170 REMOTE VOICE EVACUATION MICROPHONE | 1 | FALSE | FALSE | FALSE | 265 | [13 empty] | FALSE
NFPA 170 FIRE ALARM CONTROL UNIT | RISER FACP |  | North | Kidde |  | Fire Alarm Control Unit |  |  |  | Assembly | TRUE | FX-1000 |  | FACP, 1-4 Loop, 1000pt max, 4 Cl B NACs, red, 120v | 1 | [6 empty] | FALSE | [5 empty] | #FFFF0000 | FA-NFPA 170 FIRE ALARM CONTROL UNIT | 1 | FALSE | FALSE | FALSE | 202 | [8 empty] | 7,12,18 |  |  |  |  | TRUE
NFPA 170 FIRE ALARM CONTROL UNIT | RISER FACP |  | North | Kidde |  | Fire Alarm Control Unit |  |  |  | Assembly | TRUE | FX-64R |  | FACP, 1 Loop, 64pt, 2 Cl B NACs, red, 120v | 1 | [6 empty] | FALSE | [5 empty] | #FFFF0000 | FA-NFPA 170 FIRE ALARM CONTROL UNIT | 1 | FALSE | FALSE | FALSE | 202 | [8 empty] | 7,12,18 |  |  |  |  | TRUE
NFPA 170 MANUAL PULL |  |  | North | Kidde |  | Manual Station |  |  |  | Module | TRUE | K-270P-SPO | ++ | Pull Station, single pole, cast metal, terminals, pre-signal | 1 | [6 empty] | FALSE | [5 empty] | #FFFF0000 | FA-NFPA 170 MANUAL PULL | 1 | FALSE | FALSE | FALSE | 957 | [13 empty] | FALSE
NFPA 170 DOOR HOLDER |  |  | North | Kidde |  | Door Holder |  |  |  | Module | TRUE | 1505-AQN5 |  | Flush, Wall Mount, Short Catch Plate, 24Vac/dc or 120Vac | 1 | 0.015 | [5 empty] | FALSE | [5 empty] | #FFFF0000 | FA-NFPA 170 DOOR HOLDER | 1 | FALSE | FALSE | FALSE | 2500 | [13 empty] | FALSE
NFPA 170 NOTIFICATION CIRCUIT EXTENDER PANEL | RISER NAC |  | North | Kidde |  | Notification Circuit Extender Panel |  |  |  | Assembly | TRUE | MIRBPS6A/230 |  | Remote Booster Power Supply, 6.5A, 230Vac, Red | 1 | [6 empty] | FALSE | [5 empty] | #FFFF0000 | FA-NFPA 170 NOTIFICATION CIRCUIT EXTENDER PANEL | 1 | FALSE | FALSE | FALSE | 212 | [8 empty] | 7,12,18,65 |  |  |  |  | TRUE
NFPA 170 ADDRESSABLE INPUT MONITOR MODULE |  |  | North | Kidde |  | Addressable Module |  |  |  | Module | TRUE | GSA-MCC2 |  | Signature dual input signal module, UIO plug-in | 2 | 0.000223 | 0.0001 |  |  |  |  | FALSE | [5 empty] | #FFFF0000 | FA-NFPA 170 ADDRESSABLE INPUT MONITOR MODULE | 1 | FALSE | FALSE | FALSE | 1000 | [13 empty] | FALSE
NFPA 170 FIRE ALARM CONTROL UNIT | RISER FACP |  | North | Kidde |  | Fire Alarm Control Unit |  |  |  | Assembly | TRUE | FX-10RD | ++ | Conventional Fire Alarm Control Panel, Red – 10 Class B IDCs and 4 Class B NACs, 7.0A NAC power, (Pairs of IDCs and NACs convertible to single Class A circuits), upload/download DACT/modem, 120VAC power source, 24VDC output | 1 | [6 empty] | FALSE | [5 empty] | #FFFF0000 | FA-NFPA 170 FIRE ALARM CONTROL UNIT | 1 | FALSE | FALSE | FALSE | 202 | [8 empty] | 7,12,18,24 |  | 18 |  |  | TRUE
NFPA 170 SPEAKER STROBE CEILING |  |  | North | Kidde |  | Speaker/Strobe |  |  |  | Module | TRUE | GCHFWA-S7VMCH |  | 70V Ceiling Speaker/Strobe, White, 95, 115, 150, 177 cd,ALERT | 1 | 0 | 0.502 |  |  |  |  | FALSE | TRUE |  |  |  |  | #FF0070C0 | FA-NFPA 170 SPEAKER STROBE CEILING | 1 | FALSE | FALSE | FALSE | 2020 | [13 empty] | FALSE |  |  | C
NFPA 170 SPEAKER STROBE CEILING |  |  | North | Kidde |  | Speaker/Strobe |  |  |  | Module | TRUE | EGCSVHWF-SP |  | Speaker/Strobe, Ceiling, White, FUEGO, High CD | 1 | [6 empty] | FALSE | TRUE |  |  |  |  | #FF0070C0 | FA-NFPA 170 SPEAKER STROBE CEILING | 1 | FALSE | FALSE | FALSE | 2020 | [13 empty] | FALSE |  |  | C
|  |  | North | Kidde |  | Cards & Components |  |  |  | Card | TRUE | SIGA-AA30 | ++ | 30 Watt Intelligent Audio Amplifier | 2 | 0.002 | 1.55 |  |  |  |  | TRUE | [5 empty] | #FFFFFFFF |  |  | FALSE | FALSE | FALSE | [13 empty] | 30 | FALSE
NFPA 170 SMOKE HEAT CO DETECTOR |  |  | North | Kidde |  | Smoke/Heat/CO Detector |  |  |  | Module | TRUE | KI-PHCD w/KI-ABST BASE | ++ | Photoelectric, heat detector and carbon monoxide life safety detector | 1 | 3.2e-05 | 3.2e-05 |  |  |  |  | FALSE | TRUE |  |  |  |  | #FFFF0000 | FA-NFPA 170 SMOKE HEAT CO DETECTOR | 1 | FALSE | FALSE | FALSE | 1408 | [13 empty] | FALSE
NFPA 170 PRESSURE SWITCH |  |  | East | Kidde |  | Pressure Switch |  |  |  | Module | TRUE | 45-500537-001 (ATEX) | ++ | Supervisory Pressure Switch | 1 | [6 empty] | FALSE | FALSE | PROVIDED BY SPRINKLER CONTRACTOR |  | PROVIDED BY OTHERS |  | #FFFF0000 | FA-NFPA 170 PRESSURE SWITCH | 1 | FALSE | FALSE | FALSE | 913 | [13 empty] | FALSE
|  |  | North | Kidde |  | Cards & Components |  |  |  | Card | TRUE | APS6A Mainboard |  | Mainboard for APS6A assembly | 1 | 0.07 | 0.27 |  |  |  |  | TRUE | [5 empty] | #FFFFFFFF |  |  | FALSE | FALSE | FALSE | [14 empty] | FALSE
NFPA 170 HORN |  |  | North | Kidde |  | Horn |  |  |  | Module | TRUE | EG4AWF |  | Wall horn, white, FIRE | 1 | [6 empty] | FALSE |  | GRSW-10 |  |  |  | #FF0070C0 | FA-NFPA 170 HORN | 1 | FALSE | FALSE | FALSE | 2010 | [13 empty] | FALSE
NFPA 170 ADDRESSABLE INPUT MONITOR MODULE |  |  | North | Kidde |  | Addressable Module |  |  |  | Module | TRUE | GSA-CC2 |  | Signature dual input signal module, two-gang standard mount | 2 | 0.000223 | 0.0001 |  |  |  |  | FALSE | [5 empty] | #FFFF0000 | FA-NFPA 170 ADDRESSABLE INPUT MONITOR MODULE | 1 | FALSE | FALSE | FALSE | 1000 | [13 empty] | FALSE
NFPA 170 SPEAKER STROBE |  |  | North | Kidde |  | Speaker/Strobe |  |  |  | Module | TRUE | WGSVRF | ++ | Outdoor rated speaker strobe, wall, red, fire | 1 | [6 empty] | FALSE | FALSE |  |  |  |  | #FF0070C0 | FA-NFPA 170 SPEAKER STROBE | 1 | FALSE | FALSE | FALSE | 2019 | [13 empty] | FALSE |  |  | WP
NFPA 170 SPEAKER WALL |  |  | North | Kidde |  | Speaker |  |  |  | Module | TRUE | 90215A-801-01-L | HyperSpike | UL 1480 listed C1D2 certified TCPA-10 Distributed Audio Speaker with 5 selectable power taps that run off of 25V, 70V and 100 VRMS audio systems. Black. | 1 | [6 empty] | FALSE |  | 72377B-801 |  |  |  | #FF0070C0 | FA-NFPA 170 SPEAKER WALL | 1 | FALSE | FALSE | FALSE | 2021 | [13 empty] | FALSE
NFPA 170 SPEAKER WALL |  |  | North | Kidde |  | Speaker |  |  |  | Module | TRUE | EG4SRF |  | Speaker, Wall, Red, FIRE | 1 | [6 empty] | FALSE | FALSE | GRSW-10 | G4RSB |  |  | #FF0070C0 | FA-NFPA 170 SPEAKER WALL | 1 | FALSE | FALSE | FALSE | 2021 | [13 empty] | FALSE |  |  | C
NFPA 170 SMOKE HEAT DETECTOR |  |  | North | Kidde |  | Smoke/Heat Detector |  |  |  | Module | TRUE | KI-PHD w/KI-SB BASE | ++ | Intelligent Multisensor Smoke and Heat Detector | 1 | 5.1e-05 | 4.5e-05 |  |  |  |  | FALSE | TRUE |  |  |  |  | #FFFF0000 | FA-NFPA 170 SMOKE HEAT DETECTOR | 1 | FALSE | FALSE | FALSE | 1408 | [13 empty] | FALSE
NFPA 170 STROBE CEILING |  |  | North | Kidde |  | Strobe |  |  |  | Module | TRUE | EGCVHWF-SP |  | Strobe, running man, white, FUEGO, high cd | 1 | [6 empty] | FALSE | TRUE |  |  |  |  | #FF0070C0 | FA-NFPA 170 STROBE CEILING | 1 | FALSE | FALSE | FALSE | 2022 | [13 empty] | FALSE |  |  | C
NFPA 170 HORN STROBE |  |  | North | Kidde |  | Horn/Strobe |  |  |  | Module | TRUE | EG4AVWF-FR |  | Wall horn-strobe, white, FEU | 1 | [6 empty] | FALSE |  | GRSW-10 |  |  |  | #FF0070C0 | FA-NFPA 170 HORN STROBE | 1 | FALSE | FALSE | FALSE | 2012 | [13 empty] | FALSE
NFPA 170 SMOKE DETECTOR |  |  | North | Kidde |  | Smoke Detector |  |  |  | Module | TRUE | KI-PCD w/KI-RB BASE | ++ | Photoelectric smoke and carbon monoxide life safety detector, | 1 | 5.1e-05 | 6.8e-05 |  |  |  |  | FALSE | TRUE |  |  |  |  | #FFFF0000 | FA-NFPA 170 SMOKE DETECTOR | 1 | FALSE | FALSE | FALSE | 1408 | [13 empty] | FALSE
NFPA 170 REMOTE TEST SWITCH |  |  | North | Kidde |  | REMOTE TEST SWITCH |  |  |  | Module | TRUE | SD-TRK |  | SuperDuct, Remote test/reset station, keyed | 1 | [6 empty] | FALSE | [5 empty] | #FFFF0000 | FA-NFPA 170 REMOTE TEST SWITCH | 1 | FALSE | FALSE | FALSE | 914 | [13 empty] | FALSE
NFPA 170 AMPLIFIER RACK | RISER AMP |  | North | Kidde |  | Amplifier |  |  |  | Assembly | TRUE | APS10A w/SIGA-AA50 |  | AA-50 Amplifier with Remote Auxiliary/Booster Power Supply, 10A, 120Vac, Red | 1 | [6 empty] | FALSE | [5 empty] | #FFFF0000 | FA-NFPA 170 AMPLIFIER RACK | 1 | FALSE | FALSE | FALSE | 300 | [8 empty] | 7,12,18,65 |  |  |  |  | TRUE |  |  | AA50
NFPA 170 SMOKE DETECTOR |  |  | North | Kidde |  | Smoke Detector |  |  |  | Module | TRUE | KIR-PD w/KI-IB BASE | ++ | Intelligent Optical Smoke Detector | 1 | 5.1e-05 | 6.8e-05 |  |  |  |  | FALSE | TRUE |  |  |  |  | #FFFF0000 | FA-NFPA 170 SMOKE DETECTOR | 1 | FALSE | FALSE | FALSE | 1408 | [13 empty] | FALSE
NFPA 170 SMOKE CO DETECTOR |  |  | North | Kidde |  | Smoke/CO Detector |  |  |  | Module | TRUE | KIR-PCD w/KI-RB BASE | ++ | Multisensor Smoke and CO Detector | 1 | 3.2e-05 | 3.2e-05 |  |  |  |  | FALSE | TRUE |  |  |  |  | #FFFF0000 | FA-NFPA 170 SMOKE CO DETECTOR | 1 | FALSE | FALSE | FALSE | 1408 | [13 empty] | FALSE
NFPA 170 SPEAKER STROBE |  |  | North | Kidde |  | Speaker/Strobe |  |  |  | Module | TRUE | WGSVRF-SP | ++ | Outdoor rated speaker strobe, wall, red, feugo | 1 | [6 empty] | FALSE | FALSE |  |  |  |  | #FF0070C0 | FA-NFPA 170 SPEAKER STROBE | 1 | FALSE | FALSE | FALSE | 2019 | [13 empty] | FALSE |  |  | WP
NFPA 170 ADDRESSABLE INPUT MONITOR MODULE |  |  | North | Kidde |  | Addressable Module |  |  |  | Module | TRUE | FX-IDCWS | ++ | Analog Dual Input Waterflow-Supervisory Module | 1 | 0.00055 | 0.000725 |  |  |  |  | FALSE | [5 empty] | #FFFF0000 | FA-NFPA 170 ADDRESSABLE INPUT MONITOR MODULE | 1 | FALSE | FALSE | FALSE | 1000 | [13 empty] | FALSE
NFPA 170 SMOKE HEAT CO DETECTOR |  |  | North | Kidde |  | Smoke/Heat/CO Detector |  |  |  | Module | TRUE | KIR-PHCD w/KI-RB BASE | ++ | Multisensor Smoke, Heat, and CO Detector | 1 | 3.2e-05 | 3.2e-05 |  |  |  |  | FALSE | TRUE |  |  |  |  | #FFFF0000 | FA-NFPA 170 SMOKE HEAT CO DETECTOR | 1 | FALSE | FALSE | FALSE | 1408 | [13 empty] | FALSE
NFPA 170 SPEAKER WALL |  |  | North | Kidde |  | Speaker |  |  |  | Module | TRUE | WGSWF | ++ | Outdoor rated speaker, wall, white, fire | 1 | [6 empty] | FALSE | FALSE |  |  |  |  | #FF0070C0 | FA-NFPA 170 SPEAKER WALL | 1 | FALSE | FALSE | FALSE | 2021 | [13 empty] | FALSE |  |  | WP
NFPA 170 SMOKE HEAT CO DETECTOR |  |  | North | Kidde |  | Smoke/Heat/CO Detector |  |  |  | Module | TRUE | KIR-PHCD w/KI-IB BASE | ++ | Multisensor Smoke, Heat, and CO Detector | 1 | 3.2e-05 | 3.2e-05 |  |  |  |  | FALSE | TRUE |  |  |  |  | #FFFF0000 | FA-NFPA 170 SMOKE HEAT CO DETECTOR | 1 | FALSE | FALSE | FALSE | 1408 | [13 empty] | FALSE
NFPA 170 SPEAKER STROBE CEILING |  |  | North | Kidde |  | Speaker/Strobe |  |  |  | Module | TRUE | GCHFWF-S7VMC |  | 70V Ceiling Speaker/Strobe,White,15, 30, 75, 95 cd,FIRE | 1 | 0 | 0.168 |  |  |  |  | FALSE | TRUE |  |  |  |  | #FF0070C0 | FA-NFPA 170 SPEAKER STROBE CEILING | 1 | FALSE | FALSE | FALSE | 2020 | [13 empty] | FALSE |  |  | C
NFPA 170 SMOKE CO DETECTOR |  |  | North | Kidde |  | Smoke/CO Detector |  |  |  | Module | TRUE | KIR-PCD w/KI-ABLT BASE | ++ | Multisensor Smoke and CO Detector | 1 | 3.2e-05 | 3.2e-05 |  |  |  |  | FALSE | TRUE |  |  |  |  | #FFFF0000 | FA-NFPA 170 SMOKE CO DETECTOR | 1 | FALSE | FALSE | FALSE | 1408 | [13 empty] | FALSE
NFPA 170 HEAT DETECTOR |  |  | North | Kidde |  | Heat Detector |  |  |  | Module | TRUE | KI-HRD | + | Vigilant series rate-of-rise heat detector | 1 | [6 empty] | FALSE | [5 empty] | #FFFF0000 | FA-NFPA 170 HEAT DETECTOR | 1 | FALSE | FALSE | FALSE | 1403 | [13 empty] | FALSE
NFPA 170 SPEAKER STROBE CEILING |  |  | North | Kidde |  | Speaker/Strobe |  |  |  | Module | TRUE | EGCSVHRF-FR |  | Speaker/Strobe, Ceiling, Red, FEU/FIRE, High CD | 1 | [6 empty] | FALSE | TRUE |  |  |  |  | #FF0070C0 | FA-NFPA 170 SPEAKER STROBE CEILING | 1 | FALSE | FALSE | FALSE | 2020 | [13 empty] | FALSE |  |  | C
NFPA 170 SMOKE HEAT DETECTOR |  |  | North | Kidde |  | Smoke/Heat Detector |  |  |  | Module | TRUE | KI-PHD w/KI-ABLT BASE | ++ | Intelligent Multisensor Smoke and Heat Detector | 1 | 5.1e-05 | 4.5e-05 |  |  |  |  | FALSE | TRUE |  |  |  |  | #FFFF0000 | FA-NFPA 170 SMOKE HEAT DETECTOR | 1 | FALSE | FALSE | FALSE | 1408 | [13 empty] | FALSE
NFPA 170 AMPLIFIER RACK | RISER AMP |  | North | Kidde |  | Amplifier |  |  |  | Assembly | TRUE | ANS100XR |  | 100W Audio Expander Panel, Red | 1 | [6 empty] | FALSE | [5 empty] | #FFFF0000 | FA-NFPA 170 AMPLIFIER RACK | 1 | FALSE | FALSE | FALSE | 300 | [8 empty] | 7,12,18 |  |  |  |  | TRUE
|  |  | North | Kidde |  | Hardware |  |  |  | Hardware | TRUE | VM-BF |  | Blank Front, Outer Door Window | 1 | [6 empty] | FALSE | [5 empty] | #FFFFFFFF |  |  | FALSE | FALSE | FALSE | [14 empty] | FALSE
NFPA 170 STROBE WALL |  |  | North | Kidde |  | Strobe |  |  |  | Module | TRUE | WGVWF-SP | ++ | Outdoor rated strobe, white, fuego | 1 | [6 empty] | FALSE | [5 empty] | #FF0070C0 | FA-NFPA 170 STROBE WALL | 1 | FALSE | FALSE | FALSE | 2023 | [13 empty] | FALSE |  |  | WP
NFPA 170 SMOKE HEAT DETECTOR |  |  | North | Kidde |  | Smoke/Heat Detector |  |  |  | Module | TRUE | KI-PHD w/KI-IB BASE | ++ | Intelligent Multisensor Smoke and Heat Detector | 1 | 5.1e-05 | 4.5e-05 |  |  |  |  | FALSE | TRUE |  |  |  |  | #FFFF0000 | FA-NFPA 170 SMOKE HEAT DETECTOR | 1 | FALSE | FALSE | FALSE | 1408 | [13 empty] | FALSE
NFPA 170 HEAT DETECTOR |  |  | North | Kidde |  | Heat Detector |  |  |  | Module | TRUE | KI-HCD w/KI-IB BASE | ++ | Multisensor Heat, and CO Detector | 1 | 3.2e-05 | 3.2e-05 |  |  |  |  | FALSE | [5 empty] | #FFFF0000 | FA-NFPA 170 HEAT DETECTOR | 1 | FALSE | FALSE | FALSE | 1403 | [13 empty] | FALSE
NFPA 170 FIRE ALARM CONTROL UNIT | RISER FACP |  | North | Kidde |  | Fire Alarm Control Unit |  |  |  | Assembly | TRUE | VS4-G-2-SP |  | FACP, 1-4 Loop, 1000pt max, 4 Cl B NACs, gray, 230v, Spanish | 1 | [6 empty] | FALSE | [5 empty] | #FFFF0000 | FA-NFPA 170 FIRE ALARM CONTROL UNIT | 1 | FALSE | FALSE | FALSE | 202 | [8 empty] | 7,12,18 |  |  |  |  | TRUE
NFPA 170 GAS DETECTOR |  |  | North | Kidde |  | Gas Detection |  |  |  | Module | TRUE | KI-COD w/KI-ABLT BASE | ++ | Intelligent Carbon Monoxide Detector | 1 | 3.2e-05 | 3.2e-05 |  |  |  |  | FALSE | TRUE |  |  |  |  | #FFFF0000 | FA-NFPA 170 GAS DETECTOR | 1 | FALSE | FALSE | FALSE | 1408 | [13 empty] | FALSE
|  |  | North | Kidde |  | Cards & Components |  |  |  | Card | TRUE | APS6A Mainboard |  | Mainboard for APS6A assembly | 1 | 0.07 | 0.27 |  |  |  |  | TRUE | [5 empty] | #FFFFFFFF |  |  | FALSE | FALSE | FALSE | [14 empty] | FALSE
|  |  | North | Kingfisher |  | Cards & Components |  |  |  | Card | TRUE | 99952-L-1 Main Board | + | Main Board | 1 | 0 | 0 |  |  |  |  | TRUE | [5 empty] | #FFFFFFFF |  |  | FALSE | FALSE | FALSE
NFPA 170 FIRE ALARM COMMUNICATOR |  |  | North | Kingfisher |  | Communicator |  |  |  | Assembly | TRUE | 97953 |  | Factory Programmed Frequency | 1 | [6 empty] | FALSE | [5 empty] | #FFFF0000 | FA-NFPA 170 FIRE ALARM COMMUNICATOR | 1 | FALSE | FALSE | FALSE | 251 | [8 empty] | 2.5,5 |  |  |  |  | FALSE
|  |  | North | Kingfisher |  | Cards & Components |  |  |  | Card | TRUE | 97953 Main Board | + | Main Board | 1 | 0 | 0 |  |  |  |  | TRUE | [5 empty] | #FFFFFFFF |  |  | FALSE | FALSE | FALSE
NFPA 170 FIRE ALARM COMMUNICATOR |  |  | North | Kingfisher |  | Communicator |  |  |  | Assembly | TRUE | 99952-H-1 |  | STAR Transmitter—6 zone—High Band | 1 | [6 empty] | FALSE | [5 empty] | #FFFF0000 | FA-NFPA 170 FIRE ALARM COMMUNICATOR | 1 | FALSE | FALSE | FALSE | 251 | [8 empty] | 2.5,5 |  |  |  |  | FALSE
NFPA 170 FIRE ALARM COMMUNICATOR |  |  | North | Kingfisher |  | Communicator |  |  |  | Assembly | TRUE | 99952-L-1 |  | STAR Transmitter—6 zone—Low Band | 1 | [6 empty] | FALSE | [5 empty] | #FFFF0000 | FA-NFPA 170 FIRE ALARM COMMUNICATOR | 1 | FALSE | FALSE | FALSE | 251 | [8 empty] | 2.5,5 |  |  |  |  | FALSE
|  |  | North | Kingfisher |  | Cards & Components |  |  |  | Card | TRUE | 99952-H-1 Main Board | + | Main Board | 1 | 0 | 0 |  |  |  |  | TRUE | [5 empty] | #FFFFFFFF |  |  | FALSE | FALSE | FALSE
NFPA 170 FIRE ALARM TERMINAL CABINET | RISER FATC |  | North | Kirkland |  | Terminal Cabinet |  |  |  | Assembly | TRUE | BBTC-DC100-NFS |  | Damper Control Enclosure | 1 | [6 empty] | TRUE | [5 empty] | #FFFF0000 | FA-NFPA 170 FIRE ALARM TERMINAL CABINET | 1 | FALSE | FALSE | FALSE | 205
NFPA 170 HVAC PANEL |  |  | North | Kirkland |  | HVAC Panel |  |  |  | Assembly | TRUE | BBTC-FC100-NFS |  | Fan Control Enclosure | 1 | [6 empty] | TRUE | [5 empty] | #FFFF0000 | FA-NFPA 170 HVAC PANEL | 1 | FALSE | FALSE | FALSE
NFPA 170 REMOTE TEST SWITCH |  |  | North | Kirkland |  | REMOTE TEST SWITCH |  |  |  | Module | TRUE | ES-1061 | ++ | Linear Heat Rope Test Switch | 1 | [6 empty] | FALSE | [5 empty] | #FFFF0000 | FA-NFPA 170 REMOTE TEST SWITCH | 1 | FALSE | FALSE | FALSE | 927 | [13 empty] | FALSE
NFPA 170 KNOX BOX |  |  | East | KNOX |  | Miscellaneous |  |  |  | Module | TRUE | 3200 |  | KNOX BOX 3200 | 1 | [6 empty] | FALSE | FALSE |  |  |  |  | #FFFF0000 | FA-NFPA 170 KNOX BOX | 1 | FALSE | FALSE | FALSE | [14 empty] | FALSE
NFPA 170 KNOX BOX |  |  | East | KNOX |  | Miscellaneous |  |  |  | Module | TRUE | 3261 |  | KNOX BOX 3261 | 1 | [6 empty] | FALSE | FALSE |  |  |  |  | #FFFF0000 | FA-NFPA 170 KNOX BOX | 1 | FALSE | FALSE | FALSE | [14 empty] | FALSE
NFPA 170 KNOX BOX |  |  | East | KNOX |  | Miscellaneous |  |  |  | Module | TRUE | 4534 |  | KNOX BOX 4534 | 1 | [6 empty] | FALSE | FALSE |  |  |  |  | #FFFF0000 | FA-NFPA 170 KNOX BOX | 1 | FALSE | FALSE | FALSE | [14 empty] | FALSE
NFPA 170 KNOX BOX |  |  | East | KNOX |  | Miscellaneous |  |  |  | Module | TRUE | 4430 |  | KNOX BOX 4430 | 1 | [6 empty] | FALSE | FALSE |  |  |  |  | #FFFF0000 | FA-NFPA 170 KNOX BOX | 1 | FALSE | FALSE | FALSE | [14 empty] | FALSE
NFPA 170 KNOX BOX |  |  | East | KNOX |  | Miscellaneous |  |  |  | Module | TRUE | 4401 |  | KNOX BOX 4401 | 1 | [6 empty] | FALSE | FALSE |  |  |  |  | #FFFF0000 | FA-NFPA 170 KNOX BOX | 1 | FALSE | FALSE | FALSE | [14 empty] | FALSE
NFPA 170 KNOX BOX |  |  | East | KNOX |  | Miscellaneous |  |  |  | Module | TRUE | 4432 |  | KNOX BOX 4432 | 1 | [6 empty] | FALSE | FALSE |  |  |  |  | #FFFF0000 | FA-NFPA 170 KNOX BOX | 1 | FALSE | FALSE | FALSE | [14 empty] | FALSE
NFPA 170 KNOX BOX |  |  | East | KNOX |  | Miscellaneous |  |  |  | Module | TRUE | 3270 |  | KNOX BOX 3270 | 1 | [6 empty] | FALSE | FALSE |  |  |  |  | #FFFF0000 | FA-NFPA 170 KNOX BOX | 1 | FALSE | FALSE | FALSE | [14 empty] | FALSE
NFPA 170 KNOX BOX |  |  | East | KNOX |  | Miscellaneous |  |  |  | Module | TRUE | 4505 |  | KNOX BOX 4505 | 1 | [6 empty] | FALSE | FALSE |  |  |  |  | #FFFF0000 | FA-NFPA 170 KNOX BOX | 1 | FALSE | FALSE | FALSE | [14 empty] | FALSE
NFPA 170 KNOX BOX |  |  | East | KNOX |  | Miscellaneous |  |  |  | Module | TRUE | 4403 |  | KNOX BOX 4403 | 1 | [6 empty] | FALSE | FALSE |  |  |  |  | #FFFF0000 | FA-NFPA 170 KNOX BOX | 1 | FALSE | FALSE | FALSE | [14 empty] | FALSE
NFPA 170 KNOX BOX |  |  | East | KNOX |  | Miscellaneous |  |  |  | Module | TRUE | 3502 |  | KNOX BOX 3502 | 1 | [6 empty] | FALSE | FALSE |  |  |  |  | #FFFF0000 | FA-NFPA 170 KNOX BOX | 1 | FALSE | FALSE | FALSE | [14 empty] | FALSE
|  |  | North | LANTRONIX | Structured Cabling |  |  |  |  | Module | TRUE | SM24TAT2SA-xx |  | (24) 10/100/1000Base-T ports + (2) 100/1000Base-X SFP slots | 1 | [12 empty] | #FFFFFFFF |  |  | FALSE | FALSE | FALSE
|  |  | North | LANTRONIX | Structured Cabling |  |  |  |  | Module | TRUE | SM8TAT2SA-xx |  | (8) 10/100/1000Base-T ports + (2) 100/1000Base-X SFP slots | 1 | [12 empty] | #FFFFFFFF |  |  | FALSE | FALSE | FALSE
|  |  | North | LANTRONIX | Structured Cabling |  |  |  |  | Module | TRUE | SM16TAT2SA-xx |  | (16) 10/100/1000Base-T ports + (2) 100/1000Base-X SFP slots | 1 | [12 empty] | #FFFFFFFF |  |  | FALSE | FALSE | FALSE
NFPA 170 DOOR HOLDER |  |  | North | LCN |  | Door Holder |  |  |  | Module | TRUE | 4310ME |  | Multi point door closer/holder, 24VDC | 1 | 0.09 | [5 empty] | FALSE | [5 empty] | #FFFF0000 | FA-NFPA 170 DOOR HOLDER | 1 | FALSE | FALSE | FALSE | 2500 | [13 empty] | FALSE |  |  | D/C
NFPA 170 DOOR HOLDER |  |  | North | LCN |  | Door Holder |  |  |  | Module | TRUE | SEM7830 |  | Multi point door closer/holder, 24VDC | 1 | 0.02 | [5 empty] | FALSE | [5 empty] | #FFFF0000 | FA-NFPA 170 DOOR HOLDER | 1 | FALSE | FALSE | FALSE | 2500 | [13 empty] | FALSE |  |  | D/C
NFPA 170 DOOR HOLDER |  |  | North | LCN |  | Door Holder |  |  |  | Module | TRUE | SEM7840 |  | Multi point door closer/holder, 24VDC | 1 | 0.02 | [5 empty] | FALSE | [5 empty] | #FFFF0000 | FA-NFPA 170 DOOR HOLDER | 1 | FALSE | FALSE | FALSE | 2500 | [13 empty] | FALSE |  |  | D/C
NFPA 170 DOOR HOLDER |  |  | North | LCN |  | Door Holder |  |  |  | Module | TRUE | SEM7850 |  | Multi point door closer/holder, 24VDC | 1 | 0.02 | [5 empty] | FALSE | [5 empty] | #FFFF0000 | FA-NFPA 170 DOOR HOLDER | 1 | FALSE | FALSE | FALSE | 2500 | [13 empty] | FALSE |  |  | D/C
NFPA 170 DOOR HOLDER |  |  | North | LCN |  | Door Holder |  |  |  | Module | TRUE | 4310 HSA |  | Multi point door closer/holder, 24VDC | 1 | 0.12 | [5 empty] | FALSE | [5 empty] | #FFFF0000 | FA-NFPA 170 DOOR HOLDER | 1 | FALSE | FALSE | FALSE | 2500 | [13 empty] | FALSE |  |  | D/C
NFPA 170 DOOR HOLDER |  |  | North | LCN |  | Door Holder |  |  |  | Module | TRUE | 2310ME |  | Multi point door closer/holder, 24VDC | 1 | 0.09 | [5 empty] | FALSE | [5 empty] | #FFFF0000 | FA-NFPA 170 DOOR HOLDER | 1 | FALSE | FALSE | FALSE | 2500 | [13 empty] | FALSE |  |  | D/C
NFPA 170 DOOR HOLDER |  |  | North | LCN |  | Door Holder |  |  |  | Module | TRUE | 3130SE |  | Single point door closer/holder, 24VDC | 1 | 0.09 | [5 empty] | FALSE | [5 empty] | #FFFF0000 | FA-NFPA 170 DOOR HOLDER | 1 | FALSE | FALSE | FALSE | 2500 | [13 empty] | FALSE |  |  | D/C
NFPA 170 DOOR HOLDER |  |  | North | LCN |  | Door Holder |  |  |  | Module | TRUE | 4410 HSA |  | Multi point door closer/holder, 24VDC | 1 | 0.12 | [5 empty] | FALSE | [5 empty] | #FFFF0000 | FA-NFPA 170 DOOR HOLDER | 1 | FALSE | FALSE | FALSE | 2500 | [13 empty] | FALSE |  |  | D/C
NFPA 170 DOOR HOLDER |  |  | North | LCN |  | Door Holder |  |  |  | Module | TRUE | 4040SE |  | Single point door closer/holder, 24VDC | 1 | 0.09 | [5 empty] | FALSE | [5 empty] | #FFFF0000 | FA-NFPA 170 DOOR HOLDER | 1 | FALSE | FALSE | FALSE | 2500 | [13 empty] | FALSE |  |  | D/C
GenericN CARD ACCESS CONTROL PANEL | GenericN CARD ACCESS CONTROL PANEL |  | North | LifeSafety Power | Security/Access Control | Card Access Control Panel |  |  |  | Assembly | TRUE | FPO75-B100M8PNL4E2M | ++ | 75W (12V & 24V) 4 lock outputs, MCLASS system | 1 | [6 empty] | FALSE | FALSE |  |  | 20.00H x 16.00W x 4.50D in. (50.00 x 40.00 x 11.50 cm) |  | #FFFF0000 | FA-GenericN CARD ACCESS CONTROL PANEL | 1 | FALSE | FALSE | FALSE | 212 | [8 empty] | 7,12,18,26,33,55,80 |  |  |  |  | TRUE
|  |  | North | LifeSafety Power |  | Cards & Components |  |  |  | Card | TRUE | FPO75-B100C4PE1M Main Board | ++ | Fire Alarm Power Supply Main Board | 1 | [6 empty] | TRUE | FALSE |  |  |  |  | #FFFFFFFF |  |  | FALSE | FALSE | FALSE | [14 empty] | FALSE
|  |  | North | LifeSafety Power |  | Cards & Components |  |  |  | Card | TRUE | FPO150/250-2C82D8PE4M1 Main Board | ++ | Fire Alarm Power Supply Main Board | 1 | [6 empty] | TRUE | FALSE |  |  |  |  | #FFFFFFFF |  |  | FALSE | FALSE | FALSE | [14 empty] | FALSE
GenericN CARD ACCESS CONTROL PANEL | GenericN CARD ACCESS CONTROL PANEL |  | North | LifeSafety Power | Security/Access Control | Card Access Control Panel |  |  |  | Assembly | TRUE | FPO75-B100C4PE1M | ++ | 400W (12V & 24V) 16 lock,16 aux outputs | 1 | [6 empty] | FALSE | FALSE |  |  | 24.00H x 20.00W x 6.50D in. (61.00 x 50.00 x 11.50 cm) |  | #FFFF0000 | FA-GenericN CARD ACCESS CONTROL PANEL | 1 | FALSE | FALSE | FALSE | 212 | [8 empty] | 7,12,18,26,33,55,80 |  |  |  |  | TRUE
|  |  | North | LifeSafety Power |  | Cards & Components |  |  |  | Card | TRUE | FPO150-B100C8D8PE4M Main Board | ++ | Fire Alarm Power Supply Main Board | 1 | [6 empty] | TRUE | FALSE |  |  |  |  | #FFFFFFFF |  |  | FALSE | FALSE | FALSE | [14 empty] | FALSE
|  |  | North | LifeSafety Power | Security/Access Control |  |  |  |  | Module | TRUE | FPO150-B100D8M8NL4E4S |  | 150W 12VDC/24VDC 8 OUTPUTS | 1 | [12 empty] | #FFFFFFFF |  |  | FALSE | FALSE | FALSE
GenericN CARD ACCESS CONTROL PANEL | GenericN CARD ACCESS CONTROL PANEL |  | North | LifeSafety Power | Security/Access Control | Card Access Control Panel |  |  |  | Assembly | TRUE | FPO250/250-3C8P3D8PE12M | ++ | 500W (12V & 24V) 24 lock/24 ptc aux outputs | 1 | [6 empty] | FALSE | FALSE |  |  | 48.00H x 36.00W x 8.00D in. (122.00 x 91.00 x 20.30 cm) |  | #FFFF0000 | FA-GenericN CARD ACCESS CONTROL PANEL | 1 | FALSE | FALSE | FALSE | 212 | [8 empty] | 7,12,18,26,33,55,80 |  |  |  |  | TRUE
|  |  | North | LifeSafety Power |  | Cards & Components |  |  |  | Card | TRUE | FPO250/250-3C83D8PE12M Main Board | ++ | Fire Alarm Power Supply Main Board | 1 | [6 empty] | TRUE | FALSE |  |  |  |  | #FFFFFFFF |  |  | FALSE | FALSE | FALSE | [14 empty] | FALSE
GenericN CARD ACCESS CONTROL PANEL | GenericN CARD ACCESS CONTROL PANEL |  | North | LifeSafety Power | Security/Access Control | Card Access Control Panel |  |  |  | Assembly | TRUE | FPO250/250-3C83D8PE12M | ++ | 500W (12V & 24V) 24 lock/24 ptc aux outputs | 1 | [6 empty] | FALSE | FALSE |  |  | 48.00H x 36.00W x 8.00D in. (122.00 x 91.00 x 20.30 cm) |  | #FFFF0000 | FA-GenericN CARD ACCESS CONTROL PANEL | 1 | FALSE | FALSE | FALSE | 212 | [8 empty] | 7,12,18,26,33,55,80 |  |  |  |  | TRUE
|  |  | North | LifeSafety Power |  | Cards & Components |  |  |  | Card | TRUE | FPO250/250-3C83D8E12M Main Board | ++ | Fire Alarm Power Supply Main Board | 1 | [6 empty] | TRUE | FALSE |  |  |  |  | #FFFFFFFF |  |  | FALSE | FALSE | FALSE | [14 empty] | FALSE
|  |  | North | LifeSafety Power |  | Cards & Components |  |  |  | Card | TRUE | FPO75-B100M8PNL4E2M Main Board | ++ | Fire Alarm Power Supply Main Board | 1 | [6 empty] | TRUE | FALSE |  |  |  |  | #FFFFFFFF |  |  | FALSE | FALSE | FALSE | [14 empty] | FALSE
GenericN CARD ACCESS CONTROL PANEL | GenericN CARD ACCESS CONTROL PANEL |  | North | LifeSafety Power | Security/Access Control | Card Access Control Panel |  |  |  | Assembly | TRUE | FPO150/250-2C82D8PE4M1 | ++ | 150W (12V & 24V) 8 lock / 8 aux outputs, MCLASS enclosure | 1 | [6 empty] | FALSE | FALSE |  |  | 24.00” x 20.00” x 6.50” (61 x 51 x 16.5 cm) |  | #FFFF0000 | FA-GenericN CARD ACCESS CONTROL PANEL | 1 | FALSE | FALSE | FALSE | 212 | [8 empty] | 7,12,18,26,33,55,80 |  |  |  |  | TRUE
GenericN CARD ACCESS CONTROL PANEL | GenericN CARD ACCESS CONTROL PANEL |  | North | LifeSafety Power | Security/Access Control | Card Access Control Panel |  |  |  | Assembly | TRUE | FPO250/250-3C83D8E12M | ++ | 500W (12V & 24V) 24 lock/24 ptc aux outputs | 1 | [6 empty] | FALSE | FALSE |  |  | 48.00H x 36.00W x 8.00D in. (122.00 x 91.00 x 20.30 cm) |  | #FFFF0000 | FA-GenericN CARD ACCESS CONTROL PANEL | 1 | FALSE | FALSE | FALSE | 212 | [8 empty] | 7,12,18,26,33,55,80 |  |  |  |  | TRUE
|  |  | North | LifeSafety Power | Security/Access Control |  |  |  |  | Module | TRUE | FPO150/250-2D8M8NL4E8S |  | 400W 12VDC/24VDC 16 OUTPUTS | 1 | [12 empty] | #FFFFFFFF |  |  | FALSE | FALSE | FALSE
|  |  | North | LifeSafety Power |  | Cards & Components |  |  |  | Card | TRUE | FPO250/250-3C8P3D8PE12M Main Board | ++ | Fire Alarm Power Supply Main Board | 1 | [6 empty] | TRUE | FALSE |  |  |  |  | #FFFFFFFF |  |  | FALSE | FALSE | FALSE | [14 empty] | FALSE
GenericN CARD ACCESS CONTROL PANEL | GenericN CARD ACCESS CONTROL PANEL |  | North | LifeSafety Power | Security/Access Control | Card Access Control Panel |  |  |  | Assembly | TRUE | FPO150-B100C8D8PE4M | ++ | 150W (12V & 24V) 8 lock / 8 aux outputs, MCLASS enclosure | 1 | [6 empty] | FALSE | FALSE |  |  | 24.00” x 20.00” x 6.50” (61 x 51 x 16.5 cm) |  | #FFFF0000 | FA-GenericN CARD ACCESS CONTROL PANEL | 1 | FALSE | FALSE | FALSE | 212 | [8 empty] | 7,12,18,26,33,55,80 |  |  |  |  | TRUE
NFPA 170 EMERGENCY COMMUNICATIONS CONTROL UNIT |  |  | North | Light Engineered Displays |  | Local Operator Console |  |  |  | Module | TRUE | MNS-CNTRL |  | LED TEXT DISPLAY CONTROLLER | 1 | 0.082 | 0.13 |  |  |  |  | TRUE | [5 empty] | #FFFF0000 | FA-NFPA 170 EMERGENCY COMMUNICATIONS CONTROL UNIT | 1 | FALSE | FALSE | FALSE | 107
NFPA 170 END OF LINE DEVICE |  |  | North | Light Engineered Displays |  | End-of-Line Device |  |  |  | Module | TRUE | MNS-SUPERVISOR |  | MNS RS-485 SUPERVISOR | 1 | 0.05 | 0.05 |  |  |  |  | TRUE | [5 empty] | #FFFF0000 | FA-NFPA 170 END OF LINE DEVICE | 1 | FALSE | FALSE | FALSE | 107 | [16 empty] | MNS
NFPA 170 EMERGENCY TEXTUAL VISUAL |  |  | North | Light Engineered Displays |  | Emergency Visual |  |  |  | Module | TRUE | SP-2B MNS |  | LED TEXT DISPLAY | 1 | [6 empty] | TRUE | [5 empty] | #FFFF0000 | FA-NFPA 170 EMERGENCY TEXTUAL VISUAL | 1 | FALSE | FALSE | FALSE | 5000
NFPA 170 EMERGENCY TEXTUAL VISUAL | NFPA 170 EMERGENCY TEXTUAL VISUAL |  | North | Light Engineered Displays |  | Emergency Visual |  |  |  | Module | TRUE | LED-4000 UL24V MNS |  | LED TEXT DISPLAY | 1 | 0.16 | 0.8 |  |  |  |  | TRUE | [5 empty] | #FFFF0000 | FA-NFPA 170 EMERGENCY TEXTUAL VISUAL | 1 | FALSE | FALSE | FALSE | 258
NFPA 170 HVAC PANEL |  |  | North | Light Engineered Displays |  | HVAC Panel |  |  |  | Assembly | TRUE | FS-3 |  | Fan Status & Control Enclosure 27-40 Fans | 1 | [6 empty] | TRUE |  |  |  | 23 7/8” x 35” |  | #FFFF0000 | FA-NFPA 170 HVAC PANEL | 1 | FALSE | FALSE | FALSE
NFPA 170 HVAC PANEL |  |  | North | Light Engineered Displays |  | HVAC Panel |  |  |  | Assembly | TRUE | FS-2 |  | Fan Status & Control Enclosure 14-26 Fans | 1 | [6 empty] | TRUE |  |  |  | 23 7/8” x 24 1/2“ |  | #FFFF0000 | FA-NFPA 170 HVAC PANEL | 1 | FALSE | FALSE | FALSE
NFPA 170 HVAC PANEL |  |  | North | Light Engineered Displays |  | HVAC Panel |  |  |  | Assembly | TRUE | FS-1 |  | Fan Status & Control Enclosure 7-13 Fans | 1 | [6 empty] | TRUE |  |  |  | 14” x 23 7/8“ |  | #FFFF0000 | FA-NFPA 170 HVAC PANEL | 1 | FALSE | FALSE | FALSE
NFPA 170 HVAC PANEL |  |  | North | Light Engineered Displays |  | HVAC Panel |  |  |  | Assembly | TRUE | FS-4 |  | Fan Status & Control Enclosure 41-66 Fans | 1 | [6 empty] | TRUE |  |  |  | 36” x 48” |  | #FFFF0000 | FA-NFPA 170 HVAC PANEL | 1 | FALSE | FALSE | FALSE
NFPA 170 HVAC PANEL |  |  | North | Light Engineered Displays |  | HVAC Panel |  |  |  | Assembly | TRUE | FS-0 |  | Fan Status & Control Enclosure 1-9 Fans | 1 | [6 empty] | TRUE |  |  |  | 9” x 18“ |  | #FFFF0000 | FA-NFPA 170 HVAC PANEL | 1 | FALSE | FALSE | FALSE
NFPA 170 CELL COMM | RISER CELL COMM |  | North | M2M Services |  | Cellular Communicator |  |  |  | Module | TRUE | MQ03-LTE-M-FIRE-AV | + | UNIVERSAL SOLE PATH COMMERCIAL FIRE COMMUNICATOR | 1 | [6 empty] | FALSE | [5 empty] | #FFFF0000 | FA-NFPA 170 CELL COMM | 1 | FALSE | FALSE | FALSE | 250 | [13 empty] | FALSE
NFPA 170 FLAME DETECTOR |  |  | North | Macurco |  | Flame Detector |  |  |  | Module | TRUE | 84-4112-1100-20 | ++ | TXP-FDE UV/IR-F-HD, Video, SS, M25, Tilt Mount | 1 | 0.012 | 0.18 |  |  |  |  | FALSE | FALSE |  |  | 5.51” (L) x 3.54” (W) x 3.54” (H) |  | #FFFF0000 | FA-NFPA 170 FLAME DETECTOR | 1 | FALSE | FALSE | FALSE | 1401 | [13 empty] | FALSE |  |  | UV/IR
NFPA 170 GAS DETECTOR |  |  | North | Macurco |  | Gas Detection |  |  |  | Module | TRUE | CD-6MC | ++ | Carbon Dioxide (CO2) | 1 | 0.023 | 0.075 |  |  |  |  | FALSE | [5 empty] | #FFFF0000 | FA-NFPA 170 GAS DETECTOR | 1 | FALSE | FALSE | FALSE | 1402 | [13 empty] | FALSE |  |  | CO, NO2
NFPA 170 FIRE ALARM CONTROL UNIT | RISER FACP |  | North | Macurco |  | Fire Alarm Control Unit |  |  |  | Assembly | TRUE | DVP-120 |  | Detection and Ventilation Panel | 1 | [6 empty] | FALSE | [5 empty] | #FFFF0000 | FA-NFPA 170 FIRE ALARM CONTROL UNIT | 1 | FALSE | FALSE | FALSE | 202 | [8 empty] | 7,12,18 |  |  |  |  | FALSE
NFPA 170 HORN STROBE |  |  | North | Macurco |  | Horn/Strobe |  |  |  | Module | TRUE | HS-C |  | 2-Wire Horn/Strobe Clear Lens | 1 | 0 | 0 |  |  |  |  | FALSE | FALSE |  |  |  |  | #FF0070C0 | FA-NFPA 170 HORN STROBE | 1 | FALSE | FALSE | FALSE | 2012 | [13 empty] | FALSE |  |  | C
NFPA 170 GAS DETECTOR |  |  | North | Macurco |  | Gas Detection |  |  |  | Module | TRUE | CM-15 |  | Carbon Monoxide (CO) Detector | 1 | 0.031 | 0.045 |  |  |  |  | FALSE | [5 empty] | #FFFF0000 | FA-NFPA 170 GAS DETECTOR | 1 | FALSE | FALSE | FALSE | 1402 | [13 empty] | FALSE |  |  | CO
NFPA 170 GAS DETECTOR |  |  | North | Macurco |  | Gas Detection |  |  |  | Module | TRUE | CM-E1-RF | ++ | Round Flush Mount Carbon Monoxide Gas Detector | 1 | 0.015 | 0.035 |  |  |  |  | FALSE | [5 empty] | #FFFF0000 | FA-NFPA 170 GAS DETECTOR | 1 | FALSE | FALSE | FALSE | 1402 | [13 empty] | FALSE |  |  | CO, NO2
NFPA 170 GAS DETECTOR |  |  | North | Macurco |  | Gas Detection |  |  |  | Module | TRUE | CD-6G | ++ | Carbon Dioxide (CO2) | 1 | 0.023 | 0.075 |  |  |  |  | FALSE | [5 empty] | #FFFF0000 | FA-NFPA 170 GAS DETECTOR | 1 | FALSE | FALSE | FALSE | 1402 | [13 empty] | FALSE |  |  | CO, NO2
NFPA 170 GAS DETECTOR |  |  | North | Macurco |  | Gas Detection |  |  |  | Module | TRUE | GD-2B |  | Combustible Gas Detector | 1 | 0.04 | 0.052 |  |  |  |  | FALSE | [5 empty] | #FFFF0000 | FA-NFPA 170 GAS DETECTOR | 1 | FALSE | FALSE | FALSE | 1402 | [13 empty] | FALSE |  |  | CG
NFPA 170 HORN STROBE |  |  | North | Macurco |  | Horn/Strobe |  |  |  | Module | TRUE | HS-A |  | 2-Wire Horn/Strobe Amber Lens | 1 | 0 | 0 |  |  |  |  | FALSE | FALSE |  |  |  |  | #FF0070C0 | FA-NFPA 170 HORN STROBE | 1 | FALSE | FALSE | FALSE | 2012 | [13 empty] | FALSE |  |  | A
NFPA 170 HORN STROBE |  |  | North | Macurco |  | Horn/Strobe |  |  |  | Module | TRUE | HS-R |  | 2-Wire Horn/Strobe Red Lens | 1 | 0 | 0 |  |  |  |  | FALSE | FALSE |  |  |  |  | #FF0070C0 | FA-NFPA 170 HORN STROBE | 1 | FALSE | FALSE | FALSE | 2012 | [13 empty] | FALSE |  |  | R
NFPA 170 FLAME DETECTOR |  |  | North | Macurco |  | Flame Detector |  |  |  | Module | TRUE | 84-3211-1100-20 | ++ | TXP-FDE UV/IR, No Video, SS, 3/4” NPT, Tilt Mount | 1 | 0.012 | 0.18 |  |  |  |  | FALSE | FALSE |  |  | 5.51” (L) x 3.54” (W) x 3.54” (H) |  | #FFFF0000 | FA-NFPA 170 FLAME DETECTOR | 1 | FALSE | FALSE | FALSE | 1401 | [13 empty] | FALSE |  |  | UV/IR
NFPA 170 GAS DETECTOR |  |  | North | Macurco |  | Gas Detection |  |  |  | Module | TRUE | CM-6 |  | Carbon Monoxide (CO) Detector | 1 | 0.023 | 0.075 |  |  |  |  | FALSE | [5 empty] | #FFFF0000 | FA-NFPA 170 GAS DETECTOR | 1 | FALSE | FALSE | FALSE | 1402 | [13 empty] | FALSE |  |  | CO
NFPA 170 GAS DETECTOR |  |  | North | Macurco |  | Gas Detection |  |  |  | Module | TRUE | CM-12 |  | 120 VAC CO DETECTOR WITH AUX CONTACTS | 1 | [6 empty] | TRUE | [5 empty] | #FFFF0000 | FA-NFPA 170 GAS DETECTOR | 1 | FALSE | FALSE | FALSE
NFPA 170 GAS DETECTOR |  |  | North | Macurco |  | Gas Detection |  |  |  | Module | TRUE | TXP-T40 | ++ | Fixed Single or Dual Sensor Gas Monitor | 1 | 0.023 | 0.417 |  |  |  |  | FALSE | [5 empty] | #FFFF0000 | FA-NFPA 170 GAS DETECTOR | 1 | FALSE | FALSE | FALSE | 1402 | [13 empty] | FALSE |  |  | CO, NO2
NFPA 170 FLAME DETECTOR |  |  | North | Macurco |  | Flame Detector |  |  |  | Module | TRUE | 84-3112-1100-20 | ++ | TXP-FDE UV/IR-HD, Video, SS, M25, Tilt Mount | 1 | 0.012 | 0.18 |  |  |  |  | FALSE | FALSE |  |  | 5.51” (L) x 3.54” (W) x 3.54” (H) |  | #FFFF0000 | FA-NFPA 170 FLAME DETECTOR | 1 | FALSE | FALSE | FALSE | 1401 | [13 empty] | FALSE |  |  | UV/IR
NFPA 170 FLAME DETECTOR |  |  | North | Macurco |  | Flame Detector |  |  |  | Module | TRUE | 84-3211-1200-10 | ++ | TXP-FDE UV/IR, No Video, SS, M25, Tilt Mount | 1 | 0.012 | 0.18 |  |  |  |  | FALSE | FALSE |  |  | 5.51” (L) x 3.54” (W) x 3.54” (H) |  | #FFFF0000 | FA-NFPA 170 FLAME DETECTOR | 1 | FALSE | FALSE | FALSE | 1401 | [13 empty] | FALSE |  |  | UV/IR
NFPA 170 GAS DETECTOR |  |  | North | Macurco |  | Gas Detection |  |  |  | Module | TRUE | CM-S1 |  | Carbon Monoxide (CO) Detector | 1 | 0.02083 | 0.04167 |  |  |  |  | FALSE | [5 empty] | #FFFF0000 | FA-NFPA 170 GAS DETECTOR | 1 | FALSE | FALSE | FALSE | 1402 | [13 empty] | FALSE |  |  | CO
NFPA 170 GAS DETECTOR |  |  | North | Macurco |  | Gas Detection |  |  |  | Module | TRUE | CM-6 | ++ | Carbon Monoxide (CO) | 1 | 0.023 | 0.075 |  |  |  |  | FALSE | [5 empty] | #FFFF0000 | FA-NFPA 170 GAS DETECTOR | 1 | FALSE | FALSE | FALSE | 1402 | [13 empty] | FALSE |  |  | CO, NO2
NFPA 170 HORN STROBE |  |  | North | Macurco |  | Horn/Strobe |  |  |  | Module | TRUE | HS-G |  | 2-Wire Horn/Strobe Green Lens | 1 | 0 | 0 |  |  |  |  | FALSE | FALSE |  |  |  |  | #FF0070C0 | FA-NFPA 170 HORN STROBE | 1 | FALSE | FALSE | FALSE | 2012 | [13 empty] | FALSE |  |  | G
NFPA 170 GAS DETECTOR |  |  | North | Macurco |  | Gas Detection |  |  |  | Module | TRUE | CX-6 | ++ | Carbon Monoxide (CO) & Nitrogen Dioxide (NO2) Detector | 1 | 0.023 | 0.075 |  |  |  |  | FALSE | [5 empty] | #FFFF0000 | FA-NFPA 170 GAS DETECTOR | 1 | FALSE | FALSE | FALSE | 1402 | [13 empty] | FALSE |  |  | CO, NO2
NFPA 170 FLAME DETECTOR |  |  | North | Macurco |  | Flame Detector |  |  |  | Module | TRUE | 84-4211-1200-10 | ++ | TXP-FDE UV/IR-F, No Video, SS, 3/4” NPT, Tilt Mount | 1 | 0.012 | 0.18 |  |  |  |  | FALSE | FALSE |  |  | 5.51” (L) x 3.54” (W) x 3.54” (H) |  | #FFFF0000 | FA-NFPA 170 FLAME DETECTOR | 1 | FALSE | FALSE | FALSE | 1401 | [13 empty] | FALSE |  |  | UV/IR
|  |  | North | Macurco |  | Cards & Components |  |  |  | Card | TRUE | DVP-120 Mainboard |  | Mainboard for DVP-120 assembly | 1 | [6 empty] | TRUE | [5 empty] | #FFFFFFFF |  |  | FALSE | FALSE | FALSE | [14 empty] | FALSE
NFPA 170 GAS DETECTOR |  |  | North | Macurco |  | Gas Detection |  |  |  | Module | TRUE | CM-15A |  | Carbon Monoxide (CO) Detector | 1 | 0.032 | 0.046 |  |  |  |  | FALSE | [5 empty] | #FFFF0000 | FA-NFPA 170 GAS DETECTOR | 1 | FALSE | FALSE | FALSE | 1402 | [13 empty] | FALSE |  |  | CO
NFPA 170 GAS DETECTOR |  |  | North | Macurco |  | Gas Detection |  |  |  | Module | TRUE | CM-E1-RS | ++ | Round Surface Mount Carbon Monoxide Gas Detector | 1 | 0.015 | 0.035 |  |  |  |  | FALSE | [5 empty] | #FFFF0000 | FA-NFPA 170 GAS DETECTOR | 1 | FALSE | FALSE | FALSE | 1402 | [13 empty] | FALSE |  |  | CO, NO2
NFPA 170 HORN STROBE |  |  | North | Macurco |  | Horn/Strobe |  |  |  | Module | TRUE | HS-B |  | 2-Wire Horn/Strobe Blue Lens | 1 | 0 | 0 |  |  |  |  | FALSE | FALSE |  |  |  |  | #FF0070C0 | FA-NFPA 170 HORN STROBE | 1 | FALSE | FALSE | FALSE | 2012 | [13 empty] | FALSE |  |  | B
NFPA 170 FLAME DETECTOR |  |  | North | Macurco |  | Flame Detector |  |  |  | Module | TRUE | 84-3112-1200-10 | ++ | TXP-FDE UV/IR-HD, Video, SS, 3/4” NPT, Tilt Mount | 1 | 0.012 | 0.18 |  |  |  |  | FALSE | FALSE |  |  | 5.51” (L) x 3.54” (W) x 3.54” (H) |  | #FFFF0000 | FA-NFPA 170 FLAME DETECTOR | 1 | FALSE | FALSE | FALSE | 1401 | [13 empty] | FALSE |  |  | UV/IR
NFPA 170 GAS DETECTOR |  |  | North | Macurco |  | Gas Detection |  |  |  | Module | TRUE | 8100 EC |  | Dräger Polytron® 8100 EC Gas Detector | 1 | 0.0034 | 0.004 |  |  |  |  | FALSE | [5 empty] | #FFFF0000 | FA-NFPA 170 GAS DETECTOR | 1 | FALSE | FALSE | FALSE | 1402 | [13 empty] | FALSE |  |  | CG
NFPA 170 FLAME DETECTOR |  |  | North | Macurco |  | Flame Detector |  |  |  | Module | TRUE | 84-4211-1100-20 | ++ | TXP-FDE UV/IR-F, No Video, SS, M25, Tilt Mount | 1 | 0.012 | 0.18 |  |  |  |  | FALSE | FALSE |  |  | 5.51” (L) x 3.54” (W) x 3.54” (H) |  | #FFFF0000 | FA-NFPA 170 FLAME DETECTOR | 1 | FALSE | FALSE | FALSE | 1401 | [13 empty] | FALSE |  |  | UV/IR
NFPA 170 GAS DETECTOR |  |  | North | Macurco |  | Gas Detection |  |  |  | Module | TRUE | CM-E1-FTG | ++ | Carbon Monoxide 500 PPM Field Test Gas | 1 | 0.015 | 0.035 |  |  |  |  | FALSE | [5 empty] | #FFFF0000 | FA-NFPA 170 GAS DETECTOR | 1 | FALSE | FALSE | FALSE | 1402 | [13 empty] | FALSE |  |  | CO, NO2
NFPA 170 GAS DETECTOR |  |  | North | Macurco |  | Gas Detection |  |  |  | Module | TRUE | EX-CO-1000P-O | ++ | Explosion Proof Carbon Monoxide, Electrochemical, 0-1000PPM | 1 | 0.3 | 0.3 |  |  |  |  | FALSE | [5 empty] | #FFFF0000 | FA-NFPA 170 GAS DETECTOR | 1 | FALSE | FALSE | FALSE | 1402 | [13 empty] | FALSE |  |  | CO, XP
NFPA 170 GAS DETECTOR |  |  | North | Macurco |  | Gas Detection |  |  |  | Module | TRUE | CM-E1 | ++ | Rectangle Wall Surface/Flush Mount Carbon Monoxide Gas Detector | 1 | 0.015 | 0.035 |  |  |  |  | FALSE | [5 empty] | #FFFF0000 | FA-NFPA 170 GAS DETECTOR | 1 | FALSE | FALSE | FALSE | 1402 | [13 empty] | FALSE |  |  | CO, NO2
GAS DETECTOR CONTROLLER |  |  | North | Macurco |  | Gas Detection |  |  |  | Module | TRUE | TXP-C16X | ++ | 16 Channel Alarm Controller | 1 | [6 empty] | FALSE |  |  |  | 16"(L) x 13.16"(W) x 8.5"(H) Compact Fiberglass |  | #FFFF0000 | FA-GAS DETECTOR CONTROLLER | 1 | FALSE | FALSE | FALSE | 1402 | [13 empty] | FALSE
NFPA 170 GAS DETECTOR |  |  | North | Macurco |  | Gas Detection |  |  |  | Module | TRUE | CD-6H | ++ | Carbon Dioxide (CO2) | 1 | 0.03 | 0.075 |  |  |  |  | FALSE | [5 empty] | #FFFF0000 | FA-NFPA 170 GAS DETECTOR | 1 | FALSE | FALSE | FALSE | 1402 | [13 empty] | FALSE |  |  | CO, NO2
NFPA 170 FLAME DETECTOR |  |  | North | Macurco |  | Flame Detector |  |  |  | Module | TRUE | 84-4112-1200-10 | ++ | TXP-FDE UV/IR-F-HD, Video, SS, 3/4” NPT, Tilt Mount | 1 | 0.012 | 0.18 |  |  |  |  | FALSE | FALSE |  |  | 5.51” (L) x 3.54” (W) x 3.54” (H) |  | #FFFF0000 | FA-NFPA 170 FLAME DETECTOR | 1 | FALSE | FALSE | FALSE | 1401 | [13 empty] | FALSE |  |  | UV/IR
|  |  | North | MAGNETIC AUTO CONTROL | Security/Access Control |  |  |  |  | Module | TRUE | RAL-2000 |  |  | 1 | [12 empty] | #FFFFFFFF |  |  | FALSE | FALSE | FALSE
NFPA 170 DOCUMENT BOX |  |  | North | Meir Products |  | Miscellaneous |  |  |  | Assembly | TRUE | BW-DOCBOX | Accessories | Fire Alarm Document Box 15"W x 13"H x 4"D Red | 1 | 0 | 0 |  |  |  |  | TRUE |  | Surface Mounted | Provided by FA Contractor | 15"W x 13"H x 4"D |  | #FFFF0000 | FA-NFPA 170 DOCUMENT BOX | 1 | FALSE | FALSE | FALSE
|  |  | North | MIRCOM |  | Hardware |  |  |  | Hardware | TRUE | BBX-FXMNSB | ++ | Enclosu re for MNS Build, Black Door | 1 | [6 empty] | FALSE | [5 empty] | #FFFFFFFF |  |  | FALSE | FALSE | FALSE | [14 empty] | FALSE
NFPA 170 SMOKE DETECTOR |  |  | North | MIRCOM |  | Smoke Detector |  |  |  | Module | TRUE | MIX-2251B w/B224RB-WH | + | Intelligent Photoelectric Smoke Sensor, Relay Base | 1 | 0.0003 | 0.0065 |  |  |  |  | FALSE | TRUE |  |  |  |  | #FFFF0000 | FA-NFPA 170 SMOKE DETECTOR | 1 | FALSE | FALSE | FALSE | 1408 | [13 empty] | FALSE |  |  | P, R
|  |  | North | MIRCOM |  | Cards & Components |  |  |  | Card | TRUE | SRM-312R Main Board |  | Smart Relay Module | 1 | [6 empty] | TRUE | [5 empty] | #FFFFFFFF |  |  | FALSE | FALSE | FALSE | [14 empty] | FALSE
|  |  | North | MIRCOM | [5 empty] | Module | TRUE | BB-5014 | new | Lobby Control Wallbox Enclosure. Supports 14 Module Footprints. | 1 | [12 empty] | #FFFFFFFF |  |  | FALSE | FALSE | FALSE
|  |  | North | MIRCOM |  | Cards & Components |  |  |  | Card | TRUE | RM-306/RM-312 |  | Relay Circuit Adder Modules | 1 | [6 empty] | TRUE | [5 empty] | #FFFFFFFF |  |  | FALSE | FALSE | FALSE | [14 empty] | FALSE
NFPA 170 NOTIFICATION CIRCUIT EXTENDER PANEL | RISER NAC |  | North | MIRCOM |  | Notification Circuit Extender Panel |  |  |  | Assembly | TRUE | INX-10A | + | Intelligent NAC Expander, 10 Amps c/w backbox and red door | 1 | [6 empty] | FALSE | [5 empty] | #FFFF0000 | FA-NFPA 170 NOTIFICATION CIRCUIT EXTENDER PANEL | 1 | FALSE | FALSE | FALSE | 212 | [8 empty] | 7,12,18 |  |  |  |  | TRUE
|  |  | North | MIRCOM | [5 empty] | Module | TRUE | FDX-008W | new | Fan Damper Control Module provides switch operation of 8 fan damper zones | 1 | [12 empty] | #FFFFFFFF |  |  | FALSE | FALSE | FALSE
NFPA 170 FIRE ALARM CONTROL UNIT | RISER FACP |  | North | MIRCOM |  | Fire Alarm Control Unit |  |  |  | Assembly | TRUE | FX-4003-12N | ++ | Compact Main Network Control Unit (12 Amp) | 1 | [6 empty] | FALSE | [5 empty] | #FFFF0000 | FA-NFPA 170 FIRE ALARM CONTROL UNIT | 1 | FALSE | FALSE | FALSE | 202 | [8 empty] | 17,18,26,33,55,60,65 |  |  |  |  | TRUE
NFPA 170 ADDRESSABLE INPUT MONITOR MODULE |  |  | North | MIRCOM |  | Addressable Module |  |  |  | Module | TRUE | MIX-M500MAP | + | Monitor Module | 1 | 0.0004 | 0.0055 |  |  |  |  | FALSE | [5 empty] | #FFFF0000 | FA-NFPA 170 ADDRESSABLE INPUT MONITOR MODULE | 1 | FALSE | FALSE | FALSE | 1000 | [13 empty] | FALSE
GenericN CARD READER |  |  | North | MIRCOM | Security/Access Control | Card Reader |  |  |  | Module | TRUE | TX3-P500-HA |  | Single Gang Mount Reader | 1 | [6 empty] | TRUE | [5 empty] | #FFFF0000 | FA-GenericN CARD READER | 1 | FALSE | FALSE | FALSE | [14 empty] | FALSE
|  |  | North | MIRCOM | [5 empty] | Module | TRUE | OGN-FLSLIC-ENT | new | Fire Alarm Control Panel License for 100+ Connections (Price per connection) Requires: OGN-KEY (sold seperately) Contact us for non-Mircom panel connections | 1 | [12 empty] | #FFFFFFFF |  |  | FALSE | FALSE | FALSE
|  |  | North | MIRCOM |  | Cards & Components |  |  |  | Card | TRUE | RAXN-LCDG CARD |  | REMOTE GRAPHIC LCD ANNUNCIATOR | 1 | [6 empty] | TRUE | [5 empty] | #FFFFFFFF |  |  | FALSE | FALSE | FALSE | [14 empty] | FALSE
|  |  | North | MIRCOM |  | Hardware |  |  |  | Hardware | TRUE | RJ-71C |  | Punch Down Block c/w 25 pair Amphenol | 1 | [6 empty] | FALSE | [5 empty] | #FFFFFFFF |  |  | FALSE | FALSE | FALSE | [14 empty] | FALSE
NFPA 170 HEAT DETECTOR |  |  | North | MIRCOM |  | Heat Detector |  |  |  | Module | TRUE | MIX-5351HAP w/B501-WHITE | ++ | Intelligent High Temperature Heat Detector, Fixed Temperature, White - UL, 4" Flangeless mounting base | 1 | 0.0002 | 0.0045 |  |  |  |  | FALSE | TRUE |  |  |  |  | #FFFF0000 | FA-NFPA 170 HEAT DETECTOR | 1 | FALSE | FALSE | FALSE | 1403 | [13 empty] | FALSE |  |  | 190° FT
NFPA 170 STROBE WALL |  |  | North | MIRCOM |  | Strobe |  |  |  | Module | TRUE | STC |  | STROBE WALL MOUNT, WHITE | 1 | [6 empty] | FALSE | FALSE |  |  |  |  | #FF0070C0 | FA-NFPA 170 STROBE WALL | 1 | FALSE | FALSE | FALSE | 2023 | [13 empty] | FALSE
NFPA 170 SPEAKER STROBE CEILING |  |  | North | MIRCOM |  | Speaker/Strobe |  |  |  | Module | TRUE | SPPS-104-70HR | ++ | Ceiling mounted speaker strobe 70V with High Candela Red | 1 | 0 | 0.132 |  |  |  |  | FALSE | TRUE |  |  |  |  | #FF0070C0 | FA-NFPA 170 SPEAKER STROBE CEILING | 1 | FALSE | FALSE | FALSE | 2020 | [13 empty] | FALSE |  |  | C
NFPA 170 SMOKE DETECTOR |  |  | North | MIRCOM |  | Smoke Detector |  |  |  | Module | TRUE | MIX-2251TMB w/B501 | + | Intelligent AcclimateTM Multicriteria Smoke Sensor, Standard Base | 1 | 0.0003 | 0.0065 |  |  |  |  | FALSE | TRUE |  |  |  |  | #FFFF0000 | FA-NFPA 170 SMOKE DETECTOR | 1 | FALSE | FALSE | FALSE | 1408 | [13 empty] | FALSE |  |  | MC
NFPA 170 FIRE ALARM CONTROL UNIT | RISER FACU |  | North | MIRCOM |  | Fire Alarm Control Unit |  |  |  | Assembly | TRUE | FX-4009-12N | ++ | Compact Main Network Control Unit (12 Amp) | 1 | [12 empty] | #FFFF0000 | FA-NFPA 170 FIRE ALARM CONTROL UNIT | 1 | FALSE | FALSE | FALSE | [9 empty] | 17,18,26,33,55,60,65 |  |  |  |  | TRUE
NFPA 170 SPEAKER STROBE CEILING |  |  | North | MIRCOM |  | Speaker/Strobe |  |  |  | Module | TRUE | SPPS-104-25H | ++ | Ceiling mounted speaker strobe 25V with High Candela White | 1 | 0 | 0.132 |  |  |  |  | FALSE | TRUE |  |  |  |  | #FF0070C0 | FA-NFPA 170 SPEAKER STROBE CEILING | 1 | FALSE | FALSE | FALSE | 2020 | [13 empty] | FALSE |  |  | C
NFPA 170 REMOTE VOICE EVACUATION MICROPHONE |  |  | North | MIRCOM |  | Remote Microphone |  |  |  | Module | TRUE | QX-MINI-RM | + | Remote Microphone: Backbox, Red Door, Microphone, RMIC PCB – UL Only | 1 | 0.013 | 0.0161 |  |  |  |  | FALSE | [5 empty] | #FFFF0000 | FA-NFPA 170 REMOTE VOICE EVACUATION MICROPHONE | 1 | FALSE | FALSE | FALSE | 265 | [8 empty] | 7,12,18 |  |  |  |  | FALSE
|  |  | North | MIRCOM | [5 empty] | Module | TRUE | QAA-5230S-70/25 | ++ | 2 Zone 30W Amplifier (split) | 1 | 0.055 | 0.35 | [10 empty] | #FFFFFFFF |  |  | FALSE | FALSE | FALSE
|  |  | North | MIRCOM | [5 empty] | Module | TRUE | ARW-VESP211-KIT | new | 1-port Ethernet Serial Server Kit | 1 | [12 empty] | #FFFFFFFF |  |  | FALSE | FALSE | FALSE
NFPA 170 SMOKE DETECTOR |  |  | North | MIRCOM |  | Smoke Detector |  |  |  | Module | TRUE | MIX-2251BR | + | Intelligent Photoelectric Detector. Remote test capable. For use with DNR(W) duct detectors. | 1 | 0.0003 | 0.0065 |  |  |  |  | FALSE | TRUE |  |  |  |  | #FFFF0000 | FA-NFPA 170 SMOKE DETECTOR | 1 | FALSE | FALSE | FALSE | 1408 | [13 empty] | FALSE |  |  | P
|  |  | North | MIRCOM |  | Cards & Components |  |  |  | Card | TRUE | RAM-208R/RAM-216R Main Board |  | Remote LED Annunciators | 1 | [6 empty] | TRUE | [5 empty] | #FFFFFFFF |  |  | FALSE | FALSE | FALSE | [14 empty] | FALSE
|  |  | North | MIRCOM | [5 empty] | Module | TRUE | DOX-5008MB/R | new | Door for BB-5008 - “B” for Black and “R” for Red | 1 | [12 empty] | #FFFFFFFF |  |  | FALSE | FALSE | FALSE
NFPA 170 FIRE PHONE |  |  | North | MIRCOM |  | Fire Phone |  |  |  | Module | TRUE | FT-300A | F | Telephone Chassis with Armored Coil Cord/BB-330 Box/TC-330 Door | 1 | 0 | 0.02 |  |  |  |  | FALSE | [5 empty] | #FFFF0000 | FA-NFPA 170 FIRE PHONE | 1 | FALSE | FALSE | FALSE | 208 | [13 empty] | FALSE
NFPA 170 MANUAL PULL |  |  | North | MIRCOM |  | Manual Station |  |  |  | Module | TRUE | MS-710ADU | + | Intelligent Addressable Key Resettable Dual Action Manual Station | 1 | 0.0004 | 0.0006 |  |  |  |  | FALSE | [5 empty] | #FFFF0000 | FA-NFPA 170 MANUAL PULL | 1 | FALSE | FALSE | FALSE | 957 | [13 empty] | FALSE
NFPA 170 SMOKE DETECTOR |  |  | North | MIRCOM |  | Smoke Detector |  |  |  | Module | TRUE | MIX-1251B w/B210LP | + | Intelligent Ionization Smoke Sensor, Standard Base | 1 | 0.0003 | 0.0065 |  |  |  |  | FALSE | TRUE |  |  |  |  | #FFFF0000 | FA-NFPA 170 SMOKE DETECTOR | 1 | FALSE | FALSE | FALSE | 1408 | [13 empty] | FALSE |  |  | I
|  |  | North | MIRCOM | [5 empty] | Module | TRUE | OGN-UL-STD | new | Industrial Rack Appliance /w UL/ULC Certification | 1 | [12 empty] | #FFFFFFFF |  |  | FALSE | FALSE | FALSE
NFPA 170 ADDRESSABLE INPUT MONITOR MODULE |  |  | North | MIRCOM |  | Addressable Module |  |  |  | Module | TRUE | MIX-M501MAP | + | Mini Monitor Module | 1 | 0.0004 | 0.0004 |  |  |  |  | FALSE | [5 empty] | #FFFF0000 | FA-NFPA 170 ADDRESSABLE INPUT MONITOR MODULE | 1 | FALSE | FALSE | FALSE | 1000 | [13 empty] | FALSE |  |  | M
NFPA 170 MANUAL PULL |  |  | North | MIRCOM |  | Manual Station |  |  |  | Module | TRUE | MS-710AP | + | Advanced Protocol Intelligent Key Resettable Dual Action Manual Station, Bilingual | 1 | 0.0004 | 0.0006 |  |  |  |  | FALSE | [5 empty] | #FFFF0000 | FA-NFPA 170 MANUAL PULL | 1 | FALSE | FALSE | FALSE | 957 | [13 empty] | FALSE
|  |  | North | MIRCOM | [5 empty] | Module | TRUE | SGM-1004A | new | 4 Notification Appliance Circuit Module | 1 | 0.06 | 0.258 | [10 empty] | #FFFFFFFF |  |  | FALSE | FALSE | FALSE
NFPA 170 HEAT DETECTOR |  |  | North | MIRCOM |  | Heat Detector |  |  |  | Module | TRUE | MIX-3300 w/ MIX-2000 |  | ADDRESSABLE THERMAL DETECTOR w/ MIX-2000 STANDARD BASE | 1 | 0.0003 | 0.0003 |  |  |  |  | FALSE | [5 empty] | #FFFF0000 | FA-NFPA 170 HEAT DETECTOR | 1 | FALSE | FALSE | FALSE | 1403 | [13 empty] | FALSE
|  |  | North | MIRCOM | [5 empty] | Module | TRUE | RM-1008A | ++ | 8 Relay Circuit Module | 1 | 0.025 | 0.15 | [10 empty] | #FFFFFFFF |  |  | FALSE | FALSE | FALSE
NFPA 170 HEAT DETECTOR |  |  | North | MIRCOM |  | Heat Detector |  |  |  | Module | TRUE | MIX-5251H w/B224RB | + | White, Low-profile 190°F fixed thermal sensor, Relay Base | 1 | 0.0003 | 0.0065 |  |  |  |  | FALSE | TRUE |  |  |  |  | #FFFF0000 | FA-NFPA 170 HEAT DETECTOR | 1 | FALSE | FALSE | FALSE | 1403 | [13 empty] | FALSE |  |  | 190°
NFPA 170 SMOKE DETECTOR |  |  | North | MIRCOM |  | Smoke Detector |  |  |  | Module | TRUE | MIX-4010-ISO w/MIX-4001 | + | Photoelectric Smoke Detector (with short-circuit isolator) | 1 | 0.00016 | 0.0032 |  |  |  |  | FALSE | TRUE |  |  |  |  | #FFFF0000 | FA-NFPA 170 SMOKE DETECTOR | 1 | FALSE | FALSE | FALSE | 1408 | [13 empty] | FALSE |  |  | P, ISO
170 BASIC SHAPE |  |  | North | MIRCOM |  | Miscellaneous |  |  |  | Assembly | TRUE | TX3-200-4U-A |  | Universal enclosure c/w 4x20 LCD display, 200 name controller and (1) PS-4P transformer. | 1 | [6 empty] | FALSE | [5 empty] | #FFFF0000 | FA-170 BASIC SHAPE | 1 | FALSE | FALSE | FALSE | 5000 | [13 empty] | FALSE |  |  | TE
NFPA 170 HORN STROBE CEILING |  |  | North | MIRCOM |  | Horn/Strobe |  |  |  | Module | TRUE | HSC |  | HORN/STROBE CEILING MOUNT, WHITE | 1 | [6 empty] | FALSE | TRUE |  |  |  |  | #FF0070C0 | FA-NFPA 170 HORN STROBE CEILING | 1 | FALSE | FALSE | FALSE | 2013 | [13 empty] | FALSE |  |  | C
NFPA 170 FIRE ALARM CONTROL UNIT | RISER FACP |  | North | MIRCOM |  | Fire Alarm Control Unit |  |  |  | Assembly | TRUE | FX-2003-12NDS | + | FIRE ALARM CONTROL PANEL, ADDRESSABLE, COMPACT, 12 AMP POWER SUPPLY | 1 | [6 empty] | FALSE | [5 empty] | #FFFF0000 | FA-NFPA 170 FIRE ALARM CONTROL UNIT | 1 | FALSE | FALSE | FALSE | 202 | [8 empty] | 7,12,18 |  |  | 12 |  | TRUE
NFPA 170 ADDRESSABLE INPUT MONITOR MODULE |  |  | North | MIRCOM |  | Addressable Module |  |  |  | Module | TRUE | MIX-M500DMAP | + | Dual Input Monitor Module | 2 | 0.00075 | 0.006 |  |  |  |  | FALSE | [5 empty] | #FFFF0000 | FA-NFPA 170 ADDRESSABLE INPUT MONITOR MODULE | 1 | FALSE | FALSE | FALSE | 1000 | [13 empty] | FALSE |  |  | 2
NFPA 170 SMOKE DETECTOR |  |  | North | MIRCOM |  | Smoke Detector |  |  |  | Module | TRUE | MIX-2251TB w/B501 | + | Intelligent Photoelectric Sensor with 135°F Fixed Temperature Heat Detector, Standard Base | 1 | 0.0003 | 0.0065 |  |  |  |  | FALSE | TRUE |  |  |  |  | #FFFF0000 | FA-NFPA 170 SMOKE DETECTOR | 1 | FALSE | FALSE | FALSE | 1408 | [13 empty] | FALSE |  |  | P, 135°
|  |  | North | MIRCOM | [5 empty] | Module | TRUE | QAA-5160-70/25 | ++ | 1 Zone 60W Amplifier | 1 | 0.055 | 0.35 | [10 empty] | #FFFFFFFF |  |  | FALSE | FALSE | FALSE
|  |  | North | MIRCOM |  | Cards & Components |  |  |  | Card | TRUE | ALC-198S | ++ | SINGLE INTELLIGENT ANALOG LOOP CONTROLLER MODULE | 1 | 0.035 | 0.05 |  |  |  |  | TRUE | [5 empty] | #FFFFFFFF |  |  | FALSE | FALSE | FALSE | [14 empty] | FALSE
|  |  | North | MIRCOM | [5 empty] | Module | TRUE | IPS-2424DS | ++ | Programmable Input Switches Module c/w 24 selector switches and 24 bi-coloured LEDs | 1 | 0.01 | 0.015 | [10 empty] | #FFFFFFFF |  |  | FALSE | FALSE | FALSE
NFPA 170 HEAT DETECTOR |  |  | North | MIRCOM |  | Heat Detector |  |  |  | Module | TRUE | MIX-5351AP w/B224RB-WH | ++ | Intelligent Heat Detector, Fixed Temperature, White - UL, Relay Base | 1 | 0.0002 | 0.0045 |  |  |  |  | FALSE | TRUE |  |  |  |  | #FFFF0000 | FA-NFPA 170 HEAT DETECTOR | 1 | FALSE | FALSE | FALSE | 1403 | [13 empty] | FALSE |  |  | 135° FT
NFPA 170 MANUAL PULL |  |  | North | MIRCOM |  | Manual Station |  |  |  | Module | TRUE | MPS-810MPU | ++ | Estación Manual de doble acción, direccionable, protocolo MP de una etapa, con listado UL, FM | 1 | 0.002 | 0.0033 |  |  | 30 | 15 | FALSE |  |  |  | 5 ½” H x 4 1/8” W x 1 3/8” D |  | #FFFF0000 | FA-NFPA 170 MANUAL PULL | 1 | FALSE | FALSE | FALSE | 957 | [13 empty] | FALSE
NFPA 170 DUCT SMOKE DETECTOR |  |  | North | MIRCOM |  | Duct Smoke Detector |  |  |  | Module | TRUE | MIX-DH3000R |  | ALPHA INTELLIGENT IONIZATION LOW-FLOW DUCT SMOKE DETECTOR WITH RELAY | 1 | [6 empty] | FALSE | TRUE |  |  |  |  | #FFFF0000 | FA-NFPA 170 DUCT SMOKE DETECTOR | 1 | FALSE | FALSE | FALSE | 1400 | [13 empty] | FALSE
NFPA 170 SMOKE DETECTOR |  |  | North | MIRCOM |  | Smoke Detector |  |  |  | Module | TRUE | MIX-1251AP w/B224RB-WH | + | Intelligent Ionization Smoke Sensor, Relay Base | 1 | 0.0003 | 0.0065 |  |  |  |  | FALSE | TRUE |  |  |  |  | #FFFF0000 | FA-NFPA 170 SMOKE DETECTOR | 1 | FALSE | FALSE | FALSE | 1408 | [13 empty] | FALSE |  |  | I, R
|  |  | North | MIRCOM | [5 empty] | Module | TRUE | BB-1001WP(R)A | ++ | Weather Protected Enclosure Enclosure Houses one module. White. BB-1001WPRA for red. | 1 | [12 empty] | #FFFFFFFF |  |  | FALSE | FALSE | FALSE
NFPA 170 MULTI DETECTOR |  |  | North | MIRCOM |  | Multi Criteria Detector |  |  |  | Module | TRUE | MIX-4020 w/MIX-4001 | + | Multi-Criteria/Multi-Sensor (Non-Isolated) | 1 | 0.00016 | 0.0032 |  |  |  |  | FALSE | TRUE |  |  |  |  | #FFFF0000 | FA-NFPA 170 MULTI DETECTOR | 1 | FALSE | FALSE | FALSE | 1408 | [13 empty] | FALSE
NFPA 170 SMOKE DETECTOR |  |  | North | MIRCOM |  | Smoke Detector |  |  |  | Module | TRUE | MIX-3100 w/ MIX-2001R |  | ADDRESSABLE PHOTOELECTRIC SMOKE DETECTOR w/ MIX-2001R RELAY BASE | 1 | 0.0003 | 0.0003 |  |  |  |  | FALSE | TRUE |  |  |  |  | #FFFF0000 | FA-NFPA 170 SMOKE DETECTOR | 1 | FALSE | FALSE | FALSE | 1408 | [13 empty] | FALSE
NFPA 170 SMOKE HEAT CO DETECTOR |  |  | North | MIRCOM |  | Smoke/Heat/CO Detector |  |  |  | Module | TRUE | MIX-FC351AP w/B501-WHITE | + | Advanced Multi-Criteria Fire/CO Detector (UL), Standard Base | 1 | 0.0002 | 0.0045 |  |  |  |  | FALSE | TRUE | FLUSH |  | 4" SQ. DEEP | 3 "O" PLASTER RING | #FFFF0000 | FA-NFPA 170 SMOKE HEAT CO DETECTOR | 1 | FALSE | FALSE | FALSE | 1408 |  |  | 7272-0028:0206 | [10 empty] | FALSE
|  |  | North | MIRCOM | [5 empty] | Module | TRUE | QMP-5101N | ++ | Master Network Paging Control Module | 1 | 0.003 | 0.007 | [10 empty] | #FFFFFFFF |  |  | FALSE | FALSE | FALSE
|  |  | North | MIRCOM | [5 empty] | Module | TRUE | BB-1001DB | ++ | Remote Annunciator Enclosure Houses one module. “D” White “DR” Red "DS" Stainless Steel or "DB" for Black Door. | 1 | [12 empty] | #FFFFFFFF |  |  | FALSE | FALSE | FALSE
NFPA 170 SMOKE DETECTOR |  |  | North | MIRCOM |  | Smoke Detector |  |  |  | Module | TRUE | MIX-1251AP w/B200SR-WH | + | Intelligent Ionization Smoke Sensor, Sounder Base | 1 | 0.0003 | 0.0065 |  |  |  |  | FALSE | TRUE |  |  |  |  | #FFFF0000 | FA-NFPA 170 SMOKE DETECTOR | 1 | FALSE | FALSE | FALSE | 1408 | [13 empty] | FALSE |  |  | I, SB
|  |  | North | MIRCOM | [5 empty] | Module | TRUE | ALCN-960D | ++ | Quad Intelligent Analog Loop Module daughter board | 1 | 0.2 | 0.23 | [10 empty] | #FFFFFFFF |  |  | FALSE | FALSE | FALSE
|  |  | North | MIRCOM | [5 empty] | Module | TRUE | DOX-5014MB/R | new | Door for BB-5014 - “B” for Black and “R” for Red | 1 | [12 empty] | #FFFFFFFF |  |  | FALSE | FALSE | FALSE
|  |  | North | MIRCOM |  | Cards & Components |  |  |  | Card | TRUE | FA-301-12DDR Main Board |  | Twelve Zone LCD Display Fire Alarm Control Panel with UDACT/Digital Communicator | 1 | 0.174 | 0.444 |  |  |  |  | TRUE | [5 empty] | #FFFFFFFF |  |  | FALSE | FALSE | FALSE | [14 empty] | FALSE
NFPA 170 STROBE WALL |  |  | North | MIRCOM |  | Strobe |  |  |  | Module | TRUE | FS-400-WW | + | Wall Mount Strobe, White | 1 | [6 empty] | FALSE | [5 empty] | #FF0070C0 | FA-NFPA 170 STROBE WALL | 1 | FALSE | FALSE | FALSE | 2023 | [13 empty] | FALSE
NFPA 170 ADDRESSABLE INPUT MONITOR MODULE |  |  | North | MIRCOM |  | Addressable Module |  |  |  | Module | TRUE | MIX-101P | ++ | Intelligent Addressable Priority Mini Monitor Module | 1 | 0.0006 | 0.0046 |  |  |  |  | FALSE |  |  |  | 3.0” W x 2.0” H x 0.75” D |  | #FFFF0000 | FA-NFPA 170 ADDRESSABLE INPUT MONITOR MODULE | 1 | FALSE | FALSE | FALSE | 1000 | [13 empty] | FALSE
|  |  | North | MIRCOM |  | Hardware |  |  |  | Hardware | TRUE | DOX-1024BP | + | White front door for UB-1024BP backbox. | 1 | [6 empty] | FALSE | [5 empty] | #FFFFFFFF |  |  | FALSE | FALSE | FALSE | [14 empty] | FALSE
|  |  | North | MIRCOM |  | Cards & Components |  |  |  | Card | TRUE | RAM-3500-LCD Card | + | RAM-3500-LCD Card | 1 | 0.07 | 0.1 |  |  |  |  | TRUE | [5 empty] | #FFFFFFFF |  |  | FALSE | FALSE | FALSE | [14 empty] | FALSE
NFPA 170 DUCT SMOKE DETECTOR |  |  | North | MIRCOM |  | Duct Smoke Detector |  |  |  | Module | TRUE | D2 |  | Photoelectric Duct Detector | 1 | [6 empty] | FALSE | TRUE |  |  |  |  | #FFFF0000 | FA-NFPA 170 DUCT SMOKE DETECTOR | 1 | FALSE | FALSE | FALSE | 1400 | [13 empty] | FALSE
|  |  | North | MIRCOM | [5 empty] | Module | TRUE | DSPL-420-16TZDS | new | 4 x 20 Main LCD Display for FX-4000MNS w/ Additional 16 LED Zones | 1 | [12 empty] | #FFFFFFFF |  |  | FALSE | FALSE | FALSE
NFPA 170 REMOTE TEST SWITCH |  |  | North | MIRCOM |  | REMOTE TEST SWITCH |  |  |  | Module | TRUE | MRTS-KAPR |  | REMOTE TEST/RESET STATION, FOR DUCT DETECTOR | 1 | [6 empty] | FALSE | [5 empty] | #FFFF0000 | FA-NFPA 170 REMOTE TEST SWITCH | 1 | FALSE | FALSE | FALSE | 914 | [13 empty] | FALSE
NFPA 170 ISOLATION MODULE |  |  | North | MIRCOM |  | Isolator Module |  |  |  | Module | TRUE | MIX-M500X | + | Isolator Module | 1 | 0.00045 | 0.005 |  |  |  |  | FALSE | [5 empty] | #FFFF0000 | FA-NFPA 170 ISOLATION MODULE | 1 | FALSE | FALSE | FALSE | 1200 | [13 empty] | FALSE
|  |  | North | MIRCOM | [5 empty] | Module | TRUE | BB-5008 | new | Lobby Control Wallbox Enclosure. Supports 8 Module Footprints. | 1 | [12 empty] | #FFFFFFFF |  |  | FALSE | FALSE | FALSE
NFPA 170 REMOTE ANNUNCIATOR |  |  | North | MIRCOM |  | Remote Annunciator |  |  |  | Module | TRUE | RAM-300LCD | ++ | LCD Remote Annunciator | 1 | 0.016 | 0.04 |  |  |  |  | TRUE | [5 empty] | #FFFF0000 | FA-NFPA 170 REMOTE ANNUNCIATOR | 1 | FALSE | FALSE | FALSE | [14 empty] | FALSE
NFPA 170 MANUAL PULL |  |  | North | MIRCOM |  | Manual Station |  |  |  | Module | TRUE | MPS-822MP | ++ | MP Maglock 2 Stage Double Action Pull Station, ULC | 1 | 0.002 | 0.0033 |  |  | 30 | 15 | FALSE |  |  |  | 5 ½” H x 4 1/8” W x 1 3/8” D |  | #FFFF0000 | FA-NFPA 170 MANUAL PULL | 1 | FALSE | FALSE | FALSE | 957 | [13 empty] | FALSE
|  |  | North | MIRCOM |  | Cards & Components |  |  |  | Card | TRUE | MGD-32 Card | + | Master Graphic Driver Module c/w Fire Alarm Common Control Switch Inputs and 32 Supervised Outputs | 1 | 0.035 | [5 empty] | TRUE | [5 empty] | #FFFFFFFF |  |  | FALSE | FALSE | FALSE | [14 empty] | FALSE
NFPA 170 MANUAL PULL |  |  | North | MIRCOM |  | Manual Station |  |  |  | Module | TRUE | MPS-810MP | ++ | MP 1 Stage Addressable Double Action Pull Station, ULC | 1 | 0.002 | 0.0033 |  |  | 30 | 15 | FALSE |  |  |  | 5 ½” H x 4 1/8” W x 1 3/8” D |  | #FFFF0000 | FA-NFPA 170 MANUAL PULL | 1 | FALSE | FALSE | FALSE | 957 | [13 empty] | FALSE
|  |  | North | MIRCOM |  | Hardware |  |  |  | Hardware | TRUE | DOX-QX-MINI-LOC | + | QX-mini-LOC White front door. | 1 | [6 empty] | FALSE | [5 empty] | #FFFFFFFF |  |  | FALSE | FALSE | FALSE | [14 empty] | FALSE
NFPA 170 SMOKE DETECTOR |  |  | North | MIRCOM |  | Smoke Detector |  |  |  | Module | TRUE | MIX-2251TB w/B200SR-WH | + | Intelligent Photoelectric Sensor with 135°F Fixed Temperature Heat Detector, Sounder Base | 1 | 0.0003 | 0.0065 |  |  |  |  | FALSE | TRUE |  |  |  |  | #FFFF0000 | FA-NFPA 170 SMOKE DETECTOR | 1 | FALSE | FALSE | FALSE | 1408 | [13 empty] | FALSE |  |  | P, SB, 135°
|  |  | North | MIRCOM | [5 empty] | Module | TRUE | RAX-1048TZDS | new | Programmable LED Annunciator Module c/w 48 Bi-Coloured LEDs and 48 Trouble LEDs | 1 | [12 empty] | #FFFFFFFF |  |  | FALSE | FALSE | FALSE
NFPA 170 SPEAKER CEILING |  |  | North | MIRCOM |  | Speaker |  |  |  | Module | TRUE | SPP-104-25R | ++ | Ceiling mounted speaker 25V Red | 1 | [6 empty] | FALSE | TRUE |  |  |  |  | #FF0070C0 | FA-NFPA 170 SPEAKER CEILING | 1 | FALSE | FALSE | FALSE | 2019 | [13 empty] | FALSE |  |  | C
NFPA 170 SPEAKER STROBE CEILING |  |  | North | MIRCOM |  | Speaker/Strobe |  |  |  | Module | TRUE | SPPS-104-25 | ++ | Ceiling mounted speaker strobe 25V White | 1 | 0 | 0.132 |  |  |  |  | FALSE | TRUE |  |  |  |  | #FF0070C0 | FA-NFPA 170 SPEAKER STROBE CEILING | 1 | FALSE | FALSE | FALSE | 2020 | [13 empty] | FALSE |  |  | C
|  |  | North | MIRCOM |  | Cards & Components |  |  |  | Card | TRUE | FX-2000MNS Main Card |  | FX-2000MNS MAIN NETWORK BOARD WITH 12 AMP POWER SUPPLY AND 120/240V TRANSFORMER | 1 | [6 empty] | TRUE | [5 empty] | #FFFFFFFF |  |  | FALSE | FALSE | FALSE | [14 empty] | FALSE
NFPA 170 SMOKE DETECTOR |  |  | North | MIRCOM |  | Smoke Detector |  |  |  | Module | TRUE | MIX-1251B w/B224RB-WH | + | Intelligent Ionization Smoke Sensor, Relay Base | 1 | 0.0003 | 0.0065 |  |  |  |  | FALSE | TRUE |  |  |  |  | #FFFF0000 | FA-NFPA 170 SMOKE DETECTOR | 1 | FALSE | FALSE | FALSE | 1408 | [13 empty] | FALSE |  |  | I, R
NFPA 170 MANUAL PULL |  |  | North | MIRCOM |  | Manual Station |  |  |  | Module | TRUE | MS-710U | + | Dual Action Manual Station | 1 | [6 empty] | FALSE | [5 empty] | #FFFF0000 | FA-NFPA 170 MANUAL PULL | 1 | FALSE | FALSE | FALSE | 957 | [13 empty] | FALSE
|  |  | North | MIRCOM | [5 empty] | Module | TRUE | QMP-5101NV | ++ | Master Network Paging Control Module for FLEXNET-MNS Vertical Mount. For use in BBX-FXMNS. | 1 | 0.003 | 0.007 | [10 empty] | #FFFFFFFF |  |  | FALSE | FALSE | FALSE
NFPA 170 HEAT DETECTOR |  |  | North | MIRCOM |  | Heat Detector |  |  |  | Module | TRUE | MIX-3300 w/ MIX-2001 |  | ADDRESSABLE THERMAL DETECTOR w/ MIX-2001 E-Z FIT BASE | 1 | 0.0003 | 0.0003 |  |  |  |  | FALSE | [5 empty] | #FFFF0000 | FA-NFPA 170 HEAT DETECTOR | 1 | FALSE | FALSE | FALSE | 1403 | [13 empty] | FALSE
NFPA 170 REMOTE EVACUATION AMPLIFIER CABINET |  |  | North | MIRCOM |  | Amplifier Cabinet |  |  |  | Assembly | TRUE | QX-MINI-BP (25v) | + | Booster Panel: Outer Red Door, Main Board (acting in slave mode), 1 x 30W Amplifier, Backbox, Back Plate, Transformer | 1 | [6 empty] | FALSE | [5 empty] | #FFFF0000 | FA-NFPA 170 REMOTE EVACUATION AMPLIFIER CABINET | 1 | FALSE | FALSE | FALSE | 301 | [8 empty] | 7,12,18 |  |  |  |  | TRUE
NFPA 170 STROBE WALL |  |  | North | MIRCOM |  | Strobe |  |  |  | Module | TRUE | ELRX-300 |  | Active End-of-Line Resistors | 1 | [6 empty] | FALSE | [5 empty] | #FF0070C0 | FA-NFPA 170 STROBE WALL | 1 | FALSE | FALSE | FALSE | 2023 | [13 empty] | FALSE
NFPA 170 SMOKE DETECTOR |  |  | North | MIRCOM |  | Smoke Detector |  |  |  | Module | TRUE | MIX-2251AP w/B210LP | + | Intelligent Photoelectric Smoke Sensor, Standard Base | 1 | 0.0003 | 0.0065 |  |  |  |  | FALSE | TRUE |  |  |  |  | #FFFF0000 | FA-NFPA 170 SMOKE DETECTOR | 1 | FALSE | FALSE | FALSE | 1408 | [13 empty] | FALSE |  |  | P
|  |  | North | MIRCOM | [5 empty] | Module | TRUE | QMB-5000B | ++ | Audio Motherboard and Card Cage | 1 | [12 empty] | #FFFFFFFF |  |  | FALSE | FALSE | FALSE
NFPA 170 ADDRESSABLE OUTPUT MODULE |  |  | North | MIRCOM |  | Addressable Control/Relay |  |  |  | Module | TRUE | MIX-M500S | + | Supervised Control Module | 1 | 0.0004 | 0.0055 |  |  |  |  | FALSE | [5 empty] | #FFFF0000 | FA-NFPA 170 ADDRESSABLE OUTPUT MODULE | 1 | FALSE | FALSE | FALSE | 1100 | [13 empty] | FALSE |  |  | CM
|  |  | North | MIRCOM | [5 empty] | Module | TRUE | DM-1008A | ++ | 8 Initiating Circuit Module 8 zones active | 1 | 0.08 | 0.465 | [10 empty] | #FFFFFFFF |  |  | FALSE | FALSE | FALSE
NFPA 170 HEAT DETECTOR |  |  | North | MIRCOM |  | Heat Detector |  |  |  | Module | TRUE | MIX-5251H w/B200SR | + | White, Low-profile 190°F fixed thermal sensor, Sounder Base | 1 | 0.0003 | 0.0065 |  |  |  |  | FALSE | TRUE |  |  |  |  | #FFFF0000 | FA-NFPA 170 HEAT DETECTOR | 1 | FALSE | FALSE | FALSE | 1403 | [13 empty] | FALSE |  |  | 190°
|  |  | North | MIRCOM | [5 empty] | Module | TRUE | QAA-5415-25 4 Zone 15W Amplifier 25V | ++ | 4 Zone 15W Amplifier 25V | 1 | 0.055 | 0.35 | [10 empty] | #FFFFFFFF |  |  | FALSE | FALSE | FALSE
NFPA 170 MANUAL PULL |  |  | North | MIRCOM |  | Manual Station |  |  |  | Module | TRUE | MS-710MPU | + | Intelligent Key-Resettable Single Stage Dual Action Manual Station MP- UL | 1 | 0.002 | 0.0033 |  |  |  |  | FALSE | [5 empty] | #FFFF0000 | FA-NFPA 170 MANUAL PULL | 1 | FALSE | FALSE | FALSE | 957 | [13 empty] | FALSE
|  |  | North | MIRCOM |  | Cards & Components |  |  |  | Card | TRUE | 2012K |  | 12 Telephone Line Relay Card Kit c/w cables | 1 | [6 empty] | TRUE | [5 empty] | #FFFFFFFF |  |  | FALSE | FALSE | FALSE | [14 empty] | FALSE
|  |  | North | MIRCOM |  | Cards & Components |  |  |  | Card | TRUE | FOM-2000-SP |  | FIBER OPTIC NETWORK ADDER MODULE | 1 | [6 empty] | TRUE | [5 empty] | #FFFFFFFF |  |  | FALSE | FALSE | FALSE | [14 empty] | FALSE
NFPA 170 ADDRESSABLE OUTPUT MODULE |  |  | North | MIRCOM |  | Addressable Control/Relay |  |  |  | Module | TRUE | MIX-4045 | + | Dual Relay Module | 2 | 0.0015 | 0.0031 |  |  |  |  | FALSE | [5 empty] | #FFFF0000 | FA-NFPA 170 ADDRESSABLE OUTPUT MODULE | 1 | FALSE | FALSE | FALSE | 1000 | [13 empty] | FALSE |  |  | 2
|  |  | North | MIRCOM |  | Hardware |  |  |  | Hardware | TRUE | BAT-12V33A |  | 12 VOLT 33AH BATTERIES | 1 | [6 empty] | FALSE | [5 empty] | #FFFFFFFF |  |  | FALSE | FALSE | FALSE | [14 empty] | FALSE
|  |  | North | MIRCOM |  | Cards & Components |  |  |  | Card | TRUE | BPS-1002 Main Board | ++ | Fire Alarm Power Supply Main Board | 1 | 0.09 | 0.175 | 10 |  |  |  | TRUE | [5 empty] | #FFFFFFFF |  |  | FALSE | FALSE | FALSE | [14 empty] | FALSE
|  |  | North | MIRCOM |  | Cards & Components |  |  |  | Card | TRUE | BPS-602 Main Board | + | Fire Alarm Power Supply Main Board | 1 | 0.09 | 0.175 | 6 |  |  |  | TRUE | [5 empty] | #FFFFFFFF |  |  | FALSE | FALSE | FALSE | [14 empty] | FALSE
|  |  | North | MIRCOM |  | Cards & Components |  |  |  | Card | TRUE | ALC-636 | ++ | Dual Loop Controller Module | 1 | [6 empty] | TRUE | [5 empty] | #FFFFFFFF |  |  | FALSE | FALSE | FALSE | [14 empty] | FALSE
NFPA 170 HEAT DETECTOR |  |  | North | MIRCOM |  | Heat Detector |  |  |  | Module | TRUE | MIX-3300 w/ MIX-2001R |  | ADDRESSABLE THERMAL DETECTOR w/ MIX-2001R RELAY BASE | 1 | 0.0003 | 0.0003 |  |  |  |  | FALSE | [5 empty] | #FFFF0000 | FA-NFPA 170 HEAT DETECTOR | 1 | FALSE | FALSE | FALSE | 1403 | [13 empty] | FALSE
NFPA 170 HEAT DETECTOR |  |  | North | MIRCOM |  | Heat Detector |  |  |  | Module | TRUE | MIX-5351HAP w/B224RB-WH | ++ | Intelligent High Temperature Heat Detector, Fixed Temperature, White - UL, Relay Base | 1 | 0.0002 | 0.0045 |  |  |  |  | FALSE | TRUE |  |  |  |  | #FFFF0000 | FA-NFPA 170 HEAT DETECTOR | 1 | FALSE | FALSE | FALSE | 1403 | [13 empty] | FALSE |  |  | 190° FT
|  |  | North | MIRCOM |  | Cards & Components |  |  |  | Card | TRUE | BPS-802 Main Board | ++ | Fire Alarm Power Supply Main Board | 1 | 0.075 | 0.15 | 8 |  |  |  | TRUE | [5 empty] | #FFFFFFFF |  |  | FALSE | FALSE | FALSE | [14 empty] | FALSE
|  |  | North | MIRCOM |  | Cards & Components |  |  |  | Card | TRUE | FX-2009-12NDS CARD |  | LARGE NETWORK MAIN CHASSIS. MOUNTS IN THE BB-5000 SERIES ENCLOSURES | 1 | [6 empty] | TRUE | [5 empty] | #FFFFFFFF |  |  | FALSE | FALSE | FALSE | [14 empty] | FALSE
|  |  | North | MIRCOM |  | Cards & Components |  |  |  | Card | TRUE | RAXN-LCD CARD | + | REMOTE LCD ANNUNCIATOR | 1 | 0.1 | 0.15 |  |  |  |  | TRUE | [5 empty] | #FFFFFFFF |  |  | FALSE | FALSE | FALSE | [14 empty] | FALSE
NFPA 170 REMOTE ANNUNCIATOR | RISER ANNUNCIATOR |  | North | MIRCOM |  | Remote Annunciator |  |  |  | Assembly | TRUE | RAM-208R/RAM-216R |  | Remote LED Annunciators | 1 | [6 empty] | FALSE | [5 empty] | #FFFF0000 | FA-NFPA 170 REMOTE ANNUNCIATOR | 1 | FALSE | FALSE | FALSE | 255 | [8 empty] | 7,12,18 |  |  |  |  | TRUE
NFPA 170 VOICE EVACUATION CONTROL UNIT |  |  | North | MIRCOM |  | Voice Evac Control Unit |  |  |  | Assembly | TRUE | QX-MINI (25v) | + | Master Panel: Microphone, Main Display, Main Board, 1 x 30W Amplifier, Deadfront, Red Door, Backbox, Back Plate, Transformer | 1 | [6 empty] | FALSE | [5 empty] | #FFFF0000 | FA-NFPA 170 VOICE EVACUATION CONTROL UNIT | 1 | FALSE | FALSE | FALSE | 211 | [8 empty] | 7,12,18 |  |  | 9.5 |  | TRUE
|  |  | North | MIRCOM | [5 empty] | Module | TRUE | BB-1001D/DR/DS/DB | ++ | Remote Annunciator Enclosure Houses one module. “D” White “DR” Red "DS" Stainless Steel or "DB" for Black Door. | 1 | [12 empty] | #FFFFFFFF |  |  | FALSE | FALSE | FALSE
NFPA 170 SPEAKER WALL |  |  | North | MIRCOM |  | Speaker |  |  |  | Module | TRUE | SPP-204-70 | ++ | Wall mounted speaker 70V white | 1 | [6 empty] | FALSE | [5 empty] | #FF0070C0 | FA-NFPA 170 SPEAKER WALL | 1 | FALSE | FALSE | FALSE | 2021 | [13 empty] | FALSE
NFPA 170 HEAT DETECTOR |  |  | North | MIRCOM |  | Heat Detector |  |  |  | Module | TRUE | MIX-5251RB w/B224RB | + | White, Low-profile rate-of-rise thermal sensor, Relay Base | 1 | 0.0003 | 0.0065 |  |  |  |  | FALSE | TRUE |  |  |  |  | #FFFF0000 | FA-NFPA 170 HEAT DETECTOR | 1 | FALSE | FALSE | FALSE | 1403 | [13 empty] | FALSE |  |  | R
NFPA 170 MANUAL PULL |  |  | North | MIRCOM |  | Manual Station |  |  |  | Module | TRUE | MPS-810MPU | ++ | MP 1 Stage Addressable Double Action Pull Station, UL | 1 | 0.002 | 0.0033 |  |  | 30 | 15 | FALSE |  |  |  | 5 ½” H x 4 1/8” W x 1 3/8” D |  | #FFFF0000 | FA-NFPA 170 MANUAL PULL | 1 | FALSE | FALSE | FALSE | 957 | [13 empty] | FALSE
NFPA 170 FIRE ALARM CONTROL UNIT | RISER FACP |  | North | MIRCOM |  | Fire Alarm Control Unit |  |  |  | Assembly | TRUE | FX-2017-12NDS | + | Network Main Control Unit with 12 Amp power supply. Mounts in the BBX-1072ADS/BBX-1072ARDS enclosure. | 1 | [6 empty] | FALSE | [5 empty] | #FFFF0000 | FA-NFPA 170 FIRE ALARM CONTROL UNIT | 1 | FALSE | FALSE | FALSE | 202 | [8 empty] | 7,12,18,26,33,55,65 |  |  |  |  | TRUE
NFPA 170 ADDRESSABLE OUTPUT MODULE |  |  | North | MIRCOM |  | Addressable Control/Relay |  |  |  | Module | TRUE | MIX-4046 | ++ | Supervised Output Module | 1 | 0.0018 | 0.0025 |  |  |  |  | FALSE |  | 4” square by 2 1/8” deep box |  | 4 5/8”H x 4 1/4” W x 1 1/8” D |  | #FFFF0000 | FA-NFPA 170 ADDRESSABLE OUTPUT MODULE | 1 | FALSE | FALSE | FALSE | 1100 | [13 empty] | FALSE |  |  | CM
|  |  | North | MIRCOM |  | Hardware |  |  |  | Hardware | TRUE | DOX-5008MR |  | RED METAL DOOR FOR BB-5008 | 1 | [6 empty] | FALSE | [5 empty] | #FFFFFFFF |  |  | FALSE | FALSE | FALSE | [14 empty] | FALSE
|  |  | North | MIRCOM |  | Cards & Components |  |  |  | Card | TRUE | FA-106 Main Board | ++ | Main Board | 1 | 0.17 | 0.262 | 3 |  |  |  | TRUE | [5 empty] | #FFFFFFFF |  |  | FALSE | FALSE | FALSE | [14 empty] | FALSE
|  |  | North | MIRCOM | [5 empty] | Module | TRUE | OGN-FLSLIC-EXP | new | Fire Alarm Control Panel License for 2-9 Connections (Price per connection) Requires: OGN-KEY (sold seperately) Contact us for non-Mircom panel connections | 1 | [12 empty] | #FFFFFFFF |  |  | FALSE | FALSE | FALSE
|  |  | North | MIRCOM |  | Hardware |  |  |  | Hardware | TRUE | CCH-5008 |  | CUSTOM MOUNTING KIT FOR BB-5008. ONE REQUIRED PER BB-5008 | 1 | [6 empty] | FALSE | [5 empty] | #FFFFFFFF |  |  | FALSE | FALSE | FALSE | [14 empty] | FALSE
NFPA 170 FIRE ALARM CONTROL UNIT | RISER FACP |  | North | MIRCOM |  | Fire Alarm Control Unit |  |  |  | Assembly | TRUE | FX-2003-6DS | + | Expanded Main Control Unit c/w one Intelligent Signaling Line Circuit (SLC), with an additional 16 LED Zones for annunciation, 4 Class A/B (Style Z/Y) Notification Appliance Circuits and a 6 Amp power supply. Provides space for two programmable modules and 3 adder modules. Mounts in the UB-1024DS enclosure. | 1 | [6 empty] | FALSE | [5 empty] | #FFFF0000 | FA-NFPA 170 FIRE ALARM CONTROL UNIT | 1 | FALSE | FALSE | FALSE | 202 | [8 empty] | 7,12,18 |  |  | 6 |  | TRUE
NFPA 170 SMOKE DETECTOR |  |  | North | MIRCOM |  | Smoke Detector |  |  |  | Module | TRUE | MIX-2251B w/B210LP | + | Intelligent Photoelectric Smoke Sensor, Standard Base | 1 | 0.0003 | 0.0065 |  |  |  |  | FALSE | TRUE |  |  |  |  | #FFFF0000 | FA-NFPA 170 SMOKE DETECTOR | 1 | FALSE | FALSE | FALSE | 1408 | [13 empty] | FALSE |  |  | P
NFPA 170 SMOKE HEAT CO DETECTOR |  |  | North | MIRCOM |  | Smoke/Heat/CO Detector |  |  |  | Module | TRUE | MIX-FC351AP w/B300-6 | + | Advanced Multi-Criteria Fire/CO Detector (UL), Standard Base | 1 | 0.0002 | 0.0045 |  |  |  |  | FALSE | TRUE | FLUSH |  | 4" SQ. DEEP | 3 "O" PLASTER RING | #FFFF0000 | FA-NFPA 170 SMOKE HEAT CO DETECTOR | 1 | FALSE | FALSE | FALSE | 1408 |  |  | 7272-0028:0206 | [10 empty] | FALSE
NFPA 170 SMOKE DETECTOR |  |  | North | MIRCOM |  | Smoke Detector |  |  |  | Module | TRUE | MIX-2251TMAP w/B200SR-LF-WH | + | Intelligent AcclimateTM Multicriteria Smoke Sensor, Low Frequency Sounder Base | 1 | 0.0003 | 0.0065 |  |  |  |  | FALSE | TRUE |  |  |  |  | #FFFF0000 | FA-NFPA 170 SMOKE DETECTOR | 1 | FALSE | FALSE | FALSE | 1408 | [13 empty] | FALSE |  |  | MC, LF
|  |  | North | MIRCOM | [5 empty] | Module | TRUE | M500-BK-2 | new | M500 Series Mounting Bracket. Holds up to 2 modules in a BBX-FXMNS enclosure. | 1 | [12 empty] | #FFFFFFFF |  |  | FALSE | FALSE | FALSE
|  |  | North | MIRCOM |  | Cards & Components |  |  |  | Card | TRUE | FX-401 Main Board | ++ | FX-401 Main Board | 1 | 0.39 | 0.63 | 10 |  |  |  | TRUE | [5 empty] | #FFFFFFFF |  |  | FALSE | FALSE | FALSE | [14 empty] | FALSE
NFPA 170 HORN STROBE CEILING |  |  | North | MIRCOM |  | Horn/Strobe |  |  |  | Module | TRUE | FHS-400C-WW |  | HORN/STROBE CEILING MOUNT, WHITE | 1 | [6 empty] | FALSE | TRUE |  |  |  |  | #FF0070C0 | FA-NFPA 170 HORN STROBE CEILING | 1 | FALSE | FALSE | FALSE | 2013 | [13 empty] | FALSE |  |  | C
NFPA 170 SMOKE DETECTOR |  |  | North | MIRCOM |  | Smoke Detector |  |  |  | Module | TRUE | SD-100-4WT-6K | ++ | 4-Wire Photoelectric Smoke Detector with Heat Sensor, includes 6-inch base. | 1 | 0.00014 | 0.09 |  |  |  |  | TRUE | TRUE |  |  |  |  | #FFFF0000 | FA-NFPA 170 SMOKE DETECTOR | 1 | FALSE | FALSE | FALSE | 1408
NFPA 170 SMOKE DETECTOR |  |  | North | MIRCOM |  | Smoke Detector |  |  |  | Module | TRUE | MIX-2251TAP w/B501 | + | Intelligent Photoelectric Sensor with 135°F Fixed Temperature Heat Detector, Standard Base | 1 | 0.0003 | 0.0065 |  |  |  |  | FALSE | TRUE |  |  |  |  | #FFFF0000 | FA-NFPA 170 SMOKE DETECTOR | 1 | FALSE | FALSE | FALSE | 1408 | [13 empty] | FALSE |  |  | P, 135°
NFPA 170 HORN STROBE |  |  | North | MIRCOM |  | Horn/Strobe |  |  |  | Module | TRUE | FHS-340W | ++ | Wall Mount Horn/Strobe, White | 1 | [6 empty] | FALSE | [5 empty] | #FF0070C0 | FA-NFPA 170 HORN STROBE | 1 | FALSE | FALSE | FALSE | 2012 | [13 empty] | FALSE
|  |  | North | MIRCOM | [5 empty] | Module | TRUE | UDACT-300A | ++ | Dialer Module | 1 | 0.045 | 0.12 | [10 empty] | #FFFFFFFF |  |  | FALSE | FALSE | FALSE
|  |  | North | MIRCOM | [5 empty] | Card | TRUE | ALCN-792M |  | NETWORK QUAD LOOP CONTROLLER MODULE |  | 0.13 | 0.145 |  |  |  |  | TRUE | [5 empty] | #FFFFFFFF |  |  | FALSE | FALSE | [15 empty] | FALSE
NFPA 170 ADDRESSABLE OUTPUT MODULE |  |  | North | MIRCOM |  | Addressable Control/Relay |  |  |  | Module | TRUE | MIX-100S | ++ | Intelligent Addressable Supervised Control Module | 1 | 0.001 | 0.001 |  |  |  |  | FALSE |  |  |  | 4.0” W x 4.0” H x 1.3” D |  | #FFFF0000 | FA-NFPA 170 ADDRESSABLE OUTPUT MODULE | 1 | FALSE | FALSE | FALSE | 1100 | [13 empty] | FALSE |  |  | CM
NFPA 170 HEAT DETECTOR |  |  | North | MIRCOM |  | Heat Detector |  |  |  | Module | TRUE | MIX-3300 w/ MIX-2001HT |  | ADDRESSABLE THERMAL DETECTOR w/ MIX-2001HT SOUNDER BASE | 1 | 0.0003 | 0.0003 |  |  |  |  | FALSE | [5 empty] | #FFFF0000 | FA-NFPA 170 HEAT DETECTOR | 1 | FALSE | FALSE | FALSE | 1403 | [13 empty] | FALSE
NFPA 170 REMOTE ANNUNCIATOR | RISER ANNUNCIATOR |  | North | MIRCOM |  | Remote Annunciator |  |  |  | Module | TRUE | RAXN-4000LCDG | ++ | Remote Graphic LCD Annunciator | 1 | 0.139 | 0.164 | [10 empty] | #FFFF0000 | FA-NFPA 170 REMOTE ANNUNCIATOR | 1 | FALSE | FALSE | FALSE
NFPA 170 HEAT DETECTOR |  |  | North | MIRCOM |  | Heat Detector |  |  |  | Module | TRUE | MIX-5251AP w/B224RB | + | White, Low-profile 135°F fixed thermal sensor, Relay Base | 1 | 0.0003 | 0.0065 |  |  |  |  | FALSE | TRUE |  |  |  |  | #FFFF0000 | FA-NFPA 170 HEAT DETECTOR | 1 | FALSE | FALSE | FALSE | 1403 | [13 empty] | FALSE |  |  | 135°
|  |  | North | MIRCOM | [5 empty] | Module | TRUE | BB-1008D/DR/DB | new | Remote Annunciator Enclosure Houses eight modules. “D” White “DR” Red or "DB" for Black Door. | 1 | [12 empty] | #FFFFFFFF |  |  | FALSE | FALSE | FALSE
NFPA 170 HORN |  |  | North | MIRCOM |  | Horn |  |  |  | Module | TRUE | FH-400-LF-WW | ++ | White Wall/Ceiling Mount Low Frequency Sounder | 1 | 0 | 0.047 |  |  |  |  | FALSE | [5 empty] | #FF0070C0 | FA-NFPA 170 HORN | 1 | FALSE | FALSE | FALSE | 2010 | [13 empty] | FALSE |  |  | LF
NFPA 170 REMOTE ANNUNCIATOR |  |  | North | MIRCOM |  | Remote Annunciator |  |  |  | Module | TRUE | RAM-208 | ++ | Zone Remote Annunciator | 1 | 0.035 | 0.09 |  |  |  |  | TRUE | [5 empty] | #FFFF0000 | FA-NFPA 170 REMOTE ANNUNCIATOR | 1 | FALSE | FALSE | FALSE | [14 empty] | FALSE
NFPA 170 HEAT DETECTOR |  |  | North | MIRCOM |  | Heat Detector |  |  |  | Module | TRUE | MIX-5251RAP w/B200SR | + | White, Low-profile rate-of-rise thermal sensor, Sounder Base | 1 | 0.0003 | 0.0065 |  |  |  |  | FALSE | TRUE |  |  |  |  | #FFFF0000 | FA-NFPA 170 HEAT DETECTOR | 1 | FALSE | FALSE | FALSE | 1403 | [13 empty] | FALSE |  |  | R
|  |  | North | MIRCOM | [5 empty] | Module | TRUE | DSPL-2440DS | ++ | Graphical Main Display for FX-4000MNS | 1 | 0.029 | 0.035 | [10 empty] | #FFFFFFFF |  |  | FALSE | FALSE | FALSE
NFPA 170 SMOKE DETECTOR |  |  | North | MIRCOM |  | Smoke Detector |  |  |  | Module | TRUE | MIX-3000 w/ MIX-2001R |  | ADDRESSABLE IONIZATION DETECTOR w/ MIX-2001R RELAY BASE | 1 | 0.0003 | 0.0003 |  |  |  |  | FALSE | TRUE |  |  |  |  | #FFFF0000 | FA-NFPA 170 SMOKE DETECTOR | 1 | FALSE | FALSE | FALSE | 1408 | [13 empty] | FALSE
EQUIPMENT ENCLOSURE |  |  | North | MIRCOM |  | Enclosure |  |  |  | Module | TRUE | ENCL-400-WP | ++ | RED WEATHER PROTECTED ENCLOSURE FOR 400 WALL MOUNT SERIES | 1 | [6 empty] | FALSE | [5 empty] | #FFFF0000 | FA-EQUIPMENT ENCLOSURE | 1 | FALSE | FALSE | FALSE | [14 empty] | FALSE
NFPA 170 HEAT DETECTOR |  |  | North | MIRCOM |  | Heat Detector |  |  |  | Module | TRUE | MIX-5251HAP w/B210LP | + | White, Low-profile 190°F fixed thermal sensor, Standard Base | 1 | 0.0003 | 0.0065 |  |  |  |  | FALSE | TRUE |  |  |  |  | #FFFF0000 | FA-NFPA 170 HEAT DETECTOR | 1 | FALSE | FALSE | FALSE | 1403 | [13 empty] | FALSE |  |  | 190°
|  |  | North | MIRCOM |  | Cards & Components |  |  |  | Card | TRUE | RAM-300LCDR MAIN BOARD |  | LCD ANNUNCIATOR MAIN BOARD | 1 | 0.01 | 0.05 |  |  |  |  | TRUE | [5 empty] | #FFFFFFFF |  |  | FALSE | FALSE | FALSE | [14 empty] | FALSE
NFPA 170 HEAT DETECTOR |  |  | North | MIRCOM |  | Heat Detector |  |  |  | Module | TRUE | MIX-5251HAP w/B501 | + | White, Low-profile 190°F fixed thermal sensor, Standard Base | 1 | 0.0003 | 0.0065 |  |  |  |  | FALSE | TRUE |  |  |  |  | #FFFF0000 | FA-NFPA 170 HEAT DETECTOR | 1 | FALSE | FALSE | FALSE | 1403 | [13 empty] | FALSE |  |  | 190°
|  |  | North | MIRCOM |  | Hardware |  |  |  | Hardware | TRUE | BAT-12V65A |  | 12 VOLT 65AH BATTERIES | 1 | [6 empty] | FALSE | [5 empty] | #FFFFFFFF |  |  | FALSE | FALSE | FALSE | [14 empty] | FALSE
NFPA 170 DUCT SMOKE DETECTOR |  |  | North | MIRCOM |  | Duct Smoke Detector |  |  |  | Module | TRUE | DNR w/MIX-2251BR | + | Intelligent Non-Relay Photoelectric Duct Detector/MIX-2251BR | 1 | 0.0003 | 0.0065 |  |  |  |  | FALSE | TRUE | FLUSH |  | N/A | N/A | #FFFF0000 | FA-NFPA 170 DUCT SMOKE DETECTOR | 1 | FALSE | FALSE | FALSE | 1400 |  |  | 3242-1653:0209 | [10 empty] | FALSE
NFPA 170 STROBE WALL |  |  | North | MIRCOM |  | Strobe |  |  |  | Module | TRUE | RTI-1 |  | Remote Trouble Indicator | 1 | [6 empty] | FALSE | [5 empty] | #FF0070C0 | FA-NFPA 170 STROBE WALL | 1 | FALSE | FALSE | FALSE | 2023 | [13 empty] | FALSE
NFPA 170 SMOKE HEAT CO DETECTOR |  |  | North | MIRCOM |  | Smoke/Heat/CO Detector |  |  |  | Module | TRUE | MIX-COSAP w/APB200-LF | + | ADVANCED MULTI-CRITERIA FIRE/CO DETECTOR w/ LF SOUNDER BASE | 1 | 0.0006 | 0.0072 |  |  |  |  | FALSE | TRUE |  |  |  |  | #FFFF0000 | FA-NFPA 170 SMOKE HEAT CO DETECTOR | 1 | FALSE | FALSE | FALSE | 1410 | [13 empty] | FALSE |  |  | LF
NFPA 170 MANUAL PULL |  |  | North | MIRCOM |  | Manual Station |  |  |  | Module | TRUE | MS-702ADU | + | Intelligent Addressable Key Resettable Dual Stage Single Action Manual Station | 1 | 0.0004 | 0.0006 |  |  |  |  | FALSE | [5 empty] | #FFFF0000 | FA-NFPA 170 MANUAL PULL | 1 | FALSE | FALSE | FALSE | 957 | [13 empty] | FALSE
|  |  | North | MIRCOM |  | Hardware |  |  |  | Hardware | TRUE | DOX-1024BPR | + | Red front door for UB-1024BP backbox. | 1 | [6 empty] | FALSE | [5 empty] | #FFFFFFFF |  |  | FALSE | FALSE | FALSE | [14 empty] | FALSE
NFPA 170 SPEAKER STROBE CEILING |  |  | North | MIRCOM |  | Speaker/Strobe |  |  |  | Module | TRUE | SPPS-104-70H | ++ | Ceiling mounted speaker strobe 70V with High candela White | 1 | 0 | 0.132 |  |  |  |  | FALSE | TRUE |  |  |  |  | #FF0070C0 | FA-NFPA 170 SPEAKER STROBE CEILING | 1 | FALSE | FALSE | FALSE | 2020 | [13 empty] | FALSE |  |  | C
GenericN CARD READER |  |  | North | MIRCOM | Security/Access Control | Card Reader |  |  |  | Module | TRUE | TX3-P300-HA |  | Mini Mullion Mount Reader, 3.2" x 1.7" x 0.7"./suitesonverter Module | 1 | [6 empty] | TRUE | [5 empty] | #FFFF0000 | FA-GenericN CARD READER | 1 | FALSE | FALSE | FALSE | [14 empty] | FALSE
|  |  | North | MIRCOM |  | Hardware |  |  |  | Hardware | TRUE | BAT-12V18A |  | 12 VOLT 18AH BATTERIES | 1 | [6 empty] | FALSE | [5 empty] | #FFFFFFFF |  |  | FALSE | FALSE | FALSE | [14 empty] | FALSE
NFPA 170 REMOTE ANNUNCIATOR | RISER ANNUNCIATOR |  | North | MIRCOM |  | Remote Annunciator |  |  |  | Assembly | TRUE | RAM-300LCDR |  | LCD ANNUNCIATOR | 1 | [6 empty] | FALSE | [5 empty] | #FFFF0000 | FA-NFPA 170 REMOTE ANNUNCIATOR | 1 | FALSE | FALSE | FALSE | 255 | [8 empty] | 7,12,18 |  |  |  |  | TRUE
|  |  | North | MIRCOM | [5 empty] | Module | TRUE | INX-10AC | new | Internal Booster Power Supply Module | 1 | [12 empty] | #FFFFFFFF |  |  | FALSE | FALSE | FALSE
|  |  | North | MIRCOM | [5 empty] | Module | TRUE | M500-BK-9 | new | M500 Series Mounting Bracket. Holds up to 9 modules in a BB-5000 Series enclosure. | 1 | [12 empty] | #FFFFFFFF |  |  | FALSE | FALSE | FALSE
|  |  | North | MIRCOM |  | Cards & Components |  |  |  | Card | TRUE | FX-2000ND Main Card |  | FX-2000ND MAIN NETWORK BOARD | 1 | 0.28 | 0.42 |  |  |  |  | TRUE | [5 empty] | #FFFFFFFF |  |  | FALSE | FALSE | FALSE | [14 empty] | FALSE
NFPA 170 SPEAKER STROBE |  |  | North | MIRCOM |  | Speaker/Strobe |  |  |  | Module | TRUE | SPPS-204-70 | ++ | Wall mounted speaker strobe 70V white | 1 | [6 empty] | FALSE | [5 empty] | #FF0070C0 | FA-NFPA 170 SPEAKER STROBE | 1 | FALSE | FALSE | FALSE | 2021 | [13 empty] | FALSE
NFPA 170 HEAT DETECTOR |  |  | North | MIRCOM |  | Heat Detector |  |  |  | Module | TRUE | MIX-4030 w/MIX-4001 | + | Heat Detector (Non-Isolated) | 1 | 0.00016 | 0.0032 |  |  |  |  | FALSE | TRUE |  |  |  |  | #FFFF0000 | FA-NFPA 170 HEAT DETECTOR | 1 | FALSE | FALSE | FALSE | 1408 | [13 empty] | FALSE
|  |  | North | MIRCOM | [5 empty] | Module | TRUE | OGN-KEY OGN | new | License Key Stick | 1 | [12 empty] | #FFFFFFFF |  |  | FALSE | FALSE | FALSE
NFPA 170 SPEAKER STROBE |  |  | North | MIRCOM |  | Speaker/Strobe |  |  |  | Module | TRUE | SPPS-204-70R | ++ | Wall mounted speaker strobe 70V red | 1 | [6 empty] | FALSE | [5 empty] | #FF0070C0 | FA-NFPA 170 SPEAKER STROBE | 1 | FALSE | FALSE | FALSE | 2021 | [13 empty] | FALSE
NFPA 170 HEAT DETECTOR |  |  | North | MIRCOM |  | Heat Detector |  |  |  | Module | TRUE | MIX-5251RAP w/B224RB | + | White, Low-profile rate-of-rise thermal sensor, Relay Base | 1 | 0.0003 | 0.0065 |  |  |  |  | FALSE | TRUE |  |  |  |  | #FFFF0000 | FA-NFPA 170 HEAT DETECTOR | 1 | FALSE | FALSE | FALSE | 1403 | [13 empty] | FALSE |  |  | R
NFPA 170 SPEAKER CEILING |  |  | North | MIRCOM |  | Speaker |  |  |  | Module | TRUE | SPP-104-70R | ++ | Ceiling mounted speaker 70V Red | 1 | [6 empty] | FALSE | TRUE |  |  |  |  | #FF0070C0 | FA-NFPA 170 SPEAKER CEILING | 1 | FALSE | FALSE | FALSE | 2019 | [13 empty] | FALSE |  |  | C
NFPA 170 SMOKE DETECTOR |  |  | North | MIRCOM |  | Smoke Detector |  |  |  | Module | TRUE | MIX-1251B w/B501 | + | Intelligent Ionization Smoke Sensor, Standard Base | 1 | 0.0003 | 0.0065 |  |  |  |  | FALSE | TRUE |  |  |  |  | #FFFF0000 | FA-NFPA 170 SMOKE DETECTOR | 1 | FALSE | FALSE | FALSE | 1408 | [13 empty] | FALSE |  |  | I
NFPA 170 HEAT DETECTOR |  |  | North | MIRCOM |  | Heat Detector |  |  |  | Module | TRUE | MIX-5251RAP w/B501 | + | White, Low-profile rate-of-rise thermal sensor, Standard Base | 1 | 0.0003 | 0.0065 |  |  |  |  | FALSE | TRUE |  |  |  |  | #FFFF0000 | FA-NFPA 170 HEAT DETECTOR | 1 | FALSE | FALSE | FALSE | 1403 | [13 empty] | FALSE |  |  | R
NFPA 170 SMOKE DETECTOR |  |  | North | MIRCOM |  | Smoke Detector |  |  |  | Module | TRUE | MIX-2251TMB w/B210LP | + | Intelligent AcclimateTM Multicriteria Smoke Sensor, Standard Base | 1 | 0.0003 | 0.0065 |  |  |  |  | FALSE | TRUE |  |  |  |  | #FFFF0000 | FA-NFPA 170 SMOKE DETECTOR | 1 | FALSE | FALSE | FALSE | 1408 | [13 empty] | FALSE |  |  | MC
NFPA 170 ADDRESSABLE INPUT MONITOR MODULE |  |  | North | MIRCOM |  | Addressable Module |  |  |  | Module | TRUE | MIX-M502M | + | Zone Interface Module | 1 | 0.0003 | 0.0003 |  |  |  |  | FALSE | [5 empty] | #FFFF0000 | FA-NFPA 170 ADDRESSABLE INPUT MONITOR MODULE | 1 | FALSE | FALSE | FALSE | 1000 | [13 empty] | FALSE
NFPA 170 ADDRESSABLE OUTPUT MODULE |  |  | North | MIRCOM |  | Addressable Control/Relay |  |  |  | Module | TRUE | MIX-M500R | + | Relay Module | 1 | 0.0003 | 0.0055 |  |  |  |  | FALSE | [5 empty] | #FFFF0000 | FA-NFPA 170 ADDRESSABLE OUTPUT MODULE | 1 | FALSE | FALSE | FALSE | 1100 | [13 empty] | FALSE |  |  | R
NFPA 170 SMOKE DETECTOR |  |  | North | MIRCOM |  | Smoke Detector |  |  |  | Module | TRUE | MIX-2351TAP | ++ | Intelligent Photoelectric smoke detector with Thermal - UL | 1 | 0.0002 | 0.0045 |  |  |  |  | FALSE | TRUE |  |  |  |  | #FFFF0000 | FA-NFPA 170 SMOKE DETECTOR | 1 | FALSE | FALSE | FALSE | 1408 | [13 empty] | FALSE |  |  | P
NFPA 170 SMOKE HEAT CO DETECTOR |  |  | North | MIRCOM |  | Smoke/Heat/CO Detector |  |  |  | Module | TRUE | MIX-FC351AP w/APB200-LF-WH | + | Advanced Multi-Criteria Fire/CO Detector (UL), Low Frequency Sounder Base | 1 | 0.0002 | 0.0045 |  |  |  |  | FALSE | TRUE |  |  |  |  | #FFFF0000 | FA-NFPA 170 SMOKE HEAT CO DETECTOR | 1 | FALSE | FALSE | FALSE | 1408 | [13 empty] | FALSE |  |  | CO, LF
NFPA 170 HEAT DETECTOR |  |  | North | MIRCOM |  | Heat Detector |  |  |  | Module | TRUE | MIX-5351RAP w/B200SR-WH | ++ | Intelligent Heat Detector, Fixed Temperature with Rate-of-Rise Detection, White - UL, Sounder Base | 1 | 0.0002 | 0.0045 |  |  |  |  | FALSE | TRUE |  |  |  |  | #FFFF0000 | FA-NFPA 170 HEAT DETECTOR | 1 | FALSE | FALSE | FALSE | 1403 | [13 empty] | FALSE |  |  | 135° FTR
NFPA 170 ADDRESSABLE INPUT MONITOR MODULE |  |  | North | MIRCOM |  | Addressable Module |  |  |  | Module | TRUE | MIX-M500DM | + | Dual Input Monitor Module | 2 | 0.00075 | 0.006 |  |  |  |  | FALSE | [5 empty] | #FFFF0000 | FA-NFPA 170 ADDRESSABLE INPUT MONITOR MODULE | 1 | FALSE | FALSE | FALSE | 1000 | [13 empty] | FALSE |  |  | 2
|  |  | North | MIRCOM | [5 empty] | Module | TRUE | QAA-4CLAS | new | Class ‘A’ (Style ‘Z’) Converter Module for QAA-5230S-70/25 and QAA-5230S-525-70/25 Amplifiers | 1 | [12 empty] | #FFFFFFFF |  |  | FALSE | FALSE | FALSE
NFPA 170 HORN STROBE |  |  | North | MIRCOM |  | Horn/Strobe |  |  |  | Module | TRUE | FHS-340R-WP | ++ | Wall Mount Weatherproof Horn/Strobe c/w weatherproof backbox, Red | 1 | [6 empty] | FALSE | [5 empty] | #FF0070C0 | FA-NFPA 170 HORN STROBE | 1 | FALSE | FALSE | FALSE | 2012 | [13 empty] | FALSE
|  |  | North | MIRCOM | [5 empty] | Module | TRUE | QMT-5302NV | new | Master Network Telephone Module for FLEXNET-MNS Vertical Mount. For use in BBX-FXMNS. | 1 | [12 empty] | #FFFFFFFF |  |  | FALSE | FALSE | FALSE
NFPA 170 MANUAL PULL |  |  | North | MIRCOM |  | Manual Station |  |  |  | Module | TRUE | MPS-802MP | ++ | Estación Manual de doble acción, direccionable, protocolo MP de dos etapas, con listado ULC | 1 | 0.002 | 0.0033 |  |  | 30 | 15 | FALSE |  |  |  | 5 ½” H x 4 1/8” W x 1 3/8” D |  | #FFFF0000 | FA-NFPA 170 MANUAL PULL | 1 | FALSE | FALSE | FALSE | 957 | [13 empty] | FALSE
NFPA 170 SPEAKER CEILING |  |  | North | MIRCOM |  | Speaker |  |  |  | Module | TRUE | SPP-104-25 | ++ | Ceiling mounted speaker 25V White | 1 | [6 empty] | FALSE | TRUE |  |  |  |  | #FF0070C0 | FA-NFPA 170 SPEAKER CEILING | 1 | FALSE | FALSE | FALSE | 2019 | [13 empty] | FALSE |  |  | C
NFPA 170 ADDRESSABLE INPUT MONITOR MODULE |  |  | North | MIRCOM |  | Addressable Module |  |  |  | Module | TRUE | MIX-100P | ++ | Intelligent Addressable Priority Monitor Module | 1 | 0.0006 | 0.0046 |  |  |  |  | FALSE |  |  |  | 4.0” W x 4.0” H x 1.3” D |  | #FFFF0000 | FA-NFPA 170 ADDRESSABLE INPUT MONITOR MODULE | 1 | FALSE | FALSE | FALSE | 1000 | [13 empty] | FALSE
NFPA 170 SMOKE DETECTOR |  |  | North | MIRCOM |  | Smoke Detector |  |  |  | Module | TRUE | MIX-4010 w/MIX-4001 | + | Photoelectric Smoke Detector (Non-Isolated) | 1 | 0.00016 | 0.0032 |  |  |  |  | FALSE | TRUE |  |  |  |  | #FFFF0000 | FA-NFPA 170 SMOKE DETECTOR | 1 | FALSE | FALSE | FALSE | 1408 | [13 empty] | FALSE |  |  | P
NFPA 170 MANUAL PULL |  |  | North | MIRCOM |  | Manual Station |  |  |  | Module | TRUE | MS-703U | + | Blue Single Action Emergency Manual Station c/w 2 Form “C” Contacts | 1 | [6 empty] | FALSE | [5 empty] | #FFFF0000 | FA-NFPA 170 MANUAL PULL | 1 | FALSE | FALSE | FALSE | 957 | [13 empty] | FALSE
NFPA 170 REMOTE INDICATOR |  |  | North | MIRCOM |  | Remote Indicator |  |  |  | Module | TRUE | RA100Z | ++ | Remote Annunciator LED | 1 | 0 | 0.012 |  |  |  |  | FALSE | FALSE |  |  |  |  | #FFFF0000 | FA-NFPA 170 REMOTE INDICATOR | 1 | FALSE | FALSE | FALSE | 2016 | [13 empty] | FALSE
|  |  | North | MIRCOM | [5 empty] | Module | TRUE | CCH-5014-ANNUNKIT | new | Annunciator Mounting Kit for BB-5014 | 1 | [12 empty] | #FFFFFFFF |  |  | FALSE | FALSE | FALSE
NFPA 170 SMOKE DETECTOR |  |  | North | MIRCOM |  | Smoke Detector |  |  |  | Module | TRUE | MIX-4010 w/MIX-4003-LF | ++ | Photoelectric Smoke Detector w/Low Frequency Sounder Base | 1 | 0.00172 | 0.00554 |  |  |  |  | FALSE | TRUE |  |  |  |  | #FFFF0000 | FA-NFPA 170 SMOKE DETECTOR | 1 | FALSE | FALSE | FALSE | 1408 | [13 empty] | FALSE |  |  | P
NFPA 170 FIRE ALARM CONTROL UNIT | RISER FACP |  | North | MIRCOM |  | Fire Alarm Control Unit |  |  |  | Assembly | TRUE | FX-4000MNS | ++ | FleXNet FX-4000N Series, FIRE & MNS Audio, no display | 1 | [6 empty] | FALSE | [5 empty] | #FFFF0000 | FA-NFPA 170 FIRE ALARM CONTROL UNIT | 1 | FALSE | FALSE | FALSE | 202 | [8 empty] | 17,18,26,33,55,60,65 |  |  |  |  | TRUE
NFPA 170 FIRE ALARM CONTROL UNIT | RISER FACP |  | North | MIRCOM |  | Fire Alarm Control Unit |  |  |  | Assembly | TRUE | FlexNet |  | LARGE NETWORK MAIN CONTROL UNIT | 1 | [6 empty] | FALSE | [5 empty] | #FFFF0000 | FA-NFPA 170 FIRE ALARM CONTROL UNIT | 1 | FALSE | FALSE | FALSE | 202 | [8 empty] | 7,12,18 |  |  |  |  | TRUE
NFPA 170 SMOKE DETECTOR |  |  | North | MIRCOM |  | Smoke Detector |  |  |  | Module | TRUE | MIX-2351TAP w/B501-WHITE | ++ | Intelligent Photoelectric smoke detector with Thermal - UL | 1 | 0.0002 | 0.0045 |  |  |  |  | FALSE | TRUE |  |  |  |  | #FFFF0000 | FA-NFPA 170 SMOKE DETECTOR | 1 | FALSE | FALSE | FALSE | 1408 | [13 empty] | FALSE |  |  | P
|  |  | North | MIRCOM | [5 empty] | Module | TRUE | QAA-5415-70 | ++ | 4 Zone 15W Amplifier 70V | 1 | 0.055 | 0.35 | [10 empty] | #FFFFFFFF |  |  | FALSE | FALSE | FALSE
NFPA 170 HEAT DETECTOR |  |  | North | MIRCOM |  | Heat Detector |  |  |  | Module | TRUE | MIX-5351HAP w/B200SR-WH | ++ | Intelligent High Temperature Heat Detector, Fixed Temperature, White - UL, Sounder Base | 1 | 0.0002 | 0.0045 |  |  |  |  | FALSE | TRUE |  |  |  |  | #FFFF0000 | FA-NFPA 170 HEAT DETECTOR | 1 | FALSE | FALSE | FALSE | 1403 | [13 empty] | FALSE |  |  | 190° FT
|  |  | North | MIRCOM |  | Hardware |  |  |  | Hardware | TRUE | 2012K |  | 12 Unit Telephone Line Relay Card and 6ft. Relay Cable | 1 | [6 empty] | FALSE | [5 empty] | #FFFFFFFF |  |  | FALSE | FALSE | FALSE | [14 empty] | FALSE
|  |  | North | MIRCOM |  | Cards & Components |  |  |  | Card | TRUE | ALC-396S | ++ | Dual Loop Intelligent Analog Loop Controller Module (198 Analog Sensors and 198 Addressable Modules) | 1 | 0.035 | 0.05 |  |  |  |  | TRUE | [5 empty] | #FFFFFFFF |  |  | FALSE | FALSE | FALSE
170 BASIC SHAPE |  |  | North | MIRCOM |  | Miscellaneous |  |  |  | Assembly | TRUE | SRM-312R |  | Smart Relay Module | 1 | [6 empty] | FALSE | [5 empty] | #FFFF0000 | FA-170 BASIC SHAPE | 1 | FALSE | FALSE | FALSE | 5000 | [8 empty] | 7,12,18 |  |  |  |  | TRUE
|  |  | North | MIRCOM | [5 empty] | Module | TRUE | QAZT-5302DS | ++ | Paging and Telephone Selector Panel | 1 | 0.005 | 0.015 | [10 empty] | #FFFFFFFF |  |  | FALSE | FALSE | FALSE
NFPA 170 MANUAL PULL |  |  | North | MIRCOM |  | Manual Station |  |  |  | Module | TRUE | MS-710IDU | + | Alpha Intelligent Addressable Key Resettable Dual Action Manual Station | 1 | 0.0004 | 0.0006 |  |  |  |  | FALSE | [5 empty] | #FFFF0000 | FA-NFPA 170 MANUAL PULL | 1 | FALSE | FALSE | FALSE | 957 | [13 empty] | FALSE
170 BASIC SHAPE |  |  | North | MIRCOM |  | Miscellaneous |  |  |  | Assembly | TRUE | TX3-NSL-8M |  | Master No Subscriber Line (NSL) Relay Cabinet | 1 | [6 empty] | FALSE | [5 empty] | #FFFF0000 | FA-170 BASIC SHAPE | 1 | FALSE | FALSE | FALSE | 5000 | [13 empty] | FALSE |  |  | NSL
|  |  | North | MIRCOM | [5 empty] | Module | TRUE | ECX-0012 | new | Expander Chassis for the FX-200912NDS. Mounts in the BB-5000 series enclosures. | 1 | [12 empty] | #FFFFFFFF |  |  | FALSE | FALSE | FALSE
NFPA 170 HEAT DETECTOR |  |  | North | MIRCOM |  | Heat Detector |  |  |  | Module | TRUE | MIX-5251H w/B501 | + | White, Low-profile 190°F fixed thermal sensor, Standard Base | 1 | 0.0003 | 0.0065 |  |  |  |  | FALSE | TRUE |  |  |  |  | #FFFF0000 | FA-NFPA 170 HEAT DETECTOR | 1 | FALSE | FALSE | FALSE | 1403 | [13 empty] | FALSE |  |  | 190°
NFPA 170 HEAT DETECTOR |  |  | North | MIRCOM |  | Heat Detector |  |  |  | Module | TRUE | MIX-5251RB w/B210LP | + | White, Low-profile rate-of-rise thermal sensor, Standard Base | 1 | 0.0003 | 0.0065 |  |  |  |  | FALSE | TRUE |  |  |  |  | #FFFF0000 | FA-NFPA 170 HEAT DETECTOR | 1 | FALSE | FALSE | FALSE | 1403 | [13 empty] | FALSE |  |  | R
NFPA 170 FIRE ALARM CONTROL UNIT | RISER FACP |  | North | MIRCOM |  | Fire Alarm Control Unit |  |  |  | Assembly | TRUE | FX-401 | ++ | Single Loop, 318 Point Intelligent Fire Alarm Control Unit with built-in UDACT/Digital Communicator, expandable to 954 points with ALC-636 Dual Loop controller module. Includes UB-1024DS back box and DOX-1024DSR red door | 1 | [6 empty] | FALSE | [5 empty] | #FFFF0000 | FA-NFPA 170 FIRE ALARM CONTROL UNIT | 1 | FALSE | FALSE | FALSE | 202 | [8 empty] | 10,26,33,42 |  |  |  |  | TRUE
|  |  | North | MIRCOM | [5 empty] | Module | TRUE | BB-1001DR | ++ | Remote Annunciator Enclosure Houses one module. “D” White “DR” Red "DS" Stainless Steel or "DB" for Black Door. | 1 | [12 empty] | #FFFFFFFF |  |  | FALSE | FALSE | FALSE
NFPA 170 ADDRESSABLE OUTPUT MODULE |  |  | North | MIRCOM |  | Addressable Control/Relay |  |  |  | Module | TRUE | MIX-100R | ++ | Intelligent Addressable Relay Module | 1 | 0.00025 | 0.00025 |  |  |  |  | FALSE |  |  |  | 4.0” W x 4.0” H x 1.3” D |  | #FFFF0000 | FA-NFPA 170 ADDRESSABLE OUTPUT MODULE | 1 | FALSE | FALSE | FALSE | 1100 | [13 empty] | FALSE |  |  | R
|  |  | North | MIRCOM |  | Cards & Components |  |  |  | Card | TRUE | PR-300 | ++ | Polarity Reversal and City Tie Module | 1 | 0.05 | 0.3 | [10 empty] | #FFFFFFFF |  |  | FALSE | FALSE | FALSE
|  |  | North | MIRCOM |  | Hardware |  |  |  | Hardware | TRUE | BAT-12V42A |  | 12 VOLT 42AH BATTERIES | 1 | [6 empty] | FALSE | [5 empty] | #FFFFFFFF |  |  | FALSE | FALSE | FALSE | [14 empty] | FALSE
NFPA 170 HEAT DETECTOR |  |  | North | MIRCOM |  | Heat Detector |  |  |  | Module | TRUE | MIX-5251RAP w/B210LP | + | White, Low-profile rate-of-rise thermal sensor, Standard Base | 1 | 0.0003 | 0.0065 |  |  |  |  | FALSE | TRUE |  |  |  |  | #FFFF0000 | FA-NFPA 170 HEAT DETECTOR | 1 | FALSE | FALSE | FALSE | 1403 | [13 empty] | FALSE |  |  | R
NFPA 170 MANUAL PULL |  |  | North | MIRCOM |  | Manual Station |  |  |  | Module | TRUE | MS-710APU | + | Advanced Protocol Intelligent Key Resettable Dual Action Manual Station | 1 | 0.0004 | 0.0006 |  |  |  |  | FALSE | [5 empty] | #FFFF0000 | FA-NFPA 170 MANUAL PULL | 1 | FALSE | FALSE | FALSE | 957 | [13 empty] | FALSE
NFPA 170 HEAT DETECTOR |  |  | North | MIRCOM |  | Heat Detector |  |  |  | Module | TRUE | MIX-5351HAP w/B200SR-LF-WH | ++ | Intelligent High Temperature Heat Detector, Fixed Temperature, White - UL, Low Frequency Sounder Base | 1 | 0.0002 | 0.0045 |  |  |  |  | FALSE | TRUE |  |  |  |  | #FFFF0000 | FA-NFPA 170 HEAT DETECTOR | 1 | FALSE | FALSE | FALSE | 1403 | [13 empty] | FALSE |  |  | 190° FT¦LF
NFPA 170 SMOKE HEAT CO DETECTOR |  |  | North | MIRCOM |  | Smoke/Heat/CO Detector |  |  |  | Module | TRUE | MIX-COSAP w/APB200 | + | ADVANCED MULTI-CRITERIA FIRE/CO DETECTOR w/SOUNDER BASE | 1 | 0.0006 | 0.0072 |  |  |  |  | FALSE | TRUE |  |  |  |  | #FFFF0000 | FA-NFPA 170 SMOKE HEAT CO DETECTOR | 1 | FALSE | FALSE | FALSE | 1410 | [13 empty] | FALSE
NFPA 170 SMOKE DETECTOR |  |  | North | MIRCOM |  | Smoke Detector |  |  |  | Module | TRUE | SD-100-2WT-6K | ++ | 2-Wire Photoelectric Smoke Detector with Heat Sensor and Remote LED output, includes 6-inch base. | 1 | 0.00014 | 0.09 |  |  |  |  | TRUE | TRUE |  |  |  |  | #FFFF0000 | FA-NFPA 170 SMOKE DETECTOR | 1 | FALSE | FALSE | FALSE | 1408
|  |  | North | MIRCOM |  | Cards & Components |  |  |  | Card | TRUE | QAD-30 (70.7v) | + | 30 Watt Amplifier Module | 1 | 0.031 | 2.025 |  |  |  |  | TRUE | [5 empty] | #FFFFFFFF |  |  | FALSE | FALSE | FALSE | [14 empty] | FALSE
|  |  | North | MIRCOM |  | Cards & Components |  |  |  | Card | TRUE | FX-2003-6DS Main Board | + | FX-2003-6DS Main Board | 1 | 0.23 | 0.38 |  |  |  |  | TRUE | [5 empty] | #FFFFFFFF |  |  | FALSE | FALSE | FALSE | [14 empty] | FALSE
NFPA 170 SMOKE DETECTOR |  |  | North | MIRCOM |  | Smoke Detector |  |  |  | Module | TRUE | MIX-2351AP w/B300-6 | ++ | Intelligent Photoelectric smoke detector - UL | 1 | 0.0002 | 0.0045 |  |  |  |  | FALSE | TRUE |  |  |  |  | #FFFF0000 | FA-NFPA 170 SMOKE DETECTOR | 1 | FALSE | FALSE | FALSE | 1408 | [13 empty] | FALSE |  |  | P
NFPA 170 SMOKE DETECTOR |  |  | North | MIRCOM |  | Smoke Detector |  |  |  | Module | TRUE | MIX-3000 w/ MIX-2001HT |  | ADDRESSABLE IONIZATION DETECTOR w/ MIX-2001HT SOUNDER BASE | 1 | 0.0003 | 0.0003 |  |  |  |  | FALSE | TRUE |  |  |  |  | #FFFF0000 | FA-NFPA 170 SMOKE DETECTOR | 1 | FALSE | FALSE | FALSE | 1408 | [13 empty] | FALSE
NFPA 170 SMOKE DETECTOR |  |  | North | MIRCOM |  | Smoke Detector |  |  |  | Module | TRUE | MIX-3100 w/ MIX-2000 |  | ADDRESSABLE PHOTOELECTRIC SMOKE DETECTOR w/ MIX-2000 STANDARD BASE | 1 | 0.0003 | 0.0003 |  |  |  |  | FALSE | TRUE |  |  |  |  | #FFFF0000 | FA-NFPA 170 SMOKE DETECTOR | 1 | FALSE | FALSE | FALSE | 1408 | [13 empty] | FALSE
NFPA 170 MANUAL PULL |  |  | North | MIRCOM |  | Manual Station |  |  |  | Module | TRUE | MS-710MP | + | Intelligent Key-Resettable Single Stage Dual Action Manual Station MP- ULC | 1 | 0.002 | 0.0033 |  |  |  |  | FALSE | [5 empty] | #FFFF0000 | FA-NFPA 170 MANUAL PULL | 1 | FALSE | FALSE | FALSE | 957 | [13 empty] | FALSE
NFPA 170 SPEAKER STROBE |  |  | North | MIRCOM |  | Speaker/Strobe |  |  |  | Module | TRUE | SPPS-204-25 | ++ | Wall mounted speaker strobe 25V white | 1 | [6 empty] | FALSE | [5 empty] | #FF0070C0 | FA-NFPA 170 SPEAKER STROBE | 1 | FALSE | FALSE | FALSE | 2021 | [13 empty] | FALSE
|  |  | North | MIRCOM |  | Hardware |  |  |  | Hardware | TRUE | DOX-5014MR |  | RED METAL DOOR FOR BB-5014 | 1 | [6 empty] | FALSE | [5 empty] | #FFFFFFFF |  |  | FALSE | FALSE | FALSE | [14 empty] | FALSE
NFPA 170 MANUAL PULL |  |  | North | MIRCOM |  | Manual Station |  |  |  | Module | TRUE | MS-701IDU | + | Alpha Intelligent Addressable Key Resettable Single Action Manual Station | 1 | 0.0004 | 0.0006 |  |  |  |  | FALSE | [5 empty] | #FFFF0000 | FA-NFPA 170 MANUAL PULL | 1 | FALSE | FALSE | FALSE | 957 | [13 empty] | FALSE
NFPA 170 HEAT DETECTOR |  |  | North | MIRCOM |  | Heat Detector |  |  |  | Module | TRUE | MIX-5351RAP w/B300-6 | ++ | Intelligent Heat Detector, Fixed Temperature with Rate-of-Rise Detection, White - UL, 6" Flanged mounting base | 1 | 0.0002 | 0.0045 |  |  |  |  | FALSE | TRUE |  |  |  |  | #FFFF0000 | FA-NFPA 170 HEAT DETECTOR | 1 | FALSE | FALSE | FALSE | 1403 | [13 empty] | FALSE |  |  | 135° FTR
NFPA 170 HEAT DETECTOR |  |  | North | MIRCOM |  | Heat Detector |  |  |  | Module | TRUE | MIX-5251B w/B200SR | + | White, Low-profile 135°F fixed thermal sensor, Sounder Base | 1 | 0.0003 | 0.0065 |  |  |  |  | FALSE | TRUE |  |  |  |  | #FFFF0000 | FA-NFPA 170 HEAT DETECTOR | 1 | FALSE | FALSE | FALSE | 1403 | [13 empty] | FALSE |  |  | 135°
|  |  | North | MIRCOM |  | Hardware |  |  |  | Hardware | TRUE | BAT-12V26A |  | 12 VOLT 26AH BATTERIES | 1 | [6 empty] | FALSE | [5 empty] | #FFFFFFFF |  |  | FALSE | FALSE | FALSE | [14 empty] | FALSE
NFPA 170 SPEAKER WALL |  |  | North | MIRCOM |  | Speaker |  |  |  | Module | TRUE | SPP-204-25 | ++ | Wall mounted speaker 25V white | 1 | [6 empty] | FALSE | [5 empty] | #FF0070C0 | FA-NFPA 170 SPEAKER WALL | 1 | FALSE | FALSE | FALSE | 2021 | [13 empty] | FALSE
|  |  | North | MIRCOM | [5 empty] | Module | TRUE | FDS-008 | new | Selection Control Panel for MNS | 1 | 0.024 | 0.112 | [10 empty] | #FFFFFFFF |  |  | FALSE | FALSE | FALSE
|  |  | North | MIRCOM | [5 empty] | Module | TRUE | FOM-2000-UM | new | Allows for single-mode or multi-mode fibre optic communication on a FLEXNET-MNS network. Add FOM-CONN-SM and FOM-CONN-MM | 1 | [12 empty] | #FFFFFFFF |  |  | FALSE | FALSE | FALSE
|  |  | North | MIRCOM | [5 empty] | Module | TRUE | QBB-5001 | new | Audio Backbox | 1 | [12 empty] | #FFFFFFFF |  |  | FALSE | FALSE | FALSE
NFPA 170 SMOKE DETECTOR |  |  | North | MIRCOM |  | Smoke Detector |  |  |  | Module | TRUE | MIX-2351AP w/B501-WHITE | ++ | Intelligent Photoelectric smoke detector - UL | 1 | 0.0002 | 0.0045 |  |  |  |  | FALSE | TRUE |  |  |  |  | #FFFF0000 | FA-NFPA 170 SMOKE DETECTOR | 1 | FALSE | FALSE | FALSE | 1408 | [13 empty] | FALSE |  |  | P
|  |  | North | MIRCOM | [5 empty] | Module | TRUE | TNC-5000 | new | Telephone Network Controller Module | 1 | [12 empty] | #FFFFFFFF |  |  | FALSE | FALSE | FALSE
|  |  | North | MIRCOM | [5 empty] | Module | TRUE | MGD-32 | new | Main Graphic Driver Module c/w 32 Supervised Outputs | 1 | [12 empty] | #FFFFFFFF |  |  | FALSE | FALSE | FALSE
NFPA 170 HEAT DETECTOR |  |  | North | MIRCOM |  | Heat Detector |  |  |  | Module | TRUE | TD 135 | ++ | Fixed Temperature 135°F (57°C) self restoring heat detector | 1 | [6 empty] | TRUE | TRUE |  |  |  |  | #FFFF0000 | FA-NFPA 170 HEAT DETECTOR | 1 | FALSE | FALSE | FALSE | 1408 | [16 empty] | 135°F
|  |  | North | MIRCOM | [5 empty] | Module | TRUE | CCH-5008-ANNUNKIT | new | Annunciator Mounting Kit for BB-5008 | 1 | [12 empty] | #FFFFFFFF |  |  | FALSE | FALSE | FALSE
NFPA 170 HEAT DETECTOR |  |  | North | MIRCOM |  | Heat Detector |  |  |  | Module | TRUE | TD 200 | ++ | Fixed Temperature 200°F (94°C) self restoring heat detector | 1 | [6 empty] | TRUE | TRUE |  |  |  |  | #FFFF0000 | FA-NFPA 170 HEAT DETECTOR | 1 | FALSE | FALSE | FALSE | 1408 | [16 empty] | 200°F
|  |  | North | MIRCOM |  | Cards & Components |  |  |  | Card | TRUE | QX-MINI-BPMAIN | + | Main board, 1 X 30W amplifier, back plate, and transformer. | 1 | [6 empty] | TRUE | [5 empty] | #FFFFFFFF |  |  | FALSE | FALSE | FALSE | [14 empty] | FALSE
NFPA 170 SMOKE DETECTOR |  |  | North | MIRCOM |  | Smoke Detector |  |  |  | Module | TRUE | MIX-1251AP w/B200SR-LF-WH | + | Intelligent Ionization Smoke Sensor, Low Frequency Sounder Base | 1 | 0.0003 | 0.0065 |  |  |  |  | FALSE | TRUE |  |  |  |  | #FFFF0000 | FA-NFPA 170 SMOKE DETECTOR | 1 | FALSE | FALSE | FALSE | 1408 | [13 empty] | FALSE |  |  | I, LF
NFPA 170 HORN STROBE CEILING |  |  | North | MIRCOM |  | Horn/Strobe |  |  |  | Module | TRUE | FHS-400C-RR |  | HORN/STROBE CEILING MOUNT, RED | 1 | [6 empty] | FALSE | TRUE |  |  |  |  | #FF0070C0 | FA-NFPA 170 HORN STROBE CEILING | 1 | FALSE | FALSE | FALSE | 2013 | [13 empty] | FALSE |  |  | C
|  |  | North | MIRCOM |  | Cards & Components |  |  |  | Card | TRUE | INX-10A Main Board | + | INX-10A Main Board | 10 | 0.2 | 0.35 |  |  |  |  | TRUE | [5 empty] | #FFFFFFFF |  |  | FALSE | FALSE | FALSE | [14 empty] | FALSE
|  |  | North | MIRCOM | [5 empty] | Module | TRUE | ALCN-4792MISO | ++ | Isolated Quad Loop Controller Module | 1 | 0.13 | 0.145 | [10 empty] | #FFFFFFFF |  |  | FALSE | FALSE | FALSE
|  |  | North | MIRCOM | [5 empty] | Module | TRUE | IPS-4848DS | new | Programmable Input Switches Module c/w 48 selector switches and 48 bi-coloured LEDs | 1 | [12 empty] | #FFFFFFFF |  |  | FALSE | FALSE | FALSE
NFPA 170 ADDRESSABLE INPUT MONITOR MODULE |  |  | North | MIRCOM |  | Addressable Module |  |  |  | Module | TRUE | IM-10 | ++ | Ten Input Monitor Module | 10 | 0.0035 | 0.06 |  |  | 24 |  | FALSE |  |  |  | 6.8" H x 5.8" W x 1.25" D |  | #FFFF0000 | FA-NFPA 170 ADDRESSABLE INPUT MONITOR MODULE | 1 | FALSE | FALSE | FALSE | 1000 | [13 empty] | FALSE |  |  | 10
NFPA 170 SMOKE DETECTOR |  |  | North | MIRCOM |  | Smoke Detector |  |  |  | Module | TRUE | MIX-2351RAP | ++ | Intelligent Photoelectric smoke detector, remote test capable, for use with duct smoke detectors - UL | 1 | 0.0002 | 0.0045 |  |  |  |  | FALSE | TRUE |  |  |  |  | #FFFF0000 | FA-NFPA 170 SMOKE DETECTOR | 1 | FALSE | FALSE | FALSE | 1408 | [13 empty] | FALSE |  |  | P
NFPA 170 FIRE ALARM CONTROL UNIT | RISER FACP |  | North | MIRCOM |  | Fire Alarm Control Unit |  |  |  | Assembly | TRUE | FA-300-6DR |  | Six Zone LCD Display Fire Alarm Control Panel | 1 | [6 empty] | FALSE | [5 empty] | #FFFF0000 | FA-NFPA 170 FIRE ALARM CONTROL UNIT | 1 | FALSE | FALSE | FALSE | 202 | [8 empty] | 7,12,18 |  |  |  |  | TRUE
|  |  | North | MIRCOM |  | Cards & Components |  |  |  | Card | TRUE | QX-MINI MAIN BOARD | + | QX-MINI Main Board | 6 | 0.215 | 0.22 |  |  |  |  | TRUE | [5 empty] | #FFFFFFFF |  |  | FALSE | FALSE | FALSE | [14 empty] | FALSE
NFPA 170 HEAT DETECTOR |  |  | North | MIRCOM |  | Heat Detector |  |  |  | Module | TRUE | MIX-5251AP w/B200SR-LF | + | White, Low-profile 135°F fixed thermal sensor, Low Frequency Sounder Base | 1 | 0.0003 | 0.0065 |  |  |  |  | FALSE | TRUE |  |  |  |  | #FFFF0000 | FA-NFPA 170 HEAT DETECTOR | 1 | FALSE | FALSE | FALSE | 1403 | [13 empty] | FALSE |  |  | 135°¦LF
|  |  | North | MIRCOM |  | Hardware |  |  |  | Hardware | TRUE | BAT-12V12A |  | 12 VOLT 12AH BATTERIES | 1 | [6 empty] | FALSE | [5 empty] | #FFFFFFFF |  |  | FALSE | FALSE | FALSE | [14 empty] | FALSE
NFPA 170 REMOTE ANNUNCIATOR | RISER ANNUNCIATOR |  | North | MIRCOM |  | Remote Annunciator |  |  |  | Assembly | TRUE | RAXN-LCD/BB-1001DR | + | REMOTE LCD ANNUNCIATOR, BB-1001DR ENCLOSURE | 1 | [6 empty] | FALSE | [5 empty] | #FFFF0000 | FA-NFPA 170 REMOTE ANNUNCIATOR | 1 | FALSE | FALSE | FALSE | 255 | [8 empty] | 7,12,18 |  |  |  |  | FALSE
|  |  | North | MIRCOM | [5 empty] | Card | TRUE | PS-2040 CARD |  | CARD FOR PS-2040 ASSEMBLY | [7 empty] | TRUE | [5 empty] | #FFFFFFFF |  |  | FALSE | FALSE | [15 empty] | FALSE
NFPA 170 HORN |  |  | North | MIRCOM |  | Horn |  |  |  | Module | TRUE | FH-400-LF-RR | ++ | Red Wall/Ceiling Mount Low Frequency Sounder | 1 | 0 | 0.047 |  |  |  |  | FALSE | [5 empty] | #FF0070C0 | FA-NFPA 170 HORN | 1 | FALSE | FALSE | FALSE | 2010 | [13 empty] | FALSE |  |  | LF
|  |  | North | MIRCOM |  | Hardware |  |  |  | Hardware | TRUE | BB-400R | ++ | Surface Mount Back Box, Red | 1 | [6 empty] | FALSE | [5 empty] | #FFFFFFFF |  |  | FALSE | FALSE | FALSE | [14 empty] | FALSE
NFPA 170 SMOKE DETECTOR |  |  | North | MIRCOM |  | Smoke Detector |  |  |  | Module | TRUE | MIX-4010-DUCT | ++ | 4000 Series Intelligent Photoelectric Duct Smoke Detector UL, ULC (Includes detector head) | 1 | 0.00016 | 0.0032 |  |  |  |  | FALSE | TRUE |  |  | 279 x 165 x 83 mm (11x 6.5 x 3.3 in) |  | #FFFF0000 | FA-NFPA 170 SMOKE DETECTOR | 1 | FALSE | FALSE | FALSE | 1408 | [13 empty] | FALSE |  |  | P
NFPA 170 HORN STROBE |  |  | North | MIRCOM |  | Horn/Strobe |  |  |  | Module | TRUE | FHS-340R | ++ | Wall Mount Horn/Strobe, Red | 1 | [6 empty] | FALSE | [5 empty] | #FF0070C0 | FA-NFPA 170 HORN STROBE | 1 | FALSE | FALSE | FALSE | 2012 | [13 empty] | FALSE
NFPA 170 STROBE WALL |  |  | North | MIRCOM |  | Strobe |  |  |  | Module | TRUE | FS-340W | + | Wall Mount Strobe, White | 1 | [6 empty] | FALSE | [5 empty] | #FF0070C0 | FA-NFPA 170 STROBE WALL | 1 | FALSE | FALSE | FALSE | 2023 | [13 empty] | FALSE
|  |  | North | MIRCOM |  | Cards & Components |  |  |  | Card | TRUE | LED | + | Placeholder LED For MGD-32 | 1 |  | 0.02 |  |  |  |  | TRUE | [5 empty] | #FFFFFFFF |  |  | FALSE | FALSE | FALSE
|  |  | North | MIRCOM |  | Cards & Components |  |  |  | Card | TRUE | QX-MINI-LOCMAIN | + | Main display, blank plate, microphone, remote microphone PCB, and panel door | 1 | 0.023 | 0.04 |  |  |  |  | TRUE | [5 empty] | #FFFFFFFF |  |  | FALSE | FALSE | FALSE | [14 empty] | FALSE
DETECTOR_MULTI CRITERIA |  |  | North | MIRCOM |  | Multi Criteria Detector |  |  |  | Module | TRUE | MIX-3200 w/ MIX-2001R |  | ADDRESSABLE MULTI-SENSOR DETECTOR w/ MIX-2001R RELAY BASE | 1 | 0.0003 | 0.0003 |  |  |  |  | FALSE | [5 empty] | #FFFF0000 | FA-DETECTOR_MULTI CRITERIA | 1 | FALSE | FALSE | FALSE | [14 empty] | FALSE
|  |  | North | MIRCOM |  | Hardware |  |  |  | Hardware | TRUE | DOX-QX-MINI-LOCR | + | QX-mini-LOC Red front door. | 1 | [6 empty] | FALSE | [5 empty] | #FFFFFFFF |  |  | FALSE | FALSE | FALSE | [14 empty] | FALSE
|  |  | North | MIRCOM | [5 empty] | Module | TRUE | CCH-5014-PANELKIT | new | Panel Mounting Kit for BB-5014 | 1 | [12 empty] | #FFFFFFFF |  |  | FALSE | FALSE | FALSE
NFPA 170 SPEAKER WALL |  |  | North | MIRCOM |  | Speaker |  |  |  | Module | TRUE | SPP-204-70R | ++ | Wall mounted speaker 70V red | 1 | [6 empty] | FALSE | [5 empty] | #FF0070C0 | FA-NFPA 170 SPEAKER WALL | 1 | FALSE | FALSE | FALSE | 2021 | [13 empty] | FALSE
|  |  | North | MIRCOM |  | Cards & Components |  |  |  | Card | TRUE | FX-3500 Main Board | + | FX-3500 Main Board | 1 | 0.39 | 0.64 |  |  |  |  | TRUE | [5 empty] | #FFFFFFFF |  |  | FALSE | FALSE | FALSE | [14 empty] | FALSE
|  |  | North | MIRCOM | [5 empty] | Module | TRUE | OGN-FLSLIC-STD | new | Fire Alarm Control Panel License for 10-99 Connections (Price per connection) Requires: OGN-KEY (sold seperately) Contact us for non-Mircom panel connections | 1 | [12 empty] | #FFFFFFFF |  |  | FALSE | FALSE | FALSE
|  |  | North | MIRCOM |  | Cards & Components |  |  |  | Card | TRUE | FX-4000MNS Main Board | ++ | Main Board | 1 | 0.31 | 0.733 | 12 |  |  |  | TRUE | [5 empty] | #FFFFFFFF |  |  | FALSE | FALSE | FALSE | [14 empty] | FALSE
NFPA 170 MANUAL PULL |  |  | North | MIRCOM |  | Manual Station |  |  |  | Module | TRUE | MS-402AP | + | Advanced Protocol Intelligent Two Stage Manual Station | 1 | 0.0006 | 0.0054 |  |  |  |  | FALSE | [5 empty] | #FFFF0000 | FA-NFPA 170 MANUAL PULL | 1 | FALSE | FALSE | FALSE | 957 | [13 empty] | FALSE
|  |  | North | MIRCOM | [5 empty] | Module | TRUE | OGN-FLSLIC-ONE | new | Single Fire Alarm Control Panel License (Price per connection) Requires: OGN-KEY (sold seperately) Contact us for non-Mircom panel connections | 1 | [12 empty] | #FFFFFFFF |  |  | FALSE | FALSE | FALSE
NFPA 170 NOTIFICATION CIRCUIT EXTENDER PANEL | RISER NAC |  | North | MIRCOM |  | Notification Circuit Extender Panel |  |  |  | Assembly | TRUE | BPS-1002 | ++ | Nac Power Extender Input 120VAC Output 12/24VDC @ 10AMP Class 2 | 1 | [6 empty] | FALSE | [5 empty] | #FFFF0000 | FA-NFPA 170 NOTIFICATION CIRCUIT EXTENDER PANEL | 1 | FALSE | FALSE | FALSE | 212 | [8 empty] | 7,12 |  |  |  |  | TRUE
|  |  | North | MIRCOM | [5 empty] | Module | TRUE | QAA-4CLA | ++ | Class ‘A’ (Style ‘Z’) Converter Module for QAA-5415-25 and QAA-5415-70 Amplifiers | 1 | [12 empty] | #FFFFFFFF |  |  | FALSE | FALSE | FALSE
NFPA 170 FIRE ALARM CONTROL UNIT | RISER FACP |  | North | MIRCOM |  | Fire Alarm Control Unit |  |  |  | Assembly | TRUE | FX-2009-12NDS/BB-5008 |  | NETWORK FIRE ALARM CONTROL PANEL IN 36"H x 30"W x 7"D ENCLOSURE | 1 | [6 empty] | FALSE | [5 empty] | #FFFF0000 | FA-NFPA 170 FIRE ALARM CONTROL UNIT | 1 | FALSE | FALSE | FALSE | 202 | [8 empty] | 7,12,18 |  |  |  |  | TRUE
|  |  | North | MIRCOM | [5 empty] | Module | TRUE | QPS-5000N | new | Audio Power Supply (120/240V) | 1 | [12 empty] | #FFFFFFFF |  |  | FALSE | FALSE | FALSE
NFPA 170 FIRE ALARM CONTROL UNIT | RISER FACP |  | North | MIRCOM |  | Fire Alarm Control Unit |  |  |  | Assembly | TRUE | FX-3500 | + | Single Loop, 318 Point Intelligent Fire Alarm Control Unit with built-in UDACT/Digital Communicator, expandable to 954 points with ALC-636 Dual Loop controller module. Includes UB-1024DS back box and DOX-1024DSR red door | 1 | [6 empty] | FALSE | [5 empty] | #FFFF0000 | FA-NFPA 170 FIRE ALARM CONTROL UNIT | 1 | FALSE | FALSE | FALSE | 202 | [8 empty] | 7,12,18 |  |  | 6 |  | TRUE
NFPA 170 STROBE CEILING |  |  | North | MIRCOM |  | Strobe |  |  |  | Module | TRUE | FS-400C-RR | + | Ceiling Mount Strobe, Red | 1 | [6 empty] | FALSE | TRUE |  |  |  |  | #FF0070C0 | FA-NFPA 170 STROBE CEILING | 1 | FALSE | FALSE | FALSE | 2023 | [13 empty] | FALSE
NFPA 170 LOCAL OPERATOR CONSOLE | RISER LOC |  | North | MIRCOM |  | Local Operator Console |  |  |  | Module | TRUE | QX-MINI-LOC | + | Local Operating Console: Main Display, Microphone, RMIC PCB, Deadfront, Backbox, Red Door – UL Only | 1 | 0.023 | 0.04 |  |  |  |  | FALSE | [5 empty] | #FFFF0000 | FA-NFPA 170 LOCAL OPERATOR CONSOLE | 1 | FALSE | FALSE | FALSE | 211 | [8 empty] | 7,12,18 |  |  |  |  | FALSE
NFPA 170 HEAT DETECTOR |  |  | North | MIRCOM |  | Heat Detector |  |  |  | Module | TRUE | MIX-5351AP w/B501-WHITE | ++ | Intelligent Heat Detector, Fixed Temperature, White - UL, 4" Flangeless mounting base | 1 | 0.0002 | 0.0045 |  |  |  |  | FALSE | TRUE |  |  |  |  | #FFFF0000 | FA-NFPA 170 HEAT DETECTOR | 1 | FALSE | FALSE | FALSE | 1403 | [13 empty] | FALSE |  |  | 135° FT
NFPA 170 SMOKE DETECTOR |  |  | North | MIRCOM |  | Smoke Detector |  |  |  | Module | TRUE | MIX-2251TMAP w/B224RB-WH | + | Intelligent AcclimateTM Multicriteria Smoke Sensor, Relay Base | 1 | 0.0003 | 0.0065 |  |  |  |  | FALSE | TRUE |  |  |  |  | #FFFF0000 | FA-NFPA 170 SMOKE DETECTOR | 1 | FALSE | FALSE | FALSE | 1408 | [13 empty] | FALSE |  |  | MC, R
NFPA 170 ADDRESSABLE INPUT MONITOR MODULE |  |  | North | MIRCOM |  | Addressable Module |  |  |  | Module | TRUE | MIX-4040M | ++ | 4000 Series Multi Input Module (6 class A / 12 class B) | 1 | 0.004 | 0.0083 |  |  | 30 | 15 | FALSE |  |  |  | 110 mm x 93 mm (4 5/16 x 3 11/16 in) |  | #FFFF0000 | FA-NFPA 170 ADDRESSABLE INPUT MONITOR MODULE | 1 | FALSE | FALSE | FALSE | 1000 | [13 empty] | FALSE |  |  | 2
NFPA 170 SPEAKER CEILING |  |  | North | MIRCOM |  | Speaker |  |  |  | Module | TRUE | SPP-104-70 | ++ | Ceiling mounted speaker 70V White | 1 | [6 empty] | FALSE | TRUE |  |  |  |  | #FF0070C0 | FA-NFPA 170 SPEAKER CEILING | 1 | FALSE | FALSE | FALSE | 2019 | [13 empty] | FALSE |  |  | C
NFPA 170 SMOKE DETECTOR |  |  | North | MIRCOM |  | Smoke Detector |  |  |  | Module | TRUE | MIX-2251TMAP w/B200SR-WH | + | Intelligent AcclimateTM Multicriteria Smoke Sensor, Sounder Base | 1 | 0.0003 | 0.0065 |  |  |  |  | FALSE | TRUE |  |  |  |  | #FFFF0000 | FA-NFPA 170 SMOKE DETECTOR | 1 | FALSE | FALSE | FALSE | 1408 | [13 empty] | FALSE |  |  | MC, SB
NFPA 170 SMOKE DETECTOR |  |  | North | MIRCOM |  | Smoke Detector |  |  |  | Module | TRUE | MIX-2251AP w/B200SR-LF-WH | + | Intelligent Photoelectric Smoke Sensor, Low Frequency Sounder Base | 1 | 0.0003 | 0.0065 |  |  |  |  | FALSE | TRUE |  |  |  |  | #FFFF0000 | FA-NFPA 170 SMOKE DETECTOR | 1 | FALSE | FALSE | FALSE | 1408 | [13 empty] | FALSE |  |  | P, LF
NFPA 170 STROBE CEILING |  |  | North | MIRCOM |  | Strobe |  |  |  | Module | TRUE | FS-400C-WW | + | Ceiling Mount Strobe, White | 1 | [6 empty] | FALSE | TRUE |  |  |  |  | #FF0070C0 | FA-NFPA 170 STROBE CEILING | 1 | FALSE | FALSE | FALSE | 2023 | [13 empty] | FALSE
GenericN CARD ACCESS CONTROL PANEL |  |  | North | MIRCOM | Security/Access Control | Card Access Control Panel |  |  |  | Assembly | TRUE | TX3-BBCX-4W |  | Eight Door Control Cabinet, 120VAC to 24 VDC Power uitesonverter Module | 1 | [6 empty] | TRUE | [5 empty] | #FFFF0000 | FA-GenericN CARD ACCESS CONTROL PANEL | 1 | FALSE | FALSE | FALSE | 102 | [13 empty] | FALSE
NFPA 170 ADDRESSABLE INPUT MONITOR MODULE |  |  | North | MIRCOM |  | Addressable Module |  |  |  | Module | TRUE | MIX-M500M | + | Monitor Module | 1 | 0.0004 | 0.0055 |  |  |  |  | FALSE | [5 empty] | #FFFF0000 | FA-NFPA 170 ADDRESSABLE INPUT MONITOR MODULE | 1 | FALSE | FALSE | FALSE | 1000 | [13 empty] | FALSE
NFPA 170 HEAT DETECTOR |  |  | North | MIRCOM |  | Heat Detector |  |  |  | Module | TRUE | MIX-5251B w/B224RB | + | White, Low-profile 135°F fixed thermal sensor, Relay Base | 1 | 0.0003 | 0.0065 |  |  |  |  | FALSE | TRUE |  |  |  |  | #FFFF0000 | FA-NFPA 170 HEAT DETECTOR | 1 | FALSE | FALSE | FALSE | 1403 | [13 empty] | FALSE |  |  | 135°
NFPA 170 FIRE ALARM CONTROL UNIT | RISER FACP |  | North | MIRCOM |  | Fire Alarm Control Unit |  |  |  | Assembly | TRUE | FX-3318 | + | Black backbox and red door enclosure. Comes complete with main board, power supply, transformer and main display | 1 | [6 empty] | FALSE | [5 empty] | #FFFF0000 | FA-NFPA 170 FIRE ALARM CONTROL UNIT | 1 | FALSE | FALSE | FALSE | 202 | [8 empty] | 12,18,26 |  |  | 5 |  | TRUE
NFPA 170 SMOKE HEAT CO DETECTOR |  |  | North | MIRCOM |  | Smoke/Heat/CO Detector |  |  |  | Module | TRUE | MIX-FC351AP w/APB200-WH | + | Advanced Multi-Criteria Fire/CO Detector (UL), Sounder Base | 1 | 0.0002 | 0.0045 |  |  |  |  | FALSE | TRUE |  |  |  |  | #FFFF0000 | FA-NFPA 170 SMOKE HEAT CO DETECTOR | 1 | FALSE | FALSE | FALSE | 1408 | [13 empty] | FALSE |  |  | CO, SB
|  |  | North | MIRCOM | [5 empty] | Module | TRUE | FX-LOC Local | new | Operating Console enclosure for FLEXNET-MNS. Add suffix “R” for red door. Add suffix ‘B’ for black doors. | 1 | [12 empty] | #FFFFFFFF |  |  | FALSE | FALSE | FALSE
NFPA 170 HEAT DETECTOR |  |  | North | MIRCOM |  | Heat Detector |  |  |  | Module | TRUE | MIX-5251H w/B200SR-LF | + | White, Low-profile 190°F fixed thermal sensor, Low Frequency Sounder Base | 1 | 0.0003 | 0.0065 |  |  |  |  | FALSE | TRUE |  |  |  |  | #FFFF0000 | FA-NFPA 170 HEAT DETECTOR | 1 | FALSE | FALSE | FALSE | 1403 | [13 empty] | FALSE |  |  | 190°¦LF
|  |  | North | MIRCOM | [5 empty] | Card | TRUE | QMP-5101N CARD |  | MASTER NETWORK PAGING CONTROL MODULE |  | 0.004 | 0.012 |  |  |  |  | TRUE | [5 empty] | #FFFFFFFF |  |  | FALSE | FALSE | [15 empty] | FALSE
NFPA 170 LOCAL OPERATOR CONSOLE | RISER LOC |  | North | MIRCOM |  | Local Operator Console |  |  |  | Module | TRUE | QX-MINI-LOC-W | + | Local Operating Console: Main Display, Microphone, RMIC PCB, Deadfront, Backbox, White Door – UL Only | 1 | 0.023 | 0.04 |  |  |  |  | FALSE | [5 empty] | #FFFF0000 | FA-NFPA 170 LOCAL OPERATOR CONSOLE | 1 | FALSE | FALSE | FALSE | 211 | [8 empty] | 7,12,18 |  |  |  |  | FALSE
DETECTOR_MULTI CRITERIA |  |  | North | MIRCOM |  | Multi Criteria Detector |  |  |  | Module | TRUE | MIX-3200 w/ MIX-2001 |  | ADDRESSABLE MULTI-SENSOR DETECTOR w/ MIX-2001 E-Z FIT BASE | 1 | 0.0003 | 0.0003 |  |  |  |  | FALSE | [5 empty] | #FFFF0000 | FA-DETECTOR_MULTI CRITERIA | 1 | FALSE | FALSE | FALSE | [14 empty] | FALSE
DETECTOR_MULTI CRITERIA |  |  | North | MIRCOM |  | Multi Criteria Detector |  |  |  | Module | TRUE | MIX-3200 w/ MIX-2001HT |  | ADDRESSABLE MULTI-SENSOR DETECTOR w/ MIX-2001HT SOUNDER BASE | 1 | 0.0003 | 0.0003 |  |  |  |  | FALSE | [5 empty] | #FFFF0000 | FA-DETECTOR_MULTI CRITERIA | 1 | FALSE | FALSE | FALSE | [14 empty] | FALSE
|  |  | North | MIRCOM |  | Hardware |  |  |  | Hardware | TRUE | BAT-12V75A |  | 12 VOLT 75AH BATTERIES | 1 | [6 empty] | FALSE | [5 empty] | #FFFFFFFF |  |  | FALSE | FALSE | FALSE | [14 empty] | FALSE
|  |  | North | MIRCOM | [5 empty] | Module | TRUE | BB-1012D/DR/DB | new | Remote Annunciator Enclosure Houses twelve modules. “D” White “DR” Red or "DB" for Black Door. | 1 | [12 empty] | #FFFFFFFF |  |  | FALSE | FALSE | FALSE
|  |  | North | MIRCOM |  | Cards & Components |  |  |  | Card | TRUE | FDX-008 |  | FAN DAMPER CONTROL MODULE | 1 | [6 empty] | TRUE | [5 empty] | #FFFFFFFF |  |  | FALSE | FALSE | FALSE | [14 empty] | FALSE
|  |  | North | MIRCOM |  | Cards & Components |  |  |  | Card | TRUE | FX-4003-12N Main Board | ++ | Main Board | 1 | 0.31 | 0.733 | 12 |  | 24 |  | TRUE | [5 empty] | #FFFFFFFF |  |  | FALSE | FALSE | FALSE | [14 empty] | FALSE
NFPA 170 SMOKE DETECTOR |  |  | North | MIRCOM |  | Smoke Detector |  |  |  | Module | TRUE | MIX-2251TMB w/B224RB-WH | + | Intelligent AcclimateTM Multicriteria Smoke Sensor, Relay Base | 1 | 0.0003 | 0.0065 |  |  |  |  | FALSE | TRUE |  |  |  |  | #FFFF0000 | FA-NFPA 170 SMOKE DETECTOR | 1 | FALSE | FALSE | FALSE | 1408 | [13 empty] | FALSE |  |  | MC, R
|  |  | North | MIRCOM | [5 empty] | Module | TRUE | FDX-008W/KI | new | Fan Damper Control Module | 1 | 0.015 | 0.035 | [10 empty] | #FFFFFFFF |  |  | FALSE | FALSE | FALSE
|  |  | North | MIRCOM |  | Cards & Components |  |  |  | Card | TRUE | FX-2017-12NDS Main Board | + | Main Board | 1 | 0.31 | 0.733 | 12 |  |  |  | TRUE | [5 empty] | #FFFFFFFF |  |  | FALSE | FALSE | FALSE | [14 empty] | FALSE
NFPA 170 SMOKE DETECTOR |  |  | North | MIRCOM |  | Smoke Detector |  |  |  | Module | TRUE | MIX-2251TAP w/B200SR-WH | + | Intelligent Photoelectric Sensor with 135°F Fixed Temperature Heat Detector, Sounder Base | 1 | 0.0003 | 0.0065 |  |  |  |  | FALSE | TRUE |  |  |  |  | #FFFF0000 | FA-NFPA 170 SMOKE DETECTOR | 1 | FALSE | FALSE | FALSE | 1408 | [13 empty] | FALSE |  |  | P, SB, 135°
NFPA 170 STROBE WALL |  |  | North | MIRCOM |  | Strobe |  |  |  | Module | TRUE | OCAC-302 |  | Two Indicating Circuit Class “A” Converter Module | 1 | [6 empty] | FALSE | [5 empty] | #FF0070C0 | FA-NFPA 170 STROBE WALL | 1 | FALSE | FALSE | FALSE | 2023 | [13 empty] | FALSE
NFPA 170 HEAT DETECTOR |  |  | North | MIRCOM |  | Heat Detector |  |  |  | Module | TRUE | MIX-5251H w/B210LP | + | White, Low-profile 190°F fixed thermal sensor, Standard Base | 1 | 0.0003 | 0.0065 |  |  |  |  | FALSE | TRUE |  |  |  |  | #FFFF0000 | FA-NFPA 170 HEAT DETECTOR | 1 | FALSE | FALSE | FALSE | 1403 | [13 empty] | FALSE |  |  | 190°
|  |  | North | MIRCOM | [5 empty] | Module | TRUE | QMT-5302N | new | Master Network Telephone Control Module | 1 | [12 empty] | #FFFFFFFF |  |  | FALSE | FALSE | FALSE
NFPA 170 ADDRESSABLE OUTPUT MODULE |  |  | North | MIRCOM |  | Addressable Control/Relay |  |  |  | Module | TRUE | MIX-4045-M | ++ | 4000 Series Multi Relay Module (8 form C SPDT Contacts) | 1 | 0.0019 | 0.0083 |  |  | 30 | 15 | FALSE |  |  |  | 110 mm x 93 mm (4 5/16 x 3 11/16 in |  | #FFFF0000 | FA-NFPA 170 ADDRESSABLE OUTPUT MODULE | 1 | FALSE | FALSE | FALSE | 1000 | [13 empty] | FALSE |  |  | 2
NFPA 170 HEAT DETECTOR |  |  | North | MIRCOM |  | Heat Detector |  |  |  | Module | TRUE | MIX-5251B w/B210LP | + | White, Low-profile 135°F fixed thermal sensor, Standard Base | 1 | 0.0003 | 0.0065 |  |  |  |  | FALSE | TRUE |  |  |  |  | #FFFF0000 | FA-NFPA 170 HEAT DETECTOR | 1 | FALSE | FALSE | FALSE | 1403 | [13 empty] | FALSE |  |  | 135°
NFPA 170 HEAT DETECTOR |  |  | North | MIRCOM |  | Heat Detector |  |  |  | Module | TRUE | MIX-5351RAP w/B224RB-WH | ++ | Intelligent Heat Detector, Fixed Temperature with Rate-of-Rise Detection, White - UL, Relay Base | 1 | 0.0002 | 0.0045 |  |  |  |  | FALSE | TRUE |  |  |  |  | #FFFF0000 | FA-NFPA 170 HEAT DETECTOR | 1 | FALSE | FALSE | FALSE | 1403 | [13 empty] | FALSE |  |  | 135° FTR
|  |  | North | MIRCOM |  | Hardware |  |  |  | Hardware | TRUE | BC-160-R | + | Battery cabinet with white front door for 26AH and larger batteries. | 1 | [6 empty] | FALSE | [5 empty] | #FFFFFFFF |  |  | FALSE | FALSE | FALSE | [9 empty] | 7,12,18 |  |  |  |  | TRUE
|  |  | North | MIRCOM | [5 empty] | Module | TRUE | ALCN-792D | ++ | Quad Intelligent Analog Loop Module daughter board | 1 | 0.13 | 0.145 | [10 empty] | #FFFFFFFF |  |  | FALSE | FALSE | FALSE
NFPA 170 SMOKE DETECTOR |  |  | North | MIRCOM |  | Smoke Detector |  |  |  | Module | TRUE | MIX-2251B w/B501 | + | Intelligent Photoelectric Smoke Sensor, Standard Base | 1 | 0.0003 | 0.0065 |  |  |  |  | FALSE | TRUE |  |  |  |  | #FFFF0000 | FA-NFPA 170 SMOKE DETECTOR | 1 | FALSE | FALSE | FALSE | 1408 | [13 empty] | FALSE |  |  | P
|  |  | North | MIRCOM |  | Cards & Components |  |  |  | Card | TRUE | FX-2003-12NDS Main Board | + | FX-2003 MAIN BOARD WITH 12 AMP POWER SUPPLY AND 120/240V TRANSFORMER | 1 | 0.23 | 0.38 |  |  |  |  | TRUE | [5 empty] | #FFFFFFFF |  |  | FALSE | FALSE | FALSE | [14 empty] | FALSE
|  |  | North | MIRCOM |  | Cards & Components |  |  |  | Card | TRUE | FX-4009-12N Main Board | ++ | Main Board | 1 | 0.31 | 0.733 | 12 |  |  |  | TRUE | [5 empty] | #FFFFFFFF |  |  | FALSE | FALSE | FALSE | [14 empty] | FALSE
|  |  | North | MIRCOM |  | Hardware |  |  |  | Hardware | TRUE | DOX-5014M |  | WHITE METAL DOOR FOR BB-5014 | 1 | [6 empty] | FALSE | [5 empty] | #FFFFFFFF |  |  | FALSE | FALSE | FALSE | [14 empty] | FALSE
NFPA 170 SMOKE DETECTOR |  |  | North | MIRCOM |  | Smoke Detector |  |  |  | Module | TRUE | MIX-2251B w/B200SR-WH | + | Intelligent Photoelectric Smoke Sensor, Sounder Base | 1 | 0.0003 | 0.0065 |  |  |  |  | FALSE | TRUE |  |  |  |  | #FFFF0000 | FA-NFPA 170 SMOKE DETECTOR | 1 | FALSE | FALSE | FALSE | 1408 | [13 empty] | FALSE |  |  | P, SB
|  |  | North | MIRCOM | [5 empty] | Module | TRUE | BB-1001DS | ++ | Remote Annunciator Enclosure Houses one module. “D” White “DR” Red "DS" Stainless Steel or "DB" for Black Door. | 1 | [12 empty] | #FFFFFFFF |  |  | FALSE | FALSE | FALSE
|  |  | North | MIRCOM |  | Cards & Components |  |  |  | Card | TRUE | MIX-ADD |  | ADDRESS CARD FOR MIX-3000 SERIES INTELLIGENT DETECTORS | 1 | [6 empty] | TRUE | [5 empty] | #FFFFFFFF |  |  | FALSE | FALSE | FALSE | [14 empty] | FALSE
NFPA 170 FIRE ALARM CONTROL UNIT | RISER FACP |  | North | MIRCOM |  | Fire Alarm Control Unit |  |  |  | Assembly | TRUE | FA-106 | ++ | Six Zone Fire Alarm Unit, White Door | 1 | [6 empty] | FALSE | [5 empty] | #FFFF0000 | FA-NFPA 170 FIRE ALARM CONTROL UNIT | 1 | FALSE | FALSE | FALSE | 202 | [8 empty] | 5,7 |  | 7 |  |  | TRUE
|  |  | North | MIRCOM |  | Cards & Components |  |  |  | Card | TRUE | ANC-5000 |  | AUDIO NETWORK CONTROLLER MODULE | 1 | 0.29 | 0.29 |  |  |  |  | TRUE | [5 empty] | #FFFFFFFF |  |  | FALSE | FALSE | FALSE | [14 empty] | FALSE
NFPA 170 SMOKE DETECTOR |  |  | North | MIRCOM |  | Smoke Detector |  |  |  | Module | TRUE | MIX-1251AP w/B210LP | + | Intelligent Ionization Smoke Sensor, Standard Base | 1 | 0.0003 | 0.0065 |  |  |  |  | FALSE | TRUE |  |  |  |  | #FFFF0000 | FA-NFPA 170 SMOKE DETECTOR | 1 | FALSE | FALSE | FALSE | 1408 | [13 empty] | FALSE |  |  | I
NFPA 170 SMOKE DETECTOR |  |  | North | MIRCOM |  | Smoke Detector |  |  |  | Module | TRUE | MIX-3000 w/MIX-2001 |  | ADDRESSABLE IONIZATION DETECTOR w/ MIX-2001 E-Z FIT BASE | 1 | 0.0003 | 0.0003 |  |  |  |  | FALSE | TRUE |  |  |  |  | #FFFF0000 | FA-NFPA 170 SMOKE DETECTOR | 1 | FALSE | FALSE | FALSE | 1408 | [13 empty] | FALSE
NFPA 170 SPEAKER STROBE CEILING |  |  | North | MIRCOM |  | Speaker/Strobe |  |  |  | Module | TRUE | SPPS-104-25R | ++ | Ceiling mounted speaker strobe 25V Red | 1 | 0 | 0.132 |  |  |  |  | FALSE | TRUE |  |  |  |  | #FF0070C0 | FA-NFPA 170 SPEAKER STROBE CEILING | 1 | FALSE | FALSE | FALSE | 2020 | [13 empty] | FALSE |  |  | C
170 BASIC SHAPE |  |  | North | MIRCOM |  | Miscellaneous |  |  |  | Assembly | TRUE | TX3-CX-2K-A |  | Two Door Access Control System Kit, TX3-CX Door Controller | 1 | [6 empty] | FALSE | [5 empty] | #FFFF0000 | FA-170 BASIC SHAPE | 1 | FALSE | FALSE | FALSE | 5000 | [13 empty] | FALSE |  |  | CTRL
NFPA 170 SMOKE DETECTOR |  |  | North | MIRCOM |  | Smoke Detector |  |  |  | Module | TRUE | MIX-2351AP | ++ | Intelligent Photoelectric smoke detector - UL | 1 | 0.0002 | 0.0045 |  |  |  |  | FALSE | TRUE |  |  |  |  | #FFFF0000 | FA-NFPA 170 SMOKE DETECTOR | 1 | FALSE | FALSE | FALSE | 1408 | [13 empty] | FALSE |  |  | P
NFPA 170 ISOLATION MODULE |  |  | North | MIRCOM |  | Isolator Module |  |  |  | Module | TRUE | MIX-100X | ++ | Fault Isolator Module | 1 | 3.5e-05 | 3.5e-05 |  |  |  |  | FALSE |  |  |  | 4.0” W x 4.0” H x 1.3” D |  | #FFFF0000 | FA-NFPA 170 ISOLATION MODULE | 1 | FALSE | FALSE | FALSE | 1200 | [13 empty] | FALSE
|  |  | North | MIRCOM |  | Cards & Components |  |  |  | Card | TRUE | QAD-30 (25v) | + | 30 Watt Amplifier Module | 1 | 0.031 | 2.025 |  |  |  |  | TRUE | [5 empty] | #FFFFFFFF |  |  | FALSE | FALSE | FALSE | [14 empty] | FALSE
|  |  | North | MIRCOM | [5 empty] | Module | TRUE | AGD-048 | new | Adder Graphic Driver Module c/w 48 Supervised Outputs | 1 | [12 empty] | #FFFFFFFF |  |  | FALSE | FALSE | FALSE
|  |  | North | MIRCOM |  | Cards & Components |  |  |  | Card | TRUE | DSPL-2440 CARD |  | GRAPHICAL MAIN DISPLAY FOR FX-2000MNS | 1 | [6 empty] | TRUE | [5 empty] | #FFFFFFFF |  |  | FALSE | FALSE | FALSE | [14 empty] | FALSE
NFPA 170 SMOKE DETECTOR |  |  | North | MIRCOM |  | Smoke Detector |  |  |  | Module | TRUE | MIX-2251AP w/B501 | + | Intelligent Photoelectric Smoke Sensor, Standard Base | 1 | 0.0003 | 0.0065 |  |  |  |  | FALSE | TRUE |  |  |  |  | #FFFF0000 | FA-NFPA 170 SMOKE DETECTOR | 1 | FALSE | FALSE | FALSE | 1408 | [13 empty] | FALSE |  |  | P
DETECTOR_MULTI CRITERIA |  |  | North | MIRCOM |  | Multi Criteria Detector |  |  |  | Module | TRUE | MIX-3200 w/ MIX-2000 |  | ADDRESSABLE MULTI-SENSOR DETECTOR w/ MIX-2000 STANDARD BASE | 1 | 0.0003 | 0.0003 |  |  |  |  | FALSE | [5 empty] | #FFFF0000 | FA-DETECTOR_MULTI CRITERIA | 1 | FALSE | FALSE | FALSE | [14 empty] | FALSE
NFPA 170 MANUAL PULL |  |  | North | MIRCOM |  | Manual Station |  |  |  | Module | TRUE | MS-701U | + | Single Action Single Stage Manual Station | 1 | [6 empty] | FALSE | [5 empty] | #FFFF0000 | FA-NFPA 170 MANUAL PULL | 1 | FALSE | FALSE | FALSE | 957 | [13 empty] | FALSE
|  |  | North | MIRCOM |  | Cards & Components |  |  |  | Card | TRUE | QX-MINI-RMMIC | + | Remote microphone PCB, and cover plate | 1 | 0.013 | 0.0161 |  |  |  |  | TRUE | [5 empty] | #FFFFFFFF |  |  | FALSE | FALSE | FALSE | [14 empty] | FALSE
NFPA 170 HEAT DETECTOR |  |  | North | MIRCOM |  | Heat Detector |  |  |  | Module | TRUE | MIX-5251RB w/B200SR-LF | + | White, Low-profile rate-of-rise thermal sensor, Low Frequency Sounder Base | 1 | 0.0003 | 0.0065 |  |  |  |  | FALSE | TRUE |  |  |  |  | #FFFF0000 | FA-NFPA 170 HEAT DETECTOR | 1 | FALSE | FALSE | FALSE | 1403 | [13 empty] | FALSE |  |  | LF¦R
|  |  | North | MIRCOM | [5 empty] | Module | TRUE | ANC-4000 | ++ | Audio Network Controller Module | 1 | 0.255 | 0.265 | [10 empty] | #FFFFFFFF |  |  | FALSE | FALSE | FALSE
NFPA 170 SMOKE DETECTOR |  |  | North | MIRCOM |  | Smoke Detector |  |  |  | Module | TRUE | MIX-2251TB w/B224RB-WH | + | Intelligent Photoelectric Sensor with 135°F Fixed Temperature Heat Detector, Relay Base | 1 | 0.0003 | 0.0065 |  |  |  |  | FALSE | TRUE |  |  |  |  | #FFFF0000 | FA-NFPA 170 SMOKE DETECTOR | 1 | FALSE | FALSE | FALSE | 1408 | [13 empty] | FALSE |  |  | P, R, 135°
NFPA 170 ADDRESSABLE OUTPUT MODULE |  |  | North | MIRCOM |  | Addressable Control/Relay |  |  |  | Module | TRUE | MIX-M500FP | + | Supervised Fire Phone Control Module | 1 | 0.0004 | 0.0055 |  |  |  |  | FALSE | [5 empty] | #FFFF0000 | FA-NFPA 170 ADDRESSABLE OUTPUT MODULE | 1 | FALSE | FALSE | FALSE | 1100 | [13 empty] | FALSE |  |  | CM
NFPA 170 MANUAL PULL |  |  | North | MIRCOM |  | Manual Station |  |  |  | Module | TRUE | MS-701ADU | + | Intelligent Addressable Key Resettable Single Action Manual Station | 1 | 0.0004 | 0.0006 |  |  |  |  | FALSE | [5 empty] | #FFFF0000 | FA-NFPA 170 MANUAL PULL | 1 | FALSE | FALSE | FALSE | 957 | [13 empty] | FALSE
|  |  | North | MIRCOM | [5 empty] | Module | TRUE | FOM-CONN-SM | new | Fibre Optic Connector Single Mode (pack of 2). Must use a FOM-2000-UM | 1 | [12 empty] | #FFFFFFFF |  |  | FALSE | FALSE | FALSE
|  |  | North | MIRCOM |  | Hardware |  |  |  | Hardware | TRUE | BB-400W | ++ | Surface Mount Back Box, White | 1 | [6 empty] | FALSE | [5 empty] | #FFFFFFFF |  |  | FALSE | FALSE | FALSE | [14 empty] | FALSE
|  |  | North | MIRCOM |  | Cards & Components |  |  |  | Card | TRUE | FX-4017-12N Main Board | ++ | Main Board | 1 | 0.31 | 0.733 | 12 |  |  |  | TRUE | [5 empty] | #FFFFFFFF |  |  | FALSE | FALSE | FALSE | [14 empty] | FALSE
NFPA 170 HEAT DETECTOR |  |  | North | MIRCOM |  | Heat Detector |  |  |  | Module | TRUE | MIX-5351AP w/B300-6 | ++ | Intelligent Heat Detector, Fixed Temperature, White - UL, 6" Flanged mounting base | 1 | 0.0002 | 0.0045 |  |  |  |  | FALSE | TRUE |  |  |  |  | #FFFF0000 | FA-NFPA 170 HEAT DETECTOR | 1 | FALSE | FALSE | FALSE | 1403 | [13 empty] | FALSE |  |  | 135° FT
NFPA 170 ADDRESSABLE INPUT MONITOR MODULE |  |  | North | MIRCOM |  | Addressable Module |  |  |  | Module | TRUE | MIX-4041 | + | Mini Dual Input Monitor Module | 2 | 0.002 | 0.0033 |  |  |  |  | FALSE | [5 empty] | #FFFF0000 | FA-NFPA 170 ADDRESSABLE INPUT MONITOR MODULE | 1 | FALSE | FALSE | FALSE | 1000 | [13 empty] | FALSE |  |  | 2
NFPA 170 HEAT DETECTOR |  |  | North | MIRCOM |  | Heat Detector |  |  |  | Module | TRUE | MIX-5351AP w/B200SR-WH | ++ | Intelligent Heat Detector, Fixed Temperature, White - UL, Sounder Base | 1 | 0.0002 | 0.0045 |  |  |  |  | FALSE | TRUE |  |  |  |  | #FFFF0000 | FA-NFPA 170 HEAT DETECTOR | 1 | FALSE | FALSE | FALSE | 1403 | [13 empty] | FALSE |  |  | 135° FT
NFPA 170 LOCAL OPERATOR CONSOLE | RISER LOC |  | North | MIRCOM |  | Local Operator Console |  |  |  | Assembly | TRUE | FX-LOCR |  | LOCAL OPERATING CONSOLE ENCLOSURE FOR FXMNS(R), RED | 1 | [6 empty] | FALSE | [5 empty] | #FFFF0000 | FA-NFPA 170 LOCAL OPERATOR CONSOLE | 1 | FALSE | FALSE | FALSE | 301 | [8 empty] | 7,12,18 |  |  |  |  | TRUE
NFPA 170 SMOKE DETECTOR |  |  | North | MIRCOM |  | Smoke Detector |  |  |  | Module | TRUE | MIX-3100 w/ MIX-2001HT |  | ADDRESSABLE PHOTOELECTRIC SMOKE DETECTOR w/ MIX-2001HT SOUNDER BASE | 1 | 0.0003 | 0.0003 |  |  |  |  | FALSE | TRUE |  |  |  |  | #FFFF0000 | FA-NFPA 170 SMOKE DETECTOR | 1 | FALSE | FALSE | FALSE | 1408 | [13 empty] | FALSE
NFPA 170 FIRE ALARM CONTROL UNIT | RISER FACP |  | North | MIRCOM |  | Fire Alarm Control Unit |  |  |  | Assembly | TRUE | FX-350-60-DR | ++ | 60 pt addressable FACP (w/ dialer) | 1 | [6 empty] | FALSE | [5 empty] | #FFFF0000 | FA-NFPA 170 FIRE ALARM CONTROL UNIT | 1 | FALSE | FALSE | FALSE | 202 | [8 empty] | 10,12,18,24 |  |  |  |  | TRUE
NFPA 170 SMOKE DETECTOR |  |  | North | MIRCOM |  | Smoke Detector |  |  |  | Module | TRUE | MIX-2251TAP w/B200SR-LF-WH | + | Intelligent Photoelectric Sensor with 135°F Fixed Temperature Heat Detector, Low Frequency Sounder Base | 1 | 0.0003 | 0.0065 |  |  |  |  | FALSE | TRUE |  |  |  |  | #FFFF0000 | FA-NFPA 170 SMOKE DETECTOR | 1 | FALSE | FALSE | FALSE | 1408 | [13 empty] | FALSE |  |  | P, LF, 135°
NFPA 170 SMOKE DETECTOR |  |  | North | MIRCOM |  | Smoke Detector |  |  |  | Module | TRUE | MIX-2251B w/B200SR-LF-WH | + | Intelligent Photoelectric Smoke Sensor, Low Frequency Sounder Base | 1 | 0.0003 | 0.0065 |  |  |  |  | FALSE | TRUE |  |  |  |  | #FFFF0000 | FA-NFPA 170 SMOKE DETECTOR | 1 | FALSE | FALSE | FALSE | 1408 | [13 empty] | FALSE |  |  | P, LF
NFPA 170 MANUAL PULL |  |  | North | MIRCOM |  | Manual Station |  |  |  | Module | TRUE | MS-701 | + | Single Action Single Stage Manual Station (Bilingual) | 1 | [6 empty] | FALSE | [5 empty] | #FFFF0000 | FA-NFPA 170 MANUAL PULL | 1 | FALSE | FALSE | FALSE | 957 | [13 empty] | FALSE
|  |  | North | MIRCOM |  | Hardware |  |  |  | Hardware | TRUE | BC-160 | + | Battery cabinet with a red front door for 26AH and larger batteries | 1 | [6 empty] | FALSE | [5 empty] | #FFFFFFFF |  |  | FALSE | FALSE | FALSE | [9 empty] | 7,12,18 |  |  |  |  | TRUE
|  |  | North | MIRCOM |  | Hardware |  |  |  | Hardware | TRUE | BBX-FXMNSR | ++ | Enclosure | 1 | [6 empty] | FALSE | [5 empty] | #FFFFFFFF |  |  | FALSE | FALSE | FALSE | [14 empty] | FALSE
|  |  | North | MIRCOM | [5 empty] | Module | TRUE | QBC-5000N | new | Audio Battery Charger | 1 | [12 empty] | #FFFFFFFF |  |  | FALSE | FALSE | FALSE
|  |  | North | MIRCOM | [5 empty] | Module | TRUE | PS-2040 | ++ | FLEXNET-MNS Network Fire Alarm and Audio Power Supply (120/240V) | 1 | [12 empty] | #FFFFFFFF |  |  | FALSE | FALSE | FALSE
|  |  | North | MIRCOM | [5 empty] | Module | TRUE | BBX-FXMNS | new | Black backbox enclosure with white doors for FX-4000MNS. Add suffix ‘R’ for red doors. Add suffix ‘B’ for black doors. | 1 | [12 empty] | #FFFFFFFF |  |  | FALSE | FALSE | FALSE
NFPA 170 SMOKE DETECTOR |  |  | North | MIRCOM |  | Smoke Detector |  |  |  | Module | TRUE | MIX-2251TMAP w/B501 | + | Intelligent AcclimateTM Multicriteria Smoke Sensor, Standard Base | 1 | 0.0003 | 0.0065 |  |  |  |  | FALSE | TRUE |  |  |  |  | #FFFF0000 | FA-NFPA 170 SMOKE DETECTOR | 1 | FALSE | FALSE | FALSE | 1408 | [13 empty] | FALSE |  |  | MC
NFPA 170 HORN STROBE |  |  | North | MIRCOM |  | Horn/Strobe |  |  |  | Module | TRUE | FHS-400-RR | ++ | Wall Mount Horn/Strobe, Red | 1 | [6 empty] | FALSE | [5 empty] | #FF0070C0 | FA-NFPA 170 HORN STROBE | 1 | FALSE | FALSE | FALSE | 2012 | [13 empty] | FALSE
|  |  | North | MIRCOM |  | Hardware |  |  |  | Hardware | TRUE | BB-1001XTW | + | QX-mini-RM backbox and white front door | 1 | [6 empty] | FALSE | [5 empty] | #FFFFFFFF |  |  | FALSE | FALSE | FALSE | [14 empty] | FALSE
|  |  | North | MIRCOM |  | Cards & Components |  |  |  | Card | TRUE | ICAC-306 |  | Six Initiating Circuit Class “A” Converter Module | 1 | [6 empty] | TRUE | [5 empty] | #FFFFFFFF |  |  | FALSE | FALSE | FALSE | [14 empty] | FALSE
NFPA 170 SMOKE DETECTOR |  |  | North | MIRCOM |  | Smoke Detector |  |  |  | Module | TRUE | MIX-2251TMB w/B200SR-LF-WH | + | Intelligent AcclimateTM Multicriteria Smoke Sensor, Low Frequency Sounder Base | 1 | 0.0003 | 0.0065 |  |  |  |  | FALSE | TRUE |  |  |  |  | #FFFF0000 | FA-NFPA 170 SMOKE DETECTOR | 1 | FALSE | FALSE | FALSE | 1408 | [13 empty] | FALSE |  |  | MC, LF
NFPA 170 REMOTE EVACUATION AMPLIFIER CABINET |  |  | North | MIRCOM |  | Amplifier Cabinet |  |  |  | Assembly | TRUE | QX-MINI-BP-W (25v) | + | Booster Panel: Outer White Door, Main Board, 1 x 30W Amplifier, Backbox, Back Plate, Transformer | 1 | [6 empty] | FALSE | [5 empty] | #FFFF0000 | FA-NFPA 170 REMOTE EVACUATION AMPLIFIER CABINET | 1 | FALSE | FALSE | FALSE | 301 | [8 empty] | 7,12,18 |  |  |  |  | TRUE
NFPA 170 FIRE ALARM CONTROL UNIT | RISER FACP |  | North | MIRCOM |  | Fire Alarm Control Unit |  |  |  | Assembly | TRUE | FA-301-12DDR |  | Twelve Zone LCD Display Fire Alarm Control Panel with UDACT/Digital Communicator | 1 | [6 empty] | FALSE | [5 empty] | #FFFF0000 | FA-NFPA 170 FIRE ALARM CONTROL UNIT | 1 | FALSE | FALSE | FALSE | 202 | [8 empty] | 7,12,18 |  |  |  |  | TRUE
NFPA 170 HEAT DETECTOR |  |  | North | MIRCOM |  | Heat Detector |  |  |  | Module | TRUE | MIX-4030 w/MIX-4003-R | + | Heat Detector (Non-Isolated) W/ Relay Base | 1 | 0.00176 | 0.005 |  |  |  |  | FALSE | TRUE |  |  |  |  | #FFFF0000 | FA-NFPA 170 HEAT DETECTOR | 1 | FALSE | FALSE | FALSE | 1408 | [13 empty] | FALSE
NFPA 170 DUCT SMOKE DETECTOR |  |  | North | MIRCOM |  | Duct Smoke Detector |  |  |  | Module | TRUE | MIX-DH3000 |  | ALPHA INTELLIGENT IONIZATION LOW-FLOW DUCT SMOKE DETECTOR | 1 | [6 empty] | FALSE | TRUE |  |  |  |  | #FFFF0000 | FA-NFPA 170 DUCT SMOKE DETECTOR | 1 | FALSE | FALSE | FALSE | 1400 | [13 empty] | FALSE
NFPA 170 SMOKE DETECTOR |  |  | North | MIRCOM |  | Smoke Detector |  |  |  | Module | TRUE | MIX-2251TMB w/B200SR-WH | + | Intelligent AcclimateTM Multicriteria Smoke Sensor, Sounder Base | 1 | 0.0003 | 0.0065 |  |  |  |  | FALSE | TRUE |  |  |  |  | #FFFF0000 | FA-NFPA 170 SMOKE DETECTOR | 1 | FALSE | FALSE | FALSE | 1408 | [13 empty] | FALSE |  |  | MC, SB
NFPA 170 MULTI DETECTOR |  |  | North | MIRCOM |  | Multi Criteria Detector |  |  |  | Module | TRUE | MIX-4020-ISO w/MIX-4001 | + | Multi-Criteria/Multi-Sensor (with built-in short circuit isolator) | 1 | 0.00016 | 0.0032 |  |  |  |  | FALSE | TRUE |  |  |  |  | #FFFF0000 | FA-NFPA 170 MULTI DETECTOR | 1 | FALSE | FALSE | FALSE | 1408 | [13 empty] | FALSE |  |  | ISO
|  |  | North | MIRCOM | [5 empty] | Module | TRUE | QAZT-5348DS | ++ | Paging and Telephone Selector Panel | 1 | 0.01 | 0.02 | [10 empty] | #FFFFFFFF |  |  | FALSE | FALSE | FALSE
NFPA 170 FIRE ALARM CONTROL UNIT | RISER FACU |  | North | MIRCOM |  | Fire Alarm Control Unit |  |  |  | Assembly | TRUE | FX-4017-12N | ++ | Compact Main Network Control Unit (12 Amp) | 1 | [12 empty] | #FFFF0000 | FA-NFPA 170 FIRE ALARM CONTROL UNIT | 1 | FALSE | FALSE | FALSE | [9 empty] | 17,18,26,33,55,60,65 |  |  |  |  | TRUE
NFPA 170 HEAT DETECTOR |  |  | North | MIRCOM |  | Heat Detector |  |  |  | Module | TRUE | MIX-5251AP w/B210LP | + | White, Low-profile 135°F fixed thermal sensor, Standard Base | 1 | 0.0003 | 0.0065 |  |  |  |  | FALSE | TRUE |  |  |  |  | #FFFF0000 | FA-NFPA 170 HEAT DETECTOR | 1 | FALSE | FALSE | FALSE | 1403 | [13 empty] | FALSE |  |  | 135°
NFPA 170 SMOKE DETECTOR |  |  | North | MIRCOM |  | Smoke Detector |  |  |  | Module | TRUE | MIX-3100 w/ MIX-2001 |  | ADDRESSABLE PHOTOELECTRIC SMOKE DETECTOR w/ MIX-2001 E-Z FIT BASE | 1 | 0.0003 | 0.0003 |  |  |  |  | FALSE | TRUE |  |  |  |  | #FFFF0000 | FA-NFPA 170 SMOKE DETECTOR | 1 | FALSE | FALSE | FALSE | 1408 | [13 empty] | FALSE
NFPA 170 HEAT DETECTOR |  |  | North | MIRCOM |  | Heat Detector |  |  |  | Module | TRUE | MIX-5251HAP w/B224RB | + | White, Low-profile 190°F fixed thermal sensor, Relay Base | 1 | 0.0003 | 0.0065 |  |  |  |  | FALSE | TRUE |  |  |  |  | #FFFF0000 | FA-NFPA 170 HEAT DETECTOR | 1 | FALSE | FALSE | FALSE | 1403 | [13 empty] | FALSE |  |  | 190°
|  |  | North | MIRCOM |  | Hardware |  |  |  | Hardware | TRUE | DOX-1024DSR | + | Red front door for UB-1024DS backbox. | 1 | [6 empty] | FALSE | [5 empty] | #FFFFFFFF |  |  | FALSE | FALSE | FALSE | [14 empty] | FALSE
NFPA 170 FIRE ALARM CONTROL UNIT | RISER FACP |  | North | MIRCOM |  | Fire Alarm Control Unit |  |  |  | Assembly | TRUE | FA-300-6DDR |  | Six Zone LCD Display Fire Alarm Control Panel with UDACT/Digital Communicator | 1 | [6 empty] | FALSE | [5 empty] | #FFFF0000 | FA-NFPA 170 FIRE ALARM CONTROL UNIT | 1 | FALSE | FALSE | FALSE | 202 | [8 empty] | 7,12,18 |  |  |  |  | TRUE
NFPA 170 NOTIFICATION CIRCUIT EXTENDER PANEL | RISER NAC |  | North | MIRCOM |  | Notification Circuit Extender Panel |  |  |  | Assembly | TRUE | BPS-602 | + | 6-Amp, 24-Volt Power Supply | 1 | [6 empty] | FALSE | [5 empty] | #FFFF0000 | FA-NFPA 170 NOTIFICATION CIRCUIT EXTENDER PANEL | 1 | FALSE | FALSE | FALSE | 212 | [8 empty] | 7,12 |  |  |  |  | TRUE
NFPA 170 NOTIFICATION CIRCUIT EXTENDER PANEL | RISER NAC |  | North | MIRCOM |  | Notification Circuit Extender Panel |  |  |  | Assembly | TRUE | BPS-802 | ++ | Nac Power Extender Input 120VAC Output 12/24VDC @ 8AMP Class 2 | 1 | [6 empty] | FALSE | [5 empty] | #FFFF0000 | FA-NFPA 170 NOTIFICATION CIRCUIT EXTENDER PANEL | 1 | FALSE | FALSE | FALSE | 212 | [8 empty] | 7,12 |  |  |  |  | TRUE
NFPA 170 HEAT DETECTOR |  |  | North | MIRCOM |  | Heat Detector |  |  |  | Module | TRUE | MIX-5251AP w/B200SR | + | White, Low-profile 135°F fixed thermal sensor, Sounder Base | 1 | 0.0003 | 0.0065 |  |  |  |  | FALSE | TRUE |  |  |  |  | #FFFF0000 | FA-NFPA 170 HEAT DETECTOR | 1 | FALSE | FALSE | FALSE | 1403 | [13 empty] | FALSE |  |  | 135°
NFPA 170 DUCT SMOKE DETECTOR |  |  | North | MIRCOM |  | Duct Smoke Detector |  |  |  | Module | TRUE | DNR w/MIX-2351RAP | ++ | Intelligent Non-Relay Photoelectric Duct Detector/MIX-2351RAP | 1 | 0.0002 | 0.0045 |  |  |  |  | FALSE | TRUE | FLUSH |  | N/A | N/A | #FFFF0000 | FA-NFPA 170 DUCT SMOKE DETECTOR | 1 | FALSE | FALSE | FALSE | 1400 |  |  | 3242-1653:0209 | [10 empty] | FALSE
NFPA 170 HORN |  |  | North | MIRCOM |  | Horn |  |  |  | Module | TRUE | FH-340R/W |  | HORN, WALL | 1 | [6 empty] | FALSE | [5 empty] | #FF0070C0 | FA-NFPA 170 HORN | 1 | FALSE | FALSE | FALSE | 2010 | [13 empty] | FALSE
|  |  | North | MIRCOM |  | Cards & Components |  |  |  | Card | TRUE | FX-350 Main Board | ++ | Main Board | 1 | 0.22 | 0.38 | 5 |  |  |  | TRUE | [5 empty] | #FFFFFFFF |  |  | FALSE | FALSE | FALSE | [14 empty] | FALSE
|  |  | North | MIRCOM | [5 empty] | Module | TRUE | DSPL-420DS | new | 4 x 20 Main LCD Display for FX-4000MNS | 1 | [12 empty] | #FFFFFFFF |  |  | FALSE | FALSE | FALSE
NFPA 170 SMOKE DETECTOR |  |  | North | MIRCOM |  | Smoke Detector |  |  |  | Module | TRUE | MIX-2251TB w/B200SR-LF-WH | + | Intelligent Photoelectric Sensor with 135°F Fixed Temperature Heat Detector, Low Frequency Sounder Base | 1 | 0.0003 | 0.0065 |  |  |  |  | FALSE | TRUE |  |  |  |  | #FFFF0000 | FA-NFPA 170 SMOKE DETECTOR | 1 | FALSE | FALSE | FALSE | 1408 | [13 empty] | FALSE |  |  | P, LF, 135°
|  |  | North | MIRCOM | [5 empty] | Module | TRUE | RAM-1032TZDS | new | Main Remote LED Annunciator c/w 32 Bi-Colored LEDs | 1 | [12 empty] | #FFFFFFFF |  |  | FALSE | FALSE | FALSE
NFPA 170 SMOKE DETECTOR |  |  | North | MIRCOM |  | Smoke Detector |  |  |  | Module | TRUE | MIX-2251TMAP w/B210LP | + | Intelligent AcclimateTM Multicriteria Smoke Sensor, Standard Base | 1 | 0.0003 | 0.0065 |  |  |  |  | FALSE | TRUE |  |  |  |  | #FFFF0000 | FA-NFPA 170 SMOKE DETECTOR | 1 | FALSE | FALSE | FALSE | 1408 | [13 empty] | FALSE |  |  | MC
NFPA 170 SMOKE DETECTOR |  |  | North | MIRCOM |  | Smoke Detector |  |  |  | Module | TRUE | MIX-2251AP w/B224RB-WH | + | Intelligent Photoelectric Smoke Sensor, Relay Base | 1 | 0.0003 | 0.0065 |  |  |  |  | FALSE | TRUE |  |  |  |  | #FFFF0000 | FA-NFPA 170 SMOKE DETECTOR | 1 | FALSE | FALSE | FALSE | 1408 | [13 empty] | FALSE |  |  | P, R
NFPA 170 MANUAL PULL |  |  | North | MIRCOM |  | Manual Station |  |  |  | Module | TRUE | MS-702AP | + | Advanced Protocol Intelligent Key Resettable Two Stage Manual Station, Bilingual | 1 | 0.0004 | 0.0006 |  |  |  |  | FALSE | [5 empty] | #FFFF0000 | FA-NFPA 170 MANUAL PULL | 1 | FALSE | FALSE | FALSE | 957 | [13 empty] | FALSE
NFPA 170 SMOKE DETECTOR |  |  | North | MIRCOM |  | Smoke Detector |  |  |  | Module | TRUE | MIX-3000 w/ MIX-2000 |  | ADDRESSABLE IONIZATION DETECTOR w/ MIX-2000 STANDARD BASE | 1 | 0.0003 | 0.0003 |  |  |  |  | FALSE | TRUE |  |  |  |  | #FFFF0000 | FA-NFPA 170 SMOKE DETECTOR | 1 | FALSE | FALSE | FALSE | 1408 | [13 empty] | FALSE
|  |  | North | MIRCOM |  | Cards & Components |  |  |  | Card | TRUE | RAX-1048 |  | 48 LED ADDER | 1 | 0.015 | 0.1 |  |  |  |  | TRUE | [5 empty] | #FFFFFFFF |  |  | FALSE | FALSE | FALSE | [14 empty] | FALSE
NFPA 170 SPEAKER STROBE CEILING |  |  | North | MIRCOM |  | Speaker/Strobe |  |  |  | Module | TRUE | SPPS-104-25HR | ++ | Ceiling mounted speaker strobe 25V with High Candela Red | 1 | 0 | 0.132 |  |  |  |  | FALSE | TRUE |  |  |  |  | #FF0070C0 | FA-NFPA 170 SPEAKER STROBE CEILING | 1 | FALSE | FALSE | FALSE | 2020 | [13 empty] | FALSE |  |  | C
|  |  | North | MIRCOM | [5 empty] | Module | TRUE | BB-1002D/DR/DS/DB | new | Remote Annunciator Enclosure Houses two module. “D” White “DR” Red "DS" Stainless Steel or "DB" for Black Door. | 1 | [12 empty] | #FFFFFFFF |  |  | FALSE | FALSE | FALSE
NFPA 170 HEAT DETECTOR |  |  | North | MIRCOM |  | Heat Detector |  |  |  | Module | TRUE | MIX-5251AP w/B501 | + | White, Low-profile 135°F fixed thermal sensor, Standard Base | 1 | 0.0003 | 0.0065 |  |  |  |  | FALSE | TRUE |  |  |  |  | #FFFF0000 | FA-NFPA 170 HEAT DETECTOR | 1 | FALSE | FALSE | FALSE | 1403 | [13 empty] | FALSE |  |  | 135°
NFPA 170 ADDRESSABLE INPUT MONITOR MODULE |  |  | North | MIRCOM |  | Addressable Module |  |  |  | Module | TRUE | MIX-M502MAP | + | Zone Interface Module | 1 | 0.0003 | 0.0003 |  |  |  |  | FALSE | [5 empty] | #FFFF0000 | FA-NFPA 170 ADDRESSABLE INPUT MONITOR MODULE | 1 | FALSE | FALSE | FALSE | 1000 | [13 empty] | FALSE
NFPA 170 HEAT DETECTOR |  |  | North | MIRCOM |  | Heat Detector |  |  |  | Module | TRUE | MIX-5251RAP w/B200SR-LF | + | White, Low-profile rate-of-rise thermal sensor, Low Frequency Sounder Base | 1 | 0.0003 | 0.0065 |  |  |  |  | FALSE | TRUE |  |  |  |  | #FFFF0000 | FA-NFPA 170 HEAT DETECTOR | 1 | FALSE | FALSE | FALSE | 1403 | [13 empty] | FALSE |  |  | LF¦R
|  |  | North | MIRCOM |  | Cards & Components |  |  |  | Card | TRUE | OCAC-304 | ++ | Four Indicating Circuit Class “A” Converter Module | 1 | [6 empty] | TRUE | [5 empty] | #FFFFFFFF |  |  | FALSE | FALSE | FALSE | [14 empty] | FALSE
|  |  | North | MIRCOM |  | Cards & Components |  |  |  | Card | TRUE | QX-MINI-KIT | + | QX-mini main board, main display, 1 X 30W amplifier, panel door, blank plate, and transformer on back plate. A second 30W amplifier can be added. | 1 | [6 empty] | TRUE | [5 empty] | #FFFFFFFF |  |  | FALSE | FALSE | FALSE | [14 empty] | FALSE
NFPA 170 ADDRESSABLE INPUT MONITOR MODULE |  |  | North | MIRCOM |  | Addressable Module |  |  |  | Module | TRUE | CZ-6 | ++ | Six Zone two‐wire interface module | 6 | 0.002 | 0.004 |  |  | 24 |  | FALSE |  |  |  | 6.8” x 5.8” x 1.25” (172.7 mm x 147.32 mm x 31.75 mm) |  | #FFFF0000 | FA-NFPA 170 ADDRESSABLE INPUT MONITOR MODULE | 1 | FALSE | FALSE | FALSE | 1000 | [13 empty] | FALSE |  |  | 6
|  |  | North | MIRCOM | [5 empty] | Module | TRUE | CCH-5008-PANELKIT | new | Panel Mounting Kit for BB-5008- CCH-5008-ANNUNKIT | 1 | [12 empty] | #FFFFFFFF |  |  | FALSE | FALSE | FALSE
|  |  | North | MIRCOM | [5 empty] | Module | TRUE | BB-1002WP(R)A | new | Weather Protected Enclosure Enclosure Houses two module. White. BB-1002WPRA for red. | 1 | [12 empty] | #FFFFFFFF |  |  | FALSE | FALSE | FALSE
NFPA 170 SPEAKER WALL |  |  | North | MIRCOM |  | Speaker |  |  |  | Module | TRUE | SPP-204-25R | ++ | Wall mounted speaker 25V red | 1 | [6 empty] | FALSE | [5 empty] | #FF0070C0 | FA-NFPA 170 SPEAKER WALL | 1 | FALSE | FALSE | FALSE | 2021 | [13 empty] | FALSE
NFPA 170 SPEAKER STROBE CEILING |  |  | North | MIRCOM |  | Speaker/Strobe |  |  |  | Module | TRUE | SPPS-104-70 | ++ | Ceiling mounted speaker strobe 70V White | 1 | 0 | 0.132 |  |  |  |  | FALSE | TRUE |  |  |  |  | #FF0070C0 | FA-NFPA 170 SPEAKER STROBE CEILING | 1 | FALSE | FALSE | FALSE | 2020 | [13 empty] | FALSE |  |  | C
GenericN CARD ACCESS CONTROL PANEL |  |  | North | MIRCOM | Security/Access Control | Card Access Control Panel |  |  |  | Assembly | TRUE | TX3-NSL-12K-C |  | Complete NSL Starter Kit for 12 residents/suitesonverter Module | 1 | [6 empty] | TRUE | [5 empty] | #FFFF0000 | FA-GenericN CARD ACCESS CONTROL PANEL | 1 | FALSE | FALSE | FALSE | 102 | [13 empty] | FALSE
|  |  | North | MIRCOM | [5 empty] | Module | TRUE | FOM-CONN-MM | new | Fibre Optic Module Connector Multi-mode (pack of 2). Must use a FOM-2000-UM | 1 | [12 empty] | #FFFFFFFF |  |  | FALSE | FALSE | FALSE
|  |  | North | MIRCOM | [5 empty] | Module | TRUE | FNC-2000 | ++ | Fire Network Controller Module | 1 | 0.19 | 0.19 | [10 empty] | #FFFFFFFF |  |  | FALSE | FALSE | FALSE
NFPA 170 FIRE ALARM CONTROL UNIT | RISER FACP |  | North | MIRCOM |  | Fire Alarm Control Unit |  |  |  | Assembly | TRUE | FX-MNS |  | FleX-Net Mass Notification System | 1 | [6 empty] | FALSE | [5 empty] | #FFFF0000 | FA-NFPA 170 FIRE ALARM CONTROL UNIT | 1 | FALSE | FALSE | FALSE | 202 | [8 empty] | 7,12,18 |  |  |  |  | TRUE
|  |  | North | MIRCOM |  | Cards & Components |  |  |  | Card | TRUE | FA-300-6DR Main Board |  | Six Zone LCD Display Fire Alarm Control Panel | 1 | 0.142 | 0.312 |  |  |  |  | TRUE | [5 empty] | #FFFFFFFF |  |  | FALSE | FALSE | FALSE | [14 empty] | FALSE
GenericN KEYPAD |  |  | North | MIRCOM | Security/Access Control | Keypad Interface |  |  |  | Module | TRUE | TX3-P640-H-A |  | Illuminated Proximity Keypad Reader /suitesonverter Module | 1 | [6 empty] | TRUE | [5 empty] | #FFFF0000 | FA-GenericN KEYPAD | 1 | FALSE | FALSE | FALSE | [14 empty] | FALSE
NFPA 170 HEAT DETECTOR |  |  | North | MIRCOM |  | Heat Detector |  |  |  | Module | TRUE | MIX-5351HAP w/B300-6 | ++ | Intelligent High Temperature Heat Detector, Fixed Temperature, White - UL, 6" Flanged mounting base | 1 | 0.0002 | 0.0045 |  |  |  |  | FALSE | TRUE |  |  |  |  | #FFFF0000 | FA-NFPA 170 HEAT DETECTOR | 1 | FALSE | FALSE | FALSE | 1403 | [13 empty] | FALSE |  |  | 190° FT
NFPA 170 MANUAL PULL |  |  | North | MIRCOM |  | Manual Station |  |  |  | Module | TRUE | MS-710MPU MIX-4041 | + | Manual Station w/ Mini Dual Input Monitor Module | 2 | 0.002 | 0.0033 |  |  |  |  | FALSE | [5 empty] | #FFFF0000 | FA-NFPA 170 MANUAL PULL | 1 | FALSE | FALSE | FALSE | 1000 | [13 empty] | FALSE |  |  | 2
NFPA 170 REMOTE ANNUNCIATOR | RISER ANNUNCIATOR |  | North | MIRCOM |  | Remote Annunciator |  |  |  | Assembly | TRUE | RAXN-LCDG |  | REMOTE GRAPHIC LCD ANNUNCIATOR | 1 | [6 empty] | FALSE | [5 empty] | #FFFF0000 | FA-NFPA 170 REMOTE ANNUNCIATOR | 1 | FALSE | FALSE | FALSE | 255 | [8 empty] | 7,12,18 |  |  |  |  | FALSE
NFPA 170 ADDRESSABLE INPUT MONITOR MODULE |  |  | North | MIRCOM |  | Addressable Module |  |  |  | Module | TRUE | MIX-M501M | + | Mini Monitor Module | 1 | 0.0004 | 0.0004 |  |  |  |  | FALSE | [5 empty] | #FFFF0000 | FA-NFPA 170 ADDRESSABLE INPUT MONITOR MODULE | 1 | FALSE | FALSE | FALSE | 1000 | [13 empty] | FALSE |  |  | M
|  |  | North | MIRCOM |  | Hardware |  |  |  | Hardware | TRUE | BB-1001XTR | + | QX-mini-RM backbox and red front door | 1 | [6 empty] | FALSE | [5 empty] | #FFFFFFFF |  |  | FALSE | FALSE | FALSE | [14 empty] | FALSE
NFPA 170 HEAT DETECTOR |  |  | North | MIRCOM |  | Heat Detector |  |  |  | Module | TRUE | MIX-5251RB w/B501 | + | White, Low-profile rate-of-rise thermal sensor, Standard Base | 1 | 0.0003 | 0.0065 |  |  |  |  | FALSE | TRUE |  |  |  |  | #FFFF0000 | FA-NFPA 170 HEAT DETECTOR | 1 | FALSE | FALSE | FALSE | 1403 | [13 empty] | FALSE |  |  | R
|  |  | North | MIRCOM | [5 empty] | Module | TRUE | ALCN-792MISO | ++ | Quad Intelligent Analog Loop Module | 1 | 0.13 | 0.145 | [10 empty] | #FFFFFFFF |  |  | FALSE | FALSE | FALSE
NFPA 170 SPEAKER STROBE CEILING |  |  | North | MIRCOM |  | Speaker/Strobe |  |  |  | Module | TRUE | SPPS-104-70R | ++ | Ceiling mounted speaker strobe 70V Red | 1 | 0 | 0.132 |  |  |  |  | FALSE | TRUE |  |  |  |  | #FF0070C0 | FA-NFPA 170 SPEAKER STROBE CEILING | 1 | FALSE | FALSE | FALSE | 2020 | [13 empty] | FALSE |  |  | C
NFPA 170 SMOKE DETECTOR |  |  | North | MIRCOM |  | Smoke Detector |  |  |  | Module | TRUE | SD-100-2WP | ++ | 2 wire Photoelectric Smoke Detector with remote LED output, includes 6-inch base. | 1 | 0.00014 | 0.09 |  |  |  |  | TRUE | TRUE |  |  |  |  | #FFFF0000 | FA-NFPA 170 SMOKE DETECTOR | 1 | FALSE | FALSE | FALSE | 1408
NFPA 170 MANUAL PULL |  |  | North | MIRCOM |  | Hardware |  |  |  | Hardware | TRUE | MS-DA | + | Double Action Lever Kit | 1 | [6 empty] | FALSE | [5 empty] | #FFFF0000 | FA-NFPA 170 MANUAL PULL | 1 | FALSE | FALSE | FALSE | 957 | [13 empty] | FALSE
|  |  | North | MIRCOM | [5 empty] | Module | TRUE | ALCN-4792D | ++ | Daughter board for Isolated Quad Loop Controller Module | 1 | 0.13 | 0.145 | [10 empty] | #FFFFFFFF |  |  | FALSE | FALSE | FALSE
NFPA 170 SMOKE DETECTOR |  |  | North | MIRCOM |  | Smoke Detector |  |  |  | Module | TRUE | MIX-1251B w/B200SR-WH | + | Intelligent Ionization Smoke Sensor, Sounder Base | 1 | 0.0003 | 0.0065 |  |  |  |  | FALSE | TRUE |  |  |  |  | #FFFF0000 | FA-NFPA 170 SMOKE DETECTOR | 1 | FALSE | FALSE | FALSE | 1408 | [13 empty] | FALSE |  |  | I, SB
NFPA 170 HEAT DETECTOR |  |  | North | MIRCOM |  | Heat Detector |  |  |  | Module | TRUE | MIX-5251HAP w/B200SR-LF | + | White, Low-profile 190°F fixed thermal sensor, Low Frequency Sounder Base | 1 | 0.0003 | 0.0065 |  |  |  |  | FALSE | TRUE |  |  |  |  | #FFFF0000 | FA-NFPA 170 HEAT DETECTOR | 1 | FALSE | FALSE | FALSE | 1403 | [13 empty] | FALSE |  |  | 190°¦LF
NFPA 170 REMOTE VOICE EVACUATION MICROPHONE |  |  | North | MIRCOM |  | Remote Microphone |  |  |  | Module | TRUE | QX-MINI-RM-W | + | Remote Microphone: Backbox, White Door, Microphone, RMIC PCB – UL Only | 1 | 0.013 | 0.0161 |  |  |  |  | FALSE | [5 empty] | #FFFF0000 | FA-NFPA 170 REMOTE VOICE EVACUATION MICROPHONE | 1 | FALSE | FALSE | FALSE | 265 | [8 empty] | 7,12,18 |  |  |  |  | FALSE
NFPA 170 MANUAL PULL |  |  | North | MIRCOM |  | Manual Station |  |  |  | Module | TRUE | MPS-822MP | ++ | Estación Manual de doble acción, direccionable, MP, Cerradura Magnalock, dos etapas, con listado ULC | 1 | 0.002 | 0.0033 |  |  | 30 | 15 | FALSE |  |  |  | 5 ½” H x 4 1/8” W x 1 3/8” D |  | #FFFF0000 | FA-NFPA 170 MANUAL PULL | 1 | FALSE | FALSE | FALSE | 957 | [13 empty] | FALSE
|  |  | North | MIRCOM |  | Cards & Components |  |  |  | Card | TRUE | QX-MINI-BP MAIN BOARD | + | QX-MINI-BP(-W) Main Board | 6 | 0.21 | 0.21 |  |  |  |  | TRUE | [5 empty] | #FFFFFFFF |  |  | FALSE | FALSE | FALSE | [14 empty] | FALSE
|  |  | North | MIRCOM |  | Cards & Components |  |  |  | Card | TRUE | BB-700 |  | SURFACE MOUNT BACKBOX | 1 | [6 empty] | TRUE | [5 empty] | #FFFFFFFF |  |  | FALSE | FALSE | FALSE | [14 empty] | FALSE
|  |  | North | MIRCOM | [5 empty] | Module | TRUE | 51-15063-001 | new | 22" Class Wide Desktop Monitor UL864 / ULC-S527-11 / UL 2572 Recognized LED Backlit (Monitor for OGN-UL-STD) | 1 | [12 empty] | #FFFFFFFF |  |  | FALSE | FALSE | FALSE
|  |  | North | MIRCOM | [5 empty] | Module | TRUE | QMB-5000N | ++ | Integrated Audio Network Control Chassis. Mounts in the BBX-FXMNS enclosure | 1 | [12 empty] | #FFFFFFFF |  |  | FALSE | FALSE | FALSE
NFPA 170 STROBE WALL |  |  | North | MIRCOM |  | Strobe |  |  |  | Module | TRUE | FS-340R | + | Wall Mount Strobe, Red | 1 | [6 empty] | FALSE | [5 empty] | #FF0070C0 | FA-NFPA 170 STROBE WALL | 1 | FALSE | FALSE | FALSE | 2023 | [13 empty] | FALSE
NFPA 170 HORN STROBE |  |  | North | MIRCOM |  | Horn/Strobe |  |  |  | Module | TRUE | FHS-400-LF-WW | ++ | White Wall/Ceiling Mount Low Frequency Sounder Strobe | 1 | [6 empty] | FALSE | [5 empty] | #FF0070C0 | FA-NFPA 170 HORN STROBE | 1 | FALSE | FALSE | FALSE | 2012 | [13 empty] | FALSE |  |  | LF
|  |  | North | MIRCOM |  | Hardware |  |  |  | Hardware | TRUE | QBB-LOC | + | QX-mini-LOC Backbox. | 1 | [6 empty] | FALSE | [5 empty] | #FFFFFFFF |  |  | FALSE | FALSE | FALSE | [14 empty] | FALSE
NFPA 170 ADDRESSABLE INPUT MONITOR MODULE |  |  | North | MIRCOM |  | Addressable Module |  |  |  | Module | TRUE | MIX-4040 | + | Dual Input Module | 2 | 0.002 | 0.0033 |  |  |  |  | FALSE | [5 empty] | #FFFF0000 | FA-NFPA 170 ADDRESSABLE INPUT MONITOR MODULE | 1 | FALSE | FALSE | FALSE | 1000 | [13 empty] | FALSE |  |  | 2
NFPA 170 SMOKE DETECTOR |  |  | North | MIRCOM |  | Smoke Detector |  |  |  | Module | TRUE | MIX-1251AP w/B501 | + | Intelligent Ionization Smoke Sensor, Standard Base | 1 | 0.0003 | 0.0065 |  |  |  |  | FALSE | TRUE |  |  |  |  | #FFFF0000 | FA-NFPA 170 SMOKE DETECTOR | 1 | FALSE | FALSE | FALSE | 1408 | [13 empty] | FALSE |  |  | I
NFPA 170 MANUAL PULL |  |  | North | MIRCOM |  | Manual Station |  |  |  | Module | TRUE | MPS-802MP | ++ | MP 2 Stage Addressable Pull Station, ULC | 1 | 0.002 | 0.0033 |  |  | 30 | 15 | FALSE |  |  |  | 5 ½” H x 4 1/8” W x 1 3/8” D |  | #FFFF0000 | FA-NFPA 170 MANUAL PULL | 1 | FALSE | FALSE | FALSE | 957 | [13 empty] | FALSE
|  |  | North | MIRCOM | [5 empty] | Module | TRUE | ARW-2525-KIT | new | Industrial 5-PORT Unmanaged POE Switch Kit. Kit includes: 1 X 5-PORT Unmanaged POE Switch and 1 X 75W 48 VDC power supply | 1 | [12 empty] | #FFFFFFFF |  |  | FALSE | FALSE | FALSE
NFPA 170 HORN STROBE |  |  | North | MIRCOM |  | Horn/Strobe |  |  |  | Module | TRUE | FHS-400-WW | ++ | Wall Mount Horn/Strobe, White | 1 | [6 empty] | FALSE | [5 empty] | #FF0070C0 | FA-NFPA 170 HORN STROBE | 1 | FALSE | FALSE | FALSE | 2012 | [13 empty] | FALSE
NFPA 170 SMOKE DETECTOR |  |  | North | MIRCOM |  | Smoke Detector |  |  |  | Module | TRUE | MIX-2251TAP w/B224RB-WH | + | Intelligent Photoelectric Sensor with 135°F Fixed Temperature Heat Detector, Relay Base | 1 | 0.0003 | 0.0065 |  |  |  |  | FALSE | TRUE |  |  |  |  | #FFFF0000 | FA-NFPA 170 SMOKE DETECTOR | 1 | FALSE | FALSE | FALSE | 1408 | [13 empty] | FALSE |  |  | P, R, 135°
NFPA 170 REMOTE ANNUNCIATOR | RISER ANNUNCIATOR |  | North | MIRCOM |  | Remote Annunciator |  |  |  | Assembly | TRUE | RAM-3500-LCD/BB-1001DR | + | Remote LCD Annunciator with 4-line display. Mounts in a BB-1000 Series enclosure. | 1 | [6 empty] | TRUE | [5 empty] | #FFFF0000 | FA-NFPA 170 REMOTE ANNUNCIATOR | 1 | FALSE | FALSE | FALSE | 255 | [13 empty] | FALSE
NFPA 170 SMOKE DETECTOR |  |  | North | MIRCOM |  | Smoke Detector |  |  |  | Module | TRUE | MIX-2251AP w/B200SR-WH | + | Intelligent Photoelectric Smoke Sensor, Sounder Base | 1 | 0.0003 | 0.0065 |  |  |  |  | FALSE | TRUE |  |  |  |  | #FFFF0000 | FA-NFPA 170 SMOKE DETECTOR | 1 | FALSE | FALSE | FALSE | 1408 | [13 empty] | FALSE |  |  | P, SB
NFPA 170 SMOKE DETECTOR |  |  | North | MIRCOM |  | Smoke Detector |  |  |  | Module | TRUE | MIX-2251TAP w/B210LP | + | Intelligent Photoelectric Sensor with 135°F Fixed Temperature Heat Detector, Standard Base | 1 | 0.0003 | 0.0065 |  |  |  |  | FALSE | TRUE |  |  |  |  | #FFFF0000 | FA-NFPA 170 SMOKE DETECTOR | 1 | FALSE | FALSE | FALSE | 1408 | [13 empty] | FALSE |  |  | P, 135°
|  |  | North | MIRCOM |  | Hardware |  |  |  | Hardware | TRUE | CCH-5014 |  | CUSTOM MOUNTING KIT FOR BB-5014 | 1 | [6 empty] | FALSE | [5 empty] | #FFFFFFFF |  |  | FALSE | FALSE | FALSE | [14 empty] | FALSE
NFPA 170 FIRE ALARM CONTROL UNIT | RISER FACP |  | North | MIRCOM |  | Fire Alarm Control Unit |  |  |  | Assembly | TRUE | FX-2009-12NDS/BB-5014 |  | NETWORK FIRE ALARM CONTROL PANEL IN 60"H x 30"W x 7"D ENCLOSURE | 1 | [6 empty] | FALSE | [5 empty] | #FFFF0000 | FA-NFPA 170 FIRE ALARM CONTROL UNIT | 1 | FALSE | FALSE | FALSE | 202 | [8 empty] | 7,12,18 |  |  |  |  | TRUE
NFPA 170 HEAT DETECTOR |  |  | North | MIRCOM |  | Heat Detector |  |  |  | Module | TRUE | MIX-5351AP w/B200SR-LF-WH | ++ | Intelligent Heat Detector, Fixed Temperature, White - UL, Low Frequency Sounder Base | 1 | 0.0002 | 0.0045 |  |  |  |  | FALSE | TRUE |  |  |  |  | #FFFF0000 | FA-NFPA 170 HEAT DETECTOR | 1 | FALSE | FALSE | FALSE | 1403 | [13 empty] | FALSE |  |  | 135° FT¦LF
|  |  | North | MIRCOM | [5 empty] | Module | TRUE | QAA-5415-25 | ++ | 25 Volt Quad 15 Watt Amplifier | 1 | [12 empty] | #FFFFFFFF |  |  | FALSE | FALSE | FALSE
NFPA 170 DUCT SMOKE DETECTOR |  |  | North | MIRCOM |  | Duct Smoke Detector |  |  |  | Module | TRUE | MIX-DH3100R |  | ADDRESSABLE DUCT SMOKE DETECTOR WITH RELAY | 1 | [6 empty] | FALSE | TRUE |  |  |  |  | #FFFF0000 | FA-NFPA 170 DUCT SMOKE DETECTOR | 1 | FALSE | FALSE | FALSE | 1400 | [13 empty] | FALSE
NFPA 170 LOCAL OPERATOR CONSOLE | RISER LOC |  | North | MIRCOM |  | Local Operator Console |  |  |  | Assembly | TRUE | FX-LOC |  | LOCAL OPERATING CONSOLE ENCLOSURE FOR FXMNS(R), WHITE | 1 | [6 empty] | FALSE | [5 empty] | #FFFF0000 | FA-NFPA 170 LOCAL OPERATOR CONSOLE | 1 | FALSE | FALSE | FALSE | 301 | [8 empty] | 7,12,18 |  |  |  |  | TRUE
NFPA 170 SPEAKER STROBE |  |  | North | MIRCOM |  | Speaker/Strobe |  |  |  | Module | TRUE | SPPS-204-25R | ++ | Wall mounted speaker strobe 25V red | 1 | [6 empty] | FALSE | [5 empty] | #FF0070C0 | FA-NFPA 170 SPEAKER STROBE | 1 | FALSE | FALSE | FALSE | 2021 | [13 empty] | FALSE
NFPA 170 STROBE WALL |  |  | North | MIRCOM |  | Strobe |  |  |  | Module | TRUE | FS-400-RR | + | Wall Mount Strobe, Red | 1 | [6 empty] | FALSE | [5 empty] | #FF0070C0 | FA-NFPA 170 STROBE WALL | 1 | FALSE | FALSE | FALSE | 2023 | [13 empty] | FALSE
NFPA 170 HEAT DETECTOR |  |  | North | MIRCOM |  | Heat Detector |  |  |  | Module | TRUE | MIX-5251RB w/B200SR | + | White, Low-profile rate-of-rise thermal sensor, Sounder Base | 1 | 0.0003 | 0.0065 |  |  |  |  | FALSE | TRUE |  |  |  |  | #FFFF0000 | FA-NFPA 170 HEAT DETECTOR | 1 | FALSE | FALSE | FALSE | 1403 | [13 empty] | FALSE |  |  | R
NFPA 170 FIRE ALARM CONTROL UNIT | RISER FACP |  | North | MIRCOM |  | Fire Alarm Control Unit |  |  |  | Assembly | TRUE | FX-400 | + | Single Loop, 318 Point Intelligent Fire Alarm Control Unit with built-in UDACT/Digital Communicator, expandable to 954 points with ALC-636 Dual Loop controller module. Includes UB-1024DS back box and DOX-1024DSR red door | 1 | [6 empty] | FALSE | [5 empty] | #FFFF0000 | FA-NFPA 170 FIRE ALARM CONTROL UNIT | 1 | FALSE | FALSE | FALSE | 202 | [8 empty] | 7,12,18 |  |  |  |  | TRUE
NFPA 170 HEAT DETECTOR |  |  | North | MIRCOM |  | Heat Detector |  |  |  | Module | TRUE | MIX-5251B w/B501 | + | White, Low-profile 135°F fixed thermal sensor, Standard Base | 1 | 0.0003 | 0.0065 |  |  |  |  | FALSE | TRUE |  |  |  |  | #FFFF0000 | FA-NFPA 170 HEAT DETECTOR | 1 | FALSE | FALSE | FALSE | 1403 | [13 empty] | FALSE |  |  | 135°
NFPA 170 ADDRESSABLE OUTPUT MODULE |  |  | North | MIRCOM |  | Addressable Control/Relay |  |  |  | Module | TRUE | MIX-M500RAP | + | Relay Module | 1 | 0.0003 | 0.0055 |  |  |  |  | FALSE | [5 empty] | #FFFF0000 | FA-NFPA 170 ADDRESSABLE OUTPUT MODULE | 1 | FALSE | FALSE | FALSE | 1100 | [13 empty] | FALSE |  |  | R
NFPA 170 SMOKE DETECTOR |  |  | North | MIRCOM |  | Smoke Detector |  |  |  | Module | TRUE | SD-100-4WP | ++ | 4 wire Photoelectric Smoke Detector with remote LED output, includes 6-inch base. | 1 | 0.00014 | 0.09 |  |  |  |  | TRUE | TRUE |  |  |  |  | #FFFF0000 | FA-NFPA 170 SMOKE DETECTOR | 1 | FALSE | FALSE | FALSE | 1408
NFPA 170 HEAT DETECTOR |  |  | North | MIRCOM |  | Heat Detector |  |  |  | Module | TRUE | MIX-5351RAP w/B200SR-LF-WH | ++ | Intelligent Heat Detector, Fixed Temperature with Rate-of-Rise Detection, White - UL, Low Frequency Sounder Base | 1 | 0.0002 | 0.0045 |  |  |  |  | FALSE | TRUE |  |  |  |  | #FFFF0000 | FA-NFPA 170 HEAT DETECTOR | 1 | FALSE | FALSE | FALSE | 1403 | [13 empty] | FALSE |  |  | 135° FTR¦LF
NFPA 170 HEAT DETECTOR |  |  | North | MIRCOM |  | Heat Detector |  |  |  | Module | TRUE | MIX-4030-ISO w/MIX-4001 | + | Heat Detector (with built-in short circuit isolator) | 1 | 0.00016 | 0.0032 |  |  |  |  | FALSE | TRUE |  |  |  |  | #FFFF0000 | FA-NFPA 170 HEAT DETECTOR | 1 | FALSE | FALSE | FALSE | 1408 | [13 empty] | FALSE |  |  | ISO
EQUIPMENT ENCLOSURE |  |  | North | MIRCOM |  | Enclosure |  |  |  | Module | TRUE | ENCL-SPPS-WP | ++ | RED WEATHER PROTECTED ENCLOSURE FOR SPPS WALL MOUNT SERIES | 1 | [6 empty] | FALSE | [5 empty] | #FFFF0000 | FA-EQUIPMENT ENCLOSURE | 1 | FALSE | FALSE | FALSE | [14 empty] | FALSE
NFPA 170 MANUAL PULL |  |  | North | MIRCOM |  | Manual Station |  |  |  | Module | TRUE | MS-704U | + | Yellow Single Action Emergency Manual Station c/w 2 Form “C” Contacts | 1 | [6 empty] | FALSE | [5 empty] | #FFFF0000 | FA-NFPA 170 MANUAL PULL | 1 | FALSE | FALSE | FALSE | 957 | [13 empty] | FALSE
|  |  | North | MIRCOM |  | Cards & Components |  |  |  | Card | TRUE | QMT-5302NV CARD |  | MASTER NETWORK TELEPHONE MODULE FOR FXMNS, VERTICAL MOUNT. FOR USE IN BBX-FXMNS | 1 | [6 empty] | TRUE | [5 empty] | #FFFFFFFF |  |  | FALSE | FALSE | FALSE | [14 empty] | FALSE
NFPA 170 MANUAL PULL |  |  | North | MIRCOM |  | Manual Station |  |  |  | Module | TRUE | MPS-810MP | ++ | Estación Manual de doble acción, direccionable, protocolo MP de una etapa, con listado ULC | 1 | 0.002 | 0.0033 |  |  | 30 | 15 | FALSE |  |  |  | 5 ½” H x 4 1/8” W x 1 3/8” D |  | #FFFF0000 | FA-NFPA 170 MANUAL PULL | 1 | FALSE | FALSE | FALSE | 957 | [13 empty] | FALSE
NFPA 170 HEAT DETECTOR |  |  | North | MIRCOM |  | Heat Detector |  |  |  | Module | TRUE | MIX-5251HAP w/B200SR | + | White, Low-profile 190°F fixed thermal sensor, Sounder Base | 1 | 0.0003 | 0.0065 |  |  |  |  | FALSE | TRUE |  |  |  |  | #FFFF0000 | FA-NFPA 170 HEAT DETECTOR | 1 | FALSE | FALSE | FALSE | 1403 | [13 empty] | FALSE |  |  | 190°
NFPA 170 VOICE EVACUATION CONTROL UNIT |  |  | North | MIRCOM |  | Voice Evac Control Unit |  |  |  | Assembly | TRUE | QX-MINI-W (25v) | + | Master Panel: Microphone, Main Display, Main Board , 1 x 30W Amplifier, Deadfront, White Door, Backbox, Back Plate, Transformer | 1 | [6 empty] | FALSE | [5 empty] | #FFFF0000 | FA-NFPA 170 VOICE EVACUATION CONTROL UNIT | 1 | FALSE | FALSE | FALSE | 211 | [8 empty] | 7,12,18 |  |  | 9.5 |  | TRUE
|  |  | North | MIRCOM |  | Cards & Components |  |  |  | Card | TRUE | FX-400 Main Board | + | FX-400 Main Board | 1 | 0.225 | 0.43 |  |  |  |  | TRUE | [5 empty] | #FFFFFFFF |  |  | FALSE | FALSE | FALSE | [14 empty] | FALSE
|  |  | North | MIRCOM |  | Hardware |  |  |  | Hardware | TRUE | UB-1024DS |  | Universal Backbox. | 1 | [6 empty] | FALSE | [5 empty] | #FFFFFFFF |  |  | FALSE | FALSE | FALSE | [14 empty] | FALSE
|  |  | North | MIRCOM |  | Hardware |  |  |  | Hardware | TRUE | BAT-12V55A |  | 12 VOLT 55AH BATTERIES | 1 | [6 empty] | FALSE | [5 empty] | #FFFFFFFF |  |  | FALSE | FALSE | FALSE | [14 empty] | FALSE
NFPA 170 MANUAL PULL |  |  | North | MIRCOM |  | Manual Station |  |  |  | Module | TRUE | MS-702 | + | Dual Stage Single Action Manual Station | 1 | [6 empty] | FALSE | [5 empty] | #FFFF0000 | FA-NFPA 170 MANUAL PULL | 1 | FALSE | FALSE | FALSE | 957 | [13 empty] | FALSE
NFPA 170 HEAT DETECTOR |  |  | North | MIRCOM |  | Heat Detector |  |  |  | Module | TRUE | MIX-5351RAP w/B501-WHITE | ++ | Intelligent Heat Detector, Fixed Temperature with Rate-of-Rise Detection, White - UL, 4" Flangeless mounting base | 1 | 0.0002 | 0.0045 |  |  |  |  | FALSE | TRUE |  |  |  |  | #FFFF0000 | FA-NFPA 170 HEAT DETECTOR | 1 | FALSE | FALSE | FALSE | 1403 | [13 empty] | FALSE |  |  | 135° FTR
NFPA 170 SMOKE DETECTOR |  |  | North | MIRCOM |  | Smoke Detector |  |  |  | Module | TRUE | MIX-2351TAP w/B300-6 | ++ | Intelligent Photoelectric smoke detector with Thermal - UL | 1 | 0.0002 | 0.0045 |  |  |  |  | FALSE | TRUE |  |  |  |  | #FFFF0000 | FA-NFPA 170 SMOKE DETECTOR | 1 | FALSE | FALSE | FALSE | 1408 | [13 empty] | FALSE |  |  | P
NFPA 170 SMOKE DETECTOR |  |  | North | MIRCOM |  | Smoke Detector |  |  |  | Module | TRUE | MIX-4010 w/MIX-4003-R | + | Photoelectric Smoke Detector w/Relay Base | 1 | 0.00016 | 0.0032 |  |  |  |  | FALSE | TRUE |  |  |  |  | #FFFF0000 | FA-NFPA 170 SMOKE DETECTOR | 1 | FALSE | FALSE | FALSE | 1408 | [13 empty] | FALSE |  |  | P
NFPA 170 DUCT SMOKE DETECTOR |  |  | North | MIRCOM |  | Duct Smoke Detector |  |  |  | Module | TRUE | MIX-DH3100 |  | ALPHA INTELLIGENT PHOTOELECTRIC LOW-FLOW DUCT SMOKE DETECTOR | 1 | [6 empty] | FALSE | TRUE |  |  |  |  | #FFFF0000 | FA-NFPA 170 DUCT SMOKE DETECTOR | 1 | FALSE | FALSE | FALSE | 1400 | [13 empty] | FALSE
|  |  | North | MIRCOM | [5 empty] | Module | TRUE | BB-1003D/DR/DS/DB | new | Remote Annunciator Enclosure Houses three module. “D” White “DR” Red "DS" Stainless Steel or "DB" for Black Door. | 1 | [12 empty] | #FFFFFFFF |  |  | FALSE | FALSE | FALSE
NFPA 170 SMOKE DETECTOR |  |  | North | MIRCOM |  | Smoke Detector |  |  |  | Module | TRUE | MIX-2251TB w/B210LP | + | Intelligent Photoelectric Sensor with 135°F Fixed Temperature Heat Detector, Standard Base | 1 | 0.0003 | 0.0065 |  |  |  |  | FALSE | TRUE |  |  |  |  | #FFFF0000 | FA-NFPA 170 SMOKE DETECTOR | 1 | FALSE | FALSE | FALSE | 1408 | [13 empty] | FALSE |  |  | P, 135°
NFPA 170 HEAT DETECTOR |  |  | North | MIRCOM |  | Heat Detector |  |  |  | Module | TRUE | MIX-5251B w/B200SR-LF | + | White, Low-profile 135°F fixed thermal sensor, Low Frequency Sounder Base | 1 | 0.0003 | 0.0065 |  |  |  |  | FALSE | TRUE |  |  |  |  | #FFFF0000 | FA-NFPA 170 HEAT DETECTOR | 1 | FALSE | FALSE | FALSE | 1403 | [13 empty] | FALSE |  |  | 135°¦LF
NFPA 170 SMOKE DETECTOR |  |  | North | MIRCOM |  | Smoke Detector |  |  |  | Module | TRUE | MIX-1251B w/B200SR-LF-WH | + | Intelligent Ionization Smoke Sensor, Low Frequency Sounder Base | 1 | 0.0003 | 0.0065 |  |  |  |  | FALSE | TRUE |  |  |  |  | #FFFF0000 | FA-NFPA 170 SMOKE DETECTOR | 1 | FALSE | FALSE | FALSE | 1408 | [13 empty] | FALSE |  |  | I, LF
|  |  | North | MIRCOM | [5 empty] | Module | TRUE | FDX-008WKI | new | Fan Damper Control Module provides switch operation of 7 fan damper zones and one keyswitch operation of the 8th fan damper zone | 1 | [12 empty] | #FFFFFFFF |  |  | FALSE | FALSE | FALSE
|  |  | North | MIRCOM |  | Cards & Components |  |  |  | Card | TRUE | QMT-5302N CARD |  | MASTER NETWORK TELEPHONE CONTROL MODULE | 1 | 0.003 | 0.013 |  |  |  |  | TRUE | [5 empty] | #FFFFFFFF |  |  | FALSE | FALSE | FALSE | [14 empty] | FALSE
|  |  | North | MIRCOM |  | Cards & Components |  |  |  | Card | TRUE | FX-3318 Main Board | + | FX-3318 Main Board | 1 | 0.225 | 0.43 |  |  |  |  | TRUE | [5 empty] | #FFFFFFFF |  |  | FALSE | FALSE | FALSE | [14 empty] | FALSE
NFPA 170 MANUAL PULL |  |  | North | MIRCOM |  | Manual Station |  |  |  | Module | TRUE | MS-401AP | + | Advanced Protocol Intelligent Single Stage Manual Station | 1 | 0.0006 | 0.0054 |  |  |  |  | FALSE | [5 empty] | #FFFF0000 | FA-NFPA 170 MANUAL PULL | 1 | FALSE | FALSE | FALSE | 957 | [13 empty] | FALSE
NFPA 170 MANUAL PULL |  |  | North | MIRCOM |  | Manual Station |  |  |  | Module | TRUE | MS-702MP | + | Intelligent Key-Resettable Two Stage Manual Station MP- ULC | 1 | 0.002 | 0.0033 |  |  |  |  | FALSE | [5 empty] | #FFFF0000 | FA-NFPA 170 MANUAL PULL | 1 | FALSE | FALSE | FALSE | 957 | [13 empty] | FALSE
NFPA 170 REMOTE ANNUNCIATOR | RISER ANNUNCIATOR |  | North | MIRCOM |  | Remote Annunciator |  |  |  | Module | TRUE | RAXN-4000LCD | ++ | Remote Network LCD Annunciator c/w 4 x 20 LCD display | 1 | 0.139 | 0.164 | [10 empty] | #FFFF0000 | FA-NFPA 170 REMOTE ANNUNCIATOR | 1 | FALSE | FALSE | FALSE
|  |  | North | MIRCOM |  | Hardware |  |  |  | Hardware | TRUE | DOX-1024DS | + | White front door for UB-1024DS backbox. | 1 | [6 empty] | FALSE | [5 empty] | #FFFFFFFF |  |  | FALSE | FALSE | FALSE | [14 empty] | FALSE
NFPA 170 REMOTE ANNUNCIATOR |  |  | North | MIRCOM |  | Remote Annunciator |  |  |  | Module | TRUE | RAM-3318-LCD | + | Remote LCD Annunciator in Enclosure | 1 | 0.07 | 0.1 |  |  |  |  | TRUE | [5 empty] | #FFFF0000 | FA-NFPA 170 REMOTE ANNUNCIATOR | 1 | FALSE | FALSE | FALSE | [14 empty] | FALSE
NFPA 170 ADDRESSABLE OUTPUT MODULE |  |  | North | MIRCOM |  | Addressable Control/Relay |  |  |  | Module | TRUE | SC-6 | ++ | Six Input notification module | 6 | 0.00225 | 0.035 |  |  | 24 |  | FALSE |  |  |  | 6.8” x 5.8” x 1.25” (17.27 cm x 14.73 cm x 3.18 cm) |  | #FFFF0000 | FA-NFPA 170 ADDRESSABLE OUTPUT MODULE | 1 | FALSE | FALSE | FALSE | 1000 | [13 empty] | FALSE |  |  | 6
NFPA 170 NOTIFICATION CIRCUIT EXTENDER PANEL | RISER NAC |  | North | MIRCOM | [5 empty] | Assembly | TRUE | BPS-1002 | F | 10-Amp, 24-Volt Power Supply | [7 empty] | FALSE | FALSE |  |  |  |  | #FFFF0000 | FA-NFPA 170 NOTIFICATION CIRCUIT EXTENDER PANEL | 1 | FALSE | FALSE |  | 212 | [8 empty] | 7,12,18 |  |  |  |  | TRUE
NFPA 170 REMOTE ANNUNCIATOR |  |  | North | MIRCOM |  | Remote Annunciator |  |  |  | Module | TRUE | RAM-216 | ++ | Zone Ancillary Annunciator | 1 | 0.035 | 0.14 |  |  |  |  | TRUE | [5 empty] | #FFFF0000 | FA-NFPA 170 REMOTE ANNUNCIATOR | 1 | FALSE | FALSE | FALSE | [14 empty] | FALSE
|  |  | North | MIRCOM |  | Cards & Components |  |  |  | Card | TRUE | BB-700WP |  | WEATHERPROOF SURFACE MOUNT BACKBOX | 1 | [6 empty] | TRUE | [5 empty] | #FFFFFFFF |  |  | FALSE | FALSE | FALSE | [14 empty] | FALSE
NFPA 170 FIRE ALARM CONTROL UNIT | RISER FACP |  | North | MIRCOM |  | Fire Alarm Control Unit |  |  |  | Assembly | TRUE | FA-106R | ++ | Six Zone Fire Alarm, Red Door | 1 | [6 empty] | FALSE | [5 empty] | #FFFF0000 | FA-NFPA 170 FIRE ALARM CONTROL UNIT | 1 | FALSE | FALSE | FALSE | 202 | [8 empty] | 5,7 |  | 7 |  |  | TRUE
NFPA 170 ADDRESSABLE OUTPUT MODULE |  |  | North | MIRCOM |  | Addressable Control/Relay |  |  |  | Module | TRUE | CR-6 | ++ | Six Relay Control Module | 6 | 0.00145 | 0.032 |  |  | 24 |  | FALSE |  |  |  | 6.8" H × 5.8" W × 1.0" D |  | #FFFF0000 | FA-NFPA 170 ADDRESSABLE OUTPUT MODULE | 1 | FALSE | FALSE | FALSE | 1000 | [13 empty] | FALSE |  |  | 6
NFPA 170 REMOTE ANNUNCIATOR | RISER ANNUNCIATOR |  | North | MIRCOM |  | Remote Annunciator |  |  |  | Module | TRUE | RAX-LCD-LITE/BB-1001 | + | LCD ANNUNCIATOR, BB-1001 ENCLOSURE | 1 | 0.065 | 0.08 |  |  |  |  | FALSE | [5 empty] | #FFFF0000 | FA-NFPA 170 REMOTE ANNUNCIATOR | 1 | FALSE | FALSE | FALSE | 255 | [13 empty] | FALSE
|  |  | North | MIRCOM |  | Cards & Components |  |  |  | Card | TRUE | RB-MD-1093 |  | Two Door Controller Board with IP Capability | 1 | [6 empty] | TRUE | [5 empty] | #FFFFFFFF |  |  | FALSE | FALSE | FALSE | [14 empty] | FALSE
|  |  | North | MIRCOM | [5 empty] | Module | TRUE | OGN-TWR-STD | new | Industrial Tower/Rack Appliance /w Long Life & Stability | 1 | [12 empty] | #FFFFFFFF |  |  | FALSE | FALSE | FALSE
|  |  | North | MIRCOM | [5 empty] | Module | TRUE | QAA-5230-70/25 | ++ | 2 Zone 30W Amplifier | 1 | 0.055 | 0.35 | [10 empty] | #FFFFFFFF |  |  | FALSE | FALSE | FALSE
|  |  | North | MIRCOM |  | Cards & Components |  |  |  | Card | TRUE | FA-300-6DDR Main Board |  | Six Zone LCD Display Fire Alarm Control Panel with UDACT/Digital Communicator | 1 | 0.142 | 0.312 |  |  |  |  | TRUE | [5 empty] | #FFFFFFFF |  |  | FALSE | FALSE | FALSE | [14 empty] | FALSE
NFPA 170 HORN STROBE |  |  | North | MIRCOM |  | Horn/Strobe |  |  |  | Module | TRUE | FHS-400-LF-RR | ++ | Red Wall/Ceiling Mount Low Frequency Sounder Strobe | 1 | [6 empty] | FALSE | [5 empty] | #FF0070C0 | FA-NFPA 170 HORN STROBE | 1 | FALSE | FALSE | FALSE | 2012 | [13 empty] | FALSE |  |  | LF
|  |  | North | MIRCOM | [5 empty] | Module | TRUE | ALCN-960MISO | ++ | Quad Intelligent Analog Loop Module | 1 | 0.2 | 0.23 | [10 empty] | #FFFFFFFF |  |  | FALSE | FALSE | FALSE
|  |  | North | MK Battery |  | Hardware |  |  |  | Hardware | TRUE | BATT-12260 |  | 26 AH Battery | 1 | [6 empty] | FALSE |  | SURFACE |  | PROVIDED ("WX"HX"D) | N/A | #FFFFFFFF |  |  | FALSE | FALSE | FALSE |  |  |  | N/A | [10 empty] | FALSE
|  |  | North | MK Battery |  | Hardware |  |  |  | Hardware | TRUE | BAT-1270 |  | 7 AH Battery | 1 | [6 empty] | FALSE |  | SURFACE |  | PROVIDED | N/A | #FFFFFFFF |  |  | FALSE | FALSE | FALSE |  |  |  | N/A | [10 empty] | FALSE
|  |  | North | Monaco Enterprises |  | Cards & Components |  |  |  | Card | TRUE | 227-966-CE MAIN BOARD |  |  | 1 | [6 empty] | TRUE | [5 empty] | #FFFFFFFF |  |  | FALSE | FALSE | FALSE
NFPA 170 SMOKE DETECTOR |  |  | North | Monaco Enterprises |  | Smoke Detector |  |  |  | Module | TRUE | 723-003-00 w/B116LP | + | DETECTOR,SYS:PHOTOELECTRIC DETECTOR WITH 135 DEGREE FIXED TEMP THRM | 1 | 0.00012 | 0.1 |  |  |  |  | TRUE | TRUE |  |  |  |  | #FFFF0000 | FA-NFPA 170 SMOKE DETECTOR | 1 | FALSE | FALSE | FALSE | 1408
NFPA 170 SPEAKER STROBE |  |  | North | Monaco Enterprises |  | Speaker/Strobe |  |  |  | Module | TRUE | 580-115-00 |  | SPEAKER STB:RED,T-1,WM,INDOOR,24V,NO LTR,CLEAR,15-185 CANDELA,1/4-2W | 1 | 0 | 0.063 |  |  |  |  | FALSE | [5 empty] | #FF0070C0 | FA-NFPA 170 SPEAKER STROBE | 1 | FALSE | FALSE | FALSE | 2019 | [13 empty] | FALSE
|  |  | North | Monaco Enterprises |  | Cards & Components |  |  |  | Card | TRUE | 703-164-00 (25V) Main Board | + | Main Board | 1 | 0.12 | 9 |  |  |  |  | TRUE | FALSE |  |  |  |  | #FFFFFFFF |  |  | FALSE | FALSE | FALSE | [14 empty] | FALSE
|  |  | North | Monaco Enterprises |  | Hardware |  |  |  | Hardware | TRUE | 709-026-00 |  | Backbox, surface mount | 1 | [12 empty] | #FFFFFFFF |  |  | FALSE | FALSE | FALSE
NFPA 170 DUCT SMOKE DETECTOR |  |  | North | Monaco Enterprises |  | Duct Smoke Detector |  |  |  | Module | TRUE | DNR w/723-600-00 | + | DETECTOR,SYSTEM:PHOTOELECTRIC,15-32VDC,RMT TEST | 1 | 0.0003 | 0.0065 |  |  |  |  | FALSE | TRUE | FLUSH |  | N/A | N/A | #FFFF0000 | FA-NFPA 170 DUCT SMOKE DETECTOR | 1 | FALSE | FALSE | FALSE | 1400 |  |  | 3242-1653:0209 | [10 empty] | FALSE
NFPA 170 SMOKE DETECTOR |  |  | North | Monaco Enterprises |  | Smoke Detector |  |  |  | Module | TRUE | 725-313-00 |  | DETECTOR,SMOKE:SINGLE-ENDED REFLECTIVE BEAM,10.2-32VDC,W/SENSITIVITY TEST | 1 | 0.017 | 0.0385 |  |  |  |  | FALSE | TRUE |  |  |  |  | #FFFF0000 | FA-NFPA 170 SMOKE DETECTOR | 1 | FALSE | FALSE | FALSE | 1408 | [13 empty] | FALSE
NFPA 170 SMOKE DETECTOR |  |  | North | Monaco Enterprises |  | Smoke Detector |  |  |  | Module | TRUE | 724-345-00 |  | Low profile, plug-in addressable ionization smoke detector head | 1 | [7 empty] | TRUE |  |  |  |  | #FFFF0000 | FA-NFPA 170 SMOKE DETECTOR | 1 | FALSE | FALSE | FALSE | 1408
NFPA 170 ADDRESSABLE INPUT MONITOR MODULE |  |  | North | Monaco Enterprises |  | Addressable Module |  |  |  | Module | TRUE | 729-143-00 | + | MODULE:MINI-MONITOR,INTEL | 1 | 0.0004 | 0.0004 |  |  |  |  | FALSE | [5 empty] | #FFFF0000 | FA-NFPA 170 ADDRESSABLE INPUT MONITOR MODULE | 1 | FALSE | FALSE | FALSE | 1000 | [13 empty] | FALSE |  |  | M
NFPA 170 HORN |  |  | North | Monaco Enterprises |  | Horn |  |  |  | Module | TRUE | 585-104-00 |  | HORN:WHITE,T-1,WM,INDOOR,24V,NO LETTERING | 1 | 0 | 0.043 |  |  |  |  | FALSE | [5 empty] | #FF0070C0 | FA-NFPA 170 HORN | 1 | FALSE | FALSE | FALSE | 2010 | [13 empty] | FALSE
NFPA 170 FIRE ALARM CONTROL UNIT | RISER FACP |  | North | Monaco Enterprises |  | Fire Alarm Control Unit |  |  |  | Assembly | TRUE | 227-965-xx |  | MAAP-X point reporting, addressable, fire alarm control, mass notification, voice evacuation panel, integrated radio transceiver—single comm: One AAC II backplane for ADCs/SOCs One ADC supporting 198 addressable devices One SOC, 25 VAC RMS, 32W audio output NEMA 1 flush-mount red enclosure28" H x 18" W x 3.6" D Two 12V/18 Ah batteries | 1 | [12 empty] | #FFFF0000 | FA-NFPA 170 FIRE ALARM CONTROL UNIT | 1 | FALSE | FALSE | FALSE | 202 | [13 empty] | TRUE
NFPA 170 FIRE ALARM CONTROL PANEL | RISER FACP |  | North | Monaco Enterprises | [5 empty] | Assembly | TRUE | 227-955-CE |  | MAAP-X point reporting, addressable, fire alarm control, mass notification, voice evacuation panel, integrated radio transceiver—single comm, Europe:  One AAC II backplane for ADCs/SOCs One ADC supporting 198 addressable devices One SOC, 25 VAC RMS, 32W audio output NEMA 1 surface-mount red enclosure28" H x 18" W x 3.6" D Two 12V/18 Ah batteries | [13 empty] | #FFFF0000 | FA-NFPA 170 FIRE ALARM CONTROL PANEL | 1 | FALSE | FALSE |  | 202 | [13 empty] | TRUE
NFPA 170 SMOKE DETECTOR |  |  | North | Monaco Enterprises |  | Smoke Detector |  |  |  | Module | TRUE | 723-601-00 w/729-212-00 | ++ | Intelligent Photoelectric Smoke Detector, Plug-in, Low Profile, Remote Test in Duct, AP/CLIP, White, Type II, 6.875" LF Sounder Base | 1 | 0.0002 | 0.002 |  |  |  |  | FALSE | TRUE |  |  |  |  | #FFFF0000 | FA-NFPA 170 SMOKE DETECTOR | 1 | FALSE | FALSE | FALSE | 1408 | [13 empty] | FALSE |  |  | LF
|  |  | North | Monaco Enterprises |  | Cards & Components |  |  |  | Card | TRUE | 703-167-00 (25V) Main Board | + | Main Board | 1 | 0.12 | 9 |  |  |  |  | TRUE | FALSE |  |  |  |  | #FFFFFFFF |  |  | FALSE | FALSE | FALSE | [14 empty] | FALSE
|  |  | North | Monaco Enterprises |  | Cards & Components |  |  |  | Card | TRUE | 227-551 Main Board |  | 227-551 Main Board | 1 | [6 empty] | TRUE | [5 empty] | #FFFFFFFF |  |  | FALSE | FALSE | FALSE | [14 empty] | FALSE
NFPA 170 FIRE ALARM CONTROL UNIT | RISER FACP |  | North | Monaco Enterprises |  | Fire Alarm Control Unit |  |  |  | Assembly | TRUE | 227-855-MN |  | MAAP(+) Point Reporting MNS, 28-inch-high × 18-inch-wide × 3.6-inch-deep NEMA 1 surface mount enclosure, no radio, with interface to BT-XM2 | 1 | [12 empty] | #FFFF0000 | FA-NFPA 170 FIRE ALARM CONTROL UNIT | 1 | FALSE | FALSE | FALSE | 202 | [13 empty] | TRUE
|  |  | North | Monaco Enterprises |  | Cards & Components |  |  |  | Card | TRUE | 227-966-xx MAIN BOARD | ++ |  | 1 | [6 empty] | TRUE | [5 empty] | #FFFFFFFF |  |  | FALSE | FALSE | FALSE
|  |  | North | Monaco Enterprises |  | Cards & Components |  |  |  | Card | TRUE | 176-206-00 | + | Fire Zone Card | 1 | 0.003 | 0.003 |  |  |  |  | TRUE | [5 empty] | #FFFFFFFF |  |  | FALSE | FALSE | FALSE
NFPA 170 NOTIFICATION CIRCUIT EXTENDER PANEL | RISER NAC |  | North | Monaco Enterprises |  | Notification Circuit Extender Panel |  |  |  | Assembly | TRUE | 404-106-00 | + | Type I NAC Distributed Power Extender, 10A, emulates synchronization signals compatible with sync module P/N 367-047-00 | 1 | [12 empty] | #FFFF0000 | FA-NFPA 170 NOTIFICATION CIRCUIT EXTENDER PANEL | 1 | FALSE | FALSE | FALSE | 212 | [11 empty] | 10 |  | TRUE
|  |  | North | Monaco Enterprises |  | Cards & Components |  |  |  | Card | TRUE | 729-133-00 | + | BASE,DET:6.1",ISOLATOR | 1 | 0.00045 | 0.00045 |  |  |  |  | TRUE | FALSE |  |  |  |  | #FFFFFFFF |  |  | FALSE | FALSE | FALSE | [14 empty] | FALSE
NFPA 170 HEAT DETECTOR |  |  | North | Monaco Enterprises |  | Heat Detector |  |  |  | Module | TRUE | 721-124-00 w/B200SR-WH | + | DETECTOR,HEAT:135 F,RATE-OF-RISE & FIXED,INTELLIGENT,LOW PROFILE,HEAD | 1 | 0.0003 | 0.0065 |  |  |  |  | FALSE | TRUE |  |  |  |  | #FFFF0000 | FA-NFPA 170 HEAT DETECTOR | 1 | FALSE | FALSE | FALSE | 1403 | [13 empty] | FALSE |  |  | R
FIRECAD ANTENNA |  |  | North | Monaco Enterprises |  | Wireless Component |  |  |  | Module | TRUE | 190-212-00 | VHF Antenna, Omnidirectional | Weather Resistant Antenna | 1 | [6 empty] | TRUE | [5 empty] | #FFFF0000 | FA-FIRECAD ANTENNA | 1 | FALSE | FALSE | FALSE
NFPA 170 FIRE ALARM COMMUNICATOR |  |  | North | Monaco Enterprises |  | Communicator |  |  |  | Assembly | TRUE | 227-623-xx | + | BT-XM mass notification transceiver with narrowband radio and capacity for hard-wire communication in a 20" H x 12" W x 4" D red enclosure; specify frequency. Audio board is standard. | 1 | [6 empty] | FALSE | [5 empty] | #FFFF0000 | FA-NFPA 170 FIRE ALARM COMMUNICATOR | 1 | FALSE | FALSE | FALSE | 251 | [8 empty] | 7 |  |  |  |  | TRUE
|  |  | North | Monaco Enterprises |  | Cards & Components |  |  |  | Card | TRUE | 227-957-xx MAIN BOARD |  |  | 1 | [6 empty] | TRUE | [5 empty] | #FFFFFFFF |  |  | FALSE | FALSE | FALSE
NFPA 170 SMOKE DETECTOR |  |  | North | Monaco Enterprises |  | Smoke Detector |  |  |  | Module | TRUE | 723-003-00 w/B110RLP | + | DETECTOR,SYS:PHOTOELECTRIC DETECTOR WITH 135 DEGREE FIXED TEMP THRM | 1 | 0.00012 | 0.062 |  |  |  |  | TRUE | TRUE |  |  |  |  | #FFFF0000 | FA-NFPA 170 SMOKE DETECTOR | 1 | FALSE | FALSE | FALSE | 1408
NFPA 170 FIRE ALARM CONTROL UNIT | RISER FACP |  | North | Monaco Enterprises |  | Fire Alarm Control Unit |  |  |  | Assembly | TRUE | 227-966-xx | ++ | MAAP-X point reporting, addressable, fire alarm control, mass notification, voice evacuation panel, integrated radio transceiver—single comm: -One AAC II backplane for ADCs/SOCs -One ADC supporting 198 addressable devices -One SOC, 25 VAC RMS, 32 W audio output -NEMA 1 flush-mount red enclosure | 1 | [10 empty] | 43 in. H x 18 in. W x 3.6 in. D |  | #FFFF0000 | FA-NFPA 170 FIRE ALARM CONTROL UNIT | 1 | FALSE | FALSE | FALSE | 202 | [8 empty] | 18 | 4 | 18 |  |  | TRUE
NFPA 170 FIRE ALARM CONTROL UNIT | RISER FACP |  | North | Monaco Enterprises |  | Fire Alarm Control Unit |  |  |  | Assembly | TRUE | 227-869-xx |  | MAAP(+) Point Reporting 24" Nema 3R enclosure, Specify Frequency | 1 | [12 empty] | #FFFF0000 | FA-NFPA 170 FIRE ALARM CONTROL UNIT | 1 | FALSE | FALSE | FALSE | 202 | [13 empty] | TRUE
NFPA 170 HEAT DETECTOR |  |  | North | Monaco Enterprises |  | Heat Detector |  |  |  | Module | TRUE | 722-121-00 w/B210LP | + | DETECTOR,HEAT:135 F,FIXED,INTELLIGENT,LOW PROFILE,HEAD | 1 | 0.0003 | 0.0065 |  |  |  |  | FALSE | TRUE |  |  |  |  | #FFFF0000 | FA-NFPA 170 HEAT DETECTOR | 1 | FALSE | FALSE | FALSE | 1403 | [13 empty] | FALSE |  |  | 135°
NFPA 170 AMPLIFIER RACK | RISER AMP |  | North | Monaco Enterprises |  | Amplifier |  |  |  | Assembly | TRUE | 703-167-00 (70V) | + | Audio Booster 80W, 115 VAC, 50/60 Hz, two 2A strobe circuits | 1 | [6 empty] | FALSE | [5 empty] | #FFFF0000 | FA-NFPA 170 AMPLIFIER RACK | 1 | FALSE | FALSE | FALSE | 300 | [8 empty] | 7,12,18,26 |  |  | 7.5 | 50 | TRUE
NFPA 170 FIRE ALARM CONTROL UNIT | RISER FACP |  | North | Monaco Enterprises |  | Fire Alarm Control Unit |  |  |  | Assembly | TRUE | 227-857-MN |  | MAAP(+) Point Reporting MNS, 60-inch-high × 18-inch-wide × 3.6-inch-deep surface mount enclosure, no radio, with interface to BT-XM2 | 1 | [12 empty] | #FFFF0000 | FA-NFPA 170 FIRE ALARM CONTROL UNIT | 1 | FALSE | FALSE | FALSE | 202 | [13 empty] | TRUE
NFPA 170 STROBE WALL |  |  | North | Monaco Enterprises |  | Strobe |  |  |  | Module | TRUE | 367-097-00 |  | STROBE:RED,T-1,WALL MOUNT,INDOOR,24V,WHITE FIRE LTR,CLR LENS,15-185 CANDELA | 1 | 0 | 0.043 |  |  |  |  | FALSE | [5 empty] | #FF0070C0 | FA-NFPA 170 STROBE WALL | 1 | FALSE | FALSE | FALSE | 2023 | [13 empty] | FALSE
|  |  | North | Monaco Enterprises |  | Hardware |  |  |  | Hardware | TRUE | 703-192-00 | + | Speaker Splitter Mounting Bracket. Required when audio splitter P/N 703-163-00 is used. NOTE Bracket supports two audio splitters (P/N 703-163-00). | 1 | [12 empty] | #FFFFFFFF |  |  | FALSE | FALSE | FALSE
NFPA 170 FIRE ALARM CONTROL PANEL | RISER FACP |  | North | Monaco Enterprises | [5 empty] | Assembly | TRUE | 227-955-EN |  | MAAP-X point reporting, addressable, fire alarm control, mass notification, voice evacuation panel, hard-wire—single comm: One AAC II backplane for ADCs/SOCs One ADC supporting 198 addressable devices One SOC, 25 VAC RMS, 32W audio output NEMA 1 surface-mount red enclosure28" H x 18" W x 3.6" D Two 12V/18 Ah batteriesDoes not support D-21 Central live voice; for options contact Monaco. | [13 empty] | #FFFF0000 | FA-NFPA 170 FIRE ALARM CONTROL PANEL | 1 | FALSE | FALSE |  | 202 | [13 empty] | TRUE
NFPA 170 HORN STROBE |  |  | North | Monaco Enterprises |  | Horn/Strobe |  |  |  | Module | TRUE | 585-098-00 | + | HORN STB:RED,T-1,WM,2-WIRE,INDOOR,24V,CLR LENS,WH FIRE LTR,15-185 CANDELA | 1 | 0 | 0.245 |  |  |  |  | FALSE | [5 empty] | #FF0070C0 | FA-NFPA 170 HORN STROBE | 1 | FALSE | FALSE | FALSE | 2012 | [13 empty] | FALSE
|  |  | North | Monaco Enterprises |  | Hardware |  |  |  | Hardware | TRUE | 302-203-00 |  | TOOL:DETECTOR INSTALLATION/REMOVAL TOOL FOR USE WITH SYSTEM SENSOR PLUG-IN | 1 | [6 empty] | TRUE | [5 empty] | #FFFFFFFF |  |  | FALSE | FALSE | FALSE
NFPA 170 HEAT DETECTOR |  |  | North | Monaco Enterprises |  | Heat Detector |  |  |  | Module | TRUE | 721-408-00 |  | DETECTOR HEAT:MECHANICAL,194F,RR/FXD,DUAL CIRCUIT | 1 | [6 empty] | FALSE | TRUE |  |  |  |  | #FFFF0000 | FA-NFPA 170 HEAT DETECTOR | 1 | FALSE | FALSE | FALSE | 1403 | [13 empty] | FALSE
NFPA 170 BATTERY CABINET |  |  | North | Monaco Enterprises |  | Enclosure |  |  |  | Module | TRUE | 081-172-00 | ++ | Batteries with enclosure: Four 12V/18 Ah batteries in a 20" H x 16" W x 6" D red, NEMA 3R battery enclosure with wire harness and tamper switch for use with BT-X 12VDC panels. Provides 12VDC 72Ah | 1 | [12 empty] | #FFFF0000 | FA-NFPA 170 BATTERY CABINET | 1 | FALSE | FALSE | FALSE
NFPA 170 FIRE ALARM CONTROL UNIT | RISER FACP |  | North | Monaco Enterprises |  | Fire Alarm Control Unit |  |  |  | Assembly | TRUE | 227-856-xx |  | MAAP(+) Point Reporting, Narrowband surface-mount M-2 Addressable Control Panel with one AAC, one ADC, and four 12V/18 Ah batteries in a 43-inch-high × 18-inch-wide × 3.6-inch-deep NEMA 1 enclosure with space for one optional expansion backplanes, Specify Frequency | 1 | [12 empty] | #FFFF0000 | FA-NFPA 170 FIRE ALARM CONTROL UNIT | 1 | FALSE | FALSE | FALSE | 202 | [13 empty] | TRUE
|  |  | North | Monaco Enterprises | [5 empty] | Module | TRUE | 227-623-00 MAIN BOARD |  | MAIN BOARD | 1 | [6 empty] | TRUE | [5 empty] | #FFFFFFFF |  |  | FALSE | FALSE | FALSE
|  |  | North | Monaco Enterprises | [5 empty] | Card | TRUE | 227-955-EN MAIN BOARD |  |  |  | 0.15 | 0.25 |  |  |  |  | TRUE | [5 empty] | #FFFFFFFF |  |  | FALSE | FALSE
|  |  | North | Monaco Enterprises |  | Hardware |  |  |  | Hardware | TRUE | 709-029-00 |  | Weatherproof Backbox, dust and rain-tight | 1 | [12 empty] | #FFFFFFFF |  |  | FALSE | FALSE | FALSE
|  |  | North | Monaco Enterprises |  | Cards & Components |  |  |  | Card | TRUE | 227-955-xx Master Unit | ++ | Master Unit | 1 | 0.395 | 0.395 |  |  |  |  | TRUE | [5 empty] | #FFFFFFFF |  |  | FALSE | FALSE | FALSE
|  |  | North | Monaco Enterprises |  | Cards & Components |  |  |  | Card | TRUE | 404-190-00 Main Board | ++ | Main Board | 1 |  |  | 10 |  |  |  | TRUE | FALSE |  |  |  |  | #FFFFFFFF |  |  | FALSE | FALSE | FALSE | [14 empty] | FALSE
NFPA 170 LOCAL OPERATOR CONSOLE | RISER LOC |  | North | Monaco Enterprises |  | Local Operator Console |  |  |  | Assembly | TRUE | 710-072-51 | + | MAAP-X LOC Keypad, 12 tactile push buttons for pre-recorded MNS messages, PTT Mic for live voice, red NEMA 1 surface-mount enclosure | 1 | 0.03 | 0.061 |  |  |  |  | FALSE | FALSE |  |  |  |  | #FFFF0000 | FA-NFPA 170 LOCAL OPERATOR CONSOLE | 1 | FALSE | FALSE | FALSE | 211 | [8 empty] | 18 |  | 18 |  |  | TRUE
NFPA 170 SMOKE DETECTOR |  |  | North | Monaco Enterprises |  | Smoke Detector |  |  |  | Module | TRUE | 723-353-00 w/B200SR-WH | + | DETECTOR,SYSTEM:PHOTOELECTRIC,15-32VDC,INTELLIGENT,HEAD | 1 | 0.0003 | 0.0065 |  |  |  |  | FALSE | TRUE |  |  |  |  | #FFFF0000 | FA-NFPA 170 SMOKE DETECTOR | 1 | FALSE | FALSE | FALSE | 1408 | [13 empty] | FALSE |  |  | P, SB
NFPA 170 FIRE ALARM CONTROL UNIT | RISER FACP |  | North | Monaco Enterprises |  | Fire Alarm Control Unit |  |  |  | Assembly | TRUE | 227-856-MN |  | MAAP(+) Point Reporting MNS, 43-inch-high × 18-inch-wide × 3.6-inch-deep NEMA 1 surface mount enclosure, no radio, with interface to BT-XM2 | 1 | [12 empty] | #FFFF0000 | FA-NFPA 170 FIRE ALARM CONTROL UNIT | 1 | FALSE | FALSE | FALSE | 202 | [13 empty] | TRUE
NFPA 170 BELL |  |  | North | Monaco Enterprises |  | Bell |  |  |  | Module | TRUE | 581-422-00 |  | Motorized Bell - 6" (152mm), 24Vdc, 85mA, Red | 1 | [6 empty] | FALSE | [5 empty] | #FFFF0000 | FA-NFPA 170 BELL | 1 | FALSE | FALSE | FALSE | 2000 | [13 empty] | FALSE
NFPA 170 LOCAL OPERATOR CONSOLE | RISER LOC |  | North | Monaco Enterprises |  | Cards & Components |  |  |  | Card | TRUE | 176-286-02 | ++ | MAAP-X LOC Multiplexer Kit; RS-422 to eight RS-485 ports and eight live voice audio ports with surge suppression, to support MAAP-X LOC/RDU Touch Screens and LOC Keypads per output | 1 | 0.235 | 0.235 |  |  |  |  | FALSE | FALSE |  |  |  |  | #FFFF0000 | FA-NFPA 170 LOCAL OPERATOR CONSOLE | 1 | FALSE | FALSE | FALSE | 211 | [8 empty] | 18 |  |  |  |  | TRUE
NFPA 170 SMOKE CO DETECTOR |  |  | North | Monaco Enterprises |  | Smoke/CO Detector |  |  |  | Module | TRUE | 725-605-00 w/729-209-00 | ++ | Intelligent Smoke/CO Detector, plug-in, low profile, AP Only, white, Type II, Sounder Base | 1 | 0.0002 | 0.002 |  |  |  |  | FALSE | TRUE |  |  |  |  | #FFFF0000 | FA-NFPA 170 SMOKE CO DETECTOR | 1 | FALSE | FALSE | FALSE | 1402 | [13 empty] | FALSE |  |  | SB
NFPA 170 STROBE WALL |  |  | North | Monaco Enterprises |  | Strobe |  |  |  | Module | TRUE | 367-099-00 |  | STROBE:WHITE,T-1,WM,INDOOR,24V,RED ALERT LTR,CLR LENS,15-185 CANDELA | 1 | 0 | 0.043 |  |  |  |  | FALSE | [5 empty] | #FF0070C0 | FA-NFPA 170 STROBE WALL | 1 | FALSE | FALSE | FALSE | 2023 | [13 empty] | FALSE
NFPA 170 LOCAL OPERATOR CONSOLE | RISER LOC |  | North | Monaco Enterprises |  | Local Operator Console |  |  |  | Assembly | TRUE | 710-072-02 | + | MAAP-X LOC/RDU touch screen, fire/MNS, 19" H, flush- mount | 1 | 0.235 | 0.235 |  |  |  |  | FALSE | FALSE |  |  |  |  | #FFFF0000 | FA-NFPA 170 LOCAL OPERATOR CONSOLE | 1 | FALSE | FALSE | FALSE | 211 | [8 empty] | 18 |  |  |  |  | TRUE
NFPA 170 FIRE ALARM COMMUNICATOR |  |  | North | Monaco Enterprises |  | Cards & Components |  |  |  | Card | TRUE | 176-208-00 | + | Audio Board | 1 | 0.055 | 0.055 |  |  |  |  | FALSE | [5 empty] | #FFFF0000 | FA-NFPA 170 FIRE ALARM COMMUNICATOR | 1 | FALSE | FALSE | FALSE | 251 | [8 empty] | 7 |  |  |  |  | TRUE
NFPA 170 AMPLIFIER RACK | RISER AMP |  | North | Monaco Enterprises |  | Amplifier |  |  |  | Assembly | TRUE | 703-165-00 (25V) | + | Audio Booster 320W, 115 VAC, 50/60 Hz, no power for strobe circuits | 1 | [6 empty] | FALSE | [5 empty] | #FFFF0000 | FA-NFPA 170 AMPLIFIER RACK | 1 | FALSE | FALSE | FALSE | 300 | [8 empty] | 7,12,18,26 |  |  | 7.5 | 50 | TRUE
NFPA 170 HORN |  |  | North | Monaco Enterprises |  | Horn |  |  |  | Module | TRUE | 585-100-00 |  | HORN:RED,T-1,WM,INDOOR,24V,NO LETTERING | 1 | 0 | 0.047 |  |  |  |  | FALSE | [5 empty] | #FF0070C0 | FA-NFPA 170 HORN | 1 | FALSE | FALSE | FALSE | 2010 | [13 empty] | FALSE
FIRECAD ANTENNA |  |  | North | Monaco Enterprises |  | Wireless Component |  |  |  | Module | TRUE | 198-021-01 | VHF Antenna, Standard | Lightning Arrestor Kit with PL-259 VHF UL Listed Arrestor, with two 10" strip coaxial seal, mounting bracket, terminal lug with hardware and 8" x 8" x 6" NEMA 3R enclosure (P/N 081-076-01) | 1 | [6 empty] | TRUE | [5 empty] | #FFFF0000 | FA-FIRECAD ANTENNA | 1 | FALSE | FALSE | FALSE
GenericN AUX POWER SUPPLY | GenericN AUX POWER SUPPLY |  | North | Monaco Enterprises |  | Auxilliary Power Supply |  |  |  | Assembly | TRUE | 404-190-00 | ++ | Power Supply/Battery Charger, 10/8A, 115 VAC, 60 Hz, with four 2.5A Class 2 power limited outputs | 1 | [6 empty] | FALSE | FALSE |  |  |  |  | #FFFF0000 | FA-GenericN AUX POWER SUPPLY | 1 | FALSE | FALSE | FALSE | 212 | [8 empty] | 8,12 |  | 12 |  |  | TRUE
|  |  | North | Monaco Enterprises |  | Cards & Components |  |  |  | Card | TRUE | 703-165-00 (70V) Main Board | + | Main Board | 1 | 0.12 | 9 |  |  |  |  | TRUE | FALSE |  |  |  |  | #FFFFFFFF |  |  | FALSE | FALSE | FALSE | [14 empty] | FALSE
NFPA 170 HEAT DETECTOR |  |  | North | Monaco Enterprises |  | Heat Detector |  |  |  | Module | TRUE | 721-124-00 w/B224RB-WH | + | DETECTOR,HEAT:135 F,RATE-OF-RISE & FIXED,INTELLIGENT,LOW PROFILE,HEAD | 1 | 0.0003 | 0.0065 |  |  |  |  | FALSE | TRUE |  |  |  |  | #FFFF0000 | FA-NFPA 170 HEAT DETECTOR | 1 | FALSE | FALSE | FALSE | 1403 | [13 empty] | FALSE |  |  | R
|  |  | North | Monaco Enterprises |  | Hardware |  |  |  | Hardware | TRUE | 729-205-01 |  | TUBE,SAMPLING:2'-4' DUCT | 1 | [6 empty] | FALSE |  | FLUSH |  | N/A | N/A | #FFFFFFFF |  |  | FALSE | FALSE | FALSE |  |  |  | 3242-1653:0209 | [10 empty] | FALSE
|  |  | North | Monaco Enterprises |  | Hardware |  |  |  | Hardware | TRUE | 400-713-00 | + | Battery, SLA, rechargeable, 12V/12 Ah, quick connect, 5.94"L x 3.86"W x 3.86"H, 7.92 lb. | 1 | [12 empty] | #FFFFFFFF |  |  | FALSE | FALSE | FALSE
NFPA 170 HEAT DETECTOR |  |  | North | Monaco Enterprises |  | Heat Detector |  |  |  | Module | TRUE | 721-121-00 w/B200SR-LF-WH | + | DETECTOR,HEAT:135 F,RATE-OF-RISE & FIXED,INTELLIGENT,LOW PROFILE,HEAD | 1 | 0.0003 | 0.0065 |  |  |  |  | FALSE | TRUE |  |  |  |  | #FFFF0000 | FA-NFPA 170 HEAT DETECTOR | 1 | FALSE | FALSE | FALSE | 1403 | [13 empty] | FALSE |  |  | LF¦R
NFPA 170 SMOKE DETECTOR |  |  | North | Monaco Enterprises |  | Smoke Detector |  |  |  | Module | TRUE | 723-345-00 w/B200SR-LF-WH | + | DETECTOR,SYSTEM:IONIZATION,15-32VDC,INTELLIGENT,HEAD | 1 | 0.0007 | 0.06 |  |  |  |  | FALSE | TRUE |  |  |  |  | #FFFF0000 | FA-NFPA 170 SMOKE DETECTOR | 1 | FALSE | FALSE | FALSE | 1408 | [13 empty] | FALSE |  |  | P, LF
NFPA 170 HEAT DETECTOR |  |  | North | Monaco Enterprises |  | Heat Detector |  |  |  | Module | TRUE | 722-121-00 w/B200SR-LF-WH | + | DETECTOR,HEAT:135 F,FIXED,INTELLIGENT,LOW PROFILE,HEAD | 1 | 0.0003 | 0.0065 |  |  |  |  | FALSE | TRUE |  |  |  |  | #FFFF0000 | FA-NFPA 170 HEAT DETECTOR | 1 | FALSE | FALSE | FALSE | 1403 | [13 empty] | FALSE |  |  | 135°¦LF
|  |  | North | Monaco Enterprises |  | Cards & Components |  |  |  | Card | TRUE | 404-106-00 MAIN BOARD | + |  | 1 | 0.09 | 0.175 |  |  |  |  | TRUE | [5 empty] | #FFFFFFFF |  |  | FALSE | FALSE | FALSE
FIRECAD ANTENNA |  |  | North | Monaco Enterprises |  | Wireless Component |  |  |  | Module | TRUE | 190-403-01 | VHF Antenna, Omnidirectional | BSA-3 UHF antenna, omnidirectional, 3.4 dbd gain, 406–420 MHz, PL-259 female connector, mounting hardware, ground clamp, coaxial seal. Must be cut to frequency. | 1 | [6 empty] | TRUE | [5 empty] | #FFFF0000 | FA-FIRECAD ANTENNA | 1 | FALSE | FALSE | FALSE
NFPA 170 STROBE CEILING |  |  | North | Monaco Enterprises |  | Strobe |  |  |  | Module | TRUE | 367-105-00 |  | STROBE:WHT,T-1,CM,INDOOR,24V,RED ALERT LTR,CLEAR LENS,15-177 CANDELA | 1 | 0 | 0.111 |  |  |  |  | FALSE | TRUE |  |  |  |  | #FF0070C0 | FA-NFPA 170 STROBE CEILING | 1 | FALSE | FALSE | FALSE | 2022 | [13 empty] | FALSE |  |  | C
NFPA 170 SPEAKER WALL |  |  | North | Monaco Enterprises |  | Speaker |  |  |  | Module | TRUE | 124-092-00 |  | SPEAKER:RED,T-1,INDOOR,24V,WALL MOUNT,NO LETTERING,25/70.7V,1/4-2WATT | 1 | [6 empty] | FALSE | [5 empty] | #FF0070C0 | FA-NFPA 170 SPEAKER WALL | 1 | FALSE | FALSE | FALSE | 2021 | [13 empty] | FALSE
NFPA 170 ADDRESSABLE OUTPUT MODULE |  |  | North | Monaco Enterprises |  | Addressable Control/Relay |  |  |  | Module | TRUE | 729-221-00 | ++ | Intelligent Relay Control Module, 2 Form C Contacts, AP/CLIP, White, Type II | 2 | 0.0003 | 0.0055 |  |  |  |  | FALSE | [5 empty] | #FFFF0000 | FA-NFPA 170 ADDRESSABLE OUTPUT MODULE | 1 | FALSE | FALSE | FALSE | 1100 | [13 empty] | FALSE |  |  | R
NFPA 170 STROBE WALL |  |  | North | Monaco Enterprises |  | Strobe |  |  |  | Module | TRUE | 367-104-00 |  | STROBE:RED,T-1,WALL MOUNT,INDOOR,24V,NO LTR,CLR LENS,15-185 CANDELA | 1 | 0 | 0.043 |  |  |  |  | FALSE | [5 empty] | #FF0070C0 | FA-NFPA 170 STROBE WALL | 1 | FALSE | FALSE | FALSE | 2023 | [13 empty] | FALSE
NFPA 170 EMERGENCY COMMUNICATIONS CONTROL UNIT |  |  | North | Monaco Enterprises |  | Cards & Components |  |  |  | Card | TRUE | 176-286-03 | ++ | MAAP-X Text Display Multiplexer Kit for CORE III Systems | 1 | 0.03 | 0.03 |  |  |  |  | TRUE | [5 empty] | #FFFF0000 | FA-NFPA 170 EMERGENCY COMMUNICATIONS CONTROL UNIT | 1 | FALSE | FALSE | FALSE | 107
NFPA 170 FIRE ALARM CONTROL UNIT | RISER FACP |  | North | Monaco Enterprises |  | Fire Alarm Control Unit |  |  |  | Assembly | TRUE | 227-965-CE |  | MAAP-X point reporting, addressable, fire alarm control, mass notification, voice evacuation panel, integrated radio transceiver—single comm, Europe:  One AAC II backplane for ADCs/SOCs One ADC supporting 198 addressable devices One SOC, 25 VAC RMS, 32W audio output NEMA 1 flush-mount red enclosure28" H x 18" W x 3.6" D Two 12V/18 Ah batteries | 1 | [12 empty] | #FFFF0000 | FA-NFPA 170 FIRE ALARM CONTROL UNIT | 1 | FALSE | FALSE | FALSE | 202 | [13 empty] | TRUE
|  |  | North | Monaco Enterprises |  | Cards & Components |  |  |  | Card | TRUE | 227-811-xx |  | MAAP(+) electronics package assembly upgrade for existing MAAP-2 (legacy addressable). and M-2 Conventional (except 19" enclosures). Replaces the M CPU, power supply, display, and radio (Specify Frequency). Provides replacement AAC and one ADC. Note: Existing ADC cards may be used with the upgrade. | 1 | [6 empty] | TRUE | [5 empty] | #FFFFFFFF |  |  | FALSE | FALSE | FALSE
|  |  | North | Monaco Enterprises |  | Cards & Components |  |  |  | Card | TRUE | 227-968-CE MAIN BOARD |  |  | 1 | [6 empty] | TRUE | [5 empty] | #FFFFFFFF |  |  | FALSE | FALSE | FALSE
NFPA 170 GAS DETECTOR |  |  | North | Monaco Enterprises |  | Gas Detection |  |  |  | Module | TRUE | 725-603-00 w/729-228-00 | ++ | Intelligent CO Detector, plug-in, low profile, AP Only, white, Type II, Standard Base | 1 | 0.0002 | 0.002 |  |  |  |  | FALSE | TRUE |  |  |  |  | #FFFF0000 | FA-NFPA 170 GAS DETECTOR | 1 | FALSE | FALSE | FALSE | 1402 | [13 empty] | FALSE
NFPA 170 SMOKE DETECTOR |  |  | North | Monaco Enterprises |  | Smoke Detector |  |  |  | Module | TRUE | 723-002-00 w/B110LP | + | DETECTOR,SYSTEM:PHOTOELECTRIC,2-WIRE,4-WIRE,1.66" HEIGHT,HEAD | 1 | 0.00012 | 0.13 |  |  |  |  | TRUE | TRUE |  |  |  |  | #FFFF0000 | FA-NFPA 170 SMOKE DETECTOR | 1 | FALSE | FALSE | FALSE | 1408
NFPA 170 AMPLIFIER RACK | RISER AMP |  | North | Monaco Enterprises |  | Amplifier |  |  |  | Assembly | TRUE | 703-164-00 (25V) | + | Audio Booster 160W, 115 VAC, 50/60 Hz, no power for strobe circuits | 1 | [6 empty] | FALSE | [5 empty] | #FFFF0000 | FA-NFPA 170 AMPLIFIER RACK | 1 | FALSE | FALSE | FALSE | 300 | [8 empty] | 7,12,18,26 |  |  | 7.5 | 50 | TRUE
NFPA 170 FIRE ALARM CONTROL UNIT | RISER FACP |  | North | Monaco Enterprises |  | Fire Alarm Control Unit |  |  |  | Assembly | TRUE | 227-966-CE |  | MAAP-X point reporting, addressable, fire alarm control, mass notification, voice evacuation panel, integrated radio transceiver—single comm, Europe:  One AAC II backplane for ADCs/SOCs One ADC supporting 198 addressable devices One SOC, 25 VAC RMS, 32W audio output NEMA 1 flush-mount red enclosure43" H x 18" W x 3.6" D Two 12V/18 Ah batteries | 1 | [12 empty] | #FFFF0000 | FA-NFPA 170 FIRE ALARM CONTROL UNIT | 1 | FALSE | FALSE | FALSE | 202 | [13 empty] | TRUE
NFPA 170 ISOLATION MODULE |  |  | North | Monaco Enterprises |  | Isolator Module |  |  |  | Module | TRUE | 729-140-00 | + | MODULE:ISOLATOR,INTEL | 1 | 0.00045 | 0.017 |  |  |  |  | FALSE | [5 empty] | #FFFF0000 | FA-NFPA 170 ISOLATION MODULE | 1 | FALSE | FALSE | FALSE | 1200 | [13 empty] | FALSE
|  |  | North | Monaco Enterprises | [5 empty] | Card | TRUE | 227-955-CE MAIN BOARD |  |  |  | 0.15 | 0.25 |  |  |  |  | TRUE | [5 empty] | #FFFFFFFF |  |  | FALSE | FALSE
|  |  | North | Monaco Enterprises |  | Hardware |  |  |  | Hardware | TRUE | 709-046-00 |  | Plastic breakrod (package of 12) | 1 | [12 empty] | #FFFFFFFF |  |  | FALSE | FALSE | FALSE
NFPA 170 HEAT DETECTOR |  |  | North | Monaco Enterprises |  | Heat Detector |  |  |  | Module | TRUE | 721-124-00 w/B501 | + | DETECTOR,HEAT:135 F,RATE-OF-RISE & FIXED,INTELLIGENT,LOW PROFILE,HEAD | 1 | 0.0003 | 0.0065 |  |  |  |  | FALSE | TRUE |  |  |  |  | #FFFF0000 | FA-NFPA 170 HEAT DETECTOR | 1 | FALSE | FALSE | FALSE | 1403 | [13 empty] | FALSE |  |  | R
NFPA 170 EMERGENCY COMMUNICATIONS CONTROL UNIT |  |  | North | Monaco Enterprises |  | Cards & Components |  |  |  | Card | TRUE | 710-059-10 Main Board | ++ | Main Board | 1 | 0 | 0 | 10 |  |  |  | TRUE | [5 empty] | #FFFF0000 | FA-NFPA 170 EMERGENCY COMMUNICATIONS CONTROL UNIT | 1 | FALSE | FALSE | FALSE | 107
NFPA 170 FIRE ALARM CONTROL UNIT | RISER FACP |  | North | Monaco Enterprises |  | Fire Alarm Control Unit |  |  |  | Assembly | TRUE | 227-551 |  | M-2 Integrated Radio Transceiver and Fire Alarm Control Panel, narrowband, two Class A or four Class B zones, two 12 V/18 Ah batteries, in a 28 inch × 18 inch × 3.6 inch NEMA 1 Enclosure, capacity for one Expansion Backplane with up to seven Zone Expansion Cards, Auxiliary Output Cards, or Universal Input Cards | 1 | [6 empty] | FALSE | [5 empty] | #FFFF0000 | FA-NFPA 170 FIRE ALARM CONTROL UNIT | 1 | FALSE | FALSE | FALSE | 202 | [8 empty] | 7,12,18 |  |  |  |  | TRUE
|  |  | North | Monaco Enterprises |  | Hardware |  |  |  | Hardware | TRUE | 729-160-00 | + | CABINET:FOR TWO INTELLIGENT MODULES,RED | 1 | [6 empty] | TRUE | [5 empty] | #FFFFFFFF |  |  | FALSE | FALSE | FALSE
NFPA 170 AMPLIFIER RACK | RISER AMP |  | North | Monaco Enterprises |  | Amplifier |  |  |  | Assembly | TRUE | 703-164-00 (70V) | + | Audio Booster 160W, 115 VAC, 50/60 Hz, no power for strobe circuits | 1 | [6 empty] | FALSE | [5 empty] | #FFFF0000 | FA-NFPA 170 AMPLIFIER RACK | 1 | FALSE | FALSE | FALSE | 300 | [8 empty] | 7,12,18,26 |  |  | 7.5 | 50 | TRUE
NFPA 170 FIRE ALARM CONTROL UNIT | RISER FACP |  | North | Monaco Enterprises |  | Fire Alarm Control Unit |  |  |  | Assembly | TRUE | 227-969-CE |  | MAAP-X point reporting, addressable, fire alarm control, mass notification, voice evacuation panel, integrated radio transceiver—single comm, Europe:  One AAC II backplane for ADCs/SOCs One ADC supporting 198 addressable devices One SOC, 25 VAC RMS, 32W audio output NEMA 3R surface-mount red enclosure24" H x 24" W x 8" D Two 12V/18 Ah batteries | 1 | [12 empty] | #FFFF0000 | FA-NFPA 170 FIRE ALARM CONTROL UNIT | 1 | FALSE | FALSE | FALSE | 202 | [8 empty] | 18 |  |  |  |  | TRUE
NFPA 170 SMOKE DETECTOR |  |  | North | Monaco Enterprises |  | Smoke Detector |  |  |  | Module | TRUE | 723-602-00 | ++ | Intelligent Photoelectric Smoke Detector, Plug-in, Low Profile, Remote Test in Duct, AP/CLIP, White, Type II | 1 | 0.0002 | 0.002 |  |  |  |  | FALSE | TRUE |  |  |  |  | #FFFF0000 | FA-NFPA 170 SMOKE DETECTOR | 1 | FALSE | FALSE | FALSE | 1408 | [13 empty] | FALSE |  |  | P
NFPA 170 FIRE ALARM CONTROL UNIT | RISER FACP |  | North | Monaco Enterprises |  | Fire Alarm Control Unit |  |  |  | Assembly | TRUE | 227-855-xx |  | MAAP(+) Point Reporting, Narrowband surface-mount M-2 Addressable Control Panel with one Analog Addressable Controller (AAC), one Analog Driver Card (ADC), and two 12 V/18 Ah batteries in a 28-inch-high × 18-inch-wide × 3.6-inch-deep NEMA 1 enclosure, Specify Frequency | 1 | [12 empty] | #FFFF0000 | FA-NFPA 170 FIRE ALARM CONTROL UNIT | 1 | FALSE | FALSE | FALSE | 202 | [13 empty] | TRUE
NFPA 170 GAS DETECTOR |  |  | North | Monaco Enterprises |  | Gas Detection |  |  |  | Module | TRUE | 725-603-00 w/729-209-00 | ++ | Intelligent CO Detector, plug-in, low profile, AP Only, white, Type II, Sounder Base | 1 | 0.0002 | 0.002 |  |  |  |  | FALSE | TRUE |  |  |  |  | #FFFF0000 | FA-NFPA 170 GAS DETECTOR | 1 | FALSE | FALSE | FALSE | 1402 | [13 empty] | FALSE |  |  | SB
NFPA 170 HORN STROBE |  |  | North | Monaco Enterprises |  | Horn/Strobe |  |  |  | Module | TRUE | 585-103-00 | + | HORN STB:WHITE,T-1,WM,2-WIRE,INDOOR,24V,CLR LENS,NO LTR,15-185 CANDELA | 1 | 0 | 0.119 |  |  |  |  | FALSE | [5 empty] | #FF0070C0 | FA-NFPA 170 HORN STROBE | 1 | FALSE | FALSE | FALSE | 2012 | [13 empty] | FALSE
NFPA 170 SMOKE DETECTOR |  |  | North | Monaco Enterprises |  | Smoke Detector |  |  |  | Module | TRUE | 723-353-00 w/B210LP | + | DETECTOR,SYSTEM:PHOTOELECTRIC,15-32VDC,INTELLIGENT,HEAD | 1 | 0.0003 | 0.0065 |  |  |  |  | FALSE | TRUE |  |  |  |  | #FFFF0000 | FA-NFPA 170 SMOKE DETECTOR | 1 | FALSE | FALSE | FALSE | 1408 | [13 empty] | FALSE |  |  | P
NFPA 170 FIRE ALARM COMMUNICATOR |  |  | North | Monaco Enterprises |  | Cards & Components |  |  |  | Card | TRUE | 176-206-xx | + | Zone Card | 1 | 0.003 | 0.003 |  |  |  |  | FALSE | [5 empty] | #FFFF0000 | FA-NFPA 170 FIRE ALARM COMMUNICATOR | 1 | FALSE | FALSE | FALSE | 251 | [8 empty] | 7 |  |  |  |  | TRUE
|  |  | North | Monaco Enterprises |  | Cards & Components |  |  |  | Card | TRUE | 205-032-00 |  | MAAP Printer Kit, includes power cable, ink cartridge, optoisolator with power cable, RJ-45 to DB-25 female adapter, and RJ-45 cable | 1 | [6 empty] | TRUE | [5 empty] | #FFFFFFFF |  |  | FALSE | FALSE | FALSE
NFPA 170 GAS DETECTOR |  |  | North | Monaco Enterprises |  | Gas Detection |  |  |  | Module | TRUE | 725-602-00 |  | DETECTOR,CARBON MONOXIDE:12/24VDC WITH SOUNDER BASE | 1 | 0.02 | 0.04 |  |  |  |  | FALSE | [5 empty] | #FFFF0000 | FA-NFPA 170 GAS DETECTOR | 1 | FALSE | FALSE | FALSE | 1402 | [13 empty] | FALSE |  |  | CO
NFPA 170 SPEAKER STROBE |  |  | North | Monaco Enterprises |  | Speaker/Strobe |  |  |  | Module | TRUE | 580-105-00 | + | Outdoor Speaker Strobe, Standard cd, Clear Lens, ALERT Printed | 1 | 0 | 0.181 |  |  |  |  | FALSE | FALSE |  |  |  |  | #FF0070C0 | FA-NFPA 170 SPEAKER STROBE | 1 | FALSE | FALSE | FALSE | 2019 | [13 empty] | FALSE |  |  | WP
NFPA 170 SMOKE DETECTOR |  |  | North | Monaco Enterprises |  | Smoke Detector |  |  |  | Module | TRUE | 723-345-00 w/B210LP | + | DETECTOR,SYSTEM:IONIZATION,15-32VDC,INTELLIGENT,HEAD | 1 | 0.0007 | 0.06 |  |  |  |  | FALSE | TRUE |  |  |  |  | #FFFF0000 | FA-NFPA 170 SMOKE DETECTOR | 1 | FALSE | FALSE | FALSE | 1408 | [13 empty] | FALSE |  |  | P
NFPA 170 STROBE WALL |  |  | North | Monaco Enterprises |  | Strobe |  |  |  | Module | TRUE | 367-101-00 |  | STROBE:WHITE,T-1,WM,INDOOR,24V,NO LTR,CLEAR LENS,15-185 CANDELA | 1 | 0 | 0.043 |  |  |  |  | FALSE | [5 empty] | #FF0070C0 | FA-NFPA 170 STROBE WALL | 1 | FALSE | FALSE | FALSE | 2023 | [13 empty] | FALSE
NFPA 170 SPEAKER WALL |  |  | North | Monaco Enterprises |  | Speaker |  |  |  | Module | TRUE | 124-072-00 |  | SPEAKER:0.25-2W,0.4-4KHZ,25/70.7VRMS,OUTDOOR,WEATHERPROOF BACKBOX,SQ,WHITE | 1 | [6 empty] | FALSE | FALSE |  |  |  |  | #FF0070C0 | FA-NFPA 170 SPEAKER WALL | 1 | FALSE | FALSE | FALSE | 2019 | [13 empty] | FALSE
|  |  | North | Monaco Enterprises |  | Hardware |  |  |  | Hardware | TRUE | 729-132-00 |  | Flanged adaptor base, 6.2 inches (15.7 cm) | 1 | [12 empty] | #FFFFFFFF |  |  | FALSE | FALSE | FALSE
|  |  | North | Monaco Enterprises |  | Cards & Components |  |  |  | Card | TRUE | 227-957-CE MAIN BOARD |  |  | 1 | [6 empty] | TRUE | [5 empty] | #FFFFFFFF |  |  | FALSE | FALSE | FALSE
|  |  | North | Monaco Enterprises |  | Cards & Components |  |  |  | Card | TRUE | 227-912-xx |  | MAAP-X upgrade kit for existing 28" or larger M-series fire panels (M-1, M-2, MAAP(+)) or spare Electronics Package for MAAP-X installs | 1 | [6 empty] | TRUE | [5 empty] | #FFFFFFFF |  |  | FALSE | FALSE | FALSE
NFPA 170 LOCAL OPERATOR CONSOLE | RISER LOC |  | North | Monaco Enterprises |  | Local Operator Console |  |  |  | Assembly | TRUE | 710-072-01 | + | MAAP-X LOC/RDU touch screen, fire/MNS, 19" H, surface-mount | 1 | 0.235 | 0.235 |  |  |  |  | FALSE | FALSE |  |  |  |  | #FFFF0000 | FA-NFPA 170 LOCAL OPERATOR CONSOLE | 1 | FALSE | FALSE | FALSE | 211 | [8 empty] | 18 |  | 18 |  |  | TRUE
NFPA 170 HORN STROBE |  |  | North | Monaco Enterprises |  | Horn/Strobe |  |  |  | Module | TRUE | 585-097-01 |  | HORN/STROBE:2 WIRE,135-185CD,RED,WEATHERPROOF,WALL | 1 | 0 | 0.27 |  |  |  |  | FALSE | FALSE |  |  |  |  | #FF0070C0 | FA-NFPA 170 HORN STROBE | 1 | FALSE | FALSE | FALSE | 2012 | [13 empty] | FALSE
NFPA 170 FIRE ALARM CONTROL UNIT | RISER FACP |  | North | Monaco Enterprises |  | Fire Alarm Control Unit |  |  |  | Assembly | TRUE | 404-094-00 |  | 2.5 A Power Supply/Battery Charger* | 1 | [12 empty] | #FFFF0000 | FA-NFPA 170 FIRE ALARM CONTROL UNIT | 1 | FALSE | FALSE | FALSE | 202 | [13 empty] | TRUE
|  |  | North | Monaco Enterprises |  | Cards & Components |  |  |  | Card | TRUE | 710-072-5X Main Board | + | LOC/RDU with touch screen, fire/MNS, 19" H, surface-mount, 115/230 VAC, 50/60 Hz, 72-hour battery backup | 1 | 0.03 | 0.061 |  |  |  |  | TRUE | [5 empty] | #FFFFFFFF |  |  | FALSE | FALSE | FALSE
|  |  | North | Monaco Enterprises |  | Cards & Components |  |  |  | Card | TRUE | 729-125-00 |  | BASE,DET:4" FLANGELESS,2W | 1 | [6 empty] | TRUE | FALSE |  |  |  |  | #FFFFFFFF |  |  | FALSE | FALSE | FALSE | [14 empty] | FALSE
NFPA 170 FIRE ALARM CONTROL UNIT | RISER FACP |  | North | Monaco Enterprises |  | Fire Alarm Control Unit |  |  |  | Assembly | TRUE | 227-570 |  | M-2 Integrated Radio Transceiver and Fire Alarm Control Panel, narrowband, two Class A or four Class B zones, two 12 V/18 Ah batteries, in a 20 inch × 16 inch × 6 inch NEMA 3R Surface-Mount Enclosure | 1 | [6 empty] | FALSE | [5 empty] | #FFFF0000 | FA-NFPA 170 FIRE ALARM CONTROL UNIT | 1 | FALSE | FALSE | FALSE | 202 | [8 empty] | 7,12,18 |  |  |  |  | TRUE
NFPA 170 MANUAL PULL |  |  | North | Monaco Enterprises |  | Manual Station |  |  |  | Module | TRUE | 708-007-01 |  | Explosion Proof Pull Station, Class I(C,D), II(E,F,G), & III | 1 | [6 empty] | FALSE | [5 empty] | #FFFF0000 | FA-NFPA 170 MANUAL PULL | 1 | FALSE | FALSE | FALSE | 957 | [13 empty] | FALSE
NFPA 170 HORN |  |  | North | Monaco Enterprises |  | Horn |  |  |  | Module | TRUE | 585-081-00 |  | HORN:MINI,12/24V,RED | 1 | 0 | 0.029 |  |  |  |  | FALSE | FALSE |  |  |  |  | #FF0070C0 | FA-NFPA 170 HORN | 1 | FALSE | FALSE | FALSE | 2010 | [13 empty] | FALSE
NFPA 170 SPEAKER STROBE CEILING |  |  | North | Monaco Enterprises |  | Speaker/Strobe |  |  |  | Module | TRUE | 580-112-00 | ++ | Indoor Speaker Strobe, White, Ceiling-mount, Type I | 1 | 0 | 0 |  |  |  |  | FALSE | TRUE |  |  |  |  | #FF0070C0 | FA-NFPA 170 SPEAKER STROBE CEILING | 1 | FALSE | FALSE | FALSE | 2020 | [13 empty] | FALSE |  |  | C
NFPA 170 SPEAKER CEILING |  |  | North | Monaco Enterprises |  | Speaker |  |  |  | Module | TRUE | 124-095-00 |  | SPEAKER:WHT,T-1,CM,INDOOR,NO LTR,8 IN,25/70.7V,1/8,1/4,1/2,4,8 WATT | 1 | [6 empty] | FALSE | TRUE |  |  |  |  | #FF0070C0 | FA-NFPA 170 SPEAKER CEILING | 1 | FALSE | FALSE | FALSE | 2019 | [13 empty] | FALSE |  |  | C
|  |  | North | Monaco Enterprises |  | Cards & Components |  |  |  | Card | TRUE | 176-185-00 |  | Expansion Backplane, supports seven expansion cards (ZEC, AOC, UIC) | 1 | [6 empty] | TRUE | [5 empty] | #FFFFFFFF |  |  | FALSE | FALSE | FALSE
NFPA 170 FIRE ALARM CONTROL UNIT | RISER FACP |  | North | Monaco Enterprises |  | Fire Alarm Control Unit |  |  |  | Assembly | TRUE | 227-561 |  | M-2 Integrated Radio Transceiver and Fire Alarm Control Panel, narrowband, two Class A or four Class B zones, two 12 V/18 Ah batteries, in a 19 inch × 18 inch × 3.6 inch NEMA 1 Flush-Mount Enclosure, capacity for one Expansion Backplane with up to seven Zone Expansion Cards, Auxiliary Output Cards, or Universal Input Cards | 1 | [6 empty] | FALSE | [5 empty] | #FFFF0000 | FA-NFPA 170 FIRE ALARM CONTROL UNIT | 1 | FALSE | FALSE | FALSE | 202 | [8 empty] | 7,12,18 |  |  |  |  | TRUE
NFPA 170 EMERGENCY COMMUNICATIONS CONTROL UNIT |  |  | North | Monaco Enterprises |  | Cards & Components |  |  |  | Card | TRUE | 176-268-03 | ++ | MAAP-X Text Display Interface CORE II Multiplexer | 1 | 0.082 | 0.13 |  |  |  |  | TRUE | [5 empty] | #FFFF0000 | FA-NFPA 170 EMERGENCY COMMUNICATIONS CONTROL UNIT | 1 | FALSE | FALSE | FALSE | 107
|  |  | North | Monaco Enterprises |  | Hardware |  |  |  | Hardware | TRUE | 588-082-00 |  | Backbox, surface mount | 1 | [12 empty] | #FFFFFFFF |  |  | FALSE | FALSE | FALSE
|  |  | North | Monaco Enterprises |  | Hardware |  |  |  | Hardware | TRUE | 207-617-00 |  | MAP(+) Planner Kit (Required) | 1 | [12 empty] | #FFFFFFFF |  |  | FALSE | FALSE | FALSE
|  |  | North | Monaco Enterprises |  | Cards & Components |  |  |  | Card | TRUE | 176-273-00 |  | Analog Adressable Controller II | 1 | [6 empty] | TRUE | [5 empty] | #FFFFFFFF |  |  | FALSE | FALSE | FALSE
NFPA 170 SPEAKER STROBE CEILING |  |  | North | Monaco Enterprises |  | Speaker/Strobe |  |  |  | Module | TRUE | 580-113-00 |  | SPKR STB:WHT,T-1,CM,INDOOR,24V,NO LTR,CLR,15-177 CANDELA,1/4-2W | 1 | 0 | 0.017 |  |  |  |  | FALSE | TRUE |  |  |  |  | #FF0070C0 | FA-NFPA 170 SPEAKER STROBE CEILING | 1 | FALSE | FALSE | FALSE | 2020 | [13 empty] | FALSE |  |  | C
NFPA 170 HORN STROBE |  |  | North | Monaco Enterprises |  | Horn/Strobe |  |  |  | Module | TRUE | 585-106-00 |  | HORN STB:WHITE,T-1,WM,4WIRE,INDOOR,24V,CLR LENS,RDFIRE LTR,15-185 CANDELLA | 1 | 0 | 0.44 |  |  |  |  | FALSE | FALSE |  |  |  |  | #FF0070C0 | FA-NFPA 170 HORN STROBE | 1 | FALSE | FALSE | FALSE | 2012 | [13 empty] | FALSE
NFPA 170 FIRE ALARM CONTROL UNIT | RISER FACP |  | North | Monaco Enterprises |  | Fire Alarm Control Unit |  |  |  | Assembly | TRUE | 227-866-xx |  | MAAP(+) Point Reporting, flush mount (same as 227-856-xx except for mount), Specify Frequency | 1 | [12 empty] | #FFFF0000 | FA-NFPA 170 FIRE ALARM CONTROL UNIT | 1 | FALSE | FALSE | FALSE | 202 | [13 empty] | TRUE
|  |  | North | Monaco Enterprises |  | Cards & Components |  |  |  | Card | TRUE | 710-059-10 |  | MAAP-X to Text Display Interface, Ethernet to 8 RS-485 ports. | 1 | [6 empty] | TRUE | [5 empty] | #FFFFFFFF |  |  | FALSE | FALSE | FALSE
NFPA 170 HORN STROBE |  |  | North | Monaco Enterprises |  | Horn/Strobe |  |  |  | Module | TRUE | 585-069-00 | + | HORN/STROBE:2 WIRE,STANDARD CD,RED WEATHERPROOF | 1 | 0 | 0.116 |  |  |  |  | FALSE | FALSE | FLUSH |  | 4' SQ. DEEP | 2-GANG | #FF0070C0 | FA-NFPA 170 HORN STROBE | 1 | FALSE | FALSE | FALSE | 2012 |  |  | 7125-1653:0188 | [10 empty] | FALSE |  |  | WP
NFPA 170 ADDRESSABLE INPUT MONITOR MODULE |  |  | North | Monaco Enterprises |  | Addressable Module |  |  |  | Module | TRUE | 729-218-00 | ++ | Intelligent Mini-Monitor Module, AP/CLIP, White, Type II | 1 | 0.0004 | 0.0004 |  |  |  |  | FALSE | [5 empty] | #FFFF0000 | FA-NFPA 170 ADDRESSABLE INPUT MONITOR MODULE | 1 | FALSE | FALSE | FALSE | 1000 | [13 empty] | FALSE |  |  | M
|  |  | North | Monaco Enterprises |  | Cards & Components |  |  |  | Card | TRUE | 227-965-CE MAIN BOARD |  |  | 1 | [6 empty] | TRUE | [5 empty] | #FFFFFFFF |  |  | FALSE | FALSE | FALSE
NFPA 170 SMOKE DETECTOR |  |  | North | Monaco Enterprises |  | Smoke Detector |  |  |  | Module | TRUE | 723-345-00 w/B501 | + | DETECTOR,SYSTEM:IONIZATION,15-32VDC,INTELLIGENT,HEAD | 1 | 0.0007 | 0.06 |  |  |  |  | FALSE | TRUE |  |  |  |  | #FFFF0000 | FA-NFPA 170 SMOKE DETECTOR | 1 | FALSE | FALSE | FALSE | 1408 | [13 empty] | FALSE |  |  | P
NFPA 170 SPEAKER STROBE |  |  | North | Monaco Enterprises |  | Speaker/Strobe |  |  |  | Module | TRUE | 580-111-00 | ++ | Speaker Strobe, White, Type I, Wall-mount, Indoor, 12V or 24V, Red ALERT lettering, clear lens | 1 | 0 | 0.063 |  |  |  |  | FALSE | [5 empty] | #FF0070C0 | FA-NFPA 170 SPEAKER STROBE | 1 | FALSE | FALSE | FALSE | 2019 | [13 empty] | FALSE
NFPA 170 FIRE ALARM CONTROL UNIT | RISER FACP |  | North | Monaco Enterprises |  | Fire Alarm Control Unit |  |  |  | Assembly | TRUE | 227-969-xx |  | MAAP-X point reporting, addressable, fire alarm control, mass notification, voice evacuation panel, integrated radio transceiver—single comm: One AAC II backplane for ADCs/SOCs One ADC supporting 198 addressable devices One SOC, 25 VAC RMS, 32W audio output NEMA 3R surface-mount red enclosure24" H x 24" W x 8" D Two 12V/18 Ah batteries | 1 | [12 empty] | #FFFF0000 | FA-NFPA 170 FIRE ALARM CONTROL UNIT | 1 | FALSE | FALSE | FALSE | 202 | [8 empty] | 18 |  |  |  |  | TRUE
NFPA 170 FIRE ALARM CONTROL UNIT | RISER FACP |  | North | Monaco Enterprises |  | Fire Alarm Control Unit |  |  |  | Assembly | TRUE | 227-956-EN |  | MAAP-X point reporting, addressable, fire alarm control, mass notification, voice evacuation panel, hard-wire—single comm: One AAC II backplane for ADCs/SOCs One ADC supporting 198 addressable devices One SOC, 25 VAC RMS, 32W audio output NEMA 1 surface-mount red enclosure43" H x 18" W x 3.6" D Two 12V/18 Ah batteriesDoes not support D-21 Central live voice; for options contact Monaco. | 1 | [12 empty] | #FFFF0000 | FA-NFPA 170 FIRE ALARM CONTROL UNIT | 1 | FALSE | FALSE | FALSE | 202 | [13 empty] | TRUE
NFPA 170 SMOKE DETECTOR |  |  | North | Monaco Enterprises |  | Smoke Detector |  |  |  | Module | TRUE | 723-353-00 w/B200SR-LF-WH | + | DETECTOR,SYSTEM:PHOTOELECTRIC,15-32VDC,INTELLIGENT,HEAD | 1 | 0.0003 | 0.0065 |  |  |  |  | FALSE | TRUE |  |  |  |  | #FFFF0000 | FA-NFPA 170 SMOKE DETECTOR | 1 | FALSE | FALSE | FALSE | 1408 | [13 empty] | FALSE |  |  | P, LF
|  |  | North | Monaco Enterprises |  | Cards & Components |  |  |  | Card | TRUE | 227-811-MN |  | MAAP(+) electronics package assembly MNS upgrade for existing MAAP-1 and MAAP-2 (legacy addressable) and M-2 Conventional panels (except 19" enclosures). Replaces the M CPU, power supply, and display. Provides replacement AAC and one ADC, and a BT-XM2 MNS interface. Note: Existing ADC cards may be used with the upgrade | 1 | [6 empty] | TRUE | [5 empty] | #FFFFFFFF |  |  | FALSE | FALSE | FALSE
|  |  | North | Monaco Enterprises |  | Hardware |  |  |  | Hardware | TRUE | 729-156-00 |  | Test magnet with 32-inch telescoping handle | 1 | [12 empty] | #FFFFFFFF |  |  | FALSE | FALSE | FALSE
NFPA 170 SPEAKER CEILING |  |  | North | Monaco Enterprises |  | Speaker |  |  |  | Module | TRUE | 124-094-00 |  | SPEAKER:WHITE,T-1,CM,INDOOR,NO LTR,6.8 IN,25/70.7V,1/8,1/4,1/2,1,2 WATT | 1 | [6 empty] | FALSE | TRUE |  |  |  |  | #FF0070C0 | FA-NFPA 170 SPEAKER CEILING | 1 | FALSE | FALSE | FALSE | 2019 | [13 empty] | FALSE |  |  | C
|  |  | North | Monaco Enterprises |  | Cards & Components |  |  |  | Card | TRUE | 122-012-05 |  | Handheld Push to Talk Microphone in Red Enclosure 6"x 8"x 3" with window, includes 15 foot cable for connection to MAAP-X | 1 | [6 empty] | TRUE | [5 empty] | #FFFFFFFF |  |  | FALSE | FALSE | FALSE
NFPA 170 SPEAKER STROBE |  |  | North | Monaco Enterprises |  | Speaker/Strobe |  |  |  | Module | TRUE | 580-086-01 |  | SPEAKER/STROBE,WHITE,SQUARE,15-115 CANDELA,1/4 TO 2 WATT,FIRE | 1 | 0 | 0.181 |  |  |  |  | FALSE | FALSE |  |  |  |  | #FF0070C0 | FA-NFPA 170 SPEAKER STROBE | 1 | FALSE | FALSE | FALSE | 2019 | [13 empty] | FALSE
NFPA 170 FIRE ALARM COMMUNICATOR |  |  | North | Monaco Enterprises |  | Cards & Components |  |  |  | Card | TRUE | 227-618-00 | + | BT-X iButton Keypad | 1 | 0.05 | 0.05 |  |  |  |  | FALSE | [5 empty] | #FFFF0000 | FA-NFPA 170 FIRE ALARM COMMUNICATOR | 1 | FALSE | FALSE | FALSE | 251 | [8 empty] | 7 |  |  |  |  | TRUE
NFPA 170 FIRE ALARM CONTROL UNIT | RISER FACP |  | North | Monaco Enterprises |  | Fire Alarm Control Unit |  |  |  | Assembly | TRUE | 227-968-CE |  | MAAP-X point reporting, addressable, fire alarm control, mass notification, voice evacuation panel, integrated radio transceiver—single comm, Europe:  One AAC II backplane for ADCs/SOCs One ADC supporting 198 addressable devices One SOC, 25 VAC RMS, 32W audio output NEMA 4X surface-mount red enclosure24" H x 24" W x 8" D Two 12V/18 Ah batteries | 1 | [12 empty] | #FFFF0000 | FA-NFPA 170 FIRE ALARM CONTROL UNIT | 1 | FALSE | FALSE | FALSE | 202 | [13 empty] | TRUE
|  |  | North | Monaco Enterprises |  | Cards & Components |  |  |  | Card | TRUE | 227-245-xx MAIN BOARD |  |  | 1 | 0.13 | 0.13 |  |  |  |  | TRUE | [5 empty] | #FFFFFFFF |  |  | FALSE | FALSE | FALSE
NFPA 170 HEAT DETECTOR |  |  | North | Monaco Enterprises |  | Heat Detector |  |  |  | Module | TRUE | 722-408-00 |  | DETECTOR HEAT:MECHANICAL 194 F,FIXED | 1 | [6 empty] | FALSE | TRUE |  |  |  |  | #FFFF0000 | FA-NFPA 170 HEAT DETECTOR | 1 | FALSE | FALSE | FALSE | 1403 | [13 empty] | FALSE |  |  | 194°
|  |  | North | Monaco Enterprises |  | Cards & Components |  |  |  | Card | TRUE | 703-163-00 (25V) | + | Audio Splitter (4 Class B or 2 Class A), audio splitter bracket required. | 1 | 0 | 0 |  |  |  |  | TRUE | FALSE |  |  |  |  | #FFFFFFFF |  |  | FALSE | FALSE | FALSE | [14 empty] | FALSE
|  |  | North | Monaco Enterprises |  | Cards & Components |  |  |  | Card | TRUE | 227-857-xx MAIN BOARD |  | 227-857-xx MAIN BOARD | 1 | [6 empty] | TRUE | [5 empty] | #FFFFFFFF |  |  | FALSE | FALSE | FALSE
|  |  | North | Monaco Enterprises |  | Hardware |  |  |  | Hardware | TRUE | 588-042-00 |  | BACKBOX,SURFACE MOUNT:ROUND,CEILING MOUNT,WHT,6.91" OUTSIDE DIAMETER,2.5"D | 1 | [6 empty] | FALSE | [5 empty] | #FFFFFFFF |  |  | FALSE | FALSE | FALSE | [14 empty] | FALSE
NFPA 170 SPEAKER WALL |  |  | North | Monaco Enterprises |  | Speaker |  |  |  | Module | TRUE | 124-072-50 |  | SPEAKER:RED,OUTDOOR,0.25-2W,0.4-4KHZ,25/70.7VRMS,WEATHERPROOF BACKBOX,SQ | 1 | [6 empty] | FALSE | FALSE | FLUSH |  | 5.1" X 5.7" X 2.0" (BY TSI) | N/A | #FF0070C0 | FA-NFPA 170 SPEAKER WALL | 1 | FALSE | FALSE | FALSE | 2019 |  |  | 7320-1653:0201 | [10 empty] | FALSE
NFPA 170 ADDRESSABLE OUTPUT MODULE |  |  | North | Monaco Enterprises |  | Addressable Control/Relay |  |  |  | Module | TRUE | 729-165-00 | ++ | Intelligent six relay control module, Form C contacts | 6 | 0.00145 | 0.032 |  |  | 24 | 15 | FALSE | [5 empty] | #FFFF0000 | FA-NFPA 170 ADDRESSABLE OUTPUT MODULE | 1 | FALSE | FALSE | FALSE | 1100 | [13 empty] | FALSE |  |  | R
NFPA 170 SMOKE DETECTOR |  |  | North | Monaco Enterprises |  | Smoke Detector |  |  |  | Module | TRUE | 723-002-00 w/B112LP | + | DETECTOR,SYSTEM:PHOTOELECTRIC,2-WIRE,4-WIRE,1.66" HEIGHT,HEAD | 1 | 0.00012 | 0.036 |  |  |  |  | TRUE | TRUE |  |  |  |  | #FFFF0000 | FA-NFPA 170 SMOKE DETECTOR | 1 | FALSE | FALSE | FALSE | 1408
|  |  | North | Monaco Enterprises |  | Hardware |  |  |  | Hardware | TRUE | 588-083-00 |  | Weatherproof backbox, surface mount | 1 | [12 empty] | #FFFFFFFF |  |  | FALSE | FALSE | FALSE
NFPA 170 FIRE ALARM CONTROL UNIT | RISER FACP |  | North | Monaco Enterprises |  | Fire Alarm Control Unit |  |  |  | Assembly | TRUE | 227-956-CE |  | MAAP-X point reporting, addressable, fire alarm control, mass notification, voice evacuation panel, integrated radio transceiver—single comm, Europe:  One AAC II backplane for ADCs/SOCs One ADC supporting 198 addressable devices One SOC, 25 VAC RMS, 32W audio output NEMA 1 surface-mount red enclosure43" H x 18" W x 3.6" D Two 12V/18 Ah batteries | 1 | [12 empty] | #FFFF0000 | FA-NFPA 170 FIRE ALARM CONTROL UNIT | 1 | FALSE | FALSE | FALSE | 202 | [13 empty] | TRUE
NFPA 170 FIRE ALARM CONTROL UNIT | RISER FACP |  | North | Monaco Enterprises |  | Fire Alarm Control Unit |  |  |  | Assembly | TRUE | 227-245-xx |  | MAAP-X point reporting, addressable, fire alarm control, mass notification, voice evacuation panel, integrated radio transceiver—single comm: One AAC II backplane for ADCs/SOCs One ADC supporting 198 addressable devices One SOC, 25 VAC RMS, 32W audio output NEMA 3R surface-mount red enclosure24" H x 24" W x 8" D Two 12V/18 Ah batteries | 1 | [12 empty] | #FFFF0000 | FA-NFPA 170 FIRE ALARM CONTROL UNIT | 1 | FALSE | FALSE | FALSE | 202 | [8 empty] | 18 |  |  |  |  | TRUE
FIRECAD ANTENNA |  |  | North | Monaco Enterprises |  | Wireless Component |  |  |  | Module | TRUE | 190-418-xx | VHF Antenna, Omnidirectional | Marine Rated VHF Antenna | 1 | [6 empty] | TRUE | [5 empty] | #FFFF0000 | FA-FIRECAD ANTENNA | 1 | FALSE | FALSE | FALSE
NFPA 170 SPEAKER WALL |  |  | North | Monaco Enterprises |  | Speaker |  |  |  | Module | TRUE | 124-091-00 |  | SPEAKER:WHITE,T-1,WALL MOUNT,INDOOR,24V,NO LTR,25/70.7V,1/4-2W | 1 | [6 empty] | FALSE | [5 empty] | #FF0070C0 | FA-NFPA 170 SPEAKER WALL | 1 | FALSE | FALSE | FALSE | 2021 | [13 empty] | FALSE
NFPA 170 FIRE ALARM COMMUNICATOR |  |  | North | Monaco Enterprises |  | Communicator |  |  |  | Assembly | TRUE | 227-600-xx w/BT-XM Upgrade | + | BT-XF with BT-XM upgrade in a 20" H x 12" W x 4" D red enclosure, with a narrowband radio and without an audio board for radio communication with Central. Specify frequency. | 1 | [6 empty] | FALSE | [5 empty] | #FFFF0000 | FA-NFPA 170 FIRE ALARM COMMUNICATOR | 1 | FALSE | FALSE | FALSE | 251 | [8 empty] | 7 |  |  |  |  | TRUE
NFPA 170 ADDRESSABLE OUTPUT MODULE |  |  | North | Monaco Enterprises |  | Addressable Control/Relay |  |  |  | Module | TRUE | 729-158-00 | + | MODULE:CONTROL,SUPERVISED,INTELLIGENT | 1 | 0.0004 | 0.0055 |  |  |  |  | FALSE | [5 empty] | #FFFF0000 | FA-NFPA 170 ADDRESSABLE OUTPUT MODULE | 1 | FALSE | FALSE | FALSE | 1100 | [13 empty] | FALSE |  |  | CM
NFPA 170 FIRE ALARM CONTROL UNIT | RISER FACP |  | North | Monaco Enterprises |  | Fire Alarm Control Unit |  |  |  | Assembly | TRUE | 227-857-xx |  | MAAP(+) Point Reporting, Narrowband surface-mount M-2 Addressable Control Panel with one AAC, one ADC, and four 12V/18 Ah batteries in a 60-inch-high × 18-inch-wide × 3.6-inch-deep NEMA 1 surface mount enclosure with space for three optional expansion backplanes, Specify Frequency | 1 | [12 empty] | #FFFF0000 | FA-NFPA 170 FIRE ALARM CONTROL UNIT | 1 | FALSE | FALSE | FALSE | 202 | [13 empty] | TRUE
NFPA 170 SMOKE DETECTOR |  |  | North | Monaco Enterprises |  | Smoke Detector |  |  |  | Module | TRUE | 723-003-00 w/B114LP | + | DETECTOR,SYS:PHOTOELECTRIC DETECTOR WITH 135 DEGREE FIXED TEMP THRM | 1 | 0.00012 | 0.075 |  |  |  |  | TRUE | TRUE |  |  |  |  | #FFFF0000 | FA-NFPA 170 SMOKE DETECTOR | 1 | FALSE | FALSE | FALSE | 1408
NFPA 170 HEAT DETECTOR |  |  | North | Monaco Enterprises |  | Heat Detector |  |  |  | Module | TRUE | 722-409-00 |  | DETECTOR HEAT:MECHANICAL,194F,FIXED,DUAL CIRCUIT | 1 | [6 empty] | FALSE | TRUE |  |  |  |  | #FFFF0000 | FA-NFPA 170 HEAT DETECTOR | 1 | FALSE | FALSE | FALSE | 1403 | [13 empty] | FALSE
NFPA 170 BATTERY CABINET |  |  | North | Monaco Enterprises |  | Enclosure |  |  |  | Module | TRUE | 081-182-00 | ++ | Batteries with enclosure: Two 12V/75 Ah batteries in a 12" H x 24" W x 8" D red, NEMA 1 enclosure with wire harness for use with M-2 conventional, MAAP+, MAAP-X, and Vulcan 1 FACPs. Provides 24VDC 75 Ah | 1 | [12 empty] | #FFFF0000 | FA-NFPA 170 BATTERY CABINET | 1 | FALSE | FALSE | FALSE
NFPA 170 SMOKE DETECTOR |  |  | North | Monaco Enterprises |  | Smoke Detector |  |  |  | Module | TRUE | 723-508-00 | + | DETECTOR,SYSTEM:PHOTOELECTRIC,NO THERMAL,12/24VDC,WITH 4-WIRE BASE | 1 | 0.0001 | 0.023 |  |  |  |  | TRUE | TRUE |  |  |  |  | #FFFF0000 | FA-NFPA 170 SMOKE DETECTOR | 1 | FALSE | FALSE | FALSE | 1408
NFPA 170 MANUAL PULL |  |  | North | Monaco Enterprises |  | Manual Station |  |  |  | Module | TRUE | 708-031-00 |  | Pull station, double action, SPST, terminal strip, normally open, red, non-coded, break rod, key reset. Uses the same key as the Monaco Fire Alarm Control Panels. Can be converted to a single-action by removing push bar. | 1 | 0.0004 | 0.0006 | [10 empty] | #FFFF0000 | FA-NFPA 170 MANUAL PULL | 1 | FALSE | FALSE | FALSE | 957
|  |  | North | Monaco Enterprises |  | Cards & Components |  |  |  | Card | TRUE | 729-151-00 |  | BASE,DET:24VDC,6.2" DIA,4W | 1 | [6 empty] | TRUE | FALSE |  |  |  |  | #FFFFFFFF |  |  | FALSE | FALSE | FALSE | [14 empty] | FALSE
NFPA 170 ADDRESSABLE OUTPUT MODULE |  |  | North | Monaco Enterprises |  | Addressable Control/Relay |  |  |  | Module | TRUE | 729-225-00 | + | MODULE:CONTROL,SUPERVISED,INTELLIGENT | 1 | 0.0004 | 0.0055 |  |  |  |  | FALSE | [5 empty] | #FFFF0000 | FA-NFPA 170 ADDRESSABLE OUTPUT MODULE | 1 | FALSE | FALSE | FALSE | 1100 | [13 empty] | FALSE |  |  | CM
NFPA 170 DOCUMENT BOX |  |  | North | Monaco Enterprises |  | Miscellaneous |  |  |  | Assembly | TRUE | 081-261-01 | + | Cabinet Assembly, Record Document Storage with digital storage Uses same key as Monaco Fire Alarm Control Panel (C415A). | 1 | [6 empty] | FALSE | [5 empty] | #FFFF0000 | FA-NFPA 170 DOCUMENT BOX | 1 | FALSE | FALSE | FALSE | [9 empty] | 7,12,18 |  |  |  |  | TRUE
NFPA 170 HEAT DETECTOR |  |  | North | Monaco Enterprises |  | Heat Detector |  |  |  | Module | TRUE | 722-121-00 w/B224RB-WH | + | DETECTOR,HEAT:135 F,FIXED,INTELLIGENT,LOW PROFILE,HEAD | 1 | 0.0003 | 0.0065 |  |  |  |  | FALSE | TRUE |  |  |  |  | #FFFF0000 | FA-NFPA 170 HEAT DETECTOR | 1 | FALSE | FALSE | FALSE | 1403 | [13 empty] | FALSE |  |  | 135°
|  |  | North | Monaco Enterprises |  | Hardware |  |  |  | Hardware | TRUE | 729-187-00 |  | MOUNT:MULTI-MOUNT KIT FOR SINGLE ENDED REFLECTED SMOKE DETECTOR | 1 | [6 empty] | FALSE | FALSE |  |  |  |  | #FFFFFFFF |  |  | FALSE | FALSE | FALSE | [14 empty] | FALSE
|  |  | North | Monaco Enterprises |  | Cards & Components |  |  |  | Card | TRUE | 227-856-MN MAIN BOARD |  | 227-856-MN MAIN BOARD | 1 | [6 empty] | TRUE | [5 empty] | #FFFFFFFF |  |  | FALSE | FALSE | FALSE
NFPA 170 SMOKE DETECTOR |  |  | North | Monaco Enterprises |  | Smoke Detector |  |  |  | Module | TRUE | 723-601-00 w/729-210-00 | ++ | Intelligent Photoelectric Smoke Detector, Plug-in, Low Profile, Remote Test in Duct, AP/CLIP, White, Type II, 6.875" Sounder Base | 1 | 0.0002 | 0.002 |  |  |  |  | FALSE | TRUE |  |  |  |  | #FFFF0000 | FA-NFPA 170 SMOKE DETECTOR | 1 | FALSE | FALSE | FALSE | 1408 | [13 empty] | FALSE |  |  | SB
NFPA 170 SMOKE DETECTOR |  |  | North | Monaco Enterprises |  | Smoke Detector |  |  |  | Module | TRUE | 723-601-00 w/729-215-00 | ++ | Intelligent Photoelectric Smoke Detector, Plug-in, Low Profile, Remote Test in Duct, AP/CLIP, White, Type II, 4" Standard Base | 1 | 0.0002 | 0.002 |  |  |  |  | FALSE | TRUE |  |  |  |  | #FFFF0000 | FA-NFPA 170 SMOKE DETECTOR | 1 | FALSE | FALSE | FALSE | 1408 | [13 empty] | FALSE
|  |  | North | Monaco Enterprises |  | Cards & Components |  |  |  | Card | TRUE | 227-866-xx MAIN BOARD |  | 227-866-xx MAIN BOARD | 1 | [6 empty] | TRUE | [5 empty] | #FFFFFFFF |  |  | FALSE | FALSE | FALSE
NFPA 170 SMOKE DETECTOR |  |  | North | Monaco Enterprises |  | Smoke Detector |  |  |  | Module | TRUE | 723-601-00 w/729-228-00 | ++ | Intelligent Photoelectric Smoke Detector, Plug-in, Low Profile, Remote Test in Duct, AP/CLIP, White, Type II, 6" Standard Base | 1 | 0.0002 | 0.002 |  |  |  |  | FALSE | TRUE |  |  |  |  | #FFFF0000 | FA-NFPA 170 SMOKE DETECTOR | 1 | FALSE | FALSE | FALSE | 1408 | [13 empty] | FALSE
NFPA 170 SMOKE DETECTOR |  |  | North | Monaco Enterprises |  | Smoke Detector |  |  |  | Module | TRUE | 723-003-00 w/B110LP | + | DETECTOR,SYS:PHOTOELECTRIC DETECTOR WITH 135 DEGREE FIXED TEMP THRM | 1 | 0.00012 | 0.13 |  |  |  |  | TRUE | TRUE |  |  |  |  | #FFFF0000 | FA-NFPA 170 SMOKE DETECTOR | 1 | FALSE | FALSE | FALSE | 1408
NFPA 170 SMOKE DETECTOR |  |  | North | Monaco Enterprises |  | Smoke Detector |  |  |  | Module | TRUE | 723-601-00 w/729-214-00 | ++ | Intelligent Photoelectric Smoke Detector, Plug-in, Low Profile, Remote Test in Duct, AP/CLIP, White, Type II, 6.875" Relay Base | 1 | 0.0002 | 0.002 |  |  |  |  | FALSE | TRUE |  |  |  |  | #FFFF0000 | FA-NFPA 170 SMOKE DETECTOR | 1 | FALSE | FALSE | FALSE | 1408 | [13 empty] | FALSE |  |  | RB
NFPA 170 SMOKE DETECTOR |  |  | North | Monaco Enterprises |  | Smoke Detector |  |  |  | Module | TRUE | 723-361-00 w/B200SR-WH | + | DETECTOR,SYSTEM:PHOTOELECTRIC,15-32VDC,INTELLIGENT,135F,HEAD | 1 | 0.0003 | 0.0065 |  |  |  |  | FALSE | TRUE |  |  |  |  | #FFFF0000 | FA-NFPA 170 SMOKE DETECTOR | 1 | FALSE | FALSE | FALSE | 1408 | [13 empty] | FALSE |  |  | P, SB, 135°
|  |  | North | Monaco Enterprises |  | Cards & Components |  |  |  | Card | TRUE | 176-273-99 | ++ | MAAP-X Expansion Backplane Assembly, point reporting, addressable, fire alarm control, mass notification, voice evacuation panel. Must be installed in the main MAAP-X Panel enclosure. | 1 | [6 empty] | TRUE | [5 empty] | #FFFFFFFF |  |  | FALSE | FALSE | FALSE
NFPA 170 STROBE WALL |  |  | North | Monaco Enterprises |  | Strobe |  |  |  | Module | TRUE | 367-066-01 |  | STROBE:WALL MT,WEATHERPROOF,WHITE,PLAIN | 1 | 0 | 0.158 |  |  |  |  | FALSE | FALSE |  |  |  |  | #FF0070C0 | FA-NFPA 170 STROBE WALL | 1 | FALSE | FALSE | FALSE | 2023 | [13 empty] | FALSE |  |  | WP
NFPA 170 NOTIFICATION CIRCUIT EXTENDER PANEL | RISER NAC |  | North | Monaco Enterprises |  | Notification Circuit Extender Panel |  |  |  | Assembly | TRUE | 404-126-00 | + | NAC Power Extender, 120 VAC, 60 Hz, 24 VDC, 8A total NACs and Aux 2, 4 Class B or 4 Class A NACs. Aux 1 - 1 Amp AC power only, no battery backup. Aux 2 - 1 Amp with battery backup.* | 1 | [12 empty] | #FFFF0000 | FA-NFPA 170 NOTIFICATION CIRCUIT EXTENDER PANEL | 1 | FALSE | FALSE | FALSE | 212 | [11 empty] | 8 |  | TRUE
NFPA 170 SURGE SUPPRESSOR |  |  | North | Monaco Enterprises |  | Surge Supressor |  |  |  | Module | TRUE | 210-524-00 |  | 120VAC 54kA Parallel Connected Surge Protective Device | 1 | [6 empty] | FALSE | [5 empty] | #FFFF0000 | FA-NFPA 170 SURGE SUPPRESSOR | 1 | FALSE | FALSE | FALSE | 6001 | [13 empty] | FALSE |  |  | 120v
FIRECAD ANTENNA |  |  | North | Monaco Enterprises |  | Wireless Component |  |  |  | Module | TRUE | 626-000-02 | VHF Antenna, Standard | Coaxial cable, 50Ω mini RG-8X, preassembled Type 1, 40 ft | 1 | [6 empty] | TRUE | [5 empty] | #FFFF0000 | FA-FIRECAD ANTENNA | 1 | FALSE | FALSE | FALSE
|  |  | North | Monaco Enterprises |  | Cards & Components |  |  |  | Card | TRUE | 227-857-MN MAIN BOARD |  | 227-857-MN MAIN BOARD | 1 | [6 empty] | TRUE | [5 empty] | #FFFFFFFF |  |  | FALSE | FALSE | FALSE
NFPA 170 DUCT SMOKE DETECTOR |  |  | North | Monaco Enterprises |  | Duct Smoke Detector |  |  |  | Module | TRUE | 723-368-00 | + | DETECTOR,SYSTEM:DUCT,PHOTOELECTRIC,24VDC,FLEX,4-WIRE | 1 | 0.021 | 0.065 |  |  |  |  | FALSE | TRUE |  |  |  |  | #FFFF0000 | FA-NFPA 170 DUCT SMOKE DETECTOR | 1 | FALSE | FALSE | FALSE | 1400 | [13 empty] | FALSE
NFPA 170 SMOKE DETECTOR |  |  | North | Monaco Enterprises |  | Smoke Detector |  |  |  | Module | TRUE | 723-508-01 | + | DETECTOR,SYSTEM:PHOTOELECTRIC,135F THERMAL,12/24VDC,WITH 4-WIRE BASE | 1 | 0.0001 | 0.023 |  |  |  |  | TRUE | TRUE |  |  |  |  | #FFFF0000 | FA-NFPA 170 SMOKE DETECTOR | 1 | FALSE | FALSE | FALSE | 1408 | [16 empty] | 135°
|  |  | North | Monaco Enterprises |  | Cards & Components |  |  |  | Card | TRUE | 227-968-xx MAIN BOARD |  |  | 1 | [6 empty] | TRUE | [5 empty] | #FFFFFFFF |  |  | FALSE | FALSE | FALSE
|  |  | North | Monaco Enterprises |  | Hardware |  |  |  | Hardware | TRUE | 588-097-00 |  | BACKBOX:CSM,RED,T-1,STB;SPKR;SPKR/STB;HN/STB;CH/STB,6.9W X 6.3H X 2.5D | 1 | [6 empty] | FALSE | [5 empty] | #FFFFFFFF |  |  | FALSE | FALSE | FALSE | [14 empty] | FALSE
NFPA 170 STROBE CEILING |  |  | North | Monaco Enterprises |  | Strobe |  |  |  | Module | TRUE | 367-102-00 | F | STROBE:RED,T-1,CM,INDOOR,24V,WHITE FIRE LTR,CLEAR LENS,15-177 CANDELA | 1 | 0 | 0.111 |  |  |  |  | FALSE | TRUE |  |  |  |  | #FF0070C0 | FA-NFPA 170 STROBE CEILING | 1 | FALSE | FALSE | FALSE | 2022 | [13 empty] | FALSE |  |  | C
NFPA 170 MANUAL PULL |  |  | North | Monaco Enterprises |  | Manual Station |  |  |  | Module | TRUE | 708-026-01 |  | SPST, Double Action Manual Pull Station, red, terminal strip, key reset. Uses same key as Monaco fire alarm control panels. | 1 | 0.0004 | 0.0006 | [10 empty] | #FFFF0000 | FA-NFPA 170 MANUAL PULL | 1 | FALSE | FALSE | FALSE | 957
|  |  | North | Monaco Enterprises |  | Cards & Components |  |  |  | Card | TRUE | 227-865-xx MAIN BOARD |  | 227-865-xx MAIN BOARD | 1 | [6 empty] | TRUE | [5 empty] | #FFFFFFFF |  |  | FALSE | FALSE | FALSE
NFPA 170 SMOKE DETECTOR |  |  | North | Monaco Enterprises |  | Smoke Detector |  |  |  | Module | TRUE | 723-002-00 w/B116LP | + | DETECTOR,SYSTEM:PHOTOELECTRIC,2-WIRE,4-WIRE,1.66" HEIGHT,HEAD | 1 | 0.00012 | 0.1 |  |  |  |  | TRUE | TRUE |  |  |  |  | #FFFF0000 | FA-NFPA 170 SMOKE DETECTOR | 1 | FALSE | FALSE | FALSE | 1408
NFPA 170 REMOTE ANNUNCIATOR | RISER ANNUNCIATOR |  | North | Monaco Enterprises |  | Remote Annunciator |  |  |  | Module | TRUE | 710-054-01 | ++ | Remote Text Annunciator, two lines, 40 characters each | 1 | 0.125 | 0.125 |  |  | 24 | 12 | [6 empty] | #FFFF0000 | FA-NFPA 170 REMOTE ANNUNCIATOR | 1 | FALSE | FALSE | FALSE | 255
|  |  | North | Monaco Enterprises |  | Cards & Components |  |  |  | Card | TRUE | 729-129-01 | + | BASE,DETECTOR:SOUNDER,INTELLIGENT,LOW FREQUENCY | 1 | 0.0005 | 0.125 |  |  |  |  | TRUE | FALSE |  |  |  |  | #FFFFFFFF |  |  | FALSE | FALSE | FALSE | [14 empty] | FALSE
NFPA 170 BATTERY CABINET |  |  | North | Monaco Enterprises |  | Enclosure |  |  |  | Module | TRUE | 081-177-00 | ++ | Batteries with enclosure: Two 12V/40 Ah batteries in a 20" H x 16" W x 8" D red, NEMA 1 enclosure with wire harness for use with M-2 conventional, MAAP+, MAAP-X, and Vulcan 1 FACPs. Provides 24VDC 40 Ah | 1 | [12 empty] | #FFFF0000 | FA-NFPA 170 BATTERY CABINET | 1 | FALSE | FALSE | FALSE
|  |  | North | Monaco Enterprises |  | Cards & Components |  |  |  | Card | TRUE | 227-855-MN Main Board |  | 227-855-MN Main Board | 1 | [6 empty] | TRUE | [5 empty] | #FFFFFFFF |  |  | FALSE | FALSE | FALSE
|  |  | North | Monaco Enterprises |  | Cards & Components |  |  |  | Card | TRUE | 729-129-00 | + | BASE,DET:SOUNDER,INTELLIGENT | 1 | 0.0005 | 0.035 |  |  |  |  | TRUE | FALSE |  |  |  |  | #FFFFFFFF |  |  | FALSE | FALSE | FALSE | [14 empty] | FALSE
|  |  | North | Monaco Enterprises |  | Cards & Components |  |  |  | Card | TRUE | 326-M01-01 |  | MAAP-X customer option message card—8 MNS, 1 fire, for 9 total pre-recorded messages:Contact Monaco for the forms needed to order this message set and have it installed on the card before MAAP-X panel ships. Message information must be provided at time of ordering. | 1 | [6 empty] | TRUE | [5 empty] | #FFFFFFFF |  |  | FALSE | FALSE | FALSE
|  |  | North | Monaco Enterprises |  | Hardware |  |  |  | Hardware | TRUE | 588-095-00 |  | RING:WHITE,TRIM,T-1,CEILING MOUNT,UNIVERSAL | 1 | [6 empty] | FALSE | [5 empty] | #FFFFFFFF |  |  | FALSE | FALSE | FALSE | [14 empty] | FALSE
|  |  | North | Monaco Enterprises |  | Cards & Components |  |  |  | Card | TRUE | 227-973-00 MAIN BOARD |  | Main Board | 1 | 0.15 | 0.25 |  |  |  |  | TRUE | [5 empty] | #FFFFFFFF |  |  | FALSE | FALSE | FALSE
NFPA 170 BATTERY CABINET |  |  | North | Monaco Enterprises |  | Enclosure |  |  |  | Module | TRUE | 081-156-00 | ++ | Batteries with enclosure: Two 12V/18 Ah batteries in an 18" H x 12" W x 6" D red, NEMA 1 battery enclosure with wire harness for use with M-2 conventional, MAAP+, MAAP-X, and Vulcan 1 FACPs. Provides 24VDC 18 Ah | 1 | [12 empty] | #FFFF0000 | FA-NFPA 170 BATTERY CABINET | 1 | FALSE | FALSE | FALSE
NFPA 170 ISOLATION MODULE |  |  | North | Monaco Enterprises |  | Isolator Module |  |  |  | Module | TRUE | 729-208-00 | + | MODULE:SIX ISOLATOR,INTELLIGENT,15-32VDC | 6 | 0.0027 | 0.017 |  |  |  |  | TRUE | FALSE |  |  |  |  | #FFFF0000 | FA-NFPA 170 ISOLATION MODULE | 1 | FALSE | FALSE | FALSE | 1200 | [13 empty] | FALSE
|  |  | North | Monaco Enterprises |  | Hardware |  |  |  | Hardware | TRUE | 588-042-01 |  | BACKBOX,SURFACE MOUNT:CEILING,RED,2.5"D | 1 | [6 empty] | FALSE | [5 empty] | #FFFFFFFF |  |  | FALSE | FALSE | FALSE | [14 empty] | FALSE
|  |  | North | Monaco Enterprises |  | Cards & Components |  |  |  | Card | TRUE | 404-094-00 MAIN BOARD |  |  | 1 | [6 empty] | TRUE | [5 empty] | #FFFFFFFF |  |  | FALSE | FALSE | FALSE
|  |  | North | Monaco Enterprises | [5 empty] | Assembly | TRUE | 194-810-24 |  | Four port RS-232 to RS-485 multiplexer kit with surge suppression and mounting accessories for use with 710-054-01 | 1 | [12 empty] | #FFFFFFFF |  |  | FALSE | FALSE | FALSE
|  |  | North | Monaco Enterprises |  | Cards & Components |  |  |  | Card | TRUE | 176-279-00 | ++ | Addressable Driver Card (ADC II), supports up to 198 addressable devices on a Signaling Line Circuit, RoHS compliant NOTE Supports CLIP and AP addressable devices. | 1 | 0.12 | 0.12 |  |  |  |  | TRUE | [5 empty] | #FFFFFFFF |  |  | FALSE | FALSE | FALSE
NFPA 170 HEAT DETECTOR |  |  | North | Monaco Enterprises |  | Heat Detector |  |  |  | Module | TRUE | 721-407-00 |  | DETECTOR HEAT:MECHANICAL 194 F,RATE-OF-RISE/FIXED | 1 | [6 empty] | FALSE | TRUE |  |  |  |  | #FFFF0000 | FA-NFPA 170 HEAT DETECTOR | 1 | FALSE | FALSE | FALSE | 1403 | [13 empty] | FALSE
NFPA 170 STROBE WALL |  |  | North | Monaco Enterprises |  | Strobe |  |  |  | Module | TRUE | 367-100-00 |  | STROBE:WHITE,T-1,WM,INDOOR,24V,RED FIRE LTR,CLR LENS,15-185 CANDELA | 1 | 0 | 0.043 |  |  |  |  | FALSE | [5 empty] | #FF0070C0 | FA-NFPA 170 STROBE WALL | 1 | FALSE | FALSE | FALSE | 2023 | [13 empty] | FALSE
|  |  | North | Monaco Enterprises |  | Cards & Components |  |  |  | Card | TRUE | 227-866-MN MAIN BOARD |  | 227-866-MN MAIN BOARD | 1 | [6 empty] | TRUE | [5 empty] | #FFFFFFFF |  |  | FALSE | FALSE | FALSE
|  |  | North | Monaco Enterprises |  | Hardware |  |  |  | Hardware | TRUE | 729-161-00 | + | CABINET:FOR SIX INTELLIGENT MODULES,RED | 1 | [6 empty] | TRUE | [5 empty] | #FFFFFFFF |  |  | FALSE | FALSE | FALSE
|  |  | North | Monaco Enterprises |  | Hardware |  |  |  | Hardware | TRUE | 588-091-00 |  | BACKBOX:WSM,WHITE,T-1,SPEAKER;SPEAKER/STROBE,5.1W X 6.6H X 2.25D | 1 | [6 empty] | FALSE | [5 empty] | #FFFFFFFF |  |  | FALSE | FALSE | FALSE | [14 empty] | FALSE
NFPA 170 SMOKE DETECTOR |  |  | North | Monaco Enterprises |  | Smoke Detector |  |  |  | Module | TRUE | 723-600-00 | + | DETECTOR,SYSTEM:PHOTOELECTRIC,15-32VDC,RMT TEST | 1 | 0.0003 | 0.0065 |  |  |  |  | FALSE | TRUE |  |  |  |  | #FFFF0000 | FA-NFPA 170 SMOKE DETECTOR | 1 | FALSE | FALSE | FALSE | 1408 | [13 empty] | FALSE |  |  | P
|  |  | North | Monaco Enterprises |  | Cards & Components |  |  |  | Card | TRUE | 176-194-00 | ++ | Addressable driver card (ADC), supports up to 198 addressable devices on a Signaling Line Circuit | 1 | 0.045 | 0.045 |  |  |  |  | TRUE | [5 empty] | #FFFFFFFF |  |  | FALSE | FALSE | FALSE
NFPA 170 FIRE ALARM COMMUNICATOR |  |  | North | Monaco Enterprises |  | Cards & Components |  |  |  | Card | TRUE | 176-214-00 | + | BT-X Relay Board | 1 | 0 | 0.448 |  |  |  |  | FALSE | [5 empty] | #FFFF0000 | FA-NFPA 170 FIRE ALARM COMMUNICATOR | 1 | FALSE | FALSE | FALSE | 251 | [8 empty] | 7 |  |  |  |  | TRUE
|  |  | North | Monaco Enterprises |  | Cards & Components |  |  |  | Card | TRUE | 710-059-11 |  | Expansion Kit for MAAP-X to Text Display Interface, adds 8 RS-485 ports. | 1 | [6 empty] | TRUE | [5 empty] | #FFFFFFFF |  |  | FALSE | FALSE | FALSE
NFPA 170 FIRE ALARM CONTROL UNIT | RISER FACP |  | North | Monaco Enterprises |  | Fire Alarm Control Unit |  |  |  | Assembly | TRUE | 227-865-MN |  | MAAP(+) Point Reporting MNS, 28-inch-high × 18-inch-wide × 3.6-inch-deep NEMA 1 flush mount enclosure, no radio, with Interface to BT-XM2 | 1 | [12 empty] | #FFFF0000 | FA-NFPA 170 FIRE ALARM CONTROL UNIT | 1 | FALSE | FALSE | FALSE | 202 | [13 empty] | TRUE
|  |  | North | Monaco Enterprises |  | Hardware |  |  |  | Hardware | TRUE | 588-090-00 | F | BACKBOX:WSM,RED,T-1,STB;HN/STB;CHIME/STB;CHIME;HN,4.82W X 5.78H X 1.85D | 1 | [6 empty] | FALSE | [5 empty] | #FFFFFFFF |  |  | FALSE | FALSE | FALSE | [14 empty] | FALSE
|  |  | North | Monaco Enterprises |  | Hardware |  |  |  | Hardware | TRUE | 400-712-00 |  | Battery, gel type, rechargeable, 12V/18 Ah, two required | 1 | [12 empty] | #FFFFFFFF |  |  | FALSE | FALSE | FALSE
|  |  | North | Monaco Enterprises |  | Cards & Components |  |  |  | Card | TRUE | 729-127-00 | + | BASE,DET:4" FLANGELESS | 1 | 0.00015 | 0.00015 |  |  |  |  | TRUE | FALSE |  |  |  |  | #FFFFFFFF |  |  | FALSE | FALSE | FALSE | [14 empty] | FALSE
FIRECAD ANTENNA |  |  | North | Monaco Enterprises |  | Wireless Component |  |  |  | Module | TRUE | 190-400-00 | VHF Antenna, Omnidirectional | BSA-1 VHF Omnidirectional Antenna | 1 | [6 empty] | TRUE | [5 empty] | #FFFF0000 | FA-FIRECAD ANTENNA | 1 | FALSE | FALSE | FALSE
NFPA 170 STROBE WALL |  |  | North | Monaco Enterprises |  | Strobe |  |  |  | Module | TRUE | 367-066-00 |  | STROBE:12/24VDC,STANDARD CANDELA,WEATHERPROOF,RED BODY | 1 | 0 | 0.158 |  |  |  |  | FALSE | FALSE |  |  |  |  | #FF0070C0 | FA-NFPA 170 STROBE WALL | 1 | FALSE | FALSE | FALSE | 2023 | [13 empty] | FALSE |  |  | WP
|  |  | North | Monaco Enterprises |  | Cards & Components |  |  |  | Card | TRUE | 176-193-01 |  | Analog Addressable Controller (AAC). The AAC supports eight ADCs. | 1 | [6 empty] | TRUE | [5 empty] | #FFFFFFFF |  |  | FALSE | FALSE | FALSE
|  |  | North | Monaco Enterprises |  | Cards & Components |  |  |  | Card | TRUE | 227-869-xx MAIN BOARD |  | 227-869-xx MAIN BOARD | 1 | [6 empty] | TRUE | [5 empty] | #FFFFFFFF |  |  | FALSE | FALSE | FALSE
|  |  | North | Monaco Enterprises |  | Cards & Components |  |  |  | Card | TRUE | 227-570 Main Board |  | 227-570 Main Board | 1 | [6 empty] | TRUE | [5 empty] | #FFFFFFFF |  |  | FALSE | FALSE | FALSE | [14 empty] | FALSE
|  |  | North | Monaco Enterprises |  | Hardware |  |  |  | Hardware | TRUE | 588-098-00 | F | TRIM RING:RED,T-1,WALL MOUNT,UNIVERSAL | 1 | [6 empty] | FALSE | [5 empty] | #FFFFFFFF |  |  | FALSE | FALSE | FALSE | [14 empty] | FALSE
NFPA 170 SPEAKER STROBE |  |  | North | Monaco Enterprises |  | Speaker/Strobe |  |  |  | Module | TRUE | 580-110-00 |  | SPEAKER STB:WH,T-1,WM,INDOOR,24V,RED ALERT LTR,AMBER,15-185 CANDELA,1/4-2W | 1 | 0 | 0.017 |  |  |  |  | FALSE | [5 empty] | #FF0070C0 | FA-NFPA 170 SPEAKER STROBE | 1 | FALSE | FALSE | FALSE | 2019 | [13 empty] | FALSE
NFPA 170 DUCT SMOKE DETECTOR |  |  | North | Monaco Enterprises |  | Duct Smoke Detector |  |  |  | Module | TRUE | 723-367-00 | + | DETECTOR,SYSTEM:DUCT,PHOTOELECTRIC,24VDC,4-WIRE,WATERTIGHT | 1 | 0.021 | 0.065 |  |  |  |  | FALSE | TRUE |  |  |  |  | #FFFF0000 | FA-NFPA 170 DUCT SMOKE DETECTOR | 1 | FALSE | FALSE | FALSE | 1400 | [13 empty] | FALSE
|  |  | North | Monaco Enterprises |  | Hardware |  |  |  | Hardware | TRUE | 199-011-00 |  | Wall-mount 7 in. Y-bracket pair, lag bolts, approximate 7 in. offset to center of a 1 in. antenna mast | 1 | [6 empty] | TRUE | [5 empty] | #FFFFFFFF |  |  | FALSE | FALSE | FALSE
|  |  | North | Monaco Enterprises |  | Hardware |  |  |  | Hardware | TRUE | 513-411-00 |  | Tamper Switch Kit for use on any M-2 transceiver for improved security | 1 | [6 empty] | FALSE | [5 empty] | #FFFFFFFF |  |  | FALSE | FALSE | FALSE | [14 empty] | FALSE
|  |  | North | Monaco Enterprises |  | Hardware |  |  |  | Hardware | TRUE | 703-166-00 | + | Supervised Volume Control (only one per audio circuit) | 1 | [12 empty] | #FFFFFFFF |  |  | FALSE | FALSE | FALSE
NFPA 170 SMOKE DETECTOR |  |  | North | Monaco Enterprises |  | Smoke Detector |  |  |  | Module | TRUE | 723-002-00 w/B110RLP | + | DETECTOR,SYSTEM:PHOTOELECTRIC,2-WIRE,4-WIRE,1.66" HEIGHT,HEAD | 1 | 0.00012 | 0.062 |  |  |  |  | TRUE | TRUE |  |  |  |  | #FFFF0000 | FA-NFPA 170 SMOKE DETECTOR | 1 | FALSE | FALSE | FALSE | 1408
FIRECAD ANTENNA |  |  | North | Monaco Enterprises |  | Wireless Component |  |  |  | Module | TRUE | 620-023-00 | VHF Antenna, Standard | Coaxial cable, 50Ω mini RG-8X | 1 | [6 empty] | TRUE | [5 empty] | #FFFF0000 | FA-FIRECAD ANTENNA | 1 | FALSE | FALSE | FALSE
NFPA 170 FIRE ALARM CONTROL UNIT | RISER FACP |  | North | Monaco Enterprises |  | Fire Alarm Control Unit |  |  |  | Assembly | TRUE | 227-957-xx |  | MAAP-X point reporting, addressable, fire alarm control, mass notification, voice evacuation panel, integrated radio transceiver—single comm: One AAC II backplane for ADCs/SOCs One ADC supporting 198 addressable devices One SOC, 25 VAC RMS, 32W audio output NEMA 1 surface-mount red enclosure60" H x 18" W x 3.6" D Two 12V/18 Ah batteries | 1 | [12 empty] | #FFFF0000 | FA-NFPA 170 FIRE ALARM CONTROL UNIT | 1 | FALSE | FALSE | FALSE | 202 | [13 empty] | TRUE
NFPA 170 HEAT DETECTOR |  |  | North | Monaco Enterprises |  | Heat Detector |  |  |  | Module | TRUE | 722-406-00 w/B210LP | + | DETECTOR,HEAT:190 F,FIXED,INTELLIGENT,LOW PROFILE,HEAD | 1 | 0.0003 | 0.0065 |  |  |  |  | FALSE | TRUE |  |  |  |  | #FFFF0000 | FA-NFPA 170 HEAT DETECTOR | 1 | FALSE | FALSE | FALSE | 1403 | [13 empty] | FALSE |  |  | 190°
NFPA 170 STROBE WALL |  |  | North | Monaco Enterprises |  | Strobe |  |  |  | Module | TRUE | 367-066-02 |  | STROBE:WALL MT,WEATHERPROOF,WHITE,FIRE | 1 | 0 | 0.158 |  |  |  |  | FALSE | FALSE |  |  |  |  | #FF0070C0 | FA-NFPA 170 STROBE WALL | 1 | FALSE | FALSE | FALSE | 2023 | [13 empty] | FALSE |  |  | WP
NFPA 170 HORN STROBE CEILING |  |  | North | Monaco Enterprises |  | Horn/Strobe |  |  |  | Module | TRUE | 585-099-00 | F | HORN STROBE:RED,T-1,CM,2-WIRE,INDOOOR,24V,WHITE FIRE LTR,CLR,15-177 CANDELA | 1 | 0 | 0.071 |  |  |  |  | FALSE | TRUE |  |  |  |  | #FF0070C0 | FA-NFPA 170 HORN STROBE CEILING | 1 | FALSE | FALSE | FALSE | 2013 | [13 empty] | FALSE |  |  | C
|  |  | North | Monaco Enterprises |  | Hardware |  |  |  | Hardware | TRUE | 729-205-00 |  | TUBE,SAMPLING:1'-2' DUCT | 1 | [6 empty] | FALSE |  | FLUSH |  | N/A | N/A | #FFFFFFFF |  |  | FALSE | FALSE | FALSE |  |  |  | 3242-1653:0209 | [10 empty] | FALSE
NFPA 170 FIRE ALARM CONTROL UNIT | RISER FACP |  | North | Monaco Enterprises |  | Fire Alarm Control Unit |  |  |  | Assembly | TRUE | 227-973-00 |  | MAAP-X point reporting, addressable, fire alarm control, mass notification, voice evacuation panel, integrated radio transceiver—single comm: One AAC II backplane for ADCs/SOCs One ADC supporting 198 addressable devices One SOC, 25 VAC RMS, 32W audio output NEMA 1 surface-mount red enclosure28" H x 18" W x 3.6" D Two 12V/18 Ah batteries | 1 | [12 empty] | #FFFF0000 | FA-NFPA 170 FIRE ALARM CONTROL UNIT | 1 | FALSE | FALSE | FALSE | 202 | [13 empty] | TRUE
|  |  | North | Monaco Enterprises |  | Cards & Components |  |  |  | Card | TRUE | 227-856-xx MAIN BOARD |  | 227-856-xx MAIN BOARD | 1 | [6 empty] | TRUE | [5 empty] | #FFFFFFFF |  |  | FALSE | FALSE | FALSE
NFPA 170 HEAT DETECTOR |  |  | North | Monaco Enterprises |  | Heat Detector |  |  |  | Module | TRUE | 721-124-00 w/B210LP | + | DETECTOR,HEAT:135 F,RATE-OF-RISE & FIXED,INTELLIGENT,LOW PROFILE,HEAD | 1 | 0.0003 | 0.0065 |  |  |  |  | FALSE | TRUE |  |  |  |  | #FFFF0000 | FA-NFPA 170 HEAT DETECTOR | 1 | FALSE | FALSE | FALSE | 1403 | [13 empty] | FALSE |  |  | R
|  |  | North | Monaco Enterprises |  | Cards & Components |  |  |  | Card | TRUE | 227-956-EN MAIN BOARD |  |  | 1 | [6 empty] | TRUE | [5 empty] | #FFFFFFFF |  |  | FALSE | FALSE | FALSE
|  |  | North | Monaco Enterprises |  | Cards & Components |  |  |  | Card | TRUE | 404-126-00 MAIN BOARD | + |  | 1 | 0.09 | 0.175 |  |  |  |  | TRUE | [5 empty] | #FFFFFFFF |  |  | FALSE | FALSE | FALSE
NFPA 170 HEAT DETECTOR |  |  | North | Monaco Enterprises |  | Heat Detector |  |  |  | Module | TRUE | 722-121-00 w/B200SR-WH | + | DETECTOR,HEAT:135 F,FIXED,INTELLIGENT,LOW PROFILE,HEAD | 1 | 0.0003 | 0.0065 |  |  |  |  | FALSE | TRUE |  |  |  |  | #FFFF0000 | FA-NFPA 170 HEAT DETECTOR | 1 | FALSE | FALSE | FALSE | 1403 | [13 empty] | FALSE |  |  | 135°
NFPA 170 FIRE ALARM CONTROL UNIT | RISER FACP |  | North | Monaco Enterprises |  | Fire Alarm Control Unit |  |  |  | Assembly | TRUE | 227-968-xx |  | MAAP-X point reporting, addressable, fire alarm control, mass notification, voice evacuation panel, integrated radio transceiver—single comm: One AAC II backplane for ADCs/SOCs One ADC supporting 198 addressable devices One SOC, 25 VAC RMS, 32W audio output NEMA 4X surface-mount red enclosure24" H x 24" W x 8" D Two 12V/18 Ah batteries | 1 | [12 empty] | #FFFF0000 | FA-NFPA 170 FIRE ALARM CONTROL UNIT | 1 | FALSE | FALSE | FALSE | 202 | [13 empty] | TRUE
NFPA 170 DUCT SMOKE DETECTOR |  |  | North | Monaco Enterprises |  | Duct Smoke Detector |  |  |  | Assembly | TRUE | 723-370-00 | ++ | DETECTOR HOUSING,SYSTEM:DUCT,PHOTOELECTRIC,INTELLIGENT,NONRELAY,LOWFLOW | 1 | 0.0003 | 0.0003 |  |  |  |  | FALSE | TRUE | FLUSH |  | N/A | N/A | #FFFF0000 | FA-NFPA 170 DUCT SMOKE DETECTOR | 1 | FALSE | FALSE | FALSE | 1400 |  |  | 3242-1653:0209 | [10 empty] | FALSE
|  |  | North | Monaco Enterprises |  | Hardware |  |  |  | Hardware | TRUE | 588-094-00 |  | BACKBOX:CSM,WHT,T-1,STB;SPKR;SPKR/STB;HN/STB;CH/STB,6.9W X 6.3H X 2.5D | 1 | [6 empty] | FALSE | [5 empty] | #FFFFFFFF |  |  | FALSE | FALSE | FALSE | [14 empty] | FALSE
NFPA 170 HORN STROBE |  |  | North | Monaco Enterprises |  | Horn/Strobe |  |  |  | Module | TRUE | 585-101-00 | + | HORN STB:RED,T-1,WM,2-WIRE,INDOOR,24V,CLR LENS,NO LTR,15-185 CANDELA | 1 | 0 | 0.245 |  |  |  |  | FALSE | [5 empty] | #FF0070C0 | FA-NFPA 170 HORN STROBE | 1 | FALSE | FALSE | FALSE | 2012 | [13 empty] | FALSE
NFPA 170 SMOKE DETECTOR |  |  | North | Monaco Enterprises |  | Smoke Detector |  |  |  | Module | TRUE | 723-340-01 | + | DETECTOR,SYSTEM:PHOTOELECTRIC,135F THERMAL,12/24VDC,WITH 2-WIRE BASE | 1 | 0.0001 | 0.13 |  |  |  |  | TRUE | TRUE |  |  |  |  | #FFFF0000 | FA-NFPA 170 SMOKE DETECTOR | 1 | FALSE | FALSE | FALSE | 1408 | [16 empty] | 135°
NFPA 170 FIRE ALARM CONTROL UNIT | RISER FACP |  | North | Monaco Enterprises |  | Fire Alarm Control Unit |  |  |  | Assembly | TRUE | 227-955-xx | ++ | MAAP-X point reporting, addressable, fire alarm control, mass notification, voice evacuation panel, integrated radio transceiver—single comm | 1 | [8 empty] | 28 in. H x 18 in. W x 3.6 in. D |  |  |  | #FFFF0000 | FA-NFPA 170 FIRE ALARM CONTROL UNIT | 1 | FALSE | FALSE | FALSE | 202 | [8 empty] | 18 |  | 18 |  |  | TRUE
|  |  | North | Monaco Enterprises |  | Hardware |  |  |  | Hardware | TRUE | 729-205-02 |  | TUBE,SAMPLING:4'-8' DUCT | 1 | [6 empty] | FALSE |  | FLUSH |  | N/A | N/A | #FFFFFFFF |  |  | FALSE | FALSE | FALSE |  |  |  | 3242-1653:0209 | [10 empty] | FALSE
NFPA 170 ADDRESSABLE OUTPUT MODULE |  |  | North | Monaco Enterprises |  | Addressable Control/Relay |  |  |  | Module | TRUE | 729-159-00 | + | MODULE:CONTROL,RELAY,INTELLIGENT,TWO FORM-C CONTACTS | 2 | 0.0003 | 0.0055 |  |  |  |  | FALSE | [5 empty] | #FFFF0000 | FA-NFPA 170 ADDRESSABLE OUTPUT MODULE | 1 | FALSE | FALSE | FALSE | 1100 | [13 empty] | FALSE |  |  | R
NFPA 170 HORN STROBE |  |  | North | Monaco Enterprises |  | Horn/Strobe |  |  |  | Module | TRUE | 585-107-00 |  | HORN STB:RED,T-1,WM,4WIRE,INDOOR,24V,CLR LENS,WT FIRE LTR,15-185 CANDELLA | 1 | 0 | 0.44 |  |  |  |  | FALSE | FALSE |  |  |  |  | #FF0070C0 | FA-NFPA 170 HORN STROBE | 1 | FALSE | FALSE | FALSE | 2012 | [13 empty] | FALSE
NFPA 170 ADDRESSABLE INPUT MONITOR MODULE |  |  | North | Monaco Enterprises |  | Addressable Module |  |  |  | Module | TRUE | 729-217-00 | ++ | Intelligent Monitor Module, AP/CLIP, White, Type II | 1 | 0.0004 | 0.005 |  |  |  |  | FALSE | [5 empty] | #FFFF0000 | FA-NFPA 170 ADDRESSABLE INPUT MONITOR MODULE | 1 | FALSE | FALSE | FALSE | 1000 | [13 empty] | FALSE
NFPA 170 AMPLIFIER RACK | RISER AMP |  | North | Monaco Enterprises |  | Amplifier |  |  |  | Assembly | TRUE | 703-167-00 (25V) | + | Audio Booster 80W, 115 VAC, 50/60 Hz, two 2A strobe circuits | 1 | [6 empty] | FALSE | [5 empty] | #FFFF0000 | FA-NFPA 170 AMPLIFIER RACK | 1 | FALSE | FALSE | FALSE | 300 | [8 empty] | 7,12,18,26 |  |  | 7.5 | 50 | TRUE
|  |  | North | Monaco Enterprises |  | Hardware |  |  |  | Hardware | TRUE | 326-M10-01 |  | MAAP-X customer option message card field upgrade kit—8 MNS, 1 fire, for 9 total pre-recorded messages: | 1 | [12 empty] | #FFFFFFFF |  |  | FALSE | FALSE | FALSE
|  |  | North | Monaco Enterprises |  | Hardware |  |  |  | Hardware | TRUE | 729-189-00 |  | SURFACE MOUNTING KIT:SMOKE DETECTOR,REFLECTION PROJECTED BEAM,SINGLE ENDED | 1 | [6 empty] | FALSE | FALSE |  |  |  |  | #FFFFFFFF |  |  | FALSE | FALSE | FALSE | [14 empty] | FALSE
|  |  | North | Monaco Enterprises |  | Hardware |  |  |  | Hardware | TRUE | 588-096-00 |  | TRIM RING:RD,T-1,CEILING MOUNT,UNIVERSAL | 1 | [6 empty] | FALSE | [5 empty] | #FFFFFFFF |  |  | FALSE | FALSE | FALSE | [14 empty] | FALSE
|  |  | North | Monaco Enterprises |  | Cards & Components |  |  |  | Card | TRUE | 703-163-00 (70V) | + | Audio Splitter (4 Class B or 2 Class A), audio splitter bracket required. | 1 | 0 | 0 |  |  |  |  | TRUE | FALSE |  |  |  |  | #FFFFFFFF |  |  | FALSE | FALSE | FALSE | [14 empty] | FALSE
NFPA 170 HEAT DETECTOR |  |  | North | Monaco Enterprises |  | Heat Detector |  |  |  | Module | TRUE | 722-406-00 w/B200SR-LF-WH | + | DETECTOR,HEAT:190 F,FIXED,INTELLIGENT,LOW PROFILE,HEAD | 1 | 0.0003 | 0.0065 |  |  |  |  | FALSE | TRUE |  |  |  |  | #FFFF0000 | FA-NFPA 170 HEAT DETECTOR | 1 | FALSE | FALSE | FALSE | 1403 | [13 empty] | FALSE |  |  | 190°¦LF
NFPA 170 HEAT DETECTOR |  |  | North | Monaco Enterprises |  | Heat Detector |  |  |  | Module | TRUE | 721-127-00 |  | DETECTOR HEAT:MECHANICAL 135F RR/FXD NO | 1 | [6 empty] | FALSE | TRUE |  |  |  |  | #FFFF0000 | FA-NFPA 170 HEAT DETECTOR | 1 | FALSE | FALSE | FALSE | 1403 | [13 empty] | FALSE
NFPA 170 FIRE ALARM CONTROL UNIT | RISER FACP |  | North | Monaco Enterprises |  | Fire Alarm Control Unit |  |  |  | Assembly | TRUE | 227-955-00 | ++ | MAAP-X point reporting, addressable, fire alarm control, mass notification, voice evacuation panel, integrated radio transceiver—single comm | 1 | [8 empty] | 28 in. H x 18 in. W x 3.6 in. D |  |  |  | #FFFF0000 | FA-NFPA 170 FIRE ALARM CONTROL UNIT | 1 | FALSE | FALSE | FALSE | 202 | [8 empty] | 18 |  | 18 |  |  | TRUE
NFPA 170 SMOKE DETECTOR |  |  | North | Monaco Enterprises |  | Smoke Detector |  |  |  | Module | TRUE | 723-002-00 w/B401 | + | DETECTOR,SYSTEM:PHOTOELECTRIC,2-WIRE,4-WIRE,1.66" HEIGHT,HEAD | 1 | 0.00012 | 0.13 |  |  |  |  | TRUE | TRUE |  |  |  |  | #FFFF0000 | FA-NFPA 170 SMOKE DETECTOR | 1 | FALSE | FALSE | FALSE | 1408
NFPA 170 FIRE ALARM COMMUNICATOR |  |  | North | Monaco Enterprises |  | Cards & Components |  |  |  | Card | TRUE | 227-44x-xx | + | RF Module | 1 | 0.09 | 0.09 |  |  |  |  | FALSE | [5 empty] | #FFFF0000 | FA-NFPA 170 FIRE ALARM COMMUNICATOR | 1 | FALSE | FALSE | FALSE | 251 | [8 empty] | 7 |  |  |  |  | TRUE
|  |  | North | Monaco Enterprises |  | Cards & Components |  |  |  | Card | TRUE | 176-186-00 |  | Zone Expansion Card (ZEC), two Class A or four Class B Zones | 1 | [6 empty] | TRUE | [5 empty] | #FFFFFFFF |  |  | FALSE | FALSE | FALSE
NFPA 170 HEAT DETECTOR |  |  | North | Monaco Enterprises |  | Heat Detector |  |  |  | Module | TRUE | 721-121-00 w/B501 | + | DETECTOR,HEAT:135 F,RATE-OF-RISE & FIXED,INTELLIGENT,LOW PROFILE,HEAD | 1 | 0.0003 | 0.0065 |  |  |  |  | FALSE | TRUE |  |  |  |  | #FFFF0000 | FA-NFPA 170 HEAT DETECTOR | 1 | FALSE | FALSE | FALSE | 1403 | [13 empty] | FALSE |  |  | R
NFPA 170 STROBE CEILING |  |  | North | Monaco Enterprises |  | Strobe |  |  |  | Module | TRUE | 367-103-00 |  | STROBE:WHITE,T-1,CM,INDOOR,24V,RED FIRE LTR,CLEAR LENS,15-177 CANDELA | 1 | 0 | 0.111 |  |  |  |  | FALSE | TRUE |  |  |  |  | #FF0070C0 | FA-NFPA 170 STROBE CEILING | 1 | FALSE | FALSE | FALSE | 2022 | [13 empty] | FALSE |  |  | C
|  |  | North | Monaco Enterprises |  | Cards & Components |  |  |  | Card | TRUE | 227-956-xx MAIN BOARD |  |  | 1 | [6 empty] | TRUE | [5 empty] | #FFFFFFFF |  |  | FALSE | FALSE | FALSE
NFPA 170 SMOKE DETECTOR |  |  | North | Monaco Enterprises |  | Smoke Detector |  |  |  | Module | TRUE | 725-001-00 |  | DETECTOR,BEAM,INTELLEGENT,SINGLE-ENDED,BEAM,NO TEST | 1 | 0.002 | 0.0085 |  |  |  |  | FALSE | TRUE |  |  |  |  | #FFFF0000 | FA-NFPA 170 SMOKE DETECTOR | 1 | FALSE | FALSE | FALSE | 1408 | [13 empty] | FALSE
|  |  | North | Monaco Enterprises |  | Cards & Components |  |  |  | Card | TRUE | 703-243-01 |  | Booster amplifier main board(100W) Main board | 1 | 0.12 | 5.6 |  |  |  |  | TRUE | [5 empty] | #FFFFFFFF |  |  | FALSE | FALSE | FALSE | [12 empty] | 6.5 | 100
NFPA 170 SMOKE DETECTOR |  |  | North | Monaco Enterprises |  | Smoke Detector |  |  |  | Module | TRUE | 723-361-00 w/B210LP | + | DETECTOR,SYSTEM:PHOTOELECTRIC,15-32VDC,INTELLIGENT,135F,HEAD | 1 | 0.0003 | 0.0065 |  |  |  |  | FALSE | TRUE |  |  |  |  | #FFFF0000 | FA-NFPA 170 SMOKE DETECTOR | 1 | FALSE | FALSE | FALSE | 1408 | [13 empty] | FALSE |  |  | P, 135°
NFPA 170 HEAT DETECTOR |  |  | North | Monaco Enterprises |  | Heat Detector |  |  |  | Module | TRUE | 722-406-00 w/B200SR-WH | + | DETECTOR,HEAT:190 F,FIXED,INTELLIGENT,LOW PROFILE,HEAD | 1 | 0.0003 | 0.0065 |  |  |  |  | FALSE | TRUE |  |  |  |  | #FFFF0000 | FA-NFPA 170 HEAT DETECTOR | 1 | FALSE | FALSE | FALSE | 1403 | [13 empty] | FALSE |  |  | 190°
|  |  | North | Monaco Enterprises |  | Cards & Components |  |  |  | Card | TRUE | 176-272-00 | ++ | Speaker Output Card (SOC), 25 VAC RMS, 32W, 1 Class A or 2 Class B speaker circuits | 1 | 0.02 | 1.353 |  |  |  |  | TRUE | [5 empty] | #FFFFFFFF |  |  | FALSE | FALSE | FALSE
|  |  | North | Monaco Enterprises |  | Cards & Components |  |  |  | Card | TRUE | 703-165-00 (25V) Main Board | + | Main Board | 1 | 0.12 | 9 |  |  |  |  | TRUE | FALSE |  |  |  |  | #FFFFFFFF |  |  | FALSE | FALSE | FALSE | [14 empty] | FALSE
NFPA 170 SMOKE DETECTOR |  |  | North | Monaco Enterprises |  | Smoke Detector |  |  |  | Module | TRUE | 723-340-00 | + | DETECTOR,SYSTEM:PHOTOELECTRIC,NO THERMAL,12/24VDC,WITH 2-WIRE BASE | 1 |  | 0.13 |  |  |  |  | FALSE | TRUE |  |  |  |  | #FFFF0000 | FA-NFPA 170 SMOKE DETECTOR | 1 | FALSE | FALSE | FALSE | 1408 | [13 empty] | FALSE
NFPA 170 NOTIFICATION CIRCUIT EXTENDER PANEL | RISER NAC |  | North | Monaco Enterprises |  | Notification Circuit Extender Panel |  |  |  | Assembly | TRUE | 404-093-00 |  | Type I NAC Distributed Power Extender* | 1 | [12 empty] | #FFFF0000 | FA-NFPA 170 NOTIFICATION CIRCUIT EXTENDER PANEL | 1 | FALSE | FALSE | FALSE | 212
NFPA 170 LOCAL OPERATOR CONSOLE | RISER LOC |  | North | Monaco Enterprises |  | Local Operator Console |  |  |  | Assembly | TRUE | 710-072-52 | + | MAAP-X LOC Keypad, 12 tactile push buttons for pre-recorded MNS messages, PTT Mic for live voice, red NEMA 1 flush-mount enclosure | 1 | 0.03 | 0.061 |  |  |  |  | FALSE | FALSE |  |  |  |  | #FFFF0000 | FA-NFPA 170 LOCAL OPERATOR CONSOLE | 1 | FALSE | FALSE | FALSE | 211 | [8 empty] | 8 |  | 8 |  |  | TRUE
|  |  | North | Monaco Enterprises |  | Hardware |  |  |  | Hardware | TRUE | 729-205-03 |  | TUBE,SAMPLING:8'-12' DUCT | 1 | [6 empty] | FALSE |  | FLUSH |  | N/A | N/A | #FFFFFFFF |  |  | FALSE | FALSE | FALSE |  |  |  | 3242-1653:0209 | [10 empty] | FALSE
NFPA 170 DUCT SMOKE DETECTOR |  |  | North | Monaco Enterprises |  | Duct Smoke Detector |  |  |  | Module | TRUE | 723-369-00 |  | DETECTOR,SYSTEM:DUCT,PHOTOELECTRIC,CONVENTIONAL,2WIRE,24VDC | 1 | [6 empty] | FALSE | TRUE |  |  |  |  | #FFFF0000 | FA-NFPA 170 DUCT SMOKE DETECTOR | 1 | FALSE | FALSE | FALSE | 1400 | [13 empty] | FALSE
|  |  | North | Monaco Enterprises |  | Cards & Components |  |  |  | Card | TRUE | 326-M00-01 |  | MAAP-X standard message card—8 MNS, 1 fire, for 9 total pre-recorded messages. These are summaries, not the full-message text; voice gender is female for all messages:Message 1 Emergency, evacuate to designated areaMessage 2 Bomb threat, evacuate at nearest exitMessage 3 Severe weather warningMessage 4 Intruder, follow designated pre-planMessage 5 Shelter in-placeMessage 6 Emergency, use alternate exitMessage 7 Emergency has endedMessage 8 Test of Monaco Mass Notification SystemMessage 9 Fire emergency, leave by nearest exit | 1 | [6 empty] | TRUE | [5 empty] | #FFFFFFFF |  |  | FALSE | FALSE | FALSE
NFPA 170 HORN STROBE |  |  | North | Monaco Enterprises |  | Horn/Strobe |  |  |  | Module | TRUE | 580-087-00 |  | SPEAKER/STROBE:15-115 CANDELA,1/4 TO 2 WATT,WITH BACKBOX,WHITE,SQUARE | 1 | 0 | 0.181 |  |  |  |  | FALSE | FALSE |  |  |  |  | #FF0070C0 | FA-NFPA 170 HORN STROBE | 1 | FALSE | FALSE | FALSE | 2012 | [13 empty] | FALSE
NFPA 170 SMOKE HEAT DETECTOR |  |  | North | Monaco Enterprises |  | Smoke/Heat Detector |  |  |  | Module | TRUE | 723-603-00 w/729-215-00 | + | Intelligent Photoelectric Smoke Detector, plug-in, low profile, fixed temperature 135°F, AP/CLIP, white, Type II w/Standard Base | 1 | 0.0002 | 0.002 |  |  |  |  | TRUE | TRUE |  |  |  |  | #FFFF0000 | FA-NFPA 170 SMOKE HEAT DETECTOR | 1 | FALSE | FALSE | FALSE | 1408
NFPA 170 AMPLIFIER RACK | RISER AMP |  | North | Monaco Enterprises |  | Amplifier |  |  |  | Assembly | TRUE | 703-165-00 (70V) | + | Audio Booster 320W, 115 VAC, 50/60 Hz, no power for strobe circuits | 1 | [6 empty] | FALSE | [5 empty] | #FFFF0000 | FA-NFPA 170 AMPLIFIER RACK | 1 | FALSE | FALSE | FALSE | 300 | [8 empty] | 7,12,18,26 |  |  | 7.5 | 50 | TRUE
NFPA 170 SPEAKER STROBE |  |  | North | Monaco Enterprises |  | Speaker/Strobe |  |  |  | Module | TRUE | 580-107-00 |  | SPEAKER STB:RED,T-1,WM,INDOOR,24V,WH FIRE LTR,CLEAR,15-185 CANDELA,1/4-2W | 1 | 0 | 0.017 |  |  |  |  | FALSE | [5 empty] | #FF0070C0 | FA-NFPA 170 SPEAKER STROBE | 1 | FALSE | FALSE | FALSE | 2019 | [13 empty] | FALSE
NFPA 170 BELL |  |  | North | Monaco Enterprises |  | Bell |  |  |  | Module | TRUE | 581-473-00 |  | BELL:MOTORIZED,24VDC,10"DIAMETER,POLARIZED,RED | 1 | 0 | 0.0535 |  |  |  |  | FALSE | FALSE | SURFACE |  | 4-1/8" X 4-1/8" X 2" (BY TSI) | N/A | #FFFF0000 | FA-NFPA 170 BELL | 1 | FALSE | FALSE | FALSE | 2000 |  |  | 7135-1653:0217 | [10 empty] | FALSE
|  |  | North | Monaco Enterprises |  | Cards & Components |  |  |  | Card | TRUE | 404-093-00 MAIN BOARD |  |  | 1 | [6 empty] | TRUE | [5 empty] | #FFFFFFFF |  |  | FALSE | FALSE | FALSE
NFPA 170 HEAT DETECTOR |  |  | North | Monaco Enterprises |  | Heat Detector |  |  |  | Module | TRUE | 721-134-00 | ++ | Intelligent Electronic Heat Detector, 135°F Fixed Temperature, Rate-of-Rise, Plug-in, AP/CLIP, White, Type II | 1 | 0.0002 | 0.002 |  |  |  |  | FALSE | TRUE |  |  |  |  | #FFFF0000 | FA-NFPA 170 HEAT DETECTOR | 1 | FALSE | FALSE | FALSE | 1403 | [13 empty] | FALSE |  |  | 135°
|  |  | North | Monaco Enterprises |  | Hardware |  |  |  | Hardware | TRUE | 626-000-06 |  | Coaxial cable, 50Ω mini RG-8X, preassembled Type 1, 15 ft | 1 | [6 empty] | TRUE | [5 empty] | #FFFFFFFF |  |  | FALSE | FALSE | FALSE
NFPA 170 SMOKE CO DETECTOR |  |  | North | Monaco Enterprises |  | Smoke/CO Detector |  |  |  | Module | TRUE | 725-605-00 w/729-228-00 | ++ | Intelligent Smoke/CO Detector, plug-in, low profile, AP Only, white, Type II, Standard Base | 1 | 0.0002 | 0.002 |  |  |  |  | FALSE | TRUE |  |  |  |  | #FFFF0000 | FA-NFPA 170 SMOKE CO DETECTOR | 1 | FALSE | FALSE | FALSE | 1402 | [13 empty] | FALSE
NFPA 170 SMOKE DETECTOR |  |  | North | Monaco Enterprises |  | Smoke Detector |  |  |  | Module | TRUE | 723-361-00 w/B200SR-LF-WH | + | DETECTOR,SYSTEM:PHOTOELECTRIC,15-32VDC,INTELLIGENT,135F,HEAD | 1 | 0.0003 | 0.0065 |  |  |  |  | FALSE | TRUE |  |  |  |  | #FFFF0000 | FA-NFPA 170 SMOKE DETECTOR | 1 | FALSE | FALSE | FALSE | 1408 | [13 empty] | FALSE |  |  | P, LF, 135°
NFPA 170 FIRE ALARM COMMUNICATOR |  |  | North | Monaco Enterprises |  | Cards & Components |  |  |  | Card | TRUE | 176-212-00 | ++ | Expansion Backplane | 1 | 0.001 | 0.001 |  |  |  |  | FALSE | [5 empty] | #FFFF0000 | FA-NFPA 170 FIRE ALARM COMMUNICATOR | 1 | FALSE | FALSE | FALSE | 251 | [8 empty] | 7 |  |  |  |  | TRUE
|  |  | North | Monaco Enterprises |  | Cards & Components |  |  |  | Card | TRUE | 227-561 Main Board |  | 227-561 Main Board | 1 | [6 empty] | TRUE | [5 empty] | #FFFFFFFF |  |  | FALSE | FALSE | FALSE | [14 empty] | FALSE
|  |  | North | Monaco Enterprises |  | Hardware |  |  |  | Hardware | TRUE | 588-099-00 |  | TRIM RING:WHITE,T-1,WALL MOUNT,UNIVERSAL | 1 | [6 empty] | FALSE | [5 empty] | #FFFFFFFF |  |  | FALSE | FALSE | FALSE | [14 empty] | FALSE
NFPA 170 SYNC MODULE |  |  | North | Monaco Enterprises |  | Sync Module |  |  |  | Module | TRUE | 367-047-00 |  | MODULE:SYNCHRONIZATION,DUAL CIRCUIT,12/24VDC | 1 | 0.015 | 0.015 |  |  |  |  | FALSE | FALSE |  |  |  |  | #FFFF0000 | FA-NFPA 170 SYNC MODULE | 1 | FALSE | FALSE | FALSE | 1300 | [13 empty] | FALSE
NFPA 170 HEAT DETECTOR |  |  | North | Monaco Enterprises |  | Heat Detector |  |  |  | Module | TRUE | 722-125-00 |  | DETECTOR HEAT:MECHANICAL,135F,FIXED,DUAL CIRCUIT | 1 | [6 empty] | FALSE | TRUE |  |  |  |  | #FFFF0000 | FA-NFPA 170 HEAT DETECTOR | 1 | FALSE | FALSE | FALSE | 1403 | [13 empty] | FALSE
NFPA 170 SMOKE DETECTOR |  |  | North | Monaco Enterprises |  | Smoke Detector |  |  |  | Module | TRUE | 723-345-00 w/B224RB-WH | + | DETECTOR,SYSTEM:IONIZATION,15-32VDC,INTELLIGENT,HEAD | 1 | 0.0007 | 0.06 |  |  |  |  | FALSE | TRUE |  |  |  |  | #FFFF0000 | FA-NFPA 170 SMOKE DETECTOR | 1 | FALSE | FALSE | FALSE | 1408 | [13 empty] | FALSE |  |  | P, R
NFPA 170 FIRE ALARM CONTROL UNIT | RISER FACP |  | North | Monaco Enterprises |  | Fire Alarm Control Unit |  |  |  | Assembly | TRUE | 227-550 |  | M-2 Integrated Radio Transceiver and Fire Alarm Control Panel, narrowband, two Class A or four Class B zones, two 12 V/18 Ah batteries, in a 19 inch × 18 inch × 3.6 inch NEMA 1 Enclosure | 1 | [6 empty] | FALSE | [5 empty] | #FFFF0000 | FA-NFPA 170 FIRE ALARM CONTROL UNIT | 1 | FALSE | FALSE | FALSE | 202 | [8 empty] | 7,12,18 |  |  |  |  | TRUE
|  |  | North | Monaco Enterprises |  | Hardware |  |  |  | Hardware | TRUE | 729-228-00 | ++ | Intelligent Detector Standard Base, Plug-in, 6 in. Flanged, AP/CLIP, White, Type II | 1 | [12 empty] | #FFFFFFFF |  |  | FALSE | FALSE | FALSE
NFPA 170 HEAT DETECTOR |  |  | North | Monaco Enterprises |  | Heat Detector |  |  |  | Module | TRUE | 721-121-00 w/B224RB-WH | + | DETECTOR,HEAT:135 F,RATE-OF-RISE & FIXED,INTELLIGENT,LOW PROFILE,HEAD | 1 | 0.0003 | 0.0065 |  |  |  |  | FALSE | TRUE |  |  |  |  | #FFFF0000 | FA-NFPA 170 HEAT DETECTOR | 1 | FALSE | FALSE | FALSE | 1403 | [13 empty] | FALSE |  |  | R
|  |  | North | Monaco Enterprises |  | Hardware |  |  |  | Hardware | TRUE | 588-039-00 |  | BACKBOX:WSM,RED,T-1,SPEAKER;SPEAKER/STROBE,5.1W X 6.6H X 2.25D | 1 | [6 empty] | FALSE | [5 empty] | #FFFFFFFF |  |  | FALSE | FALSE | FALSE | [14 empty] | FALSE
NFPA 170 FIRE ALARM COMMUNICATOR |  |  | North | Monaco Enterprises |  | Cards & Components |  |  |  | Card | TRUE | 803-119-01 | + | AIM-4SL Reader Interface | 1 | 0.1 | 0.1 |  |  |  |  | FALSE | [5 empty] | #FFFF0000 | FA-NFPA 170 FIRE ALARM COMMUNICATOR | 1 | FALSE | FALSE | FALSE | 251 | [8 empty] | 7 |  |  |  |  | TRUE
|  |  | North | Monaco Enterprises |  | Cards & Components |  |  |  | Card | TRUE | 227-550 Main Board |  | 227-550 Main Board | 1 | [6 empty] | TRUE | [5 empty] | #FFFFFFFF |  |  | FALSE | FALSE | FALSE | [14 empty] | FALSE
NFPA 170 SMOKE DETECTOR |  |  | North | Monaco Enterprises |  | Smoke Detector |  |  |  | Module | TRUE | 723-353-00 w/B224RB-WH | + | DETECTOR,SYSTEM:PHOTOELECTRIC,15-32VDC,INTELLIGENT,HEAD | 1 | 0.0003 | 0.0065 |  |  |  |  | FALSE | TRUE |  |  |  |  | #FFFF0000 | FA-NFPA 170 SMOKE DETECTOR | 1 | FALSE | FALSE | FALSE | 1408 | [13 empty] | FALSE |  |  | P, R
|  |  | North | Monaco Enterprises |  | Cards & Components |  |  |  | Card | TRUE | 703-164-00 (70V) Main Board | + | Main Board | 1 | 0.12 | 9 |  |  |  |  | TRUE | FALSE |  |  |  |  | #FFFFFFFF |  |  | FALSE | FALSE | FALSE | [14 empty] | FALSE
|  |  | North | Monaco Enterprises |  | Cards & Components |  |  |  | Card | TRUE | 729-150-00 |  | BASE,DET:12/24VDC,6.2" DIA,2W | 1 | [6 empty] | TRUE | FALSE |  |  |  |  | #FFFFFFFF |  |  | FALSE | FALSE | FALSE | [14 empty] | FALSE
FIRECAD ANTENNA |  |  | North | Monaco Enterprises |  | Wireless Component |  |  |  | Module | TRUE | 190-211-0x | VHF Antenna, Omnidirectional | Broadband Collinear Antenna | 1 | [6 empty] | TRUE | [5 empty] | #FFFF0000 | FA-FIRECAD ANTENNA | 1 | FALSE | FALSE | FALSE
NFPA 170 SMOKE DETECTOR |  |  | North | Monaco Enterprises |  | Smoke Detector |  |  |  | Module | TRUE | 723-601-00 w/729-209-00 | ++ | Intelligent Photoelectric Smoke Detector, Plug-in, Low Profile, Remote Test in Duct, AP/CLIP, White, Type II, 6.875" Sounder Base | 1 | 0.0002 | 0.002 |  |  |  |  | FALSE | TRUE |  |  |  |  | #FFFF0000 | FA-NFPA 170 SMOKE DETECTOR | 1 | FALSE | FALSE | FALSE | 1408 | [13 empty] | FALSE |  |  | SB
NFPA 170 REMOTE INDICATOR |  |  | North | Monaco Enterprises |  | Remote Indicator |  |  |  | Module | TRUE | 729-091-00 | ++ | Remote, Red LED Annunciator, fits standard single gang electrical box (not included) | 1 | 0 | 0.012 |  |  |  |  | FALSE | FALSE |  |  |  |  | #FFFF0000 | FA-NFPA 170 REMOTE INDICATOR | 1 | FALSE | FALSE | FALSE | 2016 | [13 empty] | FALSE
NFPA 170 HEAT DETECTOR |  |  | North | Monaco Enterprises |  | Heat Detector |  |  |  | Module | TRUE | 722-121-00 w/B501 | + | DETECTOR,HEAT:135 F,FIXED,INTELLIGENT,LOW PROFILE,HEAD | 1 | 0.0003 | 0.0065 |  |  |  |  | FALSE | TRUE |  |  |  |  | #FFFF0000 | FA-NFPA 170 HEAT DETECTOR | 1 | FALSE | FALSE | FALSE | 1403 | [13 empty] | FALSE |  |  | 135°
NFPA 170 HORN STROBE |  |  | North | Monaco Enterprises |  | Horn/Strobe |  |  |  | Module | TRUE | 585-068-00 |  | HORN/STROBE:4 WIRE,STANDARD,CD,RED WEATHER PROOF | 1 | 0 | 0.202 |  |  |  |  | FALSE | FALSE |  |  |  |  | #FF0070C0 | FA-NFPA 170 HORN STROBE | 1 | FALSE | FALSE | FALSE | 2012 | [13 empty] | FALSE |  |  | WP
NFPA 170 SPEAKER STROBE |  |  | North | Monaco Enterprises |  | Speaker/Strobe |  |  |  | Module | TRUE | 580-114-00 |  | SPEAKER STB:WHITE,T-1,WM,INDOOR,24V,NO LTR,CLEAR,15-185 CANDELA,1/4-2W | 1 | 0 | 0.063 |  |  |  |  | FALSE | [5 empty] | #FF0070C0 | FA-NFPA 170 SPEAKER STROBE | 1 | FALSE | FALSE | FALSE | 2019 | [13 empty] | FALSE
NFPA 170 FIRE ALARM CONTROL UNIT | RISER FACP |  | North | Monaco Enterprises |  | Fire Alarm Control Unit |  |  |  | Assembly | TRUE | 227-957-CE |  | MAAP-X point reporting, addressable, fire alarm control, mass notification, voice evacuation panel, integrated radio transceiver—single comm, Europe:  One AAC II backplane for ADCs/SOCs One ADC supporting 198 addressable devices One SOC, 25 VAC RMS, 32W audio output NEMA 1 surface-mount red enclosure60" H x 18" W x 3.6" D Two 12V/18 Ah batteries | 1 | [12 empty] | #FFFF0000 | FA-NFPA 170 FIRE ALARM CONTROL UNIT | 1 | FALSE | FALSE | FALSE | 202 | [13 empty] | TRUE
NFPA 170 ADDRESSABLE INPUT MONITOR MODULE |  |  | North | Monaco Enterprises |  | Addressable Module |  |  |  | Module | TRUE | 729-182-00 | + | MODULE:DUAL CLASS B INP MONITOR,INTELLIGENT | 2 | 0.00075 | 0.006 |  |  |  |  | FALSE | [5 empty] | #FFFF0000 | FA-NFPA 170 ADDRESSABLE INPUT MONITOR MODULE | 1 | FALSE | FALSE | FALSE | 1000 | [13 empty] | FALSE |  |  | 2
NFPA 170 SPEAKER STROBE |  |  | North | Monaco Enterprises |  | Speaker/Strobe |  |  |  | Module | TRUE | 580-088-00 |  | SPEAKER/STROBE:SELECTABLE OUTPUT,MULTI CANDELA,WEATHERPROOF,W/BACK BOX,RED | 1 | 0 | 0.181 |  |  |  |  | FALSE | FALSE |  |  |  |  | #FF0070C0 | FA-NFPA 170 SPEAKER STROBE | 1 | FALSE | FALSE | FALSE | 2019 | [13 empty] | FALSE |  |  | WP
NFPA 170 FIRE ALARM COMMUNICATOR |  |  | North | Monaco Enterprises |  | Communicator |  |  |  | Assembly | TRUE | 227-600-xx | + | BT-XF in a 20" H x 12" W x 4" D red enclosure, with a narrowband radio and without an audio board for radio communication with Central. Specify frequency. | 1 | [6 empty] | FALSE | [5 empty] | #FFFF0000 | FA-NFPA 170 FIRE ALARM COMMUNICATOR | 1 | FALSE | FALSE | FALSE | 251 | [8 empty] | 7 |  |  |  |  | TRUE
|  |  | North | Monaco Enterprises |  | Hardware |  |  |  | Hardware | TRUE | 207-625-00 |  | MAAP-X Addressable Planner kit for Windows®, CD, programming cable, 9-pin serial adaptor | 1 | [12 empty] | #FFFFFFFF |  |  | FALSE | FALSE | FALSE
NFPA 170 ADDRESSABLE INPUT MONITOR MODULE |  |  | North | Monaco Enterprises |  | Addressable Module |  |  |  | Module | TRUE | 729-144-00 | + | MODULE:INTERFACE,INTEL | 1 | 0.0003 | 0.0003 |  |  |  |  | FALSE | [5 empty] | #FFFF0000 | FA-NFPA 170 ADDRESSABLE INPUT MONITOR MODULE | 1 | FALSE | FALSE | FALSE | 1000 | [13 empty] | FALSE
NFPA 170 SPEAKER STROBE |  |  | North | Monaco Enterprises |  | Speaker/Strobe |  |  |  | Module | TRUE | 580-117-02 |  | Speaker Strobe LED for Hazardous Locations, 24 VDC, 70 Vrms, 15W speaker, 96 dBA, 175 cd, Amber Lens | 1 | [6 empty] | FALSE | [5 empty] | #FF0070C0 | FA-NFPA 170 SPEAKER STROBE | 1 | FALSE | FALSE | FALSE | 2021 | [13 empty] | FALSE
NFPA 170 HEAT DETECTOR |  |  | North | Monaco Enterprises |  | Heat Detector |  |  |  | Module | TRUE | 721-124-00 w/B200SR-LF-WH | + | DETECTOR,HEAT:135 F,RATE-OF-RISE & FIXED,INTELLIGENT,LOW PROFILE,HEAD | 1 | 0.0003 | 0.0065 |  |  |  |  | FALSE | TRUE |  |  |  |  | #FFFF0000 | FA-NFPA 170 HEAT DETECTOR | 1 | FALSE | FALSE | FALSE | 1403 | [13 empty] | FALSE |  |  | LF¦R
NFPA 170 HEAT DETECTOR |  |  | North | Monaco Enterprises |  | Heat Detector |  |  |  | Module | TRUE | 722-121-00 |  | Addressable electronic heat detector, fixed temperature, 135 °F | 1 | [12 empty] | #FFFF0000 | FA-NFPA 170 HEAT DETECTOR | 1 | FALSE | FALSE | FALSE | 1403
EQUIPMENT ENCLOSURE |  |  | North | Monaco Enterprises |  | Enclosure |  |  |  | Module | TRUE | 198-022-01 |  | Lightning Arrestor Kit with N-Type UHF/VHF UL Listed Arrestor, with two 10 in. strip coaxial seals, mounting bracket, terminal lug with hardware, and 8 in. x 8 in. x 6 in. NEMA 3R enclosure (P/N 081-076-01). | 1 | [6 empty] | FALSE |  | FLUSH |  | N/A | N/A | #FFFF0000 | FA-EQUIPMENT ENCLOSURE | 1 | FALSE | FALSE | FALSE |  |  |  | 3242-1653:0209 | [10 empty] | FALSE
NFPA 170 BATTERY CABINET |  |  | North | Monaco Enterprises |  | Enclosure |  |  |  | Module | TRUE | 081-156-00 | ++ | Batteries with enclosure: Two 12V/26 Ah batteries in an 18" H x 12" W x 6" D red, NEMA 1 battery enclosure with wire harness for use with M-2 conventional, MAAP+, MAAP-X, and Vulcan 1 FACPs. Provides 24VDC 26 Ah | 1 | [12 empty] | #FFFF0000 | FA-NFPA 170 BATTERY CABINET | 1 | FALSE | FALSE | FALSE
NFPA 170 SMOKE DETECTOR |  |  | North | Monaco Enterprises |  | Smoke Detector |  |  |  | Module | TRUE | 725-312-00 |  | DETECTOR,SMOKE:SINGLE-ENDED REFLECTIVE BEAM,10.2-32VDC,NO TEST | 1 | 0.017 | 0.0385 |  |  |  |  | FALSE | TRUE |  |  |  |  | #FFFF0000 | FA-NFPA 170 SMOKE DETECTOR | 1 | FALSE | FALSE | FALSE | 1408 | [13 empty] | FALSE
NFPA 170 REMOTE ANNUNCIATOR | RISER ANNUNCIATOR |  | North | Monaco Enterprises |  | Remote Annunciator |  |  |  | Module | TRUE | 710-075-01 |  | MAAP-X Text Display, 24 VDC, two line, multi-color, default text display. | 1 | 0.8 | 1.2 | [10 empty] | #FFFF0000 | FA-NFPA 170 REMOTE ANNUNCIATOR | 1 | FALSE | FALSE | FALSE | 255
NFPA 170 SMOKE DETECTOR |  |  | North | Monaco Enterprises |  | Smoke Detector |  |  |  | Module | TRUE | 723-601-00 w/729-211-00 | ++ | Intelligent Photoelectric Smoke Detector, Plug-in, Low Profile, Remote Test in Duct, AP/CLIP, White, Type II, 6.875" LF Sounder Base | 1 | 0.0002 | 0.002 |  |  |  |  | FALSE | TRUE |  |  |  |  | #FFFF0000 | FA-NFPA 170 SMOKE DETECTOR | 1 | FALSE | FALSE | FALSE | 1408 | [13 empty] | FALSE |  |  | LF
NFPA 170 SMOKE DETECTOR |  |  | North | Monaco Enterprises |  | Smoke Detector |  |  |  | Module | TRUE | 723-601-00 | ++ | Intelligent Photoelectric Smoke Detector, Plug-in, Low Profile, Remote Test in Duct, AP/CLIP, White, Type II | 1 | 0.0002 | 0.002 |  |  |  |  | FALSE | TRUE |  |  |  |  | #FFFF0000 | FA-NFPA 170 SMOKE DETECTOR | 1 | FALSE | FALSE | FALSE | 1408 | [13 empty] | FALSE
NFPA 170 HORN STROBE CEILING |  |  | North | Monaco Enterprises |  | Horn/Strobe |  |  |  | Module | TRUE | 585-105-00 | F | HORN STROBE:WHITE,T-1,CM,2-WIRE,INDORR,24V,RED FIRE LTR,CLR,15-177 CANDELA | 1 | 0 | 0.071 |  |  |  |  | FALSE | TRUE |  |  |  |  | #FF0070C0 | FA-NFPA 170 HORN STROBE CEILING | 1 | FALSE | FALSE | FALSE | 2013 | [13 empty] | FALSE |  |  | C
NFPA 170 FIRE ALARM CONTROL UNIT | RISER FACP |  | North | Monaco Enterprises |  | Fire Alarm Control Unit |  |  |  | Assembly | TRUE | 227-956-xx |  | MAAP-X point reporting, addressable, fire alarm control, mass notification, voice evacuation panel, integrated radio transceiver—single comm: One AAC II backplane for ADCs/SOCs One ADC supporting 198 addressable devices One SOC, 25 VAC RMS, 32W audio output NEMA 1 surface-mount red enclosure43" H x 18" W x 3.6" D Two 12V/18 Ah batteries | 1 | [12 empty] | #FFFF0000 | FA-NFPA 170 FIRE ALARM CONTROL UNIT | 1 | FALSE | FALSE | FALSE | 202 | [13 empty] | TRUE
NFPA 170 SPEAKER STROBE |  |  | North | Monaco Enterprises |  | Speaker/Strobe |  |  |  | Module | TRUE | 580-117-01 |  | Speaker Strobe LED for Hazardous Locations, 24 VDC, 70 Vrms, 15W speaker, 96 dBA, 175 cd, Blue Lens | 1 | [6 empty] | FALSE | [5 empty] | #FF0070C0 | FA-NFPA 170 SPEAKER STROBE | 1 | FALSE | FALSE | FALSE | 2021 | [13 empty] | FALSE
|  |  | North | Monaco Enterprises |  | Cards & Components |  |  |  | Card | TRUE | 227-965-xx MAIN BOARD |  |  | 1 | [6 empty] | TRUE | [5 empty] | #FFFFFFFF |  |  | FALSE | FALSE | FALSE
NFPA 170 HEAT DETECTOR |  |  | North | Monaco Enterprises |  | Heat Detector |  |  |  | Module | TRUE | 722-406-00 w/B224RB-WH | + | DETECTOR,HEAT:190 F,FIXED,INTELLIGENT,LOW PROFILE,HEAD | 1 | 0.0003 | 0.0065 |  |  |  |  | FALSE | TRUE |  |  |  |  | #FFFF0000 | FA-NFPA 170 HEAT DETECTOR | 1 | FALSE | FALSE | FALSE | 1403 | [13 empty] | FALSE |  |  | 190°
|  |  | North | Monaco Enterprises |  | Cards & Components |  |  |  | Card | TRUE | 710-072-0X Main Board | + | LOC/RDU with touch screen, fire/MNS, 19" H, surface-mount, 115/230 VAC, 50/60 Hz, 72-hour battery backup | 1 | 0.235 | 0.235 |  |  |  |  | TRUE | [5 empty] | #FFFFFFFF |  |  | FALSE | FALSE | FALSE
NFPA 170 HORN STROBE |  |  | North | Monaco Enterprises |  | Horn/Strobe |  |  |  | Module | TRUE | 585-067-01 |  | HORN:12/24VDC,WALL MOUNT,WEATHERPROOF,RED | 1 | 0 | 0.069 |  |  |  |  | FALSE | FALSE | FLUSH |  | 5.1" X 5.7" X 2.0" (BY TSI) | N/A | #FF0070C0 | FA-NFPA 170 HORN STROBE | 1 | FALSE | FALSE | FALSE | 2012 |  |  | 7135-1653:0189 | [10 empty] | FALSE
|  |  | North | Monaco Enterprises |  | Cards & Components |  |  |  | Card | TRUE | 729-097-00 |  | BASE,DET:24VDC,6"DIA,2 WIRE | 1 | [6 empty] | TRUE | FALSE |  |  |  |  | #FFFFFFFF |  |  | FALSE | FALSE | FALSE | [14 empty] | FALSE
NFPA 170 REMOTE TEST SWITCH |  |  | North | Monaco Enterprises |  | REMOTE TEST SWITCH |  |  |  | Module | TRUE | 729-138-00 | + | STATION:RMT TEST,W/KEY | 1 | 0 | 0.012 |  |  |  |  | FALSE | FALSE |  |  |  |  | #FFFF0000 | FA-NFPA 170 REMOTE TEST SWITCH | 1 | FALSE | FALSE | FALSE | 914 | [13 empty] | FALSE
NFPA 170 REMOTE TEST SWITCH |  |  | North | Monaco Enterprises |  | REMOTE TEST SWITCH |  |  |  | Module | TRUE | 729-108-00 | + | Remote Test Station W/ Switch, Alarm & Power LEDs, Key Reset | 1 | 0 | 0.012 |  |  |  |  | FALSE | FALSE |  |  |  |  | #FFFF0000 | FA-NFPA 170 REMOTE TEST SWITCH | 1 | FALSE | FALSE | FALSE | 914 | [13 empty] | FALSE
GenericN INTERFACE MODULE |  |  | North | Monaco Enterprises |  | Interface Module |  |  |  | Module | TRUE | 194-810-01 | ++ | Four port RS-232 to RS-485 multiplexer kit with surge suppression in single wide enclosure for use with 710-054-01 | 1 | 0.065 | 0.065 |  |  | 24 | 12 | [6 empty] | #FFFF0000 | FA-GenericN INTERFACE MODULE | 1 | FALSE | FALSE | FALSE
NFPA 170 HEAT DETECTOR |  |  | North | Monaco Enterprises |  | Heat Detector |  |  |  | Module | TRUE | 721-121-00 w/B200SR-WH | + | DETECTOR,HEAT:135 F,RATE-OF-RISE & FIXED,INTELLIGENT,LOW PROFILE,HEAD | 1 | 0.0003 | 0.0065 |  |  |  |  | FALSE | TRUE |  |  |  |  | #FFFF0000 | FA-NFPA 170 HEAT DETECTOR | 1 | FALSE | FALSE | FALSE | 1403 | [13 empty] | FALSE |  |  | R
|  |  | North | Monaco Enterprises |  | Hardware |  |  |  | Hardware | TRUE | 588-037-00 | F | BACKBOX,SURFACE MOUNT:WALL MOUNT,RED,4.81"WX5.7"HX1.83"D | 1 | [6 empty] | FALSE | [5 empty] | #FFFFFFFF |  |  | FALSE | FALSE | FALSE | [14 empty] | FALSE
|  |  | North | Monaco Enterprises |  | Cards & Components |  |  |  | Card | TRUE | 176-187-00 |  | Auxiliary Output Card (AOC), eight-circuit | 1 | [6 empty] | TRUE | [5 empty] | #FFFFFFFF |  |  | FALSE | FALSE | FALSE
NFPA 170 NOTIFICATION CIRCUIT EXTENDER PANEL | RISER NAC |  | North | Monaco Enterprises |  | Notification Circuit Extender Panel |  |  |  | Assembly | TRUE | 404-126-01 | + | NAC Power Extender, 220 VAC, 50/60 Hz, 24 VDC, 8A, 4 Class B or 4 Class A NACs, two 1 Amp auxiliary outputs. | 1 | [12 empty] | #FFFF0000 | FA-NFPA 170 NOTIFICATION CIRCUIT EXTENDER PANEL | 1 | FALSE | FALSE | FALSE | 212 | [11 empty] | 8 |  | TRUE
|  |  | North | Monaco Enterprises |  | Cards & Components |  |  |  | Card | TRUE | 227-865-MN MAIN BOARD |  | 227-865-MN MAIN BOARD | 1 | [6 empty] | TRUE | [5 empty] | #FFFFFFFF |  |  | FALSE | FALSE | FALSE
|  |  | North | Monaco Enterprises |  | Hardware |  |  |  | Hardware | TRUE | 729-188-00 |  | DETECTOR,SMOKE:REFLECTIVE BEAM LONG RANGE ACCESSORY KIT,REQUIRED OVER 230FT | 1 | [6 empty] | FALSE | FALSE |  |  |  |  | #FFFFFFFF |  |  | FALSE | FALSE | FALSE | [14 empty] | FALSE
|  |  | North | Monaco Enterprises |  | Cards & Components |  |  |  | Card | TRUE | 176-197-00 |  | Universal Input Card (UIC), four pair of input terminals to connect up to four, two-wire input zones | 1 | [6 empty] | TRUE | [5 empty] | #FFFFFFFF |  |  | FALSE | FALSE | FALSE
NFPA 170 HEAT DETECTOR |  |  | North | Monaco Enterprises |  | Heat Detector |  |  |  | Module | TRUE | 722-123-00 |  | DETECTOR,HEAT:MECHANICAL 135 F,FIXED | 1 | [6 empty] | FALSE | TRUE |  |  |  |  | #FFFF0000 | FA-NFPA 170 HEAT DETECTOR | 1 | FALSE | FALSE | FALSE | 1403 | [13 empty] | FALSE
NFPA 170 SMOKE DETECTOR |  |  | North | Monaco Enterprises |  | Smoke Detector |  |  |  | Module | TRUE | 723-353-00 w/B501 | + | DETECTOR,SYSTEM:PHOTOELECTRIC,15-32VDC,INTELLIGENT,HEAD | 1 | 0.0003 | 0.0065 |  |  |  |  | FALSE | TRUE |  |  |  |  | #FFFF0000 | FA-NFPA 170 SMOKE DETECTOR | 1 | FALSE | FALSE | FALSE | 1408 | [13 empty] | FALSE |  |  | P
NFPA 170 HEAT DETECTOR |  |  | North | Monaco Enterprises |  | Heat Detector |  |  |  | Module | TRUE | 721-128-00 |  | DETECTOR HEAT:MECHANICAL,135F,RR/FXD,DUAL CIRCUIT | 1 | [6 empty] | FALSE | TRUE |  |  |  |  | #FFFF0000 | FA-NFPA 170 HEAT DETECTOR | 1 | FALSE | FALSE | FALSE | 1403 | [13 empty] | FALSE
|  |  | North | Monaco Enterprises |  | Cards & Components |  |  |  | Card | TRUE | 227-969-xx MAIN BOARD |  |  | 1 | [6 empty] | TRUE | [5 empty] | #FFFFFFFF |  |  | FALSE | FALSE | FALSE
GenericN AUX POWER SUPPLY | GenericN AUX POWER SUPPLY |  | North | Monaco Enterprises |  | Auxilliary Power Supply |  |  |  | Assembly | TRUE | 710-059-10 | ++ | MAAP-X to Text Display Interface, Ethernet to Eight RS-485 Ports | 1 | [6 empty] | TRUE | [5 empty] | #FFFF0000 | FA-GenericN AUX POWER SUPPLY | 1 | FALSE | FALSE | FALSE | 107 | [8 empty] | 12 |  | 12
NFPA 170 MANUAL PULL |  |  | North | Monaco Enterprises |  | Manual Station |  |  |  | Module | TRUE | 708-025-03 | + | Pull station, single action, DPST, normally open, terminal block, red, non-coded, non-break, key reset. Uses same key as Monaco Fire Alarm Control Panels. | 1 | [12 empty] | #FFFF0000 | FA-NFPA 170 MANUAL PULL | 1 | FALSE | FALSE | FALSE | 957
|  |  | North | Monaco Enterprises |  | Cards & Components |  |  |  | Card | TRUE | 729-134-00 | + | BASE,DET:6.1",RELAY | 1 | 0.00045 | 0.00045 |  |  |  |  | TRUE | FALSE |  |  |  |  | #FFFFFFFF |  |  | FALSE | FALSE | FALSE | [14 empty] | FALSE
NFPA 170 ADDRESSABLE INPUT MONITOR MODULE |  |  | North | Monaco Enterprises |  | Addressable Module |  |  |  | Module | TRUE | 729-142-00 | + | MODULE:MONITOR,INTEL | 1 | 0.0004 | 0.0055 |  |  |  |  | FALSE | [5 empty] | #FFFF0000 | FA-NFPA 170 ADDRESSABLE INPUT MONITOR MODULE | 1 | FALSE | FALSE | FALSE | 1000 | [13 empty] | FALSE
NFPA 170 SMOKE DETECTOR |  |  | North | Monaco Enterprises |  | Smoke Detector |  |  |  | Module | TRUE | 723-345-00 w/B200SR-WH | + | DETECTOR,SYSTEM:IONIZATION,15-32VDC,INTELLIGENT,HEAD | 1 | 0.0007 | 0.06 |  |  |  |  | FALSE | TRUE |  |  |  |  | #FFFF0000 | FA-NFPA 170 SMOKE DETECTOR | 1 | FALSE | FALSE | FALSE | 1408 | [13 empty] | FALSE |  |  | P, SB
NFPA 170 HEAT DETECTOR |  |  | North | Monaco Enterprises |  | Heat Detector |  |  |  | Module | TRUE | 722-406-00 w/B501 | + | DETECTOR,HEAT:190 F,FIXED,INTELLIGENT,LOW PROFILE,HEAD | 1 | 0.0003 | 0.0065 |  |  |  |  | FALSE | TRUE |  |  |  |  | #FFFF0000 | FA-NFPA 170 HEAT DETECTOR | 1 | FALSE | FALSE | FALSE | 1403 | [13 empty] | FALSE |  |  | 190°
|  |  | North | Monaco Enterprises |  | Cards & Components |  |  |  | Card | TRUE | 227-969-CE MAIN BOARD |  |  | 1 | [6 empty] | TRUE | [5 empty] | #FFFFFFFF |  |  | FALSE | FALSE | FALSE
NFPA 170 EMERGENCY TEXTUAL VISUAL | NFPA 170 EMERGENCY TEXTUAL VISUAL |  | North | Monaco Enterprises |  | Emergency Visual |  |  |  | Module | TRUE | 710-075-01 | ++ | MAAP-X Text Display, 24 VDC, two line, multicolor | 1 | 0.22 | 1.3 |  |  |  |  | TRUE | [5 empty] | #FFFF0000 | FA-NFPA 170 EMERGENCY TEXTUAL VISUAL | 1 | FALSE | FALSE | FALSE | 258
NFPA 170 MANUAL PULL |  |  | North | Monaco Enterprises |  | Manual Station |  |  |  | Module | TRUE | 708-025-01 | + | Pull station, single action, SPST, normally open, terminal block, red, non-coded, non-break, key reset. Uses same key as Monaco Fire Alarm Control Panels | 1 | [12 empty] | #FFFF0000 | FA-NFPA 170 MANUAL PULL | 1 | FALSE | FALSE | FALSE | 957
NFPA 170 DUCT SMOKE DETECTOR |  |  | North | Monaco Enterprises |  | Duct Smoke Detector |  |  |  | Module | TRUE | 723-371-00 |  | DETECTOR HOUSING,SYSTEM:DUCT,PHOTO,INTEL,NEMA 4,WATERTIGHT | 1 | 0.0003 | 0.0003 |  |  |  |  | FALSE | TRUE | FLUSH |  | N/A | N/A | #FFFF0000 | FA-NFPA 170 DUCT SMOKE DETECTOR | 1 | FALSE | FALSE | FALSE | 1400 |  |  | 3242-1653:0209 | [10 empty] | FALSE
FIRECAD ANTENNA |  |  | North | Monaco Enterprises |  | Wireless Component |  |  |  | Module | TRUE | 190-403-xx | VHF Antenna, Omnidirectional | UHF, Omnidirectional BSA-3, Mast Mount Antenna | 1 | [6 empty] | TRUE | [5 empty] | #FFFF0000 | FA-FIRECAD ANTENNA | 1 | FALSE | FALSE | FALSE
NFPA 170 SMOKE DETECTOR |  |  | North | Monaco Enterprises |  | Smoke Detector |  |  |  | Module | TRUE | 723-002-00 w/B114LP | + | DETECTOR,SYSTEM:PHOTOELECTRIC,2-WIRE,4-WIRE,1.66" HEIGHT,HEAD | 1 | 0.00012 | 0.075 |  |  |  |  | TRUE | TRUE |  |  |  |  | #FFFF0000 | FA-NFPA 170 SMOKE DETECTOR | 1 | FALSE | FALSE | FALSE | 1408
|  |  | North | Monaco Enterprises |  | Hardware |  |  |  | Hardware | TRUE | 625-100-06 |  | Coaxial cable, 50Ω mini RG-8X, preassembled Type 2, 15 ft | 1 | [6 empty] | TRUE | [5 empty] | #FFFFFFFF |  |  | FALSE | FALSE | FALSE
NFPA 170 FIRE ALARM COMMUNICATOR |  |  | North | Monaco Enterprises |  | Cards & Components |  |  |  | Card | TRUE | 227-630-xx | + | BT-X Communicator | 1 | 0.075 | 0.076 |  |  |  |  | FALSE | [5 empty] | #FFFF0000 | FA-NFPA 170 FIRE ALARM COMMUNICATOR | 1 | FALSE | FALSE | FALSE | 251 | [8 empty] | 7 |  |  |  |  | TRUE
NFPA 170 SYNC MODULE |  |  | North | Monaco Enterprises |  | Sync Module |  |  |  | Module | TRUE | 790-012-00 | + | MDL,SUPV:END OF LINE,9/40VDC | 1 | 0.011 | 0.02 |  |  |  |  | TRUE | [5 empty] | #FFFF0000 | FA-NFPA 170 SYNC MODULE | 1 | FALSE | FALSE | FALSE | 5050 | [16 empty] | R
|  |  | North | Monaco Enterprises |  | Cards & Components |  |  |  | Card | TRUE | 227-855-XX MAIN BOARD |  | MAAP(+) FIRE ALARM CONTROL PANEL MAIN BOARD | 1 | 0.028 | 0.075 |  |  |  |  | TRUE | [5 empty] | #FFFFFFFF |  |  | FALSE | FALSE | FALSE
NFPA 170 HEAT DETECTOR |  |  | North | Monaco Enterprises |  | Heat Detector |  |  |  | Module | TRUE | 721-121-00 w/B210LP | + | DETECTOR,HEAT:135 F,RATE-OF-RISE & FIXED,INTELLIGENT,LOW PROFILE,HEAD | 1 | 0.0003 | 0.0065 |  |  |  |  | FALSE | TRUE |  |  |  |  | #FFFF0000 | FA-NFPA 170 HEAT DETECTOR | 1 | FALSE | FALSE | FALSE | 1403 | [13 empty] | FALSE |  |  | R
NFPA 170 SMOKE DETECTOR |  |  | North | Monaco Enterprises |  | Smoke Detector |  |  |  | Module | TRUE | 723-361-00 w/B501 | + | DETECTOR,SYSTEM:PHOTOELECTRIC,15-32VDC,INTELLIGENT,135F,HEAD | 1 | 0.0003 | 0.0065 |  |  |  |  | FALSE | TRUE |  |  |  |  | #FFFF0000 | FA-NFPA 170 SMOKE DETECTOR | 1 | FALSE | FALSE | FALSE | 1408 | [13 empty] | FALSE |  |  | P, 135°
NFPA 170 FIRE ALARM CONTROL UNIT | RISER FACP |  | North | Monaco Enterprises |  | Fire Alarm Control Unit |  |  |  | Assembly | TRUE | 227-866-MN |  | MAAP(+) Point Reporting MNS, 43-inch-high × 18-inch-wide × 3.6-inch-deep NEMA 1 flush mount enclosure, no radio, with Interface to BT-XM2 | 1 | [12 empty] | #FFFF0000 | FA-NFPA 170 FIRE ALARM CONTROL UNIT | 1 | FALSE | FALSE | FALSE | 202 | [13 empty] | TRUE
|  |  | North | Monaco Enterprises |  | Hardware |  |  |  | Hardware | TRUE | 225-163-00 |  | Monaco Planner / Programmer Kit - contains Monaco FACP, D-700R and BT-X planner software and interface cables | 1 | [12 empty] | #FFFFFFFF |  |  | FALSE | FALSE | FALSE
NFPA 170 SMOKE DETECTOR |  |  | North | Monaco Enterprises |  | Smoke Detector |  |  |  | Module | TRUE | 725-002-00 |  | DETECTOR,BEAM:INTELLEGENT,SINGLE-ENDED,BEAM,W/SENSITIVY TEST | 1 | 0.0005 | 0.0035 |  |  |  |  | FALSE | TRUE |  |  |  |  | #FFFF0000 | FA-NFPA 170 SMOKE DETECTOR | 1 | FALSE | FALSE | FALSE | 1408 | [13 empty] | FALSE
|  |  | North | Monaco Enterprises |  | Cards & Components |  |  |  | Card | TRUE | 176-268-02 |  | Isolated multiplexer PCB for LOC/RDU touch screen connection; one PCB for up to 8 LOC/RDUs (must be ordered separately for systems with LOC/RDUs) | 1 | [6 empty] | TRUE | [5 empty] | #FFFFFFFF |  |  | FALSE | FALSE | FALSE
NFPA 170 DUCT SMOKE DETECTOR |  |  | North | Monaco Enterprises |  | Duct Smoke Detector |  |  |  | Module | TRUE | DNRW |  | Watertight Intelligent Non-Relay Photoelectric Duct Detector | 1 | 0.0003 | 0.0065 |  |  |  |  | FALSE | TRUE | FLUSH |  | N/A | N/A | #FFFF0000 | FA-NFPA 170 DUCT SMOKE DETECTOR | 1 | FALSE | FALSE | FALSE | 1400 |  |  | 3242-1653:0209 | [10 empty] | FALSE
NFPA 170 SMOKE DETECTOR |  |  | North | Monaco Enterprises |  | Smoke Detector |  |  |  | Module | TRUE | 723-003-00 w/B112LP | + | DETECTOR,SYS:PHOTOELECTRIC DETECTOR WITH 135 DEGREE FIXED TEMP THRM | 1 | 0.00012 | 0.036 |  |  |  |  | TRUE | TRUE |  |  |  |  | #FFFF0000 | FA-NFPA 170 SMOKE DETECTOR | 1 | FALSE | FALSE | FALSE | 1408
|  |  | North | Monaco Enterprises |  | Cards & Components |  |  |  | Card | TRUE | 404-126-01 MAIN BOARD | + |  | 1 | 0.09 | 0.175 |  |  |  |  | TRUE | [5 empty] | #FFFFFFFF |  |  | FALSE | FALSE | FALSE
NFPA 170 GAS DETECTOR |  |  | North | Monaco Enterprises |  | Gas Detection |  |  |  | Module | TRUE | 725-602-01 |  | DETECTOR,CARBON MONOXIDE:12/24VDC WITH SOUNDER BASE,ROUND | 1 | 0.02 | 0.04 |  |  |  |  | FALSE | [5 empty] | #FFFF0000 | FA-NFPA 170 GAS DETECTOR | 1 | FALSE | FALSE | FALSE | 1402 | [13 empty] | FALSE |  |  | CO
|  |  | North | Monaco Enterprises |  | Cards & Components |  |  |  | Card | TRUE | 227-956-CE MAIN BOARD |  |  | 1 | [6 empty] | TRUE | [5 empty] | #FFFFFFFF |  |  | FALSE | FALSE | FALSE
|  |  | North | Monaco Enterprises |  | Cards & Components |  |  |  | Card | TRUE | 790-027-01 |  | Module for converting Class B Audible Circuit to Class A | 1 | [6 empty] | TRUE | [5 empty] | #FFFFFFFF |  |  | FALSE | FALSE | FALSE | [14 empty] | FALSE
NFPA 170 SMOKE DETECTOR |  |  | North | Monaco Enterprises |  | Smoke Detector |  |  |  | Module | TRUE | 723-361-00 w/B224RB-WH | + | DETECTOR,SYSTEM:PHOTOELECTRIC,15-32VDC,INTELLIGENT,135F,HEAD | 1 | 0.0003 | 0.0065 |  |  |  |  | FALSE | TRUE |  |  |  |  | #FFFF0000 | FA-NFPA 170 SMOKE DETECTOR | 1 | FALSE | FALSE | FALSE | 1408 | [13 empty] | FALSE |  |  | P, R, 135°
NFPA 170 HORN STROBE |  |  | North | Monaco Enterprises |  | Horn/Strobe |  |  |  | Module | TRUE | 585-097-00 |  | HORN/STROBE:2 WIRE,135-185CD,WHT,WEATHERPROOF,WALL | 1 | 0 | 0.27 |  |  |  |  | FALSE | FALSE |  |  |  |  | #FF0070C0 | FA-NFPA 170 HORN STROBE | 1 | FALSE | FALSE | FALSE | 2012 | [13 empty] | FALSE
|  |  | North | Monaco Enterprises |  | Cards & Components |  |  |  | Card | TRUE | 703-167-00 (70V) Main Board | + | Main Board | 1 | 0.12 | 9 |  |  |  |  | TRUE | FALSE |  |  |  |  | #FFFFFFFF |  |  | FALSE | FALSE | FALSE | [14 empty] | FALSE
NFPA 170 HORN STROBE |  |  | North | Monaco Enterprises |  | Horn/Strobe |  |  |  | Module | TRUE | 585-102-00 | + | HORN STB:WHITE,T-1,WM,2-WIRE,INDOOR,24V,CLR LENS,RD FIRE LTR,15-185 CANDELA | 1 | 0 | 0.119 |  |  |  |  | FALSE | [5 empty] | #FF0070C0 | FA-NFPA 170 HORN STROBE | 1 | FALSE | FALSE | FALSE | 2012 | [13 empty] | FALSE
|  |  | North | Monaco Enterprises |  | Hardware |  |  |  | Hardware | TRUE | 207-607-00 |  | BT-X Planner Support Kit, contains BT-X planner software and programming cable | 1 | [6 empty] | TRUE | [5 empty] | #FFFFFFFF |  |  | FALSE | FALSE | FALSE
|  |  | North | Monaco Enterprises |  | Cards & Components |  |  |  | Card | TRUE | 122-012-00 |  | Handheld Push to Talk Microphone and holder for use on LOC/ RDUs, includes 2 foot cable for connection to LOC/RDU | 1 | [6 empty] | TRUE | [5 empty] | #FFFFFFFF |  |  | FALSE | FALSE | FALSE
NFPA 170 SPEAKER CEILING |  |  | North | Monaco Enterprises |  | Speaker |  |  |  | Module | TRUE | 124-093-00 |  | SPEAKER:RED,T-1,CM,INDOOR,NO LTR,6.8IN,25/70.7V,1/8,1/4,1/2,1,2 WATT | 1 | [6 empty] | FALSE | TRUE |  |  |  |  | #FF0070C0 | FA-NFPA 170 SPEAKER CEILING | 1 | FALSE | FALSE | FALSE | 2019 | [13 empty] | FALSE |  |  | C
NFPA 170 SPEAKER STROBE |  |  | North | Monaco Enterprises |  | Speaker/Strobe |  |  |  | Module | TRUE | 580-108-00 |  | SPEAKER STB:WHITE,T-1,WM,INDOOR,24V,RED FIRE LTR,CLR,15-185 CANDELA,1/4-2W | 1 | 0 | 0.017 |  |  |  |  | FALSE | [5 empty] | #FF0070C0 | FA-NFPA 170 SPEAKER STROBE | 1 | FALSE | FALSE | FALSE | 2019 | [13 empty] | FALSE
NFPA 170 FIRE ALARM CONTROL UNIT | RISER FACP |  | North | Monaco Enterprises |  | Fire Alarm Control Unit |  |  |  | Assembly | TRUE | 227-865-xx |  | MAAP(+) Point Reporting, flush mount (same as 227-855-xx except for mount), Specify Frequency | 1 | [12 empty] | #FFFF0000 | FA-NFPA 170 FIRE ALARM CONTROL UNIT | 1 | FALSE | FALSE | FALSE | 202 | [13 empty] | TRUE
NFPA 170 FIRE PUMP CONTROLLER |  |  | North | N/A |  | Pump Controller |  |  |  | Module | TRUE | FURNISHED BY OTHERS |  | FIRE PUMP CONTROLLER | 1 | [12 empty] | #FFFF0000 | FA-NFPA 170 FIRE PUMP CONTROLLER | 1 | FALSE | FALSE | FALSE | 1800
GenericN LINE BREAK SINGLE 2 |  |  | East | N/A |  | Miscellaneous |  |  |  | Module | TRUE | LINE BREAK (SINGLE) |  | LINE BREAK SYMBOL | 1 | [6 empty] | FALSE | FALSE | PROVIDED BY ELECTRICAL CONTRACTOR |  | PROVIDED BY OTHERS |  | #FFFF0000 | FA-GenericN LINE BREAK SINGLE 2 | 1 | TRUE | TRUE | FALSE | [14 empty] | FALSE
NFPA 170 GAS DETECTOR |  |  | North | N/A |  | Gas Detection |  |  |  | Module | TRUE | FURNISHED BY OTHERS |  | SMOKE/CO DETECTOR | 1 | [6 empty] | FALSE | FALSE |  |  |  |  | #FFFF0000 | FA-NFPA 170 GAS DETECTOR | 1 | FALSE | FALSE | FALSE | 1402 | [13 empty] | FALSE
NFPA 170 FIRE ALARM TERMINAL CABINET | RISER FATC |  | North | N/A |  | Terminal Cabinet |  |  |  | Module | TRUE | FURNISHED BY OTHERS |  | FIRE ALARM TERMINAL CABINET | 1 | [6 empty] | FALSE |  | PROVIDED BY ELECTRICAL CONTRACTOR |  | PROVIDED BY OTHERS |  | #FFFF0000 | FA-NFPA 170 FIRE ALARM TERMINAL CABINET | 1 | TRUE | FALSE | FALSE | 205 | [13 empty] | FALSE
FA-FIRE-BACKFLOW |  |  | East | N/A |  | Sprinkler Component |  |  |  | Module | TRUE | FURNISHED BY OTHERS |  | BACKFLOW VALVE | 1 | [6 empty] | FALSE | FALSE | PROVIDED BY SPRINKLER CONTRACTOR |  | PROVIDED BY OTHERS |  | #FFFF0000 | FA-FA-FIRE-BACKFLOW | 1 | FALSE | FALSE | FALSE | [14 empty] | FALSE
NFPA 170 PRESSURE SWITCH |  |  | East | N/A |  | Pressure Switch |  |  |  | Module | TRUE | FURNISHED BY OTHERS |  | AIR PRESSURE SWITCH | 1 | [6 empty] | FALSE | FALSE | PROVIDED BY SPRINKLER CONTRACTOR |  | PROVIDED BY OTHERS |  | #FFFF0000 | FA-NFPA 170 PRESSURE SWITCH | 1 | FALSE | FALSE | FALSE | 913 | [13 empty] | FALSE
NFPA 170 CONTACT DEVICE |  |  | East | N/A |  | Contact Device |  |  |  | Module | TRUE | FURNISHED BY OTHERS |  | CONTACT DEVICE | 1 | [6 empty] | FALSE | FALSE | PROVIDED BY SPRINKLER CONTRACTOR |  | PROVIDED BY OTHERS |  | #FFFF0000 | FA-NFPA 170 CONTACT DEVICE | 1 | FALSE | FALSE | FALSE | [14 empty] | FALSE
NFPA 170 MANUAL PULL |  |  | North | N/A |  | Manual Station |  |  |  | Module | TRUE | FURNISHED BY OTHERS |  | MANUAL PULL | 1 | [6 empty] | FALSE | FALSE |  |  |  |  | #FFFF0000 | FA-NFPA 170 MANUAL PULL | 1 | FALSE | FALSE | FALSE | 957 | [13 empty] | FALSE
NFPA 170 DAMPERS SMOKE |  |  | North | N/A |  | Damper |  |  |  | Module | TRUE | FURNISHED BY OTHERS |  | SMOKE DAMPER | 1 | [6 empty] | FALSE | TRUE |  |  |  |  | #FFFF0000 | FA-NFPA 170 DAMPERS SMOKE | 1 | FALSE | FALSE | FALSE | 1904 | [13 empty] | FALSE
NFPA 170 SMOKE DETECTOR |  |  | North | N/A |  | Smoke Detector |  |  |  | Module | TRUE | FURNISHED BY OTHERS |  | 120VAC SMOKE DETECTOR | 1 | [6 empty] | TRUE | TRUE |  |  |  |  | #FFFF0000 | FA-NFPA 170 SMOKE DETECTOR | 1 | FALSE | FALSE | FALSE | 1408 | [16 empty] | 120v
NFPA 170 SMOKE CONTROL PANEL |  |  | North | N/A |  | Smoke Control Panel |  |  |  | Module | TRUE | FURNISHED BY OTHERS |  | SMOKE CONTROL PANEL | 1 | [6 empty] | TRUE | [5 empty] | #FFFF0000 | FA-NFPA 170 SMOKE CONTROL PANEL | 1 | FALSE | FALSE | FALSE
NFPA 170 DUCT SMOKE DETECTOR |  |  | East | N/A |  | Duct Smoke Detector |  |  |  | Module | TRUE | FURNISHED BY OTHERS |  | DUCT DETECTOR | 1 | [6 empty] | FALSE | TRUE | Mounted by Mechanical Contractor |  |  |  | #FFFF0000 | FA-NFPA 170 DUCT SMOKE DETECTOR | 1 | FALSE | FALSE | FALSE | 1400 | [16 empty] | FBO
NFPA 170 FLOW DETECTOR |  |  | East | N/A |  | Flow Detector |  |  |  | Module | TRUE | FURNISHED BY OTHERS |  | WATERFLOW SWITCH | 1 | [6 empty] | FALSE | FALSE | PROVIDED BY SPRINKLER CONTRACTOR |  | PROVIDED BY OTHERS |  | #FFFF0000 | FA-NFPA 170 FLOW DETECTOR | 1 | FALSE | FALSE | FALSE | 1700 | [13 empty] | FALSE
NFPA 170 DOOR HOLDER |  |  | East | N/A |  | Door Holder |  |  |  | Module | TRUE | FURNISHED BY OTHERS |  | 110VAC DOOR HOLDER | 1 | [6 empty] | FALSE | FALSE | PROVIDED BY OTHERS |  | PROVIDED BY OTHERS |  | #FFFF0000 | FA-NFPA 170 DOOR HOLDER | 1 | FALSE | FALSE | FALSE | 2500 | [13 empty] | FALSE
GenericN RISER |  |  | East | N/A |  | Miscellaneous |  |  |  | Module | TRUE | FURNISHED BY OTHERS |  | WIREPATH RISER | 1 | [6 empty] | FALSE | FALSE | PROVIDED BY ELECTRICAL CONTRACTOR |  | PROVIDED BY OTHERS |  | #FF00B050 | FA-GenericN RISER | 1 | FALSE | FALSE | FALSE | [14 empty] | FALSE
NFPA 170 DAMPERS FIRE SMOKE |  |  | East | N/A |  | Damper |  |  |  | Module | TRUE | FURNISHED BY OTHERS |  | FIRE SMOKE DAMPER | 1 | [6 empty] | FALSE | TRUE | PROVIDED BY MECHANICAL CONTRACTOR |  | PROVIDED BY OTHERS |  | #FFFF0000 | FA-NFPA 170 DAMPERS FIRE SMOKE | 1 | FALSE | FALSE | FALSE | 1902 | [13 empty] | FALSE
AT GATE VALVE |  |  | North | N/A |  | Valve Supervisory Switch |  |  |  | Module | TRUE | FURNISHED BY OTHERS |  | VALVE TAMPER SUPERVISORY SWITCH | 1 | [6 empty] | FALSE | FALSE |  |  |  |  | #FFFF0000 | FA-AT GATE VALVE | 1 | FALSE | FALSE | FALSE | [14 empty] | FALSE
GenericN LINE BREAK DOUBLE 1 |  |  | East | N/A |  | Miscellaneous |  |  |  | Module | TRUE | LINE BREAK (DOUBLE) |  | LINE BREAK SYMBOL | 1 | [6 empty] | FALSE | FALSE | PROVIDED BY ELECTRICAL CONTRACTOR |  | PROVIDED BY OTHERS |  | #FFFF0000 | FA-GenericN LINE BREAK DOUBLE 1 | 1 | FALSE | FALSE | FALSE | [14 empty] | FALSE
NFPA 170 VALVE SUPERVISORY SWITCH |  |  | East | N/A |  | Valve Supervisory Switch |  |  |  | Module | TRUE | FURNISHED BY OTHERS |  | VALVE TAMPER SUPERVISORY SWITCH | 1 | [6 empty] | FALSE | FALSE | PROVIDED BY SPRINKLER CONTRACTOR |  | PROVIDED BY OTHERS |  | #FFFF0000 | FA-NFPA 170 VALVE SUPERVISORY SWITCH | 1 | FALSE | FALSE | FALSE | 916 | [13 empty] | FALSE
NFPA 170 KNOX BOX |  |  | East | N/A |  | Miscellaneous |  |  |  | Module | TRUE | FURNISHED BY OTHERS |  | KNOX BOX | 1 | [6 empty] | FALSE | FALSE |  |  |  |  | #FFFF0000 | FA-NFPA 170 KNOX BOX | 1 | FALSE | FALSE | FALSE | 6010 | [13 empty] | FALSE
NFPA 170 FAN RELAY |  |  | North | N/A |  | HVAC Relay |  |  |  | Module | TRUE | FURNISHED BY OTHERS |  | FAN RELAY | 1 | 0.02 | 0 |  |  |  |  | FALSE | [5 empty] | #FFFF0000 | FA-NFPA 170 FAN RELAY | 1 | FALSE | FALSE | FALSE | 1300 | [13 empty] | FALSE
GenericN LINE BREAK SINGLE 1 |  |  | East | N/A |  | Miscellaneous |  |  |  | Module | TRUE | LINE BREAK (SINGLE) |  | LINE BREAK SYMBOL | 1 | [6 empty] | FALSE | FALSE | PROVIDED BY ELECTRICAL CONTRACTOR |  | PROVIDED BY OTHERS |  | #FFFF0000 | FA-GenericN LINE BREAK SINGLE 1 | 1 | TRUE | TRUE | FALSE | [14 empty] | FALSE
NFPA 170 INTERSECT |  |  | North | N/A |  | Miscellaneous |  |  |  | Module | TRUE | FURNISHED BY OTHERS |  | WIREPATH INTERSECTION | 1 | [6 empty] | FALSE |  | PROVIDED BY ELECTRICAL CONTRACTOR |  | PROVIDED BY OTHERS |  | #FFFF0000 | FA-NFPA 170 INTERSECT | 1 | TRUE | FALSE | FALSE | 6000 | [13 empty] | FALSE
NFPA 170 KITCHEN HOOD |  |  | North | N/A |  | Miscellaneous |  |  |  | Module | TRUE | FURNISHED BY OTHERS |  | HOOD SYSTEM MONITOR | 1 | [6 empty] | FALSE | FALSE |  |  |  |  | #FFFF0000 | FA-NFPA 170 KITCHEN HOOD | 1 | FALSE | FALSE | FALSE | [14 empty] | FALSE |  |  | HOOD
NFPA 170 JUNCTION BOX | RISER JUNCTION BOX |  | North | N/A |  | Junction Box |  |  |  | Module | TRUE | FURNISHED BY OTHERS |  | JUNCTION BOX | 1 | [6 empty] | FALSE |  | PROVIDED BY ELECTRICAL CONTRACTOR |  | PROVIDED BY OTHERS |  | #FF00B050 | FA-NFPA 170 JUNCTION BOX | 1 | TRUE | FALSE | FALSE | 6000 | [13 empty] | FALSE
FA-WIREPATH_JUMPER |  |  | North | N/A |  | Miscellaneous |  |  |  | Module | TRUE | FURNISHED BY OTHERS |  | WIREPATH JUMPER | 1 | [6 empty] | FALSE | [5 empty] | #FFFF0000 | FA-FA-WIREPATH_JUMPER | 1 | TRUE | FALSE | FALSE | [14 empty] | FALSE
CLASS A RETURN | RISER CLASS A RETURN |  | North | N/A |  | Miscellaneous |  |  |  | Module | TRUE | FURNISHED BY OTHERS |  | CLASS A RETURN | 1 | [12 empty] | #FF00B050 | FA-CLASS A RETURN | 1 | FALSE | FALSE | FALSE
AT WATER FLOW SWITCH |  |  | North | N/A |  | Waterflow Switch |  |  |  | Module | TRUE | FURNISHED BY OTHERS |  | WATERFLOW SWITCH | 1 | [6 empty] | FALSE | FALSE |  |  |  |  | #FFFF0000 | FA-AT WATER FLOW SWITCH | 1 | FALSE | FALSE | FALSE | 921 | [13 empty] | FALSE
NFPA 170 DGP |  |  | North | N/A |  | Control Panel |  |  |  | Assembly | TRUE | FURNISHED BY OTHERS |  | GENERIC DGP ASSEMBLY | 1 | [6 empty] | FALSE | [5 empty] | #FFFF0000 | FA-NFPA 170 DGP | 1 | FALSE | FALSE | FALSE | [14 empty] | FALSE
Circuit Breaker |  |  | North | N/A |  | Miscellaneous |  |  |  | Assembly | TRUE | FURNISHED BY OTHERS |  | GENERIC FIRE ALARM DISCONNECT | 1 | [6 empty] | FALSE | [5 empty] | #FFFF0000 | FA-Circuit Breaker | 1 | FALSE | FALSE | FALSE | [14 empty] | FALSE
NFPA 170 GRAPHIC ANNUNCIATOR PANEL | RISER ANNUNCIATOR |  | North | N/A |  | Graphic Annunciator |  |  |  | Module | TRUE | FURNISHED BY OTHERS |  | GRAPHIC ANNUNCIATOR | 1 | [12 empty] | #FFFF0000 | FA-NFPA 170 GRAPHIC ANNUNCIATOR PANEL | 1 | FALSE | FALSE | FALSE | 256
GenericN LINE BREAK DOUBLE 2 |  |  | East | N/A |  | Miscellaneous |  |  |  | Module | TRUE | LINE BREAK (DOUBLE) |  | LINE BREAK SYMBOL | 1 | [6 empty] | FALSE | FALSE | PROVIDED BY ELECTRICAL CONTRACTOR |  | PROVIDED BY OTHERS |  | #FFFF0000 | FA-GenericN LINE BREAK DOUBLE 2 | 1 | FALSE | FALSE | FALSE | [14 empty] | FALSE
NFPA 170 SURGE SUPPRESSOR |  |  | North | N/A |  | Surge Supressor |  |  |  | Module | TRUE | FURNISHED BY OTHERS |  | SURGE PROTECTOR | 1 | [6 empty] | FALSE | [5 empty] | #FFFF0000 | FA-NFPA 170 SURGE SUPPRESSOR | 1 | FALSE | FALSE | FALSE | 6001 | [13 empty] | FALSE |  |  | 24v
NFPA 170 FIRE ALARM CONTROL UNIT | RISER FACP |  | North | NAPCO |  | Fire Alarm Control Unit |  |  |  | Assembly | TRUE | FL-X2-32 | ++ | FireLink Conventional 8 to 32 Zone Fire Alarm Control Panel, preloaded program ideal for waterflow supervisory, expandable to 32; 2A programmable NAC circuits, up to 4 max @ 24V; Dual SIM Cellular Alarm Communicator (Verizon® + AT&T® / IP) and integral menu-Driven LCD annunciator | 1 | [6 empty] | TRUE |  |  |  | 16”x 14.25” x 5.2” (H x W x D) |  | #FFFF0000 | FA-NFPA 170 FIRE ALARM CONTROL UNIT | 1 | FALSE | FALSE | FALSE | 202 | [8 empty] | 7,12,16 |  | 16 |  |  | TRUE
|  |  | North | NAPCO |  | Cards & Components |  |  |  | Card | TRUE | GEMC-255MB | + | Assembly Main Board | 1 | [6 empty] | TRUE | [5 empty] | #FFFFFFFF |  |  | FALSE | FALSE | FALSE
|  |  | North | NAPCO |  | Cards & Components |  |  |  | Card | TRUE | GEMC-NAC6 Main Board | + | Assembly Main Board | 1 | [6 empty] | TRUE | [5 empty] | #FFFFFFFF |  |  | FALSE | FALSE | FALSE
NFPA 170 MANUAL PULL |  |  | North | NAPCO |  | Manual Station |  |  |  | Module | TRUE | FWC-FSLC-PULLK2 | ++ | Addressable SLC Fire Pull Station, Dual Action, Key Reset | 1 | 0.001 | 0.001 |  |  | 24 | [7 empty] | #FFFF0000 | FA-NFPA 170 MANUAL PULL | 1 | FALSE | FALSE | FALSE | 957
|  |  | North | NAPCO |  | Cards & Components |  |  |  | Card | TRUE | 2 Zones Used | ++ | Current added for 2 zones | 1 | 0.006 | 0.048 |  |  | 24 |  | TRUE | [5 empty] | #FFFFFFFF |  |  | FALSE | FALSE | FALSE
NFPA 170 CELL COMM | RISER CELL COMM |  | North | NAPCO |  | Cellular Communicator |  |  |  | Module | TRUE | SLE-LTEV-FIRE | + | Sole Path Communicator, Cellular &/or IP, connected by Verizon LTE™, ABS. | 1 | 0.071 | 0.2 |  |  |  |  | TRUE | [5 empty] | #FFFF0000 | FA-NFPA 170 CELL COMM | 1 | FALSE | FALSE | FALSE | 250 | [9 empty] | 1 |  |  |  | FALSE
|  |  | North | NAPCO |  | Hardware |  |  |  | Hardware | TRUE | GEMC-KOTAMPERKT | + | Merchantile Tamper Kit, for large panel enclosures, supervised. (Not necessary if housing is recess-mounted.) | 1 | [12 empty] | #FFFFFFFF |  |  | FALSE | FALSE | FALSE
NFPA 170 ADDRESSABLE INPUT MONITOR MODULE |  |  | North | NAPCO |  | Addressable Module |  |  |  | Module | TRUE | GEMC-WL-WD2 | + | Gemini Comml Wireless 2-input module converts any UL listed device into a UL wireless device (ex., pull stations or sprinkler supervisories.) | 1 | [12 empty] | #FFFF0000 | FA-NFPA 170 ADDRESSABLE INPUT MONITOR MODULE | 1 | FALSE | FALSE | FALSE | 1000
GenericN PLUGIN TRANSFORMER |  |  | North | NAPCO |  | Transformer |  |  |  | Module | TRUE | TRF12 |  | Plug in AC Transformer, 16.5V / 20VA | 1 | [6 empty] | TRUE | [5 empty] | #FFFF0000 | FA-GenericN PLUGIN TRANSFORMER | 1 | FALSE | FALSE | FALSE
NFPA 170 SMOKE DETECTOR |  |  | North | NAPCO |  | Smoke Detector |  |  |  | Module | TRUE | FW-2 | ++ | Two‐Wire Conventional Smoke Detector | 1 | 5.5e-05 | 0.15 |  |  | 24 |  | TRUE | TRUE |  |  |  |  | #FFFF0000 | FA-NFPA 170 SMOKE DETECTOR | 1 | FALSE | FALSE | FALSE | 1408 | [13 empty] | FALSE
NFPA 170 FIRE ALARM CONTROL UNIT | RISER FACP |  | North | NAPCO |  | Fire Alarm Control Unit |  |  |  | Assembly | TRUE | GEMC-FW-255KT | + | 255 Point GEM-C Firewolf™ 24V Commercial Fire System Kit | 1 | [12 empty] | #FFFF0000 | FA-NFPA 170 FIRE ALARM CONTROL UNIT | 1 | FALSE | FALSE | FALSE | 202 | [13 empty] | TRUE
GenericN MOTION DETECTOR LONG RANGE |  |  | North | NAPCO |  | Motion Detector |  |  |  | Module | TRUE | GEMC-WL-PIR | + | Gemini Commercial Wireless PIR, 50 x 50’ | 1 | [12 empty] | #FFFF0000 | FA-GenericN MOTION DETECTOR LONG RANGE | 1 | FALSE | FALSE | FALSE
NFPA 170 FIRE ALARM CONTROL UNIT | RISER FACP |  | North | NAPCO |  | Fire Alarm Control Unit |  |  |  | Assembly | TRUE | FL-FACP-LTEAI | ++ | Firewolf 8 Zone 24V Conventional Commercial Fire Alarm Control Panel with onboard StarLink Fire® Dual Path, IP / AT&T LTE Cellular Alarm Communicator and integral menu-Driven LCD annunciator | 1 | [6 empty] | TRUE |  |  |  | 16”x 14.25” x 5.2” |  | #FFFF0000 | FA-NFPA 170 FIRE ALARM CONTROL UNIT | 1 | FALSE | FALSE | FALSE | 202 | [8 empty] | 7,12,16 | 2 | 16 |  |  | TRUE
|  |  | North | NAPCO |  | Cards & Components |  |  |  | Card | TRUE | GEMC-BSLC | + | Addressable SLC Burg Module | 1 | 0.055 | 0.59 |  |  |  |  | TRUE | [5 empty] | #FFFFFFFF |  |  | FALSE | FALSE | FALSE
NFPA 170 CELL COMM | NFPA 170 CELL COMM PS |  | North | NAPCO |  | Cellular Communicator |  |  |  | Assembly | TRUE | SLE-LTEVI-CFB-PS | ++ | Commercial Fire Dual Path Mercantile model in red metal housing, LTE, Verizon LTE Network. Direct 120VAC Powered | 1 | 0.071 | 0.2 |  |  |  |  | TRUE | [5 empty] | #FFFF0000 | FA-NFPA 170 CELL COMM | 1 | FALSE | FALSE | FALSE | 250 | [8 empty] | 7 | 1 | 7 |  |  | TRUE
|  |  | North | NAPCO |  | Cards & Components |  |  |  | Card | TRUE | 4 Zones Used | ++ | Current added for 4 zones | 1 | 0.012 | 0.096 |  |  | 24 |  | TRUE | [5 empty] | #FFFFFFFF |  |  | FALSE | FALSE | FALSE
NFPA 170 CELL COMM | RISER CELL COMM |  | North | NAPCO |  | Cellular Communicator |  |  |  | Module | TRUE | SLE-MAXVI-CFB | ++ | 5G LTE-M Sole & Dual Path Cellular Commercial Fire Alarm Communicators | 1 | 0.085 | 0.2 |  |  |  |  | TRUE |  | Plastic housing includes three keyhole slots for triple gang boxes |  | 8 x 5-29/64 x 1½" (20.3 x 13.9 x 3.8cm) |  | #FFFF0000 | FA-NFPA 170 CELL COMM | 1 | FALSE | FALSE | FALSE | 250 | [9 empty] | 1 |  |  |  | FALSE
NFPA 170 CELL COMM | RISER CELL COMM |  | North | NAPCO |  | Cellular Communicator |  |  |  | Module | TRUE | SLE-CDMA-FIRE | + | Wireless Commercial Fire Alarm Communicator | 1 | 0.071 | 0.2 |  |  |  |  | FALSE | [5 empty] | #FFFF0000 | FA-NFPA 170 CELL COMM | 1 | FALSE | FALSE | FALSE | 250 | [9 empty] | 1 |  |  |  | FALSE
NFPA 170 FIRE ALARM CONTROL UNIT | RISER FACP |  | North | NAPCO |  | Fire Alarm Control Unit |  |  |  | Assembly | TRUE | GEMC-FW-128KT | + | 128 Point GEM-C Firewolf™ 24V Commercial Fire System Kit | 1 | [12 empty] | #FFFF0000 | FA-NFPA 170 FIRE ALARM CONTROL UNIT | 1 | FALSE | FALSE | FALSE | 202 | [13 empty] | TRUE
NFPA 170 CELL COMM | NFPA 170 CELL COMM PS |  | North | NAPCO |  | Cellular Communicator |  |  |  | Assembly | TRUE | SLE-LTEAI-CFB-PS | ++ | Commercial Fire Dual Path Mercantile model in red metal housing, LTE, AT&T LTE. Direct 120VAC Powered | 1 | 0.071 | 0.2 |  |  |  |  | TRUE | [5 empty] | #FFFF0000 | FA-NFPA 170 CELL COMM | 1 | FALSE | FALSE | FALSE | 250 | [8 empty] | 7 | 1 | 7 |  |  | TRUE
NFPA 170 DUCT SMOKE DETECTOR |  |  | North | NAPCO |  | Duct Smoke Detector |  |  |  | Module | TRUE | FWC-FSLC-DUCT | ++ | Addressable SLC Duct smoke detector, photoelectric | 1 | 0.011 | 0.001 |  |  | 24 |  |  | TRUE |  |  |  |  | #FFFF0000 | FA-NFPA 170 DUCT SMOKE DETECTOR | 1 | FALSE | FALSE | FALSE | 1400
NFPA 170 CELL COMM | RISER CELL COMM |  | North | NAPCO |  | Cellular Communicator |  |  |  | Module | TRUE | SLE-LTEV-CB-TF | + | Commercial / Residential Burglary and Residential Fire Radio in white metal housing with SLE-ULPS-R power supply and TRF12/T123 plug-in 16.5V / 20VA transformer | 1 | 0.071 | 0.2 |  |  |  |  | TRUE | [5 empty] | #FFFF0000 | FA-NFPA 170 CELL COMM | 1 | FALSE | FALSE | FALSE | 250 | [9 empty] | 1 |  |  |  | FALSE
NFPA 170 CELL COMM | RISER CELL COMM |  | North | NAPCO |  | Cellular Communicator |  |  |  | Module | TRUE | SLE/4G-CDMA-FIRE | + | Wireless Commercial Fire Alarm Communicator | 1 | 0.071 | 0.2 |  |  |  |  | FALSE | [5 empty] | #FFFF0000 | FA-NFPA 170 CELL COMM | 1 | FALSE | FALSE | FALSE | 250 | [9 empty] | 1 |  |  |  | FALSE
NFPA 170 SMOKE DETECTOR |  |  | North | NAPCO |  | Smoke Detector |  |  |  | Module | TRUE | GEMC-WL-SMK | + | Gemini Commercial Wireless Smoke, Photoelectric | 1 | [7 empty] | TRUE |  |  |  |  | #FFFF0000 | FA-NFPA 170 SMOKE DETECTOR | 1 | FALSE | FALSE | FALSE | 1408
NFPA 170 CELL COMM | NFPA 170 CELL COMM PS |  | North | NAPCO |  | Cards & Components |  |  |  | Card | TRUE | SLE-LTEA-CFB-PS Main Card | ++ | Main Board | 1 | 0.2 | 0.2 |  |  |  |  | TRUE | [5 empty] | #FFFF0000 | FA-NFPA 170 CELL COMM | 1 | FALSE | FALSE | FALSE | 250 | [13 empty] | FALSE
GenericN BURGLAR ALARM CONTROL PANEL |  |  | North | NAPCO | Security/Access Control | Burglar Alarm Control Panel |  |  |  | Assembly | TRUE | GEMC-BURG256KT | + | 256pt GEMC Addressable Commercial Burglary System Kit | 1 | [12 empty] | #FFFF0000 | FA-GenericN BURGLAR ALARM CONTROL PANEL | 1 | FALSE | FALSE | FALSE | 101
NFPA 170 ADDRESSABLE INPUT MONITOR MODULE |  |  | North | NAPCO |  | Addressable Module |  |  |  | Module | TRUE | FWC-FSLC-CZM | ++ | Addressable SLC single module, for montoring of dry contacts, ie., pull stations and conv. smokes | 1 | 0.00067 | 0.00072 |  |  | 24 | [7 empty] | #FFFF0000 | FA-NFPA 170 ADDRESSABLE INPUT MONITOR MODULE | 1 | FALSE | FALSE | FALSE | 1000 | [16 empty] | SD
NFPA 170 CELL COMM | RISER CELL COMM |  | North | NAPCO |  | Cellular Communicator |  |  |  | Assembly | TRUE | SLE-MAX2-CFB |  | Universal Fire Communicator, Dual SIM, Dual Path, Panel-Powered Technology, Metal Housing with auto network selection | 1 | [6 empty] | TRUE | [5 empty] | #FFFF0000 | FA-NFPA 170 CELL COMM | 1 | FALSE | FALSE | FALSE
NFPA 170 CELL COMM | RISER CELL COMM |  | North | NAPCO |  | Cellular Communicator |  |  |  | Module | TRUE | SLE-MAXAI-CFB | ++ | 5G LTE-M Sole & Dual Path Cellular Commercial Fire Alarm Communicators | 1 | 0.085 | 0.2 |  |  |  |  | TRUE |  | Plastic housing includes three keyhole slots for triple gang boxes |  | 8 x 5-29/64 x 1½" (20.3 x 13.9 x 3.8cm) |  | #FFFF0000 | FA-NFPA 170 CELL COMM | 1 | FALSE | FALSE | FALSE | 250 | [9 empty] | 1 |  |  |  | FALSE
NFPA 170 ADDRESSABLE OUTPUT MODULE |  |  | North | NAPCO |  | Addressable Control/Relay |  |  |  | Module | TRUE | FWC-FSLC-RM2 | ++ | Addressable SLC 2-output module (requires 1 SLC address) | 1 | 0.001 | 0.001 |  |  | 24 | [7 empty] | #FFFF0000 | FA-NFPA 170 ADDRESSABLE OUTPUT MODULE | 1 | FALSE | FALSE | FALSE | 1100
NFPA 170 FIRE ALARM CONTROL UNIT | RISER FACP |  | North | NAPCO |  | Fire Alarm Control Unit |  |  |  | Assembly | TRUE | GEMC-COMBO128KT | + | 128 Point GEM-C Commercial Combo. Fire/Burg System Kit | 1 | [12 empty] | #FFFF0000 | FA-NFPA 170 FIRE ALARM CONTROL UNIT | 1 | FALSE | FALSE | FALSE | 202 | [13 empty] | TRUE
NFPA 170 SMOKE DETECTOR |  |  | North | NAPCO |  | Smoke Detector |  |  |  | Module | TRUE | FW-4H | ++ | Four‐Wire Conventional Smoke Detector with internal Heat Detector | 1 | 5.5e-05 | 0.055 |  |  | 24 |  | TRUE | TRUE |  |  |  |  | #FFFF0000 | FA-NFPA 170 SMOKE DETECTOR | 1 | FALSE | FALSE | FALSE | 1408 | [16 empty] | 135°F
GenericN MOTION DETECTOR LONG RANGE |  |  | North | NAPCO |  | Motion Detector |  |  |  | Module | TRUE | GEMC-BSLC-DT | + | Addressable SLC Commercial Dual Tech Microwave/PIR, 40 x 40’ | 1 | 0.019 | 0.019 | [10 empty] | #FFFF0000 | FA-GenericN MOTION DETECTOR LONG RANGE | 1 | FALSE | FALSE | FALSE
|  |  | North | NAPCO |  | Cards & Components |  |  |  | Card | TRUE | GEM-2D | + | Access Add-on 2 door plug–in PCB for expansion of door capacity in above. | 1 | 0.005 | 0.005 |  |  |  |  | TRUE | [5 empty] | #FFFFFFFF |  |  | FALSE | FALSE | FALSE
NFPA 170 SMOKE DETECTOR |  |  | North | NAPCO |  | Smoke Detector |  |  |  | Module | TRUE | FW-2H | ++ | Two‐Wire Conventional Smoke Detector with internal Heat Detector | 1 | 5.5e-05 | 0.15 |  |  | 24 |  | TRUE | TRUE |  |  |  |  | #FFFF0000 | FA-NFPA 170 SMOKE DETECTOR | 1 | FALSE | FALSE | FALSE | 1408 | [13 empty] | FALSE |  |  | 135°F
NFPA 170 FIRE ALARM CONTROL UNIT | RISER FACP |  | North | NAPCO |  | Fire Alarm Control Unit |  |  |  | Assembly | TRUE | FL-FACP-LTEVI | ++ | Firewolf 8 Zone 24V Conventional Commercial Fire Alarm Control Panel with onboard StarLink Fire® Dual Path, IP / Verizon LTE Cellular Alarm Communicator and integral menu-Driven LCD annunciator | 1 | [6 empty] | TRUE |  |  |  | 16”x 14.25” x 5.2” |  | #FFFF0000 | FA-NFPA 170 FIRE ALARM CONTROL UNIT | 1 | FALSE | FALSE | FALSE | 202 | [8 empty] | 7,12,16 | 2 | 16 |  |  | TRUE
GenericN AUX POWER SUPPLY |  |  | North | NAPCO |  | Auxilliary Power Supply |  |  |  | Assembly | TRUE | GEMC-12V2APS-CF | + | 12VDC Power Supply for Fire Bus, remote supervised. Direct 120VAC connection, supports 2ea. 12V, 7Ah standby batteries. | 1 | [12 empty] | #FFFF0000 | FA-GenericN AUX POWER SUPPLY | 1 | FALSE | FALSE | FALSE
NFPA 170 ADDRESSABLE INPUT MONITOR MODULE |  |  | North | NAPCO |  | Addressable Module |  |  |  | Module | TRUE | FWC-FSLC-EZM1 | ++ | Addressable SLC 1-input conventional module, similar to usage above. | 1 | 0.001 | 0.001 |  |  | 24 | [7 empty] | #FFFF0000 | FA-NFPA 170 ADDRESSABLE INPUT MONITOR MODULE | 1 | FALSE | FALSE | FALSE | 1000
NFPA 170 FIRE ALARM CONTROL UNIT | RISER FACP |  | North | NAPCO |  | Fire Alarm Control Unit |  |  |  | Assembly | TRUE | GEMC-FW-32KT | + | 32 Point GEM-C Firewolf™ 24V Commercial Fire System Kit | 1 | [12 empty] | #FFFF0000 | FA-NFPA 170 FIRE ALARM CONTROL UNIT | 1 | FALSE | FALSE | FALSE | 202 | [13 empty] | TRUE
|  |  | North | NAPCO |  | Cards & Components |  |  |  | Card | TRUE | FL-255FACP Main Board | ++ | Main Board | 1 | 0.096 | 0.096 | 7 |  | 24 |  | TRUE | [5 empty] | #FFFFFFFF |  |  | FALSE | FALSE | FALSE
NFPA 170 CELL COMM | RISER CELL COMM |  | North | NAPCO |  | Cellular Communicator |  |  |  | Module | TRUE | SLE-CDMA-CFB | + | Wireless Commercial Fire Alarm Communicator | 1 | 0.071 | 0.2 |  |  |  |  | FALSE | [5 empty] | #FFFF0000 | FA-NFPA 170 CELL COMM | 1 | FALSE | FALSE | FALSE | 250 | [9 empty] | 1 |  |  |  | FALSE
|  |  | North | NAPCO |  | Cards & Components |  |  |  | Card | TRUE | FL-FACP-LTE Main Board | ++ | Main Board | 1 | 0.096 | 0.096 | 4 |  | 24 |  | TRUE | [5 empty] | #FFFFFFFF |  |  | FALSE | FALSE | FALSE
NFPA 170 MANUAL PULL |  |  | North | NAPCO |  | Manual Station |  |  |  | Module | TRUE | FWC-CNV-PULLK | ++ | Manual pull station, conventional | 1 | [6 empty] | TRUE | [5 empty] | #FFFF0000 | FA-NFPA 170 MANUAL PULL | 1 | FALSE | FALSE | FALSE | 957
NFPA 170 CELL COMM | RISER CELL COMM |  | North | NAPCO |  | Cellular Communicator |  |  |  | Module | TRUE | SLE-MAXAI-FIRE | ++ | 5G LTE-M Sole & Dual Path Cellular Commercial Fire Alarm Communicators | 1 | 0.085 | 0.2 |  |  |  |  | TRUE |  | Plastic housing includes three keyhole slots for triple gang boxes |  | 8 x 5-29/64 x 1½" (20.3 x 13.9 x 3.8cm) |  | #FFFF0000 | FA-NFPA 170 CELL COMM | 1 | FALSE | FALSE | FALSE | 250 | [9 empty] | 1 |  |  |  | FALSE
NFPA 170 CELL COMM | NFPA 170 CELL COMM PS |  | North | NAPCO |  | Cards & Components |  |  |  | Card | TRUE | SLE-LTEAI-CFB-PS Main Card | ++ | Main Board | 1 | 0.2 | 0.2 |  |  |  |  | TRUE | [5 empty] | #FFFF0000 | FA-NFPA 170 CELL COMM | 1 | FALSE | FALSE | FALSE | 250 | [13 empty] | FALSE
NFPA 170 SMOKE DETECTOR |  |  | North | NAPCO |  | Smoke Detector |  |  |  | Module | TRUE | FWC-FSLC-SMK w/FWC-FSLC-SMK6B | ++ | Addressable Analog SLC Smoke, photoelectric, head** | 1 | 0.001 | 0.001 |  |  | 24 |  |  | TRUE |  |  |  |  | #FFFF0000 | FA-NFPA 170 SMOKE DETECTOR | 1 | FALSE | FALSE | FALSE | 1408
|  |  | North | NAPCO |  | Cards & Components |  |  |  | Card | TRUE | 8 Zones Used (Max) | ++ | Current added for 8 zones | 1 | 0.024 | 0.192 |  |  | 24 |  | TRUE | [5 empty] | #FFFFFFFF |  |  | FALSE | FALSE | FALSE
NFPA 170 SMOKE DETECTOR |  |  | North | NAPCO |  | Smoke Detector |  |  |  | Module | TRUE | FW-4 | ++ | Four‐Wire Conventional Smoke Detector | 1 | 5.5e-05 | 0.055 |  |  | 24 |  | TRUE | TRUE |  |  |  |  | #FFFF0000 | FA-NFPA 170 SMOKE DETECTOR | 1 | FALSE | FALSE | FALSE | 1408
|  |  | North | NAPCO |  | Hardware |  |  |  | Hardware | TRUE | FWC-FSLC-SMK6B | ++ | ** Smoke/Heat 6" Base, required for FWC-FSLC- SMK and –HEAT devices | 1 |  |  |  |  | 24 | [7 empty] | #FFFFFFFF |  |  | FALSE | FALSE | FALSE
|  |  | North | NAPCO |  | Cards & Components |  |  |  | Card | TRUE | GEMC-PS24V4A | + | Assembly Main Board | 1 | [6 empty] | TRUE | [5 empty] | #FFFFFFFF |  |  | FALSE | FALSE | FALSE
|  |  | North | NAPCO |  | Cards & Components |  |  |  | Card | TRUE | FL-32FACP Main Board | ++ | Main Board | 1 | 0.096 | 0.096 | 4 |  | 24 |  | TRUE | [5 empty] | #FFFFFFFF |  |  | FALSE | FALSE | FALSE
GenericN BURGLAR ALARM CONTROL PANEL |  |  | North | NAPCO | Security/Access Control | Burglar Alarm Control Panel |  |  |  | Assembly | TRUE | GEMC-BURG128KT | + | 128pt GEMC Addressable Commercial Burglary System Kit | 1 | [12 empty] | #FFFF0000 | FA-GenericN BURGLAR ALARM CONTROL PANEL | 1 | FALSE | FALSE | FALSE | 101
NFPA 170 NOTIFICATION CIRCUIT EXTENDER PANEL | RISER NAC |  | North | NAPCO |  | Notification Circuit Extender Panel |  |  |  | Assembly | TRUE | GEMC-12V2APS-R | + | 12VDC Power Supply for Burg. Bus, remote supervised. Powered by supplied 16.5V, 50VA plug-in transformer, supports 2ea. 12V, 7AH standby batteries. | 1 | [12 empty] | #FFFF0000 | FA-NFPA 170 NOTIFICATION CIRCUIT EXTENDER PANEL | 1 | FALSE | FALSE | FALSE | 212
GenericN CARD ACCESS CONTROL PANEL |  |  | North | NAPCO | Security/Access Control | Card Access Control Panel |  |  |  | Assembly | TRUE | GEM-ACM1D | + | Access Control Module (with power supply, provision for back up battery, in enclosure, plug-in transformer), 1 door kit | 1 | [12 empty] | #FFFF0000 | FA-GenericN CARD ACCESS CONTROL PANEL | 1 | FALSE | FALSE | FALSE | 102
|  |  | North | NAPCO |  | Cards & Components |  |  |  | Card | TRUE | GEMC-24VR | + | 24 Volt "Regulated" Output Module | 1 | [6 empty] | TRUE | [5 empty] | #FFFFFFFF |  |  | FALSE | FALSE | FALSE
NFPA 170 SMOKE DETECTOR |  |  | North | NAPCO |  | Smoke Detector |  |  |  | Module | TRUE | FW-2S | ++ | Two-Wire Conventional Smoke Detector with internal 85db sounder | 1 | 4.36e-05 | 0.06 |  |  | 12 |  | TRUE | TRUE |  |  |  |  | #FFFF0000 | FA-NFPA 170 SMOKE DETECTOR | 1 | FALSE | FALSE | FALSE | 1408 | [13 empty] | FALSE |  |  | SB
|  |  | North | NAPCO |  | Cards & Components |  |  |  | Card | TRUE | GEMC-RM3008 | ++ | 8 Form C Relay Output Module | 1 | 0.013 | 0.013 |  |  | 24 |  | TRUE | [5 empty] | #FFFFFFFF |  |  | FALSE | FALSE | FALSE
NFPA 170 CELL COMM | NFPA 170 CELL COMM PS |  | North | NAPCO |  | Cellular Communicator |  |  |  | Assembly | TRUE | SLE-LTEA-CFB-PS | ++ | Commercial Fire Sole Path Mercantile model in red metal housing, LTE, AT&T LTE Network. Direct 120VAC Powered | 1 | 0.071 | 0.2 |  |  |  |  | TRUE | [5 empty] | #FFFF0000 | FA-NFPA 170 CELL COMM | 1 | FALSE | FALSE | FALSE | 250 | [8 empty] | 7 | 1 | 7 |  |  | TRUE
NFPA 170 CELL COMM | NFPA 170 CELL COMM PS |  | North | NAPCO |  | Cellular Communicator |  |  |  | Assembly | TRUE | SLE-MAX2-CFBPS |  | Universal Fire Communicator, Dual SIM, Dual Path, Direct AC Power 120VAC Metal Housing w/ Provision for Plug-in TRF12 XFormer, 16VAC, 20VA (w/ provision for backup battery) | 1 | [6 empty] | TRUE | [5 empty] | #FFFF0000 | FA-NFPA 170 CELL COMM | 1 | FALSE | FALSE | FALSE | [9 empty] | 7 | 1 | 7 |  |  | TRUE
NFPA 170 FIRE ALARM CONTROL UNIT | RISER FACP |  | North | NAPCO |  | Fire Alarm Control Unit |  |  |  | Assembly | TRUE | MA-3000 | + | MAGNUM ALERT 3000 SERIES PANEL | 1 | [6 empty] | TRUE | [5 empty] | #FFFF0000 | FA-NFPA 170 FIRE ALARM CONTROL UNIT | 1 | FALSE | FALSE | FALSE | 202 | [8 empty] | 7 | 2 | 7 |  |  | TRUE
|  |  | North | NAPCO |  | Cards & Components |  |  |  | Card | TRUE | GEMC-12V2APS-R Main Board | + | Assembly Main Board | 1 | [6 empty] | TRUE | [5 empty] | #FFFFFFFF |  |  | FALSE | FALSE | FALSE
|  |  | North | NAPCO |  | Cards & Components |  |  |  | Card | TRUE | SLE-MAX2-CFB MAIN BOARD |  |  | 1 | 0.085 | 0.325 |  |  |  |  | TRUE | [5 empty] | #FFFFFFFF |  |  | FALSE | FALSE | FALSE
GenericN GLASS BREAK |  |  | North | NAPCO |  | Glass Break Detector |  |  |  | Module | TRUE | GEMC-WL-GB | + | Gemini Commercial Wireless Glassbreak, Acoustic 25’ | 1 | [12 empty] | #FFFF0000 | FA-GenericN GLASS BREAK | 1 | FALSE | FALSE | FALSE
NFPA 170 MANUAL PULL |  |  | North | NAPCO |  | Manual Station |  |  |  | Module | TRUE | FWC-CNV-PULL | ++ | Manual pull station, conventional | 1 | [6 empty] | TRUE | [5 empty] | #FFFF0000 | FA-NFPA 170 MANUAL PULL | 1 | FALSE | FALSE | FALSE | 957
NFPA 170 ADDRESSABLE INPUT MONITOR MODULE |  |  | North | NAPCO |  | Addressable Module |  |  |  | Module | TRUE | GEMC-BSLC-4PT | + | Addressable SLC 4 point input expansion module | 1 | 0.003 | 0.003 | [10 empty] | #FFFF0000 | FA-NFPA 170 ADDRESSABLE INPUT MONITOR MODULE | 1 | FALSE | FALSE | FALSE | 1000
NFPA 170 FIRE ALARM CONTROL UNIT | RISER FACP |  | North | NAPCO |  | Fire Alarm Control Unit |  |  |  | Assembly | TRUE | GEMC-COMBO255KT | + | 255 Point GEM-C Commercial Combo. Fire/Burg System Kit | 1 | [12 empty] | #FFFF0000 | FA-NFPA 170 FIRE ALARM CONTROL UNIT | 1 | FALSE | FALSE | FALSE | 202 | [13 empty] | TRUE
NFPA 170 FIRE ALARM CONTROL UNIT | RISER FACP |  | North | NAPCO |  | Fire Alarm Control Unit |  |  |  | Assembly | TRUE | FL-32FACP-LTEAI | ++ | FireLink Conventional 8 to 32 Zone Fire Alarm Control Panel, 2 programmable NAC circuits, 2A max @ 24V; Cellular Alarm Communicator (AT&T or IP) and integral menu-Driven LCD annunciator | 1 | [6 empty] | TRUE |  |  |  | 16”x 14.25” x 5.2” (H x W x D) |  | #FFFF0000 | FA-NFPA 170 FIRE ALARM CONTROL UNIT | 1 | FALSE | FALSE | FALSE | 202 | [8 empty] | 7,12,16 |  | 16 |  |  | TRUE
NFPA 170 MANUAL PULL |  |  | North | NAPCO |  | Manual Station |  |  |  | Module | TRUE | FWC-CNV-PULL2K | ++ | Manual pull station, conventional | 1 | [6 empty] | TRUE | [5 empty] | #FFFF0000 | FA-NFPA 170 MANUAL PULL | 1 | FALSE | FALSE | FALSE | 957
NFPA 170 WIRELESS CONTROL UNIT |  |  | North | NAPCO |  | Wireless Control Unit |  |  |  | Module | TRUE | GEMC-REVC | ++ | Gemini Commercial Wireless 255 point RF Receiver (up to 4 per system, max.) | 1 | 0.042 | 0.042 |  |  | 24 | [7 empty] | #FFFF0000 | FA-NFPA 170 WIRELESS CONTROL UNIT | 1 | FALSE | FALSE | FALSE
NFPA 170 CELL COMM | NFPA 170 CELL COMM PS |  | North | NAPCO |  | Cellular Communicator |  |  |  | Module | TRUE | SLE-CDMA-CFB-PS | + | Wireless Commercial Fire Alarm Communicator | 1 | 0.071 | 0.2 |  |  |  |  | FALSE | [5 empty] | #FFFF0000 | FA-NFPA 170 CELL COMM | 1 | FALSE | FALSE | FALSE | 250 | [13 empty] | FALSE
NFPA 170 PRINTER |  |  | North | NAPCO |  | Miscellaneous |  |  |  | Module | TRUE | GEMC-FPRINT | ++ | Parallel printer module | 1 | 0.054 | 0.054 |  |  | 24 | [7 empty] | #FFFF0000 | FA-NFPA 170 PRINTER | 1 | FALSE | FALSE | FALSE
NFPA 170 CELL COMM | RISER CELL COMM |  | North | NAPCO |  | Cellular Communicator |  |  |  | Module | TRUE | SLE/4G-CDMA-CFB | + | Wireless Commercial Fire Alarm Communicator | 1 | 0.071 | 0.2 |  |  |  |  | FALSE | [5 empty] | #FFFF0000 | FA-NFPA 170 CELL COMM | 1 | FALSE | FALSE | FALSE | 250 | [9 empty] | 1 |  |  |  | FALSE
NFPA 170 ADDRESSABLE INPUT MONITOR MODULE |  |  | North | NAPCO |  | Addressable Module |  |  |  | Module | TRUE | GEMC-EZM8 | ++ | 8-point expansion module | 1 | 0.036 | 0.036 |  |  | 24 | [7 empty] | #FFFF0000 | FA-NFPA 170 ADDRESSABLE INPUT MONITOR MODULE | 1 | FALSE | FALSE | FALSE | 1000
|  |  | North | NAPCO |  | Cards & Components |  |  |  | Card | TRUE | GEMC-12V2APS-CF Main Board | + | Assembly Main Board | 1 | [6 empty] | TRUE | [5 empty] | #FFFFFFFF |  |  | FALSE | FALSE | FALSE
|  |  | North | NAPCO |  | Cards & Components |  |  |  | Card | TRUE | 1 Zones Used | ++ | Current added for 1 zone | 1 | 0.003 | 0.024 |  |  | 24 |  | TRUE | [5 empty] | #FFFFFFFF |  |  | FALSE | FALSE | FALSE
NFPA 170 FIRE ALARM CONTROL UNIT | RISER FACP |  | North | NAPCO |  | Fire Alarm Control Unit |  |  |  | Assembly | TRUE | FL-FACP-LTEVS | ++ | Firewolf 8 Zone 24V Conventional Commercial Fire Alarm Control Panel with onboard StarLink Fire® Sole Path, Verizon LTE Cellular Alarm Communicator and integral menu-Driven LCD annunciator | 1 | [6 empty] | TRUE |  |  |  | 16”x 14.25” x 5.2” |  | #FFFF0000 | FA-NFPA 170 FIRE ALARM CONTROL UNIT | 1 | FALSE | FALSE | FALSE | 202 | [8 empty] | 7,12,16 | 2 | 16 |  |  | TRUE
NFPA 170 ADDRESSABLE OUTPUT MODULE |  |  | North | NAPCO |  | Addressable Control/Relay |  |  |  | Module | TRUE | GEMC-BSLC-RLY | + | Addressable SLC Commercial 1 point output module | 1 | 0.019 | 0.019 | [10 empty] | #FFFF0000 | FA-NFPA 170 ADDRESSABLE OUTPUT MODULE | 1 | FALSE | FALSE | FALSE | 1100
|  |  | North | NAPCO |  | Cards & Components |  |  |  | Card | TRUE | MA-3000 MAIN BOARD | + | MAIN BOARD | 1 | 0.028 | 1.2 |  |  | 12 |  | TRUE | [5 empty] | #FFFFFFFF |  |  | FALSE | FALSE | FALSE
NFPA 170 FIRE ALARM CONTROL UNIT | RISER FACP |  | North | NAPCO |  | Fire Alarm Control Unit |  |  |  | Assembly | TRUE | GEMC-COMBO32KT | + | 32 Point GEM-C Commercial Combo. Fire/Burg System Kit | 1 | [12 empty] | #FFFF0000 | FA-NFPA 170 FIRE ALARM CONTROL UNIT | 1 | FALSE | FALSE | FALSE | 202 | [13 empty] | TRUE
NFPA 170 HEAT DETECTOR |  |  | North | NAPCO |  | Heat Detector |  |  |  | Module | TRUE | FWC-FSLC-HEAT w/FWC-FSLC-SMK6B | ++ | Addressable Analog SLC Heat, 135ºF, head** | 1 | 0.001 | 0.001 |  |  | 24 | [7 empty] | #FFFF0000 | FA-NFPA 170 HEAT DETECTOR | 1 | FALSE | FALSE | FALSE | 1403
|  |  | North | NAPCO |  | Cards & Components |  |  |  | Card | TRUE | GEMC-OUT8 | ++ | PGM Output Module, 8 open collector PGM outputs | 1 | 0.021 | 0.021 |  |  | 24 |  | TRUE | [5 empty] | #FFFFFFFF |  |  | FALSE | FALSE | FALSE
|  |  | North | NAPCO |  | Cards & Components |  |  |  | Card | TRUE | SLE-MAX2-CFBPS MAIN BOARD |  |  | 1 | 0.2 | 0.2 |  |  |  |  | TRUE | [5 empty] | #FFFFFFFF |  |  | FALSE | FALSE | FALSE
NFPA 170 FIRE ALARM CONTROL UNIT | RISER FACP |  | North | NAPCO |  | Fire Alarm Control Unit |  |  |  | Assembly | TRUE | FL-32FACP-LTEVI | ++ | FireLink Conventional 8 to 32 Zone Fire Alarm Control Panel, 2 programmable NAC circuits, 2A max @ 24V; Cellular Alarm Communicator (Verizon or IP) and integral menu-Driven LCD annunciator | 1 | [6 empty] | TRUE |  |  |  | 16”x 14.25” x 5.2” (H x W x D) |  | #FFFF0000 | FA-NFPA 170 FIRE ALARM CONTROL UNIT | 1 | FALSE | FALSE | FALSE | 202 | [8 empty] | 7,12,16 |  | 16 |  |  | TRUE
GenericN BURGLAR ALARM CONTROL PANEL |  |  | North | NAPCO | Security/Access Control | Burglar Alarm Control Panel |  |  |  | Assembly | TRUE | GEMC-BURG96KT | + | 96pt GEMC Addressable Commercial Burglary System Kit | 1 | [12 empty] | #FFFF0000 | FA-GenericN BURGLAR ALARM CONTROL PANEL | 1 | FALSE | FALSE | FALSE | 101
170 BASIC SHAPE |  |  | North | NAPCO |  | Miscellaneous |  |  |  | Module | TRUE | GEMC-RS232 | ++ | RS232 Adapter for serial output from GEMC Panel | 1 | 0.036 | 0.036 |  |  | 24 | [7 empty] | #FFFF0000 | FA-170 BASIC SHAPE | 1 | FALSE | FALSE | FALSE | 5000
NFPA 170 FIRE ALARM CONTROL UNIT | RISER FACP |  | North | NAPCO |  | Fire Alarm Control Unit |  |  |  | Assembly | TRUE | FL-32FACP-LTEA | ++ | FireLink Conventional 8 to 32 Zone Fire Alarm Control Panel, 2 programmable NAC circuits, 2A max @ 24V; Cellular Alarm Communicator (AT&T) and integral menu-Driven LCD annunciator | 1 | [6 empty] | TRUE |  |  |  | 16”x 14.25” x 5.2” (H x W x D) |  | #FFFF0000 | FA-NFPA 170 FIRE ALARM CONTROL UNIT | 1 | FALSE | FALSE | FALSE | 202 | [8 empty] | 7,12,16 |  | 16 |  |  | TRUE
|  |  | North | NAPCO |  | Cards & Components |  |  |  | Card | TRUE | SLE-MAX2-FIRE MAIN BOARD |  |  | 1 | 0.085 | 0.325 |  |  |  |  | TRUE | [5 empty] | #FFFFFFFF |  |  | FALSE | FALSE | FALSE
|  |  | North | NAPCO |  | Cards & Components |  |  |  | Card | TRUE | GEM-ACM1D Main Board | + | Assembly Main Board | 1 | [6 empty] | TRUE | [5 empty] | #FFFFFFFF |  |  | FALSE | FALSE | FALSE
|  |  | North | NAPCO |  | Hardware |  |  |  | Hardware | TRUE | FWC-FSLC-PROG2 | ++ | Tool for address-programming SLC devices | 1 |  |  |  |  | 24 | [7 empty] | #FFFFFFFF |  |  | FALSE | FALSE | FALSE
NFPA 170 FIRE ALARM CONTROL UNIT | RISER FACP |  | North | NAPCO |  | Fire Alarm Control Unit |  |  |  | Assembly | TRUE | GEMC-FW32CONVKT | + | Conventional Fire System Kit | 1 | [12 empty] | #FFFF0000 | FA-NFPA 170 FIRE ALARM CONTROL UNIT | 1 | FALSE | FALSE | FALSE | 202 | [13 empty] | TRUE
NFPA 170 MANUAL PULL |  |  | North | NAPCO |  | Manual Station |  |  |  | Module | TRUE | FWC-FSLC-PULL | ++ | Addressable SLC Fire Pull Station, Single Action, Hex Wrench Reset | 1 | 0.001 | 0.001 |  |  | 24 | [7 empty] | #FFFF0000 | FA-NFPA 170 MANUAL PULL | 1 | FALSE | FALSE | FALSE | 957
NFPA 170 CELL COMM | RISER CELL COMM |  | North | NAPCO |  | Cards & Components |  |  |  | Card | TRUE | Integral Starlink Communicator | ++ | Connected to AUX circuit and Z8 (2.2k EOL) | 1 | 0.06 | 0.195 |  |  |  |  | TRUE | [5 empty] | #FFFF0000 | FA-NFPA 170 CELL COMM | 1 | FALSE | FALSE | FALSE | 250 | [13 empty] | FALSE
NFPA 170 CELL COMM | RISER CELL COMM |  | North | NAPCO |  | Cellular Communicator |  |  |  | Module | TRUE | SLE-LTEV-CFB | + | Commercial / Residential Fire and Burglary in red metal housing. Powered directly from control panel (no power supply, no transformer, rated 12/24VDC input) | 1 | 0.071 | 0.2 |  |  |  |  | TRUE | [5 empty] | #FFFF0000 | FA-NFPA 170 CELL COMM | 1 | FALSE | FALSE | FALSE | 250 | [9 empty] | 1 |  |  |  | FALSE
GenericN KEYPAD |  |  | North | NAPCO |  | Keypad Interface |  |  |  | Module | TRUE | GEMC-BK1 | + | LCD Burglary Keypad for Combo. System, with 4-zone EZM built in (Requires GEMC-BM or BM/PS Module.) | 1 | 0.11 | 0.11 | [10 empty] | #FFFF0000 | FA-GenericN KEYPAD | 1 | FALSE | FALSE | FALSE
|  |  | North | NAPCO |  | Cards & Components |  |  |  | Card | TRUE | FL-X2-32 Main Board | ++ | Main Board | 1 | 0.096 | 0.096 | 4 |  | 24 |  | TRUE | [5 empty] | #FFFFFFFF |  |  | FALSE | FALSE | FALSE
NFPA 170 MANUAL PULL |  |  | North | NAPCO |  | Manual Station |  |  |  | Module | TRUE | FWC-CNV-PULL2 | ++ | Manual pull station, conventional | 1 | [6 empty] | TRUE | [5 empty] | #FFFF0000 | FA-NFPA 170 MANUAL PULL | 1 | FALSE | FALSE | FALSE | 957
|  |  | North | NAPCO |  | Cards & Components |  |  |  | Card | TRUE | GEMC-32MB | + | Assembly Main Board | 1 | [6 empty] | TRUE | [5 empty] | #FFFFFFFF |  |  | FALSE | FALSE | FALSE
|  |  | North | NAPCO |  | Cards & Components |  |  |  | Card | TRUE | GEMC-128MB | + | Assembly Main Board | 1 | [6 empty] | TRUE | [5 empty] | #FFFFFFFF |  |  | FALSE | FALSE | FALSE
NFPA 170 ADDRESSABLE OUTPUT MODULE |  |  | North | NAPCO |  | Addressable Control/Relay |  |  |  | Module | TRUE | FWC-FSLC-SOM1 | ++ | Addressable SLC Fire supervised output module. Application examples: elevator recall, HVAC shutdown, add’l NAC output with power supply | 1 | 0.001 | 0 |  |  | 24 | [7 empty] | #FFFF0000 | FA-NFPA 170 ADDRESSABLE OUTPUT MODULE | 1 | FALSE | FALSE | FALSE | 1100
NFPA 170 DIGITAL ALARM COMMNUCATOR TRANSMITTER |  |  | North | NAPCO |  | Communicator |  |  |  | Module | TRUE | GEMC-NL-MOD | ++ | Internet Reporting Module | 1 | 0.051 | 0.051 |  |  | 24 | [7 empty] | #FFFF0000 | FA-NFPA 170 DIGITAL ALARM COMMNUCATOR TRANSMITTER | 1 | FALSE | FALSE | FALSE | 250
NFPA 170 CELL COMM | NFPA 170 CELL COMM PS |  | North | NAPCO |  | Cards & Components |  |  |  | Card | TRUE | SLE-MAXVI-CFBPS Main Board | ++ | Main Board | 1 | 0.085 | 0.2 |  |  |  |  | TRUE |  | Plastic housing includes three keyhole slots for triple gang boxes |  | 8 x 5-29/64 x 1½" (20.3 x 13.9 x 3.8cm) |  | #FFFF0000 | FA-NFPA 170 CELL COMM | 1 | FALSE | FALSE | FALSE | 250 | [9 empty] | 1 |  |  |  | FALSE
NFPA 170 CELL COMM | NFPA 170 CELL COMM PS |  | North | NAPCO |  | Cellular Communicator |  |  |  | Module | TRUE | SLE/4G-CDMA-CFB-PS | + | Wireless Commercial Fire Alarm Communicator | 1 | 0.071 | 0.2 |  |  |  |  | FALSE | [5 empty] | #FFFF0000 | FA-NFPA 170 CELL COMM | 1 | FALSE | FALSE | FALSE | 250 | [9 empty] | 1 |  |  |  | FALSE
NFPA 170 CELL COMM | NFPA 170 CELL COMM PS |  | North | NAPCO |  | Cards & Components |  |  |  | Card | TRUE | SLE-LTEV-CFB-PS Main Card | ++ | Main Board | 1 | 0.2 | 0.2 |  |  |  |  | TRUE | [5 empty] | #FFFF0000 | FA-NFPA 170 CELL COMM | 1 | FALSE | FALSE | FALSE | 250 | [13 empty] | FALSE
NFPA 170 FIRE ALARM CONTROL UNIT | RISER FACP |  | North | NAPCO |  | Fire Alarm Control Unit |  |  |  | Assembly | TRUE | FL-255FACP-LTVI | ++ | FireLink 255 Zone 24V Commercial Fire Alarm Control Panel with Integral StarLink Communicator | 1 | [6 empty] | TRUE |  |  |  | 25”x 14.25” x 5.2” (H x W x D) |  | #FFFF0000 | FA-NFPA 170 FIRE ALARM CONTROL UNIT | 1 | FALSE | FALSE | FALSE | 202 | [8 empty] | 7,12,16 |  | 16 |  |  | TRUE
NFPA 170 CELL COMM | RISER CELL COMM |  | North | NAPCO |  | Cellular Communicator |  |  |  | Module | TRUE | SLE-CDMAI-FIRE | + | Wireless Commercial Fire Alarm Communicator | 1 | 0.071 | 0.2 |  |  |  |  | FALSE | [5 empty] | #FFFF0000 | FA-NFPA 170 CELL COMM | 1 | FALSE | FALSE | FALSE | 250 | [9 empty] | 1 |  |  |  | FALSE
NFPA 170 CELL COMM | RISER CELL COMM |  | North | NAPCO |  | Cellular Communicator |  |  |  | Module | TRUE | SLE-LTEVI-CFB | + | Commercial Fire Dual Path Mercantile model in red metal housing on LTE, Verizon LTE Network, powered directly from control panel | 1 | 0.071 | 0.2 |  |  |  |  | TRUE | [5 empty] | #FFFF0000 | FA-NFPA 170 CELL COMM | 1 | FALSE | FALSE | FALSE | 250 | [9 empty] | 1 |  |  |  | FALSE
NFPA 170 ADDRESSABLE INPUT MONITOR MODULE |  |  | North | NAPCO |  | Addressable Module |  |  |  | Module | TRUE | GEMC-BSLC-1PT | + | Addressable SLC 1 point input expansion module | 1 | 0.002 | 0.002 | [10 empty] | #FFFF0000 | FA-NFPA 170 ADDRESSABLE INPUT MONITOR MODULE | 1 | FALSE | FALSE | FALSE | 1000
NFPA 170 FIRE ALARM CONTROL UNIT | RISER FACP |  | North | NAPCO |  | Fire Alarm Control Unit |  |  |  | Assembly | TRUE | FL-32FACP-LTEVS | ++ | FireLink Conventional 8 to 32 Zone Fire Alarm Control Panel, 2 programmable NAC circuits, 2A max @ 24V; Cellular Alarm Communicator (Verizon) and integral menu-Driven LCD annunciator | 1 | [6 empty] | TRUE |  |  |  | 16”x 14.25” x 5.2” (H x W x D) |  | #FFFF0000 | FA-NFPA 170 FIRE ALARM CONTROL UNIT | 1 | FALSE | FALSE | FALSE | 202 | [8 empty] | 7,12,16 |  | 16 |  |  | TRUE
NFPA 170 NOTIFICATION CIRCUIT EXTENDER PANEL | RISER NAC |  | North | NAPCO |  | Notification Circuit Extender Panel |  |  |  | Assembly | TRUE | GEMC-NAC6 | + | Remote 4-output NAC Extender, for 6.5A ttl, or 2A, max. on any 1 output. Red 14 x 16” can, connects to 120VAC, supports 32Ah standby batts. Supervised, fire bus connection. System Sensor and Wheelock NAC synch. (5 per system, for 20 add’l NAC circuits total.) | 1 | [12 empty] | #FFFF0000 | FA-NFPA 170 NOTIFICATION CIRCUIT EXTENDER PANEL | 1 | FALSE | FALSE | FALSE | 212 | [8 empty] | 7,7.5,8 |  |  | 6.5 |  | TRUE
NFPA 170 CELL COMM | RISER CELL COMM |  | North | NAPCO |  | Cellular Communicator |  |  |  | Module | TRUE | SLE-MAXVI-FIRE | ++ | 5G LTE-M Sole & Dual Path Cellular Commercial Fire Alarm Communicators | 1 | 0.085 | 0.2 |  |  |  |  | TRUE |  | Plastic housing includes three keyhole slots for triple gang boxes |  | 8 x 5-29/64 x 1½" (20.3 x 13.9 x 3.8cm) |  | #FFFF0000 | FA-NFPA 170 CELL COMM | 1 | FALSE | FALSE | FALSE | 250 | [9 empty] | 1 |  |  |  | FALSE
NFPA 170 CELL COMM | RISER CELL COMM |  | North | NAPCO |  | Cellular Communicator |  |  |  | Module | TRUE | SLE/4G-CDMAI-FIRE | + | Wireless Commercial Fire Alarm Communicator | 1 | 0.071 | 0.2 |  |  |  |  | FALSE | [5 empty] | #FFFF0000 | FA-NFPA 170 CELL COMM | 1 | FALSE | FALSE | FALSE | 250 | [9 empty] | 1 |  |  |  | FALSE
NFPA 170 MANUAL PULL |  |  | North | NAPCO |  | Manual Station |  |  |  | Module | TRUE | FWC-FSLC-PULLK | ++ | Addressable SLC Fire Pull Station, Single Action, Key Reset | 1 | 0.001 | 0.001 |  |  | 24 | [7 empty] | #FFFF0000 | FA-NFPA 170 MANUAL PULL | 1 | FALSE | FALSE | FALSE | 957
NFPA 170 REMOTE ANNUNCIATOR | RISER ANNUNCIATOR |  | North | NAPCO |  | Remote Annunciator |  |  |  | Module | TRUE | GEMC-FK1 | ++ | LCD Fire Red Annunciator | 1 | 0.066 | 0.066 |  |  | 24 | [5 empty] | 5 ⅞" x 4 ⅜" x 1" |  | #FFFF0000 | FA-NFPA 170 REMOTE ANNUNCIATOR | 1 | FALSE | FALSE | FALSE | 255
NFPA 170 CELL COMM | NFPA 170 CELL COMM PS |  | North | NAPCO |  | Cellular Communicator |  |  |  | Assembly | TRUE | SLE-MAXAI-CFBPS | ++ | 5G LTE-M Sole & Dual Path Cellular Commercial Fire Alarm Communicators | 1 | [6 empty] | TRUE | [5 empty] | #FFFF0000 | FA-NFPA 170 CELL COMM | 1 | FALSE | FALSE | FALSE | 250 | [8 empty] | 7 | 1 | 7 |  |  | TRUE
GenericN MOTION DETECTOR LONG RANGE |  |  | North | NAPCO |  | Motion Detector |  |  |  | Module | TRUE | GEMC-BSLC-PIR | + | Addressable SLC Commercial PIR, 50 x 50’ | 1 | 0.019 | 0.019 | [10 empty] | #FFFF0000 | FA-GenericN MOTION DETECTOR LONG RANGE | 1 | FALSE | FALSE | FALSE
NFPA 170 CELL COMM | RISER CELL COMM |  | North | NAPCO |  | Cellular Communicator |  |  |  | Module | TRUE | SLE-LTEV-CB | + | Commercial / Residential Burglary and Residential Fire Radio in white metal housing. Powered directly from control panel (no power supply, no transformer) | 1 | 0.071 | 0.2 |  |  |  |  | TRUE | [5 empty] | #FFFF0000 | FA-NFPA 170 CELL COMM | 1 | FALSE | FALSE | FALSE | 250 | [9 empty] | 1 |  |  |  | FALSE
NFPA 170 CELL COMM | NFPA 170 CELL COMM PS |  | North | NAPCO |  | Cards & Components |  |  |  | Card | TRUE | SLE-MAXAI-CFBPS Main Board | ++ | Main Board | 1 | 0.085 | 0.2 |  |  |  |  | TRUE |  | Plastic housing includes three keyhole slots for triple gang boxes |  | 8 x 5-29/64 x 1½" (20.3 x 13.9 x 3.8cm) |  | #FFFF0000 | FA-NFPA 170 CELL COMM | 1 | FALSE | FALSE | FALSE | 250 | [9 empty] | 1 |  |  |  | FALSE
NFPA 170 CELL COMM | NFPA 170 CELL COMM PS |  | North | NAPCO |  | Cellular Communicator |  |  |  | Assembly | TRUE | SLE-LTEV-CFB-PS | ++ | Commercial Fire Sole Path Mercantile model in red metal housing, LTE, Verizon LTE Network. Direct 120VAC Powered | 1 | 0.071 | 0.2 |  |  |  |  | TRUE | [5 empty] | #FFFF0000 | FA-NFPA 170 CELL COMM | 1 | FALSE | FALSE | FALSE | 250 | [8 empty] | 7 | 1 | 7 |  |  | TRUE
|  |  | North | NAPCO |  | Cards & Components |  |  |  | Card | TRUE | GEMC-PS24V7A | + | Assembly Main Board | 1 | [6 empty] | TRUE | [5 empty] | #FFFFFFFF |  |  | FALSE | FALSE | FALSE
NFPA 170 CELL COMM | NFPA 170 CELL COMM PS |  | North | NAPCO |  | Cards & Components |  |  |  | Card | TRUE | SLE-LTEVI-CFB-PS Main Card | ++ | Main Board | 1 | 0.2 | 0.2 |  |  |  |  | TRUE | [5 empty] | #FFFF0000 | FA-NFPA 170 CELL COMM | 1 | FALSE | FALSE | FALSE | 250 | [13 empty] | FALSE
NFPA 170 HEAT DETECTOR |  |  | North | NAPCO |  | Heat Detector |  |  |  | Module | TRUE | GEMC-WL-HEAT | + | Gemini Commercial Wireless Heat, 135º F | 1 | [12 empty] | #FFFF0000 | FA-NFPA 170 HEAT DETECTOR | 1 | FALSE | FALSE | FALSE | 1403
|  |  | North | NAPCO |  | Cards & Components |  |  |  | Card | TRUE | GEMC-F8ZCPIM | ++ | Conventional 8-zone 2-wire fire input module | 1 | 0.072 | 0.072 |  |  | 24 |  | TRUE | [5 empty] | #FFFFFFFF |  |  | FALSE | FALSE | FALSE
GenericN MOTION DETECTOR LONG RANGE |  |  | North | NAPCO |  | Motion Detector |  |  |  | Module | TRUE | GEMC-WL-DT | + | Gemini Commercial Wireless Dual Tech Microwave/PIR, 40 x 40’ | 1 | [12 empty] | #FFFF0000 | FA-GenericN MOTION DETECTOR LONG RANGE | 1 | FALSE | FALSE | FALSE
|  |  | North | NAPCO |  | Cards & Components |  |  |  | Card | TRUE | GEMC-96MB | + | Assembly Main Board | 1 | [6 empty] | TRUE | [5 empty] | #FFFFFFFF |  |  | FALSE | FALSE | FALSE
NFPA 170 CELL COMM | RISER CELL COMM |  | North | NAPCO |  | Cellular Communicator |  |  |  | Assembly | TRUE | SLE-MAX2-FIRE |  | Universal Fire Communicator, Dual SIM, Dual Path, Panel-Powered Technology, ABS Plastic Housing | 1 | [6 empty] | TRUE | [5 empty] | #FFFF0000 | FA-NFPA 170 CELL COMM | 1 | FALSE | FALSE | FALSE
NFPA 170 ISOLATION MODULE |  |  | North | NAPCO |  | Isolator Module |  |  |  | Module | TRUE | FWC-FSLC-ISO | ++ | Addressable SLC Short Circuit Module. (Optional use, for certain apps. only; meets Class A, Style 7 loop reqts.) | 1 | 0 | 0 |  |  | 24 | [7 empty] | #FFFF0000 | FA-NFPA 170 ISOLATION MODULE | 1 | FALSE | FALSE | FALSE | 1200
|  |  | North | NAPCO |  | Cards & Components |  |  |  | Card | TRUE | GEMC-BM/PS | + | Burg Module with 12V power supply | 1 | 0.75 | 2.5 |  |  |  |  | TRUE | [5 empty] | #FFFFFFFF |  |  | FALSE | FALSE | FALSE
|  |  | North | NAPCO |  | Cards & Components |  |  |  | Card | TRUE | GEMC-BM | + | Burg Module | 1 | 0.75 | 2.5 |  |  |  |  | TRUE | [5 empty] | #FFFFFFFF |  |  | FALSE | FALSE | FALSE
NFPA 170 CELL COMM | RISER CELL COMM |  | North | NAPCO |  | Cellular Communicator |  |  |  | Module | TRUE | SLE-LTEVI-FIRE | + | Dual Path Communicator, Cellular &/or IP, connected by Verizon LTE™, ABS. | 1 | 0.071 | 0.2 |  |  |  |  | TRUE | [5 empty] | #FFFF0000 | FA-NFPA 170 CELL COMM | 1 | FALSE | FALSE | FALSE | 250 | [9 empty] | 1 |  |  |  | FALSE
NFPA 170 CELL COMM | NFPA 170 CELL COMM PS |  | North | NAPCO |  | Cellular Communicator |  |  |  | Assembly | TRUE | SLE-MAXVI-CFBPS | ++ | 5G LTE-M Sole & Dual Path Cellular Commercial Fire Alarm Communicators | 1 | [6 empty] | TRUE | [5 empty] | #FFFF0000 | FA-NFPA 170 CELL COMM | 1 | FALSE | FALSE | FALSE | 250 | [8 empty] | 7 | 1 | 7 |  |  | TRUE
NFPA 170 CELL COMM | RISER CELL COMM |  | North | NAPCO |  | Cellular Communicator |  |  |  | Assembly | TRUE | CDMA-FIRE | + | Wireless Commercial Fire Alarm Communicator | 1 | 0.071 | 0.2 |  |  |  |  | FALSE | [5 empty] | #FFFF0000 | FA-NFPA 170 CELL COMM | 1 | FALSE | FALSE | FALSE | 250 | [13 empty] | FALSE
NFPA 170 MANUAL PULL |  |  | North | NAPCO |  | Manual Station |  |  |  | Module | TRUE | FWC-FSLC-PULL2 | ++ | Addressable SLC Fire Pull Station, Dual Action, Hex Wrench Reset | 1 | 0.001 | 0.001 |  |  | 24 | [7 empty] | #FFFF0000 | FA-NFPA 170 MANUAL PULL | 1 | FALSE | FALSE | FALSE | 957
NFPA 170 ADDRESSABLE INPUT MONITOR MODULE |  |  | North | NAPCO |  | Addressable Module |  |  |  | Module | TRUE | FWC-FSLC-EZM2 | ++ | Addressable SLC 2-zone conventional expansion module. Uses one address on SLC loop, but yields 2 indepent contact monitoring circuits, for pull stations, water flow and other dry contact alarm initiating devices. | 1 | 0.001 | 0.001 |  |  | 24 | [7 empty] | #FFFF0000 | FA-NFPA 170 ADDRESSABLE INPUT MONITOR MODULE | 1 | FALSE | FALSE | FALSE | 1000 | [16 empty] | 2
|  |  | North | NAPCO |  | Cards & Components |  |  |  | Card | TRUE | GEMC-FW-SLC | ++ | Addressable SLC Fire Module | 1 | 0.07 | 0.14 |  |  | 24 |  | TRUE |  |  |  | 4.5" x 4" x 1" |  | #FFFFFFFF |  |  | FALSE | FALSE | FALSE
GenericN DOOR CONTACT |  |  | North | NASCOM |  | Door Contact |  |  |  | Module | TRUE | MET-200 | ++ | Surface Mount Armored Commercial Type W/Wire Leads or Armored Cable | 1 |  |  |  |  | 1.5 | [7 empty] | #FFFF0000 | FA-GenericN DOOR CONTACT | 1 | FALSE | FALSE | FALSE | [17 empty] | REX
GenericN SIREN |  |  | North | NASCOM |  | Notification Appliance |  |  |  | Module | TRUE | ALA-H508 |  | BURGLAR ALARM SIREN | 1 | [6 empty] | TRUE | [5 empty] | #FFFF0000 | FA-GenericN SIREN | 1 | FALSE | FALSE | FALSE
GenericN DOOR CONTACT |  |  | North | NASCOM |  | Door Contact |  |  |  | Module | TRUE | N707AU/STR1xx | ++ | Switch and e-strike magnet set with alarm circuit resistor in series — xx=resistor value | 1 |  |  |  |  | 1.5 | [7 empty] | #FFFF0000 | FA-GenericN DOOR CONTACT | 1 | FALSE | FALSE | FALSE | [17 empty] | REX
GenericN DOOR CONTACT |  |  | North | NASCOM |  | Door Contact |  |  |  | Module | TRUE | MET-201B AR | ++ | Surface Mount Armored Commercial Type W/Wire Leads or Armored Cable | 1 |  |  |  |  | 1.5 | [7 empty] | #FFFF0000 | FA-GenericN DOOR CONTACT | 1 | FALSE | FALSE | FALSE | [17 empty] | REX
GenericN DOOR CONTACT |  |  | North | NASCOM |  | Door Contact |  |  |  | Module | TRUE | N707AU/STR1xxR2xx | ++ | Switch and e-strike magnet set with alarm circuit R1 resistor in series and R2 resistor in parallel — xx=resistor value | 1 |  |  |  |  | 1.5 | [7 empty] | #FFFF0000 | FA-GenericN DOOR CONTACT | 1 | FALSE | FALSE | FALSE | [17 empty] | REX
GenericN DOOR CONTACT |  |  | North | NASCOM |  | Door Contact |  |  |  | Module | TRUE | MET-204C | ++ | Surface Mount Armored Commercial Type W/Wire Leads or Armored Cable | 1 |  |  |  |  | 1.5 | [7 empty] | #FFFF0000 | FA-GenericN DOOR CONTACT | 1 | FALSE | FALSE | FALSE | [17 empty] | REX
GenericN DOOR CONTACT |  |  | North | NASCOM |  | Door Contact |  |  |  | Module | TRUE | N707AU/STR1xxR2xxR3xx | ++ | Switch and e-strike magnet set with alarm circuit resistor in series and tamper circuit R1 resistor in series and R2 | 1 |  |  |  |  | 1.5 | [7 empty] | #FFFF0000 | FA-GenericN DOOR CONTACT | 1 | FALSE | FALSE | FALSE | [17 empty] | REX
GenericN DOOR CONTACT |  |  | North | NASCOM |  | Door Contact |  |  |  | Module | TRUE | MET-201B | ++ | Surface Mount Armored Commercial Type W/Wire Leads or Armored Cable | 1 |  |  |  |  | 1.5 | [7 empty] | #FFFF0000 | FA-GenericN DOOR CONTACT | 1 | FALSE | FALSE | FALSE | [17 empty] | REX
GenericN DOOR CONTACT |  |  | North | NASCOM |  | Door Contact |  |  |  | Module | TRUE | N707AU/STR3xxR4xx | ++ |  | 1 |  |  |  |  | 1.5 | [7 empty] | #FFFF0000 | FA-GenericN DOOR CONTACT | 1 | FALSE | FALSE | FALSE | [17 empty] | REX
GenericN DOOR CONTACT |  |  | North | NASCOM |  | Door Contact |  |  |  | Module | TRUE | MET-202C AR | ++ | Surface Mount Armored Commercial Type W/Wire Leads or Armored Cable | 1 |  |  |  |  | 1.5 | [7 empty] | #FFFF0000 | FA-GenericN DOOR CONTACT | 1 | FALSE | FALSE | FALSE | [17 empty] | REX
GenericN DOOR CONTACT |  |  | North | NASCOM |  | Door Contact |  |  |  | Module | TRUE | N1178CGSHK/STO36W1 | 100566078 | CONTACT, 3/4 RECESSED SWITCH W/MAGNET 3'LD 1/PKG | 1 | [6 empty] | TRUE | [5 empty] | #FFFF0000 | FA-GenericN DOOR CONTACT | 1 | FALSE | FALSE | FALSE | [17 empty] | A
GenericN DOOR CONTACT |  |  | North | NASCOM |  | Door Contact |  |  |  | Module | TRUE | MET-200 AR | ++ | Surface Mount Armored Commercial Type W/Wire Leads or Armored Cable | 1 |  |  |  |  | 1.5 | [7 empty] | #FFFF0000 | FA-GenericN DOOR CONTACT | 1 | FALSE | FALSE | FALSE | [17 empty] | REX
GenericN DOOR CONTACT |  |  | North | NASCOM | Security/Access Control | Door Contact |  |  |  | Module | TRUE | N78 | ++ | 1” RECESSED WIDE GAP STANDARD DOOR CONTACT SET | 1 |  |  |  |  | 1.5 | [7 empty] | #FFFF0000 | FA-GenericN DOOR CONTACT | 1 | FALSE | FALSE | FALSE | [17 empty] | REX
GenericN DOOR CONTACT |  |  | North | NASCOM | Security/Access Control | Door Contact |  |  |  | Module | TRUE | N200AU/ST036 | 100503017 | CONTACT, SMALL OH DOOR CONTACT | 1 | [6 empty] | TRUE | [5 empty] | #FFFF0000 | FA-GenericN DOOR CONTACT | 1 | FALSE | FALSE | FALSE | [17 empty] | B
GenericN DOOR CONTACT |  |  | North | NASCOM |  | Door Contact |  |  |  | Module | TRUE | N707AU/STATS | ++ | Switch and e-strike magnet set with alarm and tamper circuits connected in series | 1 |  |  |  |  | 1.5 | [7 empty] | #FFFF0000 | FA-GenericN DOOR CONTACT | 1 | FALSE | FALSE | FALSE | [17 empty] | REX
GenericN DOOR CONTACT |  |  | North | NASCOM |  | Door Contact |  |  |  | Module | TRUE | N707AU/STR1xxR3xxR4xx | ++ | Switch and e-strike magnet set with tamper circuit R1 resistor in series and R2 resistor in parallel — xx=resistor value | 1 |  |  |  |  | 1.5 | [7 empty] | #FFFF0000 | FA-GenericN DOOR CONTACT | 1 | FALSE | FALSE | FALSE | [17 empty] | REX
GenericN DOOR CONTACT |  |  | North | NASCOM |  | Door Contact |  |  |  | Module | TRUE | MET-204C AR | ++ | Surface Mount Armored Commercial Type W/Wire Leads or Armored Cable | 1 |  |  |  |  | 1.5 | [7 empty] | #FFFF0000 | FA-GenericN DOOR CONTACT | 1 | FALSE | FALSE | FALSE | [17 empty] | REX
GenericN DOOR CONTACT |  |  | North | NASCOM |  | Door Contact |  |  |  | Module | TRUE | N707AU/SW | ++ | Switch only | 1 |  |  |  |  | 1.5 | [7 empty] | #FFFF0000 | FA-GenericN DOOR CONTACT | 1 | FALSE | FALSE | FALSE | [17 empty] | REX
GenericN DOOR CONTACT |  |  | North | NASCOM | Security/Access Control | Door Contact |  |  |  | Module | TRUE | N200AU/ST036 x 2 | 100503017 | CONTACT, SMALL OH DOOR CONTACT (2 DOORS) | 1 | [6 empty] | TRUE | [5 empty] | #FFFF0000 | FA-GenericN DOOR CONTACT | 1 | FALSE | FALSE | FALSE | [17 empty] | B (2)
GenericN DOOR CONTACT |  |  | North | NASCOM |  | Door Contact |  |  |  | Module | TRUE | N707AU/ST | ++ | Switch and e-strike magnet set | 1 |  |  |  |  | 1.5 | [7 empty] | #FFFF0000 | FA-GenericN DOOR CONTACT | 1 | FALSE | FALSE | FALSE | [17 empty] | REX
GenericN DOOR CONTACT |  |  | North | NASCOM |  | Door Contact |  |  |  | Module | TRUE | N707AUSPKIT | ++ | Spacer kit | 1 |  |  |  |  | 1.5 | [7 empty] | #FFFF0000 | FA-GenericN DOOR CONTACT | 1 | FALSE | FALSE | FALSE | [17 empty] | REX
GenericN DOOR CONTACT |  |  | North | NASCOM |  | Door Contact |  |  |  | Module | TRUE | N707AU/SWATS | ++ | Switch with alarm and tamper circuits connected in series | 1 |  |  |  |  | 1.5 | [7 empty] | #FFFF0000 | FA-GenericN DOOR CONTACT | 1 | FALSE | FALSE | FALSE | [17 empty] | REX
GenericN DOOR CONTACT |  |  | North | NASCOM | Security/Access Control | Door Contact |  |  |  | Module | TRUE | D CONTACT | NONE | STANLEY DOOR CONTACT | 1 | [6 empty] | TRUE | [5 empty] | #FFFF0000 | FA-GenericN DOOR CONTACT | 1 | FALSE | FALSE | FALSE | [17 empty] | D
GenericN DOOR CONTACT |  |  | North | NASCOM |  | Door Contact |  |  |  | Module | TRUE | MET-202C | ++ | Surface Mount Armored Commercial Type W/Wire Leads or Armored Cable | 1 |  |  |  |  | 1.5 | [7 empty] | #FFFF0000 | FA-GenericN DOOR CONTACT | 1 | FALSE | FALSE | FALSE | [17 empty] | REX
GenericN DOOR CONTACT |  |  | North | NASCOM | Security/Access Control | Door Contact |  |  |  | Module | TRUE | C CONTACT | 100503017 | CONTACT, SMALL OH DOOR CONTACT | 1 | [6 empty] | TRUE | [5 empty] | #FFFF0000 | FA-GenericN DOOR CONTACT | 1 | FALSE | FALSE | FALSE | [17 empty] | C
GenericN DOOR CONTACT |  |  | North | NASCOM |  | Door Contact |  |  |  | Module | TRUE | N707AU/STR1xxR3xx | ++ | resistor in parallel — xx=resistor value | 1 |  |  |  |  | 1.5 | [7 empty] | #FFFF0000 | FA-GenericN DOOR CONTACT | 1 | FALSE | FALSE | FALSE | [17 empty] | REX
GenericN DOOR CONTACT |  |  | North | NASCOM |  | Door Contact |  |  |  | Module | TRUE | N707AU/STR1xxR2xxR3xxR4xx | ++ | Switch and e-strike magnet set with tamper circuit resistor in series — xx=resistor value | 1 |  |  |  |  | 1.5 | [7 empty] | #FFFF0000 | FA-GenericN DOOR CONTACT | 1 | FALSE | FALSE | FALSE | [17 empty] | REX
GenericN DOOR CONTACT |  |  | North | NASCOM |  | Door Contact |  |  |  | Module | TRUE | N505AUTMC | ++ | 3” TRACK MOUNT FLIP SWITCH WITH UNIVERSAL MAGNET | 1 |  |  |  |  | 1.5 | [7 empty] | #FFFF0000 | FA-GenericN DOOR CONTACT | 1 | FALSE | FALSE | FALSE | [17 empty] | REX
GenericN DOOR CONTACT |  |  | North | NASCOM |  | Door Contact |  |  |  | Module | TRUE | N707AU/M | ++ | E-strike magnet only | 1 |  |  |  |  | 1.5 | [7 empty] | #FFFF0000 | FA-GenericN DOOR CONTACT | 1 | FALSE | FALSE | FALSE | [17 empty] | REX
GenericN DOOR CONTACT |  |  | North | NASCOM |  | Door Contact |  |  |  | Module | TRUE | MET-202C AR-WP18 | ++ | Surface Mount Armored Commercial Type W/Wire Leads or Armored Cable | 1 |  |  |  |  | 1.5 | [7 empty] | #FFFF0000 | FA-GenericN DOOR CONTACT | 1 | FALSE | FALSE | FALSE | [17 empty] | REX
GenericN DOOR CONTACT |  |  | North | NASCOM |  | Door Contact |  |  |  | Module | TRUE | N707AU/STR3 | ++ |  | 1 |  |  |  |  | 1.5 | [7 empty] | #FFFF0000 | FA-GenericN DOOR CONTACT | 1 | FALSE | FALSE | FALSE | [17 empty] | REX
|  |  | North | Notifier |  | Cards & Components |  |  |  | Card | TRUE | SLC-IM |  | SLC integration module, for VESDAnet detectors | 1 | [6 empty] | TRUE | FALSE |  |  |  |  | #FFFFFFFF |  |  | FALSE | FALSE | FALSE | [14 empty] | FALSE
|  |  | North | Notifier |  | Cards & Components |  |  |  | Card | TRUE | DAX-3570 | + | 120 VAC Digital Audio Amplifier (35 W, 70 VRMS), Max Alarm Current | 1 | 0.285 | 2.7 |  |  |  |  | TRUE |  | SURFACE |  | PROVIDED ("WX"HX"D) | N/A | #FFFFFFFF |  |  | FALSE | FALSE | FALSE |  |  |  | 7165-0028:0234 | [5 empty] | 7,12,18,26 |  |  |  | 35 | FALSE
NFPA 170 SMOKE HEAT DETECTOR |  |  | North | Notifier |  | Smoke/Heat Detector |  |  |  | Module | TRUE | FPTI-951 w/B224BI-WH | + | Intelligent addressable multi-criteria photoelectric, thermal and infrared smoke detector, white w/ Intelligent relay base, white, UL listed | 1 | 0.0002 | 0.0045 |  |  |  |  | FALSE | TRUE | FLUSH |  | 4" SQ. DEEP | 3 "O" PLASTER RING | #FFFF0000 | FA-NFPA 170 SMOKE HEAT DETECTOR | 1 | FALSE | FALSE | FALSE | 1402 | [13 empty] | FALSE |  |  | I
|  |  | North | Notifier |  | Hardware |  |  |  | Hardware | TRUE | SEISKIT-LBB |  | Seismic kit for the NFS-LBB. Includes battery bracket for two 55 AH batteries | 1 | [6 empty] | FALSE | FALSE |  |  |  |  | #FFFFFFFF |  |  | FALSE | FALSE | FALSE | [14 empty] | FALSE
|  |  | North | Notifier |  | Cards & Components |  |  |  | Card | TRUE | AA-100 | + | Audio Amplifier, 100W @70.7 VRMS w/builtin tone generator, 120 VAC | 1 | 0.051 | 6.5 |  |  |  |  | TRUE | [5 empty] | #FFFFFFFF |  |  | FALSE | FALSE | FALSE | [13 empty] | 100 | FALSE
NFPA 170 SMOKE DETECTOR |  |  | North | Notifier |  | Smoke Detector |  |  |  | Module | TRUE | FSD-751P w/B224RB | ++ | DETECTOR, SMOKE, ADDRESSABLE PHOTO w/RELAY BASE | 1 | 0.0003 | 0.0003 |  |  |  |  | FALSE | TRUE |  |  |  |  | #FFFF0000 | FA-NFPA 170 SMOKE DETECTOR | 1 | FALSE | FALSE | FALSE | 1408 | [13 empty] | FALSE
NFPA 170 ADDRESSABLE OUTPUT MODULE |  |  | North | Notifier |  | Addressable Control/Relay |  |  |  | Module | TRUE | NC-100RA | ++ | Intelligent addressable relay module, ULC listed model. | 1 | 0.000255 | 0.0065 |  |  |  |  | FALSE | FALSE | FLUSH |  | 4" SQ. DEEP | N/A | #FFFF0000 | FA-NFPA 170 ADDRESSABLE OUTPUT MODULE | 1 | FALSE | FALSE | FALSE | 1100 |  |  | 7300-0028:230 |  |  | S635 | [7 empty] | FALSE
NFPA 170 GAS DETECTOR |  |  | North | Notifier |  | Gas Detection |  |  |  | Module | TRUE | FSCO-951 w/B200S-WH | + | Intelligent addressable carbon monoxide detector, white w/ Intelligent sounder base, white, UL-listed | 1 | 0.0002 | 0.0045 |  |  |  |  | FALSE | TRUE | FLUSH |  | 4" SQ. DEEP | 3 "O" PLASTER RING | #FFFF0000 | FA-NFPA 170 GAS DETECTOR | 1 | FALSE | FALSE | FALSE | 1402 | [13 empty] | FALSE |  |  | S
NFPA 170 DGP |  |  | North | Notifier |  | Hardware |  |  |  | Hardware | TRUE | TR-AA4 |  | Accessory semi-flush-mount trim ring, one tier (no battery compartment). | 1 | [6 empty] | FALSE | [5 empty] | #FFFF0000 | FA-NFPA 170 DGP | 1 | FALSE | FALSE | FALSE | [9 empty] | 7,12,18 |  |  |  |  | TRUE
NFPA 170 DGP |  |  | North | Notifier |  | Hardware |  |  |  | Hardware | TRUE | DR-A4R |  | Door assembly, window, one tier, RED, 14.20 lbs. | 1 | [6 empty] | FALSE | [5 empty] | #FFFF0000 | FA-NFPA 170 DGP | 1 | FALSE | FALSE | FALSE | [9 empty] | 7,12,18 |  |  |  |  | TRUE
NFPA 170 SMOKE DETECTOR |  |  | North | Notifier |  | Smoke Detector |  |  |  | Module | TRUE | FSI-851 w/B200S-LF | ++ | DETECTOR, SMOKE, ADDRESSABLE IONIZATION w/SOUNDER BASE, LOW FREQUENCY | 1 | 0.0003 | 0.0065 |  |  |  |  | FALSE | TRUE |  |  |  |  | #FFFF0000 | FA-NFPA 170 SMOKE DETECTOR | 1 | FALSE | FALSE | FALSE | 1408 | [13 empty] | FALSE |  |  | LF¦SB
|  |  | North | Notifier |  | Cards & Components |  |  |  | Card | TRUE | NFC-125DA (25V) Main Board | + | Main Board for ECC-125DA | 1 | 0.375 | 0.7 |  |  |  |  | TRUE | FALSE |  |  |  |  | #FFFFFFFF |  |  | FALSE | FALSE | FALSE | [14 empty] | FALSE
NFPA 170 ADDRESSABLE INPUT MONITOR MODULE |  |  | North | Notifier |  | Addressable Module |  |  |  | Module | TRUE | FZM-1 | ++ | Monitor Module, Addressable, for 2-Wire Smoke Detectors | 1 | 0.0003 | 0.0051 |  |  |  |  | FALSE | FALSE |  |  |  |  | #FFFF0000 | FA-NFPA 170 ADDRESSABLE INPUT MONITOR MODULE | 1 | FALSE | FALSE | FALSE | 1000 | [13 empty] | FALSE
NFPA 170 FIRE FIGHTER INTERFACE |  |  | North | Notifier |  | Fire Fighter Interface |  |  |  | Module | TRUE | NFC-FFT | ++ | Fire Fighter Telephone System | 1 | 0.12 | 0.23 |  |  |  |  | TRUE | [5 empty] | #FFFF0000 | FA-NFPA 170 FIRE FIGHTER INTERFACE | 1 | FALSE | FALSE | FALSE | 207 | [13 empty] | FALSE
|  |  | North | Notifier |  | Cards & Components |  |  |  | Card | TRUE | LDM-R32 |  | Lamp Driver Module, Convert Transistor Outputs to 32 Form A Dry Contacts | 1 | 0 | 0.288 |  |  |  |  | TRUE | [5 empty] | #FFFFFFFF |  |  | FALSE | FALSE | FALSE | [14 empty] | FALSE
NFPA 170 GAS DETECTOR |  |  | North | Notifier |  | Gas Detection |  |  |  | Module | TRUE | FSCO-951 w/B200S-LF-WH | + | Intelligent addressable carbon monoxide detector, white w/ Intelligent sounder base, low frequency, white, UL-listed | 1 | 0.0002 | 0.0045 |  |  |  |  | FALSE | TRUE | FLUSH |  | 4" SQ. DEEP | 3 "O" PLASTER RING | #FFFF0000 | FA-NFPA 170 GAS DETECTOR | 1 | FALSE | FALSE | FALSE | 1402 | [13 empty] | FALSE |  |  | LF
|  |  | North | Notifier |  | Cards & Components |  |  |  | Card | TRUE | DAX-5070 | + | 120 VAC Digital Audio Amplifier (50 W, 70 VRMS), Max Alarm Current | 1 | 0.285 | 3.66 |  |  |  |  | TRUE |  | SURFACE |  | PROVIDED ("WX"HX"D) | N/A | #FFFFFFFF |  |  | FALSE | FALSE | FALSE |  |  |  | 7165-0028:0234 | [9 empty] | 50 | FALSE
NFPA 170 GAS DETECTOR |  |  | North | Notifier |  | Gas Detection |  |  |  | Module | TRUE | FSCO-951 w/B224RB-WH | + | Intelligent addressable carbon monoxide detector, white w/ Intelligent relay base, white, UL listed | 1 | 0.0002 | 0.0045 |  |  |  |  | FALSE | TRUE | FLUSH |  | 4" SQ. DEEP | 3 "O" PLASTER RING | #FFFF0000 | FA-NFPA 170 GAS DETECTOR | 1 | FALSE | FALSE | FALSE | 1402 | [13 empty] | FALSE |  |  | R
NFPA 170 MANUAL PULL |  |  | North | Notifier |  | Manual Station |  |  |  | Module | TRUE | NBG-12LPS | ++ | Dual action lexan station,Presignal | 1 | [6 empty] | FALSE | FALSE |  |  |  |  | #FFFF0000 | FA-NFPA 170 MANUAL PULL | 1 | FALSE | FALSE | FALSE | 957 | [13 empty] | FALSE
NFPA 170 MULTI DETECTOR |  |  | North | Notifier |  | Multi Criteria Detector |  |  |  | Module | TRUE | NP-A100 | ++ | Addressable Multi-sensor detector | 1 | 0.0003 | 0.0065 |  |  |  |  | FALSE | FALSE |  |  |  |  | #FFFF0000 | FA-NFPA 170 MULTI DETECTOR | 1 | FALSE | FALSE | FALSE | [14 empty] | FALSE
NFPA 170 HEAT DETECTOR |  |  | North | Notifier |  | Heat Detector |  |  |  | Module | TRUE | 302-AW-194 | ++ | Heat Detector, 194°F (90°C) | 1 | [6 empty] | FALSE | FALSE |  |  |  |  | #FFFF0000 | FA-NFPA 170 HEAT DETECTOR | 1 | FALSE | FALSE | FALSE | 1403 | [13 empty] | FALSE
NFPA 170 EMERGENCY COMMUNICATIONS CONTROL UNIT | RISER LOC |  | North | Notifier |  | Local Operator Console |  |  |  | Assembly | TRUE | DVC-EM Assembly (2203301) | + | Digital Voice Command Assembly - Configuration 2203301 | 1 | [6 empty] | FALSE | [5 empty] | #FFFF0000 | FA-NFPA 170 EMERGENCY COMMUNICATIONS CONTROL UNIT | 1 | FALSE | FALSE | FALSE | 300 | [8 empty] | 26,55,100 |  |  | 5 |  | TRUE
NFPA 170 HEAT DETECTOR |  |  | North | Notifier |  | Heat Detector |  |  |  | Module | TRUE | FST-951-IV w/B200S-LF-IV | ++ | Low-profile 135°F fixed thermal sensor. Ivory. FlashS-can and CLIP mode. Low Freq. Sounder Base | 1 | 0.0002 | 0.0045 |  |  |  |  | FALSE | TRUE | FLUSH |  | 4" SQ. DEEP | 3 "O" PLASTER RING | #FFFF0000 | FA-NFPA 170 HEAT DETECTOR | 1 | FALSE | FALSE | FALSE | 1403 |  |  | 7272-0028:0206 | [10 empty] | FALSE |  |  | LF
NFPA 170 AMPLIFIER RACK | RISER AMP |  | North | Notifier |  | Amplifier |  |  |  | Assembly | TRUE | AMPLIFIER CABINET (2x DAA2-5025) | + | Amplifier Assembly - (1) EQBB-B4, (1) EQDR-B4, (2) DAA2-5025, (4) PS-12140, (2) CHS-BH1 | 1 | [6 empty] | FALSE |  | SURFACE |  | PROVIDED ("WX"HX"D) | N/A | #FFFF0000 | FA-NFPA 170 AMPLIFIER RACK | 1 | FALSE | FALSE | FALSE | 300 |  |  | 7165-0028:0224 | [5 empty] | 7,12,18,26,55,100 |  |  |  | 100 | TRUE
NFPA 170 DUCT SMOKE DETECTOR |  |  | North | Notifier |  | Duct Smoke Detector |  |  |  | Module | TRUE | DNRW w/FSP-951R-IV | ++ | Intelligent Non-Relay Photoelectric Duct Detector/ FSP-951R-IV. WP. Ivory, FlashScan and CLIP mode. | 1 | 0.0002 | 0.0045 |  |  |  |  | FALSE | TRUE | FLUSH |  | N/A | N/A | #FFFF0000 | FA-NFPA 170 DUCT SMOKE DETECTOR | 1 | FALSE | FALSE | FALSE | 1400 |  |  | 3242-1653:0209 | [10 empty] | FALSE |  |  | WP
NFPA 170 AMPLIFIER RACK | RISER AMP |  | North | Notifier |  | Amplifier |  |  |  | Assembly | TRUE | DAA2-5070 Assembly | 230719 | Amplifier Assembly with 1x DAA2-5070, 1x BDA-70 | 1 | [6 empty] | FALSE |  | SURFACE |  | PROVIDED ("WX"HX"D) | N/A | #FFFF0000 | FA-NFPA 170 AMPLIFIER RACK | 1 | FALSE | FALSE | FALSE | 300 |  |  | 7165-0028:0224 | [5 empty] | 7,12,18,26,55,100 |  |  |  | 100 | TRUE
|  |  | North | Notifier |  | Hardware |  |  |  | Hardware | TRUE | DP-DISP2 |  | Dress Panel | 1 | [6 empty] | FALSE |  | SURFACE |  | PROVIDED ("WX"HX"D) | N/A | #FFFFFFFF |  |  | FALSE | FALSE | FALSE |  |  |  | 7165-0028:0224 | [10 empty] | FALSE
NFPA 170 FIRE ALARM CONTROL UNIT | RISER FACP |  | North | Notifier |  | Fire Alarm Control Unit |  |  |  | Assembly | TRUE | NFS-320 | + | Intelligent Addressable Fire Alarm Control Panel | 1 | [6 empty] | FALSE | FALSE |  |  |  |  | #FFFF0000 | FA-NFPA 170 FIRE ALARM CONTROL UNIT | 1 | FALSE | FALSE | FALSE | 202 | [8 empty] | 18,26,55,100 |  |  | 6 |  | TRUE
NFPA 170 FIRE ALARM CONTROL UNIT | RISER FACP |  | North | Notifier |  | Fire Alarm Control Unit |  |  |  | Assembly | TRUE | NFS2-3030D (FACP) | 2208011 | FACP, Addressable, CPU2-3030D, 1x LCM-320, 1x LEM-320, 1x AMPS-24, 1x HS-NCM-SF, 2x DAA2-5070-CLA, 2 BDA-70V, 4x DS-SFM, 1x ACPS-610, 1x SBB-D4, 1x EQDR-D4R - Configuration 2208011 | 1 | [6 empty] | FALSE | FALSE |  |  |  |  | #FFFF0000 | FA-NFPA 170 FIRE ALARM CONTROL UNIT | 1 | FALSE | FALSE | FALSE | 202 | [8 empty] | 26,55,100 |  |  |  |  | TRUE
|  |  | North | Notifier |  | Hardware |  |  |  | Hardware | TRUE | BAT-1270-BP |  | 5-unit bulk pack of BAT-1270 (12 V 7 AH) | 1 | [6 empty] | FALSE | [5 empty] | #FFFFFFFF |  |  | FALSE | FALSE | FALSE | [14 empty] | FALSE
NFPA 170 AMPLIFIER RACK | RISER AMP |  | North | Notifier |  | Hardware |  |  |  | Hardware | TRUE | EQBB-D4 |  | Equipment Backbox with Ventilated Locking Door, Four Tiers, Black | 1 | [6 empty] | FALSE | [5 empty] | #FFFF0000 | FA-NFPA 170 AMPLIFIER RACK | 1 | FALSE | FALSE | FALSE | 300 | [8 empty] | 7,12,18 |  |  |  |  | TRUE
NFPA 170 SMOKE DETECTOR |  |  | North | Notifier |  | Smoke Detector |  |  |  | Module | TRUE | NP-100 w/B210LP | ++ | Intelligent Addressable Photo detector, with base. | 1 | 0.0003 | 0.0065 |  |  |  |  | FALSE | TRUE |  |  |  |  | #FFFF0000 | FA-NFPA 170 SMOKE DETECTOR | 1 | FALSE | FALSE | FALSE | 1408 | [13 empty] | FALSE
|  |  | North | Notifier |  | Cards & Components |  |  |  | Card | TRUE | RP-2002 Main Board | + | Agent Release Panel Card | 1 | 0.095 | 0.221 |  |  |  |  | TRUE | [5 empty] | #FFFFFFFF |  |  | FALSE | FALSE | FALSE | [14 empty] | FALSE
NFPA 170 SMOKE HEAT DETECTOR |  |  | North | Notifier |  | Smoke/Heat Detector |  |  |  | Module | TRUE | FPTI-951 w/B501-WHITE | + | Intelligent addressable multi-criteria photoelectric, thermal and infrared smoke detector, white w/ 4” Flangeless mounting base, bright white | 1 | 0.0002 | 0.0045 |  |  |  |  | FALSE | TRUE | FLUSH |  | 4" SQ. DEEP | 3 "O" PLASTER RING | #FFFF0000 | FA-NFPA 170 SMOKE HEAT DETECTOR | 1 | FALSE | FALSE | FALSE | 1402 | [13 empty] | FALSE
NFPA 170 GAS DETECTOR |  |  | North | Notifier |  | Gas Detection |  |  |  | Module | TRUE | FSCO-951 w/B300-6 | + | Intelligent addressable carbon monoxide detector, white w/ 6” Flanged mounting base, bright white | 1 | 0.0002 | 0.0045 |  |  |  |  | FALSE | TRUE | FLUSH |  | 4" SQ. DEEP | 3 "O" PLASTER RING | #FFFF0000 | FA-NFPA 170 GAS DETECTOR | 1 | FALSE | FALSE | FALSE | 1402 | [13 empty] | FALSE
NFPA 170 HORN |  |  | North | Notifier |  | Horn |  |  |  | Module | TRUE | HGRL-LF | + | LF Sounder Strobe, Wall, Red, Compact | 1 | 0 | 0.047 |  |  |  |  | FALSE | [5 empty] | #FF0070C0 | FA-NFPA 170 HORN | 1 | FALSE | FALSE | FALSE | 2010 | [13 empty] | FALSE |  |  | LF
NFPA 170 AMPLIFIER RACK | RISER AMP |  | North | Notifier |  | Hardware |  |  |  | Hardware | TRUE | EQDR-D4R |  | Equipment Door assembly, vented, 4 tiers, red | 1 | [6 empty] | FALSE | [5 empty] | #FFFF0000 | FA-NFPA 170 AMPLIFIER RACK | 1 | FALSE | FALSE | FALSE | 300 | [8 empty] | 7,12,18 |  |  |  |  | TRUE
NFPA 170 SMOKE DETECTOR |  |  | North | Notifier |  | Smoke Detector |  |  |  | Module | TRUE | FSP-851T w/B224RB | ++ | DETECTOR, SMOKE, ADDRESSABLE PHOTO w/ISOLATOR BASE | 1 | 0.0003 | 0.0065 |  |  |  |  | FALSE | TRUE | FLUSH |  | 4" SQ. DEEP | 3 "O" PLASTER RING | #FFFF0000 | FA-NFPA 170 SMOKE DETECTOR | 1 | FALSE | FALSE | FALSE | 1408 |  |  | 7272-0028:0206 | [10 empty] | FALSE |  |  | IB
NFPA 170 ADDRESSABLE OUTPUT MODULE |  |  | North | Notifier |  | Addressable Control/Relay |  |  |  | Module | TRUE | NC-100R | ++ | Intelligent addressable relay module. | 1 | 0.000255 | 0.0065 |  |  |  |  | FALSE | FALSE | FLUSH |  | 4" SQ. DEEP | N/A | #FFFF0000 | FA-NFPA 170 ADDRESSABLE OUTPUT MODULE | 1 | FALSE | FALSE | FALSE | 1100 |  |  | 7300-0028:230 |  | S635 | [8 empty] | FALSE
|  |  | North | Notifier |  | Cards & Components |  |  |  | Card | TRUE | LCD2-80 MAIN CARD | + | Terminal and ACS mode. 80-character, backlit LCD display | 1 | 0.105 | 0.098 |  |  |  |  | TRUE | FALSE |  |  |  |  | #FFFFFFFF |  |  | FALSE | FALSE | FALSE | [14 empty] | FALSE
|  |  | North | Notifier | [5 empty] | Module | TRUE | EM-1SR | ++ | Supervised Control Module, Eclipse™ Series | 1 | 0.002 | 0.00056 |  |  |  |  | FALSE | FALSE |  |  |  |  | #FFFFFFFF |  |  | FALSE | FALSE | FALSE | [14 empty] | FALSE
|  |  | North | Notifier |  | Cards & Components |  |  |  | Card | TRUE | NFW-50X Main Board | + | Fire Alarm Control Panel Main Board | 1 | 0.141 | 0.257 | 2.7 |  |  |  | TRUE | [5 empty] | #FFFFFFFF |  |  | FALSE | FALSE | FALSE | [9 empty] | 7,12,18 |  |  |  |  | FALSE
NFPA 170 SMOKE CO DETECTOR |  |  | North | Notifier |  | Smoke/CO Detector |  |  |  | Module | TRUE | FPC-951 w/B224BI-WH | + | Intelligent multi-criteria photo/CO, bright white, Velociti w/ Intelligent relay base, white, UL listed | 1 | 0.0002 | 0.0045 |  |  |  |  | FALSE | TRUE | FLUSH |  | 4" SQ. DEEP | 3 "O" PLASTER RING | #FFFF0000 | FA-NFPA 170 SMOKE CO DETECTOR | 1 | FALSE | FALSE | FALSE | 1407 | [13 empty] | FALSE |  |  | I
NFPA 170 SMOKE DETECTOR |  |  | North | Notifier |  | Smoke Detector |  |  |  | Module | TRUE | FSL-751 w/B224RB | ++ | DETECTOR, SMOKE, ADDRESSABLE PHOTO w/ISOLATOR BASE | 1 | 0.00033 | 0.0065 |  |  |  |  | FALSE | TRUE |  |  |  |  | #FFFF0000 | FA-NFPA 170 SMOKE DETECTOR | 1 | FALSE | FALSE | FALSE | 1408 | [13 empty] | FALSE |  |  | IB
NFPA 170 AMPLIFIER RACK | RISER AMP |  | North | Notifier |  | Amplifier |  |  |  | Assembly | TRUE | DAA2-5070-CLA Assembly | + | Amplifier Assembly with 1x DAA2-5070-CLA | 1 | [6 empty] | FALSE |  | SURFACE |  | PROVIDED ("WX"HX"D) | N/A | #FFFF0000 | FA-NFPA 170 AMPLIFIER RACK | 1 | FALSE | FALSE | FALSE | 300 |  |  | 7165-0028:0224 | [5 empty] | 7,12,18,26,55,100 |  |  |  | 50 | TRUE
|  |  | North | Notifier |  | Cards & Components |  |  |  | Card | TRUE | FFT-7 |  | Fire Fighter Telephone | 1 | 0.06 | 0.12 |  |  |  |  | TRUE | [5 empty] | #FFFFFFFF |  |  | FALSE | FALSE | FALSE | [14 empty] | FALSE
|  |  | North | Notifier |  | Cards & Components |  |  |  | Card | TRUE | IPDACT-2/2UD |  | IPDACT Internet Monitoring Module: Connects to primary and secondary DACT telephone output ports for internet communications over customer-provided Ethernet connection | 1 | [6 empty] | TRUE | FALSE |  |  |  |  | #FFFFFFFF |  |  | FALSE | FALSE | FALSE | [14 empty] | FALSE
NFPA 170 ADDRESSABLE INPUT MONITOR MODULE |  |  | North | Notifier |  | Addressable Module |  |  |  | Module | TRUE | NMM-100P | ++ | Monitor module, miniature. | 1 | 0.00035 | 0.0006 |  |  |  |  | FALSE | FALSE |  |  |  |  | #FFFF0000 | FA-NFPA 170 ADDRESSABLE INPUT MONITOR MODULE | 1 | FALSE | FALSE | FALSE | 1000 | [13 empty] | FALSE
|  |  | North | Notifier |  | Cards & Components |  |  |  | Card | TRUE | ACPS-610 | + | 6.0 A or 10.0 A Addressable Charging Power Supply | 5 | 0.09 | 0.09 |  |  |  |  | TRUE | FALSE | SURFACE |  | PROVIDED ("WX"HX"D) | N/A | #FFFFFFFF |  |  | FALSE | FALSE | FALSE |  |  |  | 7165-0028:0224 | [5 empty] | 12,18,26,55,100,200 |  |  | 6 |  | FALSE
NFPA 170 FIRE ALARM CONTROL UNIT | RISER FACP |  | North | Notifier |  | Fire Alarm Control Unit |  |  |  | Assembly | TRUE | N16x | + | Intelligent fire alarm panel with one SLC loop, 10" touchscreen display, 4 NACs, and power supply in a black enclosure. | 1 | [6 empty] | FALSE | FALSE |  |  |  |  | #FFFF0000 | FA-NFPA 170 FIRE ALARM CONTROL UNIT | 1 | FALSE | FALSE | FALSE | 202 | [8 empty] | 7,12,18,26,33,55,100 |  |  |  |  | TRUE
NFPA 170 ADDRESSABLE INPUT MONITOR MODULE |  |  | North | Notifier |  | Addressable Module |  |  |  | Module | TRUE | FDM-1 | ++ | Addressable Dual Monitor Module W/ FlashScan, 2 Class B | 2 | 0.00075 | 0.0064 |  |  |  |  | FALSE | FALSE | FLUSH |  | 4" SQ. DEEP | N/A | #FFFF0000 | FA-NFPA 170 ADDRESSABLE INPUT MONITOR MODULE | 1 | FALSE | FALSE | FALSE | 1000 |  |  | 7300-0028:0219 | [10 empty] | FALSE |  |  | DM
|  |  | North | Notifier |  | Hardware |  |  |  | Hardware | TRUE | ADDR-D4R |  | Four-tier-sized door designed for use with a CA-2 chassis mounted in the top rows. RED. | 1 | [6 empty] | FALSE |  | SURFACE |  | PROVIDED ("WX"HX"D) | N/A | #FFFFFFFF |  |  | FALSE | FALSE | FALSE |  |  |  | 7165-0028:0224 | [10 empty] | FALSE
|  |  | North | Notifier |  | Hardware |  |  |  | Hardware | TRUE | BAT-1270 | + | (1) 12V 7 AH BATTERY | 1 | [6 empty] | FALSE | [5 empty] | #FFFFFFFF |  |  | FALSE | FALSE | FALSE | [14 empty] | FALSE
|  |  | North | Notifier |  | Cards & Components |  |  |  | Card | TRUE | APS-6R | + | 6.0 Amp Auxilary Power Supply | 1 | 0 | 0 | 6 |  |  |  | TRUE | FALSE |  |  |  |  | #FFFFFFFF |  |  | FALSE | FALSE | FALSE | [14 empty] | FALSE
NFPA 170 SMOKE DETECTOR |  |  | North | Notifier |  | Smoke Detector |  |  |  | Module | TRUE | CP-651 | ++ | Ionization Detector, conventional low profile | 1 | 0.0001 | 0.0001 |  |  |  |  | FALSE | TRUE |  |  |  |  | #FFFF0000 | FA-NFPA 170 SMOKE DETECTOR | 1 | FALSE | FALSE | FALSE | 1408 | [13 empty] | FALSE
NFPA 170 SMOKE DETECTOR |  |  | North | Notifier |  | Smoke Detector |  |  |  | Module | TRUE | FSD-751P w/B210LP | ++ | DETECTOR, SMOKE, ADDRESSABLE PHOTO w/STANDARD BASE | 1 | 0.0003 | 0.0003 |  |  |  |  | FALSE | TRUE |  |  |  |  | #FFFF0000 | FA-NFPA 170 SMOKE DETECTOR | 1 | FALSE | FALSE | FALSE | 1408 | [13 empty] | FALSE
NFPA 170 ADDRESSABLE OUTPUT MODULE |  |  | North | Notifier |  | Addressable Control/Relay |  |  |  | Module | TRUE | FW-RM | + | Wireless Relay Module | 1 | [6 empty] | FALSE | [5 empty] | #FFFF0000 | FA-NFPA 170 ADDRESSABLE OUTPUT MODULE | 1 | FALSE | FALSE | FALSE | 1100 | [13 empty] | FALSE |  |  | W
|  |  | North | Notifier |  | Hardware |  |  |  | Hardware | TRUE | BAT-12260 | + | (1) 12V 26 AH BATTERY | 1 | [6 empty] | FALSE | [5 empty] | #FFFFFFFF |  |  | FALSE | FALSE | FALSE | [14 empty] | FALSE
NFPA 170 DUCT SMOKE DETECTOR |  |  | North | Notifier |  | Duct Smoke Detector |  |  |  | Module | TRUE | ED-DPI | ++ | Photoelectric Duct Smoke Detector Head, Isolator version, Eclipse™ Series | 1 | 0.00025 | 0.002 |  |  |  |  | FALSE | TRUE |  |  |  |  | #FFFF0000 | FA-NFPA 170 DUCT SMOKE DETECTOR | 1 | FALSE | FALSE | FALSE | 1400 | [13 empty] | FALSE
NFPA 170 HEAT DETECTOR |  |  | North | Notifier |  | Heat Detector |  |  |  | Module | TRUE | FST-851R w/B200S-LF | ++ | Intelligent Addressable Rate Of Rise Heat Detector w/ Flashscan, European 4" Base | 1 | 0.0003 | 0.0065 |  |  |  |  | FALSE | TRUE | FLUSH |  | 4" SQ. DEEP | 3 "O" PLASTER RING | #FFFF0000 | FA-NFPA 170 HEAT DETECTOR | 1 | FALSE | FALSE | FALSE | 1403 |  |  | 7270-0028:0196 | [10 empty] | FALSE |  |  | LF
|  |  | North | Notifier |  | Cards & Components |  |  |  | Card | TRUE | ANN-SEC CARD |  | Optional Fire Alarm Control Panel Card, Provides ANN-BUS port | 1 | 0.003 | 0.003 |  |  |  |  | TRUE | [5 empty] | #FFFFFFFF |  |  | FALSE | FALSE | FALSE | [14 empty] | FALSE
|  |  | North | Notifier |  | Hardware |  |  |  | Hardware | TRUE | BEAMLRK | ++ | Long-range kit for BEAM1224 and BEAM200 | 1 | [6 empty] | FALSE | FALSE |  |  |  |  | #FFFFFFFF |  |  | FALSE | FALSE | FALSE | [14 empty] | FALSE
NFPA 170 DGP |  |  | North | Notifier |  | Hardware |  |  |  | Hardware | TRUE | CHS-BH1 |  | Chassis | 1 | [6 empty] | FALSE | [5 empty] | #FFFF0000 | FA-NFPA 170 DGP | 1 | FALSE | FALSE | FALSE | [9 empty] | 7,12,18 |  |  |  |  | TRUE
|  |  | North | Notifier |  | Cards & Components |  |  |  | Card | TRUE | SFP-2404 MAIN BOARD |  | Fire Alarm Control Panel Main Board | 1 | 0.085 | 0.175 |  |  |  |  | TRUE | FALSE |  |  |  |  | #FFFFFFFF |  |  | FALSE | FALSE | FALSE | [14 empty] | FALSE
NFPA 170 DUCT SMOKE DETECTOR |  |  | North | Notifier |  | Duct Smoke Detector |  |  |  | Module | TRUE | DNR w/FSP-951R-IV | ++ | Intelligent Non-Relay Photoelectric Duct Detector/ FSP-951R-IV. Ivory, FlashScan and CLIP mode. | 1 | 0.0002 | 0.0045 |  |  |  |  | FALSE | TRUE | FLUSH |  | N/A | N/A | #FFFF0000 | FA-NFPA 170 DUCT SMOKE DETECTOR | 1 | FALSE | FALSE | FALSE | 1400 |  |  | 3242-1653:0209 | [10 empty] | FALSE
NFPA 170 REMOTE ANNUNCIATOR | RISER ANNUNCIATOR |  | North | Notifier |  | Remote Annunciator |  |  |  | Module | TRUE | N-ANN-RLED-R | ++ | Annunciator module with alarm (red) indicators for up to 30 input zones or addressable points, includes red enclosure. | 1 | 0.028 | 0.068 |  |  |  |  | FALSE | [5 empty] | #FFFF0000 | FA-NFPA 170 REMOTE ANNUNCIATOR | 1 | FALSE | FALSE | FALSE | 255 | [8 empty] | 7,12,18 |  |  |  |  | TRUE
NFPA 170 DGP |  |  | North | Notifier |  | Hardware |  |  |  | Hardware | TRUE | SBB-AA4R |  | Backbox assembly, one tier (no battery compartment), RED, 16.65 lbs. | 1 | [6 empty] | FALSE | [5 empty] | #FFFF0000 | FA-NFPA 170 DGP | 1 | FALSE | FALSE | FALSE | [9 empty] | 7,12,18 |  |  |  |  | TRUE
|  |  | North | Notifier |  | Cards & Components |  |  |  | Card | TRUE | CAP-GW |  | Common Alerting Protocol Gateway. | 1 | [6 empty] | TRUE | FALSE |  |  |  |  | #FFFFFFFF |  |  | FALSE | FALSE | FALSE | [14 empty] | FALSE
NFPA 170 SMOKE HEAT DETECTOR |  |  | North | Notifier |  | Smoke/Heat Detector |  |  |  | Module | TRUE | FPTI-951 w/B224BI-IV | + | Intelligent addressable multi-criteria photoelectric, thermal and infrared smoke detector, white w/ Intelligent isolator base, ivory, UL listed | 1 | 0.0002 | 0.0045 |  |  |  |  | FALSE | TRUE | FLUSH |  | 4" SQ. DEEP | 3 "O" PLASTER RING | #FFFF0000 | FA-NFPA 170 SMOKE HEAT DETECTOR | 1 | FALSE | FALSE | FALSE | 1402 | [13 empty] | FALSE |  |  | I
|  |  | North | Notifier |  | Cards & Components |  |  |  | Card | TRUE | NWS-3: NOTI•FIRE•NET |  | Web Server | 1 | [6 empty] | TRUE | FALSE |  |  |  |  | #FFFFFFFF |  |  | FALSE | FALSE | FALSE | [14 empty] | FALSE
|  |  | North | Notifier |  | Cards & Components |  |  |  | Card | TRUE | NFW-100X Main Board with PWRMOD24 | ++ | Fire Alarm Control Panel Main Board with PWRMOD24 | 1 | 0.141 | 0.257 | 6 |  |  |  | TRUE | FALSE |  |  |  |  | #FFFFFFFF |  |  | FALSE | FALSE | FALSE | [9 empty] | 7,12,18 |  |  |  |  | FALSE
NFPA 170 SMOKE CO DETECTOR |  |  | North | Notifier |  | Smoke/CO Detector |  |  |  | Module | TRUE | FPC-951 w/B501-IV | + | Intelligent multi-criteria photo/CO, bright white, Velociti w/ 4” Flangeless mounting base, ivory | 1 | 0.0002 | 0.0045 |  |  |  |  | FALSE | TRUE | FLUSH |  | 4" SQ. DEEP | 3 "O" PLASTER RING | #FFFF0000 | FA-NFPA 170 SMOKE CO DETECTOR | 1 | FALSE | FALSE | FALSE | 1407 | [13 empty] | FALSE
NFPA 170 REMOTE ANNUNCIATOR | RISER ANNUNCIATOR |  | North | Notifier |  | Remote Annunciator |  |  |  | Assembly | TRUE | NCA-2 Assembly | + | Network Control Annunciator-2, 640 Characters, NCM-W, External Power Reqd. | 1 | [6 empty] | TRUE | [5 empty] | #FFFF0000 | FA-NFPA 170 REMOTE ANNUNCIATOR | 1 | FALSE | FALSE | FALSE | 255 | [13 empty] | FALSE
NFPA 170 DOOR HOLDER |  |  | North | Notifier |  | Door Holder |  |  |  | Module | TRUE | FM998 | ++ | Flush wall-mount model; 12 VDC, 24 VAC/VDC, 120 VAC. | 1 | 0.02 | 0.02 |  |  |  |  | FALSE |  | FLUSH |  | SINGLE GANG | 1-GANG | #FFFF0000 | FA-NFPA 170 DOOR HOLDER | 1 | FALSE | FALSE | FALSE | 2500 |  |  | 3550-0028:0210 | [10 empty] | FALSE
|  |  | North | Notifier |  | Cards & Components |  |  |  | Card | TRUE | AFM-32A |  | ONYX Series ACS Annunciator | 1 | 0.04 | 0.056 |  |  |  |  | TRUE | FALSE |  |  |  |  | #FFFFFFFF |  |  | FALSE | FALSE | FALSE | [14 empty] | FALSE
|  |  | North | Notifier |  | Cards & Components |  |  |  | Card | TRUE | HS-NCM-SF | + | High-speed Network Communications Modules | 1 | 0.4 | 0.4 |  |  |  |  | TRUE | FALSE |  |  |  |  | #FFFFFFFF |  |  | FALSE | FALSE | FALSE | [14 empty] | FALSE
NFPA 170 VOICE EVACUATION CONTROL UNIT |  |  | North | Notifier |  | Voice Evac Control Unit |  |  |  | Assembly | TRUE | NFV-25/50 |  |  | 1 | [6 empty] | TRUE | [5 empty] | #FFFF0000 | FA-NFPA 170 VOICE EVACUATION CONTROL UNIT | 1 | FALSE | FALSE | FALSE | 211 | [13 empty] | TRUE
|  |  | North | Notifier |  | Cards & Components |  |  |  | Card | TRUE | ACM-48A |  | ONYX Series ACS annunciator | 1 | 0.016 | 0.07 |  |  |  |  | TRUE | FALSE |  |  |  |  | #FFFFFFFF |  |  | FALSE | FALSE | FALSE | [14 empty] | FALSE
NFPA 170 GAS DETECTOR |  |  | North | Notifier |  | Gas Detection |  |  |  | Module | TRUE | FSCO-951 w/B224BI-WH | + | Intelligent addressable carbon monoxide detector, white w/ Intelligent relay base, white, UL listed | 1 | 0.0002 | 0.0045 |  |  |  |  | FALSE | TRUE | FLUSH |  | 4" SQ. DEEP | 3 "O" PLASTER RING | #FFFF0000 | FA-NFPA 170 GAS DETECTOR | 1 | FALSE | FALSE | FALSE | 1402 | [13 empty] | FALSE |  |  | I
NFPA 170 MANUAL PULL |  |  | North | Notifier |  | Manual Station |  |  |  | Module | TRUE | BRG-1R | ++ | Manual Pull Station, single action | 1 | [6 empty] | FALSE | FALSE |  |  |  |  | #FFFF0000 | FA-NFPA 170 MANUAL PULL | 1 | FALSE | FALSE | FALSE | 957 | [13 empty] | FALSE
NFPA 170 SMOKE DETECTOR |  |  | North | Notifier |  | Smoke Detector |  |  |  | Module | TRUE | HFS-PT | ++ | Photoelectric smoke detector with thermal, includes base | 1 | 0.0003 | 0.0065 |  |  |  |  | FALSE | TRUE |  |  |  |  | #FFFF0000 | FA-NFPA 170 SMOKE DETECTOR | 1 | FALSE | FALSE | FALSE | 1408 | [13 empty] | FALSE
NFPA 170 AMPLIFIER RACK | RISER AMP |  | North | Notifier |  | Amplifier |  |  |  | Assembly | TRUE | NFC-50/100 (50W, 70V) | + | (Primary Operating Console) 50 Watt, 70VRMS single speaker zone emergency voice evacuation system, integral microphone, built in tone generator and 14 recordable messages. | 1 | [6 empty] | FALSE | [5 empty] | #FFFF0000 | FA-NFPA 170 AMPLIFIER RACK | 1 | FALSE | FALSE | FALSE | 300 | [8 empty] | 7,12,18,26 |  |  | 7.5 | 50 | TRUE
NFPA 170 HEAT DETECTOR |  |  | North | Notifier |  | Heat Detector |  |  |  | Module | TRUE | NH-100 | ++ | Intelligent thermal sensor; 135° F (57° C); B210LP base included. | 1 | 0.0003 | 0.0065 |  |  |  |  | FALSE | TRUE |  |  |  |  | #FFFF0000 | FA-NFPA 170 HEAT DETECTOR | 1 | FALSE | FALSE | FALSE | 1403 | [13 empty] | FALSE
NFPA 170 SMOKE DETECTOR |  |  | North | Notifier |  | Smoke Detector |  |  |  | Module | TRUE | FSP-951-IV w/B300-6-IV | ++ | Addressable low-profile photoelectric smoke detector. Ivory. FlashScan and CLIP mode. w/STANDARD BASE | 1 | 0.0002 | 0.0045 |  |  |  |  | FALSE | TRUE | FLUSH |  | 4" SQ. DEEP | 3 "O" PLASTER RING | #FFFF0000 | FA-NFPA 170 SMOKE DETECTOR | 1 | FALSE | FALSE | FALSE | 1408 |  |  | 7272-0028:0206 | [10 empty] | FALSE
NFPA 170 HEAT DETECTOR |  |  | North | Notifier |  | Heat Detector |  |  |  | Module | TRUE | FST-851 w/B501 | ++ | Intelligent Addressable 135°F (57°C) Thermal Detector w/ Flashscan, Relay Base | 1 | 0.0003 | 0.0065 |  |  |  |  | FALSE | TRUE | FLUSH |  | 4" SQ. DEEP | 3 "O" PLASTER RING | #FFFF0000 | FA-NFPA 170 HEAT DETECTOR | 1 | FALSE | FALSE | FALSE | 1403 |  |  | 7270-0028:0196 | [10 empty] | FALSE |  |  | RB
NFPA 170 DGP |  |  | North | Notifier |  | Hardware |  |  |  | Hardware | TRUE | SBB-B4 |  | Backbox assembly, two tiers, BLACK, 26.88 lbs. | 1 | [6 empty] | FALSE | [5 empty] | #FFFF0000 | FA-NFPA 170 DGP | 1 | FALSE | FALSE | FALSE | [9 empty] | 7,12,18 |  |  |  |  | TRUE
NFPA 170 REMOTE ANNUNCIATOR | RISER ANNUNCIATOR |  | North | Notifier |  | Remote Annunciator |  |  |  | Module | TRUE | LCD-160 | + | Terminal and ACS mode. 160-character, backlit LCD display | 1 | 0.3 | 0.325 |  |  |  |  | TRUE | FALSE | SEMI-FLUSH |  | 9-3/16"X9-15/16"X3-3/4" | N/A | #FFFF0000 | FA-NFPA 170 REMOTE ANNUNCIATOR | 1 | FALSE | FALSE | FALSE |  |  |  | 7120-0028:0227 | [10 empty] | FALSE
|  |  | North | Notifier |  | Cards & Components |  |  |  | Card | TRUE | ACT-4 | + | Audio-coupling transformer. Used to electronically isolate DVC-AO analog risers. | 1 | [6 empty] | TRUE | [5 empty] | #FFFFFFFF |  |  | FALSE | FALSE | FALSE | [14 empty] | FALSE
NFPA 170 SMOKE DETECTOR |  |  | North | Notifier |  | Smoke Detector |  |  |  | Module | TRUE | FSD-751RP w/B200S-LF |  | DETECTOR, SMOKE, ADDRESSABLE PHOTO w/SOUNDER BASE, LOW FREQUENCY | 1 | 0.0005 | 0.035 |  |  |  |  | FALSE | TRUE |  |  |  |  | #FFFF0000 | FA-NFPA 170 SMOKE DETECTOR | 1 | FALSE | FALSE | FALSE | 1408 | [13 empty] | FALSE |  |  | LF¦SB
|  |  | North | Notifier |  | Cards & Components |  |  |  | Card | TRUE | NFC-CE6 (70V) | + | Speaker Circuit/Zone Expander Module | 1 | 0.02 | 0.189 |  |  |  |  | TRUE | FALSE |  |  |  |  | #FFFFFFFF |  |  | FALSE | FALSE | FALSE | [14 empty] | FALSE
|  |  | North | Notifier |  | Cards & Components |  |  |  | Card | TRUE | XPIQ-AA2270 | + | Audio amplifier; 22 watts of power at 70.7 VRMS | 1 | 0.08 | 2.44 |  |  |  |  | TRUE |  | SURFACE |  |  |  | #FFFFFFFF |  |  | FALSE | FALSE | FALSE | [9 empty] | 12,26 |  |  |  | 50 | FALSE
|  |  | North | Notifier |  | Cards & Components |  |  |  | Card | TRUE | LDM-32 | + | Lamp Driver Module, 32 Alarm Indications or 16 Alarm,16 Trouble, and 16 Control Points | 1 | 0.04 | 0.056 |  |  |  |  | TRUE | [5 empty] | #FFFFFFFF |  |  | FALSE | FALSE | FALSE | [14 empty] | FALSE
|  |  | North | Notifier |  | Cards & Components |  |  |  | Card | TRUE | CPU-N16LND | ++ | N16x without display, for use as network node. Intelligent fire alarm with one SLC loop, 4 NACs, and power supply; chassis mounted for use in a CAB-5 Series cabinet. | 1 | 0.116 | 0.116 |  |  |  |  | TRUE | FALSE |  |  |  |  | #FFFFFFFF |  |  | FALSE | FALSE | FALSE | [14 empty] | FALSE
NFPA 170 HEAT DETECTOR |  |  | North | Notifier |  | Heat Detector |  |  |  | Module | TRUE | HFS-T | ++ | Fixed temperature thermal detector, includes base | 1 | 0.0003 | 0.0065 |  |  |  |  | FALSE | TRUE |  |  |  |  | #FFFF0000 | FA-NFPA 170 HEAT DETECTOR | 1 | FALSE | FALSE | FALSE | 1403 | [13 empty] | FALSE
NFPA 170 SMOKE DETECTOR |  |  | North | Notifier |  | Smoke Detector |  |  |  | Module | TRUE | FSD-751RPL w/B210LP |  | DETECTOR, SMOKE, ADDRESSABLE PHOTO w/STANDARD BASE | 1 | 0.0003 | 0.0003 |  |  |  |  | FALSE | TRUE |  |  |  |  | #FFFF0000 | FA-NFPA 170 SMOKE DETECTOR | 1 | FALSE | FALSE | FALSE | 1408 | [13 empty] | FALSE
NFPA 170 HEAT DETECTOR |  |  | North | Notifier |  | Heat Detector |  |  |  | Module | TRUE | FST-951 w/B224BI-WH | ++ | Low-profile 135°F fixed thermal sensor. FlashScan only. Isolator Base | 1 | 0.0002 | 0.0045 |  |  |  |  | FALSE | TRUE | FLUSH |  | 4" SQ. DEEP | 3 "O" PLASTER RING | #FFFF0000 | FA-NFPA 170 HEAT DETECTOR | 1 | FALSE | FALSE | FALSE | 1403 |  |  | 7272-0028:0206 | [10 empty] | FALSE
NFPA 170 DGP |  |  | North | Notifier |  | Hardware |  |  |  | Hardware | TRUE | SBB-D4R |  | Backbox assembly, four tiers, RED, 40 lbs. | 1 | [6 empty] | FALSE | [5 empty] | #FFFF0000 | FA-NFPA 170 DGP | 1 | FALSE | FALSE | FALSE | [9 empty] | 7,12,18 |  |  |  |  | TRUE
NFPA 170 SMOKE HEAT CO DETECTOR |  |  | North | Notifier |  | Smoke/Heat/CO Detector |  |  |  | Module | TRUE | FCO-851 w/B200S-LF | + | Addressable, low-profile device that provides fire, heat, and carbon monoxide (CO) detection, Low Frequency Sounder Base | 1 | 0.0003 | 0.0072 |  |  |  |  | FALSE | TRUE |  |  |  |  | #FFFF0000 | FA-NFPA 170 SMOKE HEAT CO DETECTOR | 1 | FALSE | FALSE | FALSE | 1408 | [13 empty] | FALSE |  |  | CO, LF
NFPA 170 HEAT DETECTOR |  |  | North | Notifier |  | Heat Detector |  |  |  | Module | TRUE | 302-H-135 | ++ | Heat Detector, 135°F (57°C) | 1 | [6 empty] | FALSE | TRUE |  |  |  |  | #FFFF0000 | FA-NFPA 170 HEAT DETECTOR | 1 | FALSE | FALSE | FALSE | 1403 | [13 empty] | FALSE
|  |  | North | Notifier |  | Cards & Components |  |  |  | Card | TRUE | RPT-W |  | Standard-network repeater board | 1 | 0.017 | 0.017 |  |  |  |  | TRUE | FALSE |  |  |  |  | #FFFFFFFF |  |  | FALSE | FALSE | FALSE | [14 empty] | FALSE
|  |  | North | Notifier |  | Cards & Components |  |  |  | Card | TRUE | KDM-R2 |  | Keypad/Display Unit | 1 | 0.1 | 0.1 |  |  |  |  | TRUE | [5 empty] | #FFFFFFFF |  |  | FALSE | FALSE | FALSE | [14 empty] | FALSE
NFPA 170 SMOKE HEAT DETECTOR |  |  | North | Notifier |  | Smoke/Heat Detector |  |  |  | Module | TRUE | FSP-951T-SELFT w/B200S-LF-WH | ++ | White, same as FSP-951 but includes a built-in 135°F (57°C) fixed-temperature thermal device, FlashScan only, low frequency sounder base | 1 | 0.0002 | 0.0045 |  |  |  |  | FALSE | TRUE | FLUSH |  | 4" SQ. DEEP | 3 "O" PLASTER RING | #FFFF0000 | FA-NFPA 170 SMOKE HEAT DETECTOR | 1 | FALSE | FALSE | FALSE | 1408 |  |  | 7272-0028:0206 | [10 empty] | FALSE |  |  | LF
|  |  | North | Notifier |  | Cards & Components |  |  |  | Card | TRUE | MPM-2 | + | Main Power Meter | 1 | 0.06 | [5 empty] | TRUE | [5 empty] | #FFFFFFFF |  |  | FALSE | FALSE | FALSE | [14 empty] | FALSE
NFPA 170 DIGITAL ALARM COMMNUCATOR TRANSMITTER | RISER DACT |  | North | Notifier |  | Communicator |  |  |  | Assembly | TRUE | 411UDAC | + | Digital Fire Alarm Communicator | 1 | [6 empty] | FALSE | FALSE |  |  |  |  | #FFFF0000 | FA-NFPA 170 DIGITAL ALARM COMMNUCATOR TRANSMITTER | 1 | FALSE | FALSE | FALSE | 250 | [8 empty] | 7,12,14 |  |  | 1.6 |  | TRUE
|  |  | North | Notifier |  | Cards & Components |  |  |  | Card | TRUE | NFN-GW-EM-3 | + | NFN Gateway, embedded | 1 | 0.45 | 0.45 |  |  |  |  | TRUE | FALSE |  |  |  |  | #FFFFFFFF |  |  | FALSE | FALSE | FALSE | [14 empty] | FALSE
NFPA 170 DUCT SMOKE DETECTOR |  |  | North | Notifier |  | Duct Smoke Detector |  |  |  | Module | TRUE | DNR w/FSP-951R | ++ | Intelligent Non-Relay Photoelectric Duct Detector/ FSP-951R. FlashScan and CLIP mode. | 1 | 0.0002 | 0.0045 |  |  |  |  | FALSE | TRUE | FLUSH |  | N/A | N/A | #FFFF0000 | FA-NFPA 170 DUCT SMOKE DETECTOR | 1 | FALSE | FALSE | FALSE | 1400 |  |  | 3242-1653:0209 | [10 empty] | FALSE
|  |  | North | Notifier |  | Cards & Components |  |  |  | Card | TRUE | XPIQ-AA25 | + | Audio amplifier; 25 watts of power at 25 VRMS | 1 | 0.08 | 2.125 |  |  |  |  | TRUE | FALSE | SURFACE |  |  |  | #FFFFFFFF |  |  | FALSE | FALSE | FALSE | [9 empty] | 12,26 |  |  |  | 50 | FALSE
|  |  | North | Notifier |  | Cards & Components |  |  |  | Card | TRUE | DVC-AO | + | Digital Voice Command, Analog Output | 1 | 0.175 | 0.175 |  |  |  |  | TRUE |  | SURFACE |  | PROVIDED ("WX"HX"D) | N/A | #FFFFFFFF |  |  | FALSE | FALSE | FALSE |  |  |  | 7165-0028:0224 | [10 empty] | FALSE
|  |  | North | Notifier |  | Cards & Components |  |  |  | Card | TRUE | B200SR-WH |  | Intelligent Sounder Base | 1 | [6 empty] | TRUE | FALSE |  |  |  |  | #FFFFFFFF |  |  | FALSE | FALSE | FALSE | [14 empty] | FALSE
NFPA 170 REMOTE VOICE EVACUATION MICROPHONE |  |  | North | Notifier |  | Remote Microphone |  |  |  | Assembly | TRUE | RM-1 Assembly w/CAB-RM |  | Remote Microphone In Cabinet | 1 | [6 empty] | TRUE | [5 empty] | #FFFF0000 | FA-NFPA 170 REMOTE VOICE EVACUATION MICROPHONE | 1 | FALSE | FALSE | FALSE | [14 empty] | FALSE
NFPA 170 DGP |  |  | North | Notifier |  | Hardware |  |  |  | Hardware | TRUE | TR-C4 |  | Accessory semi-flush-mount trim ring, three tiers (opening 24.062" [61.118 cm] W x 37.187" [94.455 cm] H), BLACK, 3.50 lbs. | 1 | [6 empty] | FALSE | [5 empty] | #FFFF0000 | FA-NFPA 170 DGP | 1 | FALSE | FALSE | FALSE | [9 empty] | 7,12,18 |  |  |  |  | TRUE
NFPA 170 DGP |  |  | North | Notifier |  | Hardware |  |  |  | Hardware | TRUE | SBB-A4R |  | Backbox assembly, one tier, RED, 21 lbs. | 1 | [6 empty] | FALSE | [5 empty] | #FFFF0000 | FA-NFPA 170 DGP | 1 | FALSE | FALSE | FALSE | [9 empty] | 7,12,18 |  |  |  |  | TRUE
|  |  | North | Notifier |  | Cards & Components |  |  |  | Card | TRUE | UDACT-2 |  | Universal Digital Alarm Communicator Transmitter-2 | 1 | 0.04 | 0.1 |  |  |  |  | TRUE | FALSE | SURFACE |  | PROVIDED ("WX"HX"D) | N/A | #FFFFFFFF |  |  | FALSE | FALSE | FALSE |  |  |  | 7165-0028:0224 | [10 empty] | FALSE
NFPA 170 DGP |  |  | North | Notifier |  | Hardware |  |  |  | Hardware | TRUE | TR-D4 |  | Accessory semi-flush-mount trim ring, four tiers (opening 24.062" [61.118 cm] W x 45.812" [116.363 cm] H), BLACK, 3.80 lbs. | 1 | [6 empty] | FALSE | [5 empty] | #FFFF0000 | FA-NFPA 170 DGP | 1 | FALSE | FALSE | FALSE | [9 empty] | 7,12,18 |  |  |  |  | TRUE
NFPA 170 MANUAL PULL |  |  | North | Notifier |  | Manual Station |  |  |  | Module | TRUE | NBG-12WL | ++ | Wireless Manual Pull Station | 1 | [6 empty] | FALSE | [5 empty] | #FFFF0000 | FA-NFPA 170 MANUAL PULL | 1 | FALSE | FALSE | FALSE | 957 | [13 empty] | FALSE |  |  | W
NFPA 170 SMOKE DETECTOR |  |  | North | Notifier |  | Smoke Detector |  |  |  | Module | TRUE | NP-200T | ++ | Addressable low-profile photoelectric smoke detector with thermal sensor. B300-6 base included. FlashScan only. | 1 | 0.0002 | 0.0045 |  |  |  |  | FALSE | TRUE | FLUSH |  | 4" SQ. DEEP | 3 "O" PLASTER RING | #FFFF0000 | FA-NFPA 170 SMOKE DETECTOR | 1 | FALSE | FALSE | FALSE | 1408 |  |  | 7272-0028:0206 | [10 empty] | FALSE
NFPA 170 HEAT DETECTOR |  |  | North | Notifier |  | Heat Detector |  |  |  | Module | TRUE | 302-ET-194 | ++ | Heat Detector, 194°F (90°C) | 1 | [6 empty] | FALSE | TRUE |  |  |  |  | #FFFF0000 | FA-NFPA 170 HEAT DETECTOR | 1 | FALSE | FALSE | FALSE | 1403 | [13 empty] | FALSE
NFPA 170 SMOKE DETECTOR |  |  | North | Notifier |  | Smoke Detector |  |  |  | Module | TRUE | FSI-851 w/B200S | ++ | DETECTOR, SMOKE, ADDRESSABLE, IONIZATION w/SOUNDER BASE | 1 | 0.0003 | 0.0065 |  |  |  |  | FALSE | TRUE |  |  |  |  | #FFFF0000 | FA-NFPA 170 SMOKE DETECTOR | 1 | FALSE | FALSE | FALSE | 1408 | [13 empty] | FALSE |  |  | SB
NFPA 170 ADDRESSABLE INPUT MONITOR MODULE |  |  | North | Notifier |  | Addressable Module |  |  |  | Module | TRUE | XP10-M | ++ | Ten Input Monitor Module | 10 | 0.0035 | 0.055 |  |  |  |  | TRUE | FALSE |  |  |  |  | #FFFF0000 | FA-NFPA 170 ADDRESSABLE INPUT MONITOR MODULE | 1 | FALSE | FALSE | FALSE | [14 empty] | FALSE |  |  | XP10-M
NFPA 170 FLOW DETECTOR |  |  | North | Notifier |  | Flow Detector |  |  |  | Module | TRUE | WFD30-2 | + | Waterflow detector, 3 inch flow, 2 inch hole | 1 | [6 empty] | FALSE | FALSE |  |  |  |  | #FFFF0000 | FA-NFPA 170 FLOW DETECTOR | 1 | FALSE | FALSE | FALSE | 1700 | [13 empty] | FALSE
NFPA 170 SMOKE DETECTOR |  |  | North | Notifier |  | Smoke Detector |  |  |  | Module | TRUE | FSP-851T w/B501 | ++ | DETECTOR, SMOKE, ADDRESSABLE PHOTO w/RELAY BASE | 1 | 0.0003 | 0.0065 |  |  |  |  | FALSE | TRUE | FLUSH |  | 4" SQ. DEEP | 3 "O" PLASTER RING | #FFFF0000 | FA-NFPA 170 SMOKE DETECTOR | 1 | FALSE | FALSE | FALSE | 1408 |  |  | 7272-0028:0206 | [10 empty] | FALSE |  |  | RB
NFPA 170 SMOKE DETECTOR |  |  | North | Notifier |  | Smoke Detector |  |  |  | Module | TRUE | NP-200R | ++ | Remote test capable addressable photoelectric smoke detector for use with DNR(W) duct detector housing. FlashScan only. | 1 | 0.0002 | 0.0045 |  |  |  |  | FALSE | TRUE | FLUSH |  | 4" SQ. DEEP | 3 "O" PLASTER RING | #FFFF0000 | FA-NFPA 170 SMOKE DETECTOR | 1 | FALSE | FALSE | FALSE | 1408 |  |  | 7272-0028:0206 | [10 empty] | FALSE
NFPA 170 ADDRESSABLE INPUT MONITOR MODULE |  |  | North | Notifier |  | Addressable Module |  |  |  | Module | TRUE | NDM-100 | ++ | Monitor module, dual, two independent Class B circuits. | 2 | 0.00075 | 0.0064 |  |  |  |  | FALSE | FALSE |  |  |  |  | #FFFF0000 | FA-NFPA 170 ADDRESSABLE INPUT MONITOR MODULE | 1 | FALSE | FALSE | FALSE | 1000 | [13 empty] | FALSE |  |  | 2
|  |  | North | Notifier |  | Cards & Components |  |  |  | Card | TRUE | DS-AMP (70V, 100W) | + | Digital Series Amplifier | 1 | 0.13 | 6.5 |  |  |  |  | TRUE |  | SURFACE |  | PROVIDED ("WX"HX"D) | N/A | #FFFFFFFF |  |  | FALSE | FALSE | FALSE |  |  |  | 7165-0028:0224 | [9 empty] | 100 | FALSE
NFPA 170 SMOKE DETECTOR |  |  | North | Notifier |  | Smoke Detector |  |  |  | Module | TRUE | FSI-851 w/B210LP | ++ | DETECTOR, SMOKE, ADDRESSABLE IONIZATION w/STANDARD BASE | 1 | 0.0003 | 0.0065 |  |  |  |  | FALSE | TRUE |  |  |  |  | #FFFF0000 | FA-NFPA 170 SMOKE DETECTOR | 1 | FALSE | FALSE | FALSE | 1408 | [13 empty] | FALSE
NFPA 170 AMPLIFIER RACK | RISER AMP |  | North | Notifier |  | Amplifier |  |  |  | Assembly | TRUE | DAA2-7525 Assembly | + | Amplifier Assembly with 1x DAA2-7525 | 1 | [6 empty] | FALSE |  | SURFACE |  | PROVIDED ("WX"HX"D) | N/A | #FFFF0000 | FA-NFPA 170 AMPLIFIER RACK | 1 | FALSE | FALSE | FALSE | 300 |  |  | 7165-0028:0224 | [5 empty] | 7,12,18,26,50 |  |  |  | 75 | TRUE
NFPA 170 CELL COMM | RISER CELL COMM |  | North | Notifier |  | Cellular Communicator |  |  |  | Module | TRUE | CELL-MOD | ++ | Cellular module housed in plastic enclosure. (External antenna sold separately) | 1 | 0.055 | 0.1 |  |  |  |  | TRUE | [5 empty] | #FFFF0000 | FA-NFPA 170 CELL COMM | 1 | FALSE | FALSE | FALSE | 250
|  |  | North | Notifier |  | Cards & Components |  |  |  | Card | TRUE | AA-120 | + | Audio Amplifier, 120W @25 VRMS w/built-in tone generator, 120 VAC | 1 | 0.051 | 7.3 |  |  |  |  | TRUE | [5 empty] | #FFFFFFFF |  |  | FALSE | FALSE | FALSE | [13 empty] | 120 | FALSE
|  |  | North | Notifier |  | Cards & Components |  |  |  | Card | TRUE | NCD | ++ | Main Board | 1 | 0.36 | 0.36 |  |  |  |  | TRUE | [5 empty] | #FFFFFFFF |  |  | FALSE | FALSE | FALSE | [14 empty] | FALSE
NFPA 170 HEAT DETECTOR |  |  | North | Notifier |  | Heat Detector |  |  |  | Module | TRUE | FST-951-IV w/B200S-IV | ++ | Low-profile 135°F fixed thermal sensor. Ivory. FlashS-can and CLIP mode. Sounder Base | 1 | 0.0002 | 0.0045 |  |  |  |  | FALSE | TRUE | FLUSH |  | 4" SQ. DEEP | 3 "O" PLASTER RING | #FFFF0000 | FA-NFPA 170 HEAT DETECTOR | 1 | FALSE | FALSE | FALSE | 1403 |  |  | 7272-0028:0206 | [10 empty] | FALSE
NFPA 170 HEAT DETECTOR |  |  | North | Notifier |  | Heat Detector |  |  |  | Module | TRUE | FST-851H w/B200SR-LF | ++ | Intelligent Addressable 195°F (88°C) Thermal Heat Detector w/ Flashscan, Sounder Base | 1 | 0.0003 | 0.0065 |  |  |  |  | FALSE | TRUE | FLUSH |  | 4" SQ. DEEP | 3 "O" PLASTER RING | #FFFF0000 | FA-NFPA 170 HEAT DETECTOR | 1 | FALSE | FALSE | FALSE | 1403 |  |  | 7270-0028:0196 | [10 empty] | FALSE |  |  | LF¦SB
NFPA 170 HEAT DETECTOR |  |  | North | Notifier |  | Heat Detector |  |  |  | Module | TRUE | FST-951R w/B300-6 | ++ | Low-profile, intelligent, rate-of-rise thermal sensor. FlashScan only. | 1 | 0.0002 | 0.0045 |  |  |  |  | FALSE | TRUE | FLUSH |  | 4" SQ. DEEP | 3 "O" PLASTER RING | #FFFF0000 | FA-NFPA 170 HEAT DETECTOR | 1 | FALSE | FALSE | FALSE | 1403 |  |  | 7272-0028:0206 | [10 empty] | FALSE
NFPA 170 HEAT DETECTOR |  |  | North | Notifier |  | Heat Detector |  |  |  | Module | TRUE | HD-601 | ++ | Heat Detector, 135°F (57°C) Fixed & Rate-of-rise | 1 | [6 empty] | FALSE | TRUE |  |  |  |  | #FFFF0000 | FA-NFPA 170 HEAT DETECTOR | 1 | FALSE | FALSE | FALSE | 1403 | [13 empty] | FALSE
NFPA 170 SMOKE DETECTOR |  |  | North | Notifier |  | Smoke Detector |  |  |  | Module | TRUE | BEAM1224S | ++ | Reflective Beam Detector, 4-wire, Integral Sensitivity Test | 1 | 0.017 | 0.0385 |  |  |  |  | FALSE | TRUE |  |  |  |  | #FFFF0000 | FA-NFPA 170 SMOKE DETECTOR | 1 | FALSE | FALSE | FALSE | 1408 | [13 empty] | FALSE |  |  | BT
NFPA 170 DGP |  |  | North | Notifier |  | Hardware |  |  |  | Hardware | TRUE | BP2-4 |  | Battery plate. Used to cover battery and power supply when lower position is used in backbox, 3.10 lbs. | 1 | [6 empty] | FALSE | [5 empty] | #FFFF0000 | FA-NFPA 170 DGP | 1 | FALSE | FALSE | FALSE | [9 empty] | 7,12,18 |  |  |  |  | TRUE
|  |  | North | Notifier |  | Cards & Components |  |  |  | Card | TRUE | VS4095/5 |  | Printer, 40-column, 24 V. | 1 | [6 empty] | TRUE | FALSE |  |  |  |  | #FFFFFFFF |  |  | FALSE | FALSE | FALSE | [14 empty] | FALSE
NFPA 170 DGP |  |  | North | Notifier |  | Hardware |  |  |  | Hardware | TRUE | VP-2B |  | Ventilator panel. | 1 | [6 empty] | FALSE | [5 empty] | #FFFF0000 | FA-NFPA 170 DGP | 1 | FALSE | FALSE | FALSE | [9 empty] | 7,12,18 |  |  |  |  | TRUE
NFPA 170 SMOKE CO DETECTOR |  |  | North | Notifier |  | Smoke/CO Detector |  |  |  | Module | TRUE | FPC-951 w/B200S-IV | + | Intelligent multi-criteria photo/CO, bright white, Velociti w/ Intelligent sounder base, ivory, UL listed | 1 | 0.0002 | 0.0045 |  |  |  |  | FALSE | TRUE | FLUSH |  | 4" SQ. DEEP | 3 "O" PLASTER RING | #FFFF0000 | FA-NFPA 170 SMOKE CO DETECTOR | 1 | FALSE | FALSE | FALSE | 1407 | [13 empty] | FALSE |  |  | S
NFPA 170 HEAT DETECTOR |  |  | North | Notifier |  | Heat Detector |  |  |  | Module | TRUE | FST-851R w/B210LP | ++ | Intelligent Addressable Rate Of Rise Heat Detector w/ Flashscan, Low Frequency | 1 | 0.0003 | 0.0065 |  |  |  |  | FALSE | TRUE | FLUSH |  | 4" SQ. DEEP | 3 "O" PLASTER RING | #FFFF0000 | FA-NFPA 170 HEAT DETECTOR | 1 | FALSE | FALSE | FALSE | 1403 |  |  | 7270-0028:0196 | [10 empty] | FALSE |  |  | LF
NFPA 170 FIRE ALARM CONTROL UNIT | RISER FACP |  | North | Notifier |  | Fire Alarm Control Unit |  |  |  | Assembly | TRUE | NFW-100X | + | FireWarden-100X (NFW-100X) Intelligent Addressable FACP with Communicator | 1 | [6 empty] | FALSE | [5 empty] | #FFFF0000 | FA-NFPA 170 FIRE ALARM CONTROL UNIT | 1 | FALSE | FALSE | FALSE | 202 | [8 empty] | 7,12,18 |  |  |  |  | TRUE
NFPA 170 SMOKE DETECTOR |  |  | North | Notifier |  | Smoke Detector |  |  |  | Module | TRUE | FSD-751PL w/B210LP | ++ | DETECTOR, SMOKE, ADDRESSABLE PHOTO w/STANDARD BASE | 1 | 0.0003 | 0.0003 |  |  |  |  | FALSE | TRUE |  |  |  |  | #FFFF0000 | FA-NFPA 170 SMOKE DETECTOR | 1 | FALSE | FALSE | FALSE | 1408 | [13 empty] | FALSE
|  |  | North | Notifier |  | Cards & Components |  |  |  | Card | TRUE | DVC-RPU | + | Digital Voice Command, Extended Memory | 1 | 0.3 | 0.3 |  |  |  |  | TRUE | [5 empty] | #FFFFFFFF |  |  | FALSE | FALSE | FALSE | [14 empty] | FALSE
NFPA 170 DUCT SMOKE DETECTOR |  |  | North | Notifier |  | Duct Smoke Detector |  |  |  | Module | TRUE | DH200RPL(120 VAC) | ++ | Intelligent Duct Detector Housing with Relay, 120 VAC | 1 | 0.0003 | 0.0003 |  |  |  |  | FALSE | TRUE |  |  |  |  | #FFFF0000 | FA-NFPA 170 DUCT SMOKE DETECTOR | 1 | FALSE | FALSE | FALSE | 1400 | [13 empty] | FALSE
|  |  | North | Notifier |  | Cards & Components |  |  |  | Card | TRUE | SCS |  | Smoke control stations | 1 | [6 empty] | TRUE | FALSE |  |  |  |  | #FFFFFFFF |  |  | FALSE | FALSE | FALSE | [14 empty] | FALSE
|  |  | North | Notifier |  | Hardware |  |  |  | Hardware | TRUE | AFAWS-TELA |  | Telephone Chassis with Armored Coil Cord/AFAWS-BX Box/AFAWS-LS Door | 1 | 0 | 0.02 |  |  |  |  | FALSE | [5 empty] | #FFFFFFFF |  |  | FALSE | FALSE | FALSE | [14 empty] | FALSE
NFPA 170 HORN CEILING |  |  | North | Notifier |  | Horn |  |  |  | Module | TRUE | HCWL-LF | + | LF Sounder Strobe, Ceiling, White | 1 | 0 | 0.047 |  |  |  |  | FALSE | TRUE |  |  |  |  | #FF0070C0 | FA-NFPA 170 HORN CEILING | 1 | FALSE | FALSE | FALSE | 2011 | [13 empty] | FALSE |  |  | LF
NFPA 170 HEAT DETECTOR |  |  | North | Notifier |  | Heat Detector |  |  |  | Module | TRUE | FST-851R w/B200S | ++ | Intelligent Addressable Rate Of Rise Heat Detector w/ Flashscan, Sounder Base | 1 | 0.0003 | 0.0065 |  |  |  |  | FALSE | TRUE | FLUSH |  | 4" SQ. DEEP | 3 "O" PLASTER RING | #FFFF0000 | FA-NFPA 170 HEAT DETECTOR | 1 | FALSE | FALSE | FALSE | 1403 |  |  | 7270-0028:0196 | [10 empty] | FALSE |  |  | SB
|  |  | North | Notifier |  | Cards & Components |  |  |  | Card | TRUE | CPU-320 | + | NFS-320 Fire Alarm Control Panel Main Board (Central Processing Unit) | 1 | 0.39 | 0.39 |  |  |  |  | TRUE | FALSE |  |  |  |  | #FFFFFFFF |  |  | FALSE | FALSE | FALSE | [14 empty] | FALSE
NFPA 170 DGP |  |  | North | Notifier |  | Hardware |  |  |  | Hardware | TRUE | SBB-B4R |  | Backbox assembly, two tiers, RED, 26.88 lbs. | 1 | [6 empty] | FALSE | [5 empty] | #FFFF0000 | FA-NFPA 170 DGP | 1 | FALSE | FALSE | FALSE | [9 empty] | 7,12,18 |  |  |  |  | TRUE
NFPA 170 SMOKE HEAT CO DETECTOR |  |  | North | Notifier |  | Smoke/Heat/CO Detector |  |  |  | Module | TRUE | FCO-851 w/B224RB | + | Addressable, low-profile device that provides fire, heat, and carbon monoxide (CO) detection, Relay Base | 1 | 0.0003 | 0.0072 |  |  |  |  | FALSE | TRUE |  |  |  |  | #FFFF0000 | FA-NFPA 170 SMOKE HEAT CO DETECTOR | 1 | FALSE | FALSE | FALSE | 1408 | [13 empty] | FALSE |  |  | CO, R
|  |  | North | Notifier |  | Hardware |  |  |  | Hardware | TRUE | DR-B4B |  | Door assembly, solid door, two tiers, BLACK, 18.80 lbs. | 1 | [6 empty] | FALSE | [5 empty] | #FFFFFFFF |  |  | FALSE | FALSE | FALSE | [14 empty] | FALSE
|  |  | North | Notifier |  | Cards & Components |  |  |  | Card | TRUE | LDM-E32 |  | Lamp Driver Module, 32 Alarm Indications or 16 Alarm,16 Trouble, and 16 Control Points, Expander | 1 | 0.002 | 0.018 |  |  |  |  | TRUE | [5 empty] | #FFFFFFFF |  |  | FALSE | FALSE | FALSE | [14 empty] | FALSE
NFPA 170 ISOLATION MODULE |  |  | North | Notifier |  | Isolator Module |  |  |  | Module | TRUE | ISO-X | ++ | SLC Loop Isolator Module | 1 | 0.0004 | 0.005 |  |  |  |  | FALSE | FALSE |  |  |  |  | #FFFF0000 | FA-NFPA 170 ISOLATION MODULE | 1 | FALSE | FALSE | FALSE | 1200 | [13 empty] | FALSE
NFPA 170 FIRE ALARM CONTROL UNIT | RISER FACP |  | North | Notifier |  | Fire Alarm Control Unit |  |  |  | Assembly | TRUE | SFP-10UD | + | Ten-zone, 24-volt Fire Alarm Control Panel | 1 | [6 empty] | FALSE | FALSE |  |  |  |  | #FFFF0000 | FA-NFPA 170 FIRE ALARM CONTROL UNIT | 1 | FALSE | FALSE | FALSE | 202 | [8 empty] | 7,12,18 |  |  | 7 |  | TRUE
NFPA 170 SMOKE DETECTOR |  |  | North | Notifier |  | Smoke Detector |  |  |  | Module | TRUE | FSP-951 w/B501-WHITE | ++ | Addressable low-profile photoelectric smoke detector. FlashScan only. | 1 | 0.0002 | 0.0045 |  |  |  |  | FALSE | TRUE | FLUSH |  | 4" SQ. DEEP | 3 "O" PLASTER RING | #FFFF0000 | FA-NFPA 170 SMOKE DETECTOR | 1 | FALSE | FALSE | FALSE | 1408 |  |  | 7272-0028:0206 | [10 empty] | FALSE
NFPA 170 FLAME DETECTOR |  |  | North | Notifier |  | Flame Detector |  |  |  | Module | TRUE | 30-2054-24 | ++ | Ember Detector, IR, 24 VDC | 1 | 0.012 | 0.07 |  |  |  |  | FALSE | FALSE |  |  |  |  | #FFFF0000 | FA-NFPA 170 FLAME DETECTOR | 1 | FALSE | FALSE | FALSE | 1401 | [13 empty] | FALSE |  |  | XP
|  |  | North | Notifier |  | Cards & Components |  |  |  | Card | TRUE | Alarm/Trouble Relay | + | Alarm and Trouble Relay Board | 1 | 0 | 0 |  |  |  |  | TRUE | FALSE |  |  |  |  | #FFFFFFFF |  |  | FALSE | FALSE | FALSE | [9 empty] | 7,12,18 |  |  |  |  | FALSE
|  |  | North | Notifier |  | Cards & Components |  |  |  | Card | TRUE | 411UDAC Main Board | + | Digital Fire Alarm Communicator | 1 | 0.143 | 0.33 |  |  |  |  | TRUE | FALSE |  |  |  |  | #FFFFFFFF |  |  | FALSE | FALSE | FALSE | [14 empty] | FALSE
NFPA 170 HEAT DETECTOR |  |  | North | Notifier |  | Heat Detector |  |  |  | Module | TRUE | ED-T | ++ | Intelligent Thermal Sensor, Eclipse™ Series | 1 | 0.000215 | 0.002 |  |  |  |  | FALSE | TRUE |  |  |  |  | #FFFF0000 | FA-NFPA 170 HEAT DETECTOR | 1 | FALSE | FALSE | FALSE | 1403 | [13 empty] | FALSE
|  |  | North | Notifier |  | Hardware |  |  |  | Hardware | TRUE | DR-D4R |  | Door assembly, window, four tiers, RED, 23.95 lbs. | 1 | [6 empty] | FALSE |  | SURFACE |  | PROVIDED ("WX"HX"D) | N/A | #FFFFFFFF |  |  | FALSE | FALSE | FALSE |  |  |  | 7165-0028:0224 | [10 empty] | FALSE
NFPA 170 DGP |  |  | North | Notifier |  | Hardware |  |  |  | Hardware | TRUE | DR-C4B |  | Door assembly, solid door, three tiers, BLACK, 23.45 lbs. | 1 | [6 empty] | FALSE | [5 empty] | #FFFF0000 | FA-NFPA 170 DGP | 1 | FALSE | FALSE | FALSE | [9 empty] | 7,12,18 |  |  |  |  | TRUE
|  |  | North | Notifier |  | Cards & Components |  |  |  | Card | TRUE | MCBL-7 |  | DACT Phone Cords - 7 Foot | 1 | [6 empty] | TRUE |  | SURFACE |  | PROVIDED ("WX"HX"D) | N/A | #FFFFFFFF |  |  | FALSE | FALSE | FALSE |  |  |  | 7165-0028:0224 | [10 empty] | FALSE
NFPA 170 DGP |  |  | North | Notifier |  | Hardware |  |  |  | Hardware | TRUE | SBB-AA4 |  | Backbox assembly, one tier (no battery compartment), BLACK, 16.65 lbs. | 1 | [6 empty] | FALSE | [5 empty] | #FFFF0000 | FA-NFPA 170 DGP | 1 | FALSE | FALSE | FALSE | [9 empty] | 7,12,18 |  |  |  |  | TRUE
|  |  | North | Notifier |  | Cards & Components |  |  |  | Card | TRUE | XRM-24 |  | POWER TRANSFORMER | 1 |  |  | 3 |  |  |  | TRUE | [5 empty] | #FFFFFFFF |  |  | FALSE | FALSE | FALSE | [12 empty] | 3 |  | FALSE
NFPA 170 SMOKE CO DETECTOR |  |  | North | Notifier |  | Smoke/CO Detector |  |  |  | Module | TRUE | FPC-951 w/B224RB-WH | + | Intelligent multi-criteria photo/CO, bright white, Velociti w/ Intelligent relay base, white, UL listed | 1 | 0.0002 | 0.0045 |  |  |  |  | FALSE | TRUE | FLUSH |  | 4" SQ. DEEP | 3 "O" PLASTER RING | #FFFF0000 | FA-NFPA 170 SMOKE CO DETECTOR | 1 | FALSE | FALSE | FALSE | 1407 | [13 empty] | FALSE |  |  | R
|  |  | North | Notifier |  | Cards & Components |  |  |  | Card | TRUE | EBF | ++ | Detector Base Flanged mouting 4" | 1 | [6 empty] | TRUE | FALSE |  |  |  |  | #FFFFFFFF |  |  | FALSE | FALSE | FALSE | [14 empty] | FALSE
NFPA 170 MANUAL PULL |  |  | North | Notifier |  | Manual Station |  |  |  | Module | TRUE | NBG-12 | ++ | Manual Pull Station | 1 | [6 empty] | FALSE | FALSE |  |  |  |  | #FFFF0000 | FA-NFPA 170 MANUAL PULL | 1 | FALSE | FALSE | FALSE | 957 | [13 empty] | FALSE
|  |  | North | Notifier |  | Cards & Components |  |  |  | Card | TRUE | AMPS-24E | ++ | Addressable Power Supply/Battery Charger, 220-240VAC Operation | 5 | 0.13 |  | 5.5 |  |  |  | TRUE | [5 empty] | #FFFFFFFF |  |  | FALSE | FALSE | FALSE | [9 empty] | 7,12,26,33,55,60,65,100,200 |  |  |  |  | FALSE
NFPA 170 DUCT SMOKE DETECTOR |  |  | North | Notifier |  | Duct Smoke Detector |  |  |  | Module | TRUE | DH400ACDCIHT | ++ | Duct Ionization Detector, 4-wire, 2 Form-C, High Temp Duct | 1 | 0.025 | 0.095 |  |  |  |  | FALSE | TRUE |  |  |  |  | #FFFF0000 | FA-NFPA 170 DUCT SMOKE DETECTOR | 1 | FALSE | FALSE | FALSE | 1400 | [13 empty] | FALSE
|  |  | North | Notifier |  | Cards & Components |  |  |  | Card | TRUE | NFC-CE4 (70V) | + | Speaker Circuit/Zone Expander Module | 1 | 0.02 | 0.18 |  |  |  |  | TRUE | FALSE |  |  |  |  | #FFFFFFFF |  |  | FALSE | FALSE | FALSE | [14 empty] | FALSE
NFPA 170 SMOKE DETECTOR |  |  | North | Notifier |  | Smoke Detector |  |  |  | Module | TRUE | FSL-751 w/B210LP | ++ | FlashScan VIEW laser photo detector. | 1 | 0.00033 | 0.0065 |  |  |  |  | FALSE | TRUE |  |  |  |  | #FFFF0000 | FA-NFPA 170 SMOKE DETECTOR | 1 | FALSE | FALSE | FALSE | 1408 | [13 empty] | FALSE
NFPA 170 FIRE ALARM CONTROL UNIT | RISER FACP |  | North | Notifier |  | Fire Alarm Control Unit |  |  |  | Assembly | TRUE | BE-500 | ++ | FIRE ALARM CONTROL PANEL, CONVENTIONAL | 1 | [6 empty] | FALSE | FALSE |  |  |  |  | #FFFF0000 | FA-NFPA 170 FIRE ALARM CONTROL UNIT | 1 | FALSE | FALSE | FALSE | 202 | [8 empty] | 7,12,17 |  |  | 3 |  | TRUE
|  |  | North | Notifier |  | Cards & Components |  |  |  | Card | TRUE | RM-1 |  | Remote Microphone | 1 | 0.02 | 0.02 |  |  |  |  | TRUE | [5 empty] | #FFFFFFFF |  |  | FALSE | FALSE | FALSE | [14 empty] | FALSE
NFPA 170 DUCT SMOKE DETECTOR |  |  | North | Notifier |  | Duct Smoke Detector |  |  |  | Module | TRUE | DH200RPL(24 VAC) | ++ | Intelligent Duct Detector Housing with Relay, 24 VAC | 1 | 0.0003 | 0.0003 |  |  |  |  | FALSE | TRUE |  |  |  |  | #FFFF0000 | FA-NFPA 170 DUCT SMOKE DETECTOR | 1 | FALSE | FALSE | FALSE | 1400 | [13 empty] | FALSE
NFPA 170 GRAPHIC ANNUNCIATOR PANEL | RISER ANNUNCIATOR |  | North | Notifier |  | Graphic Annunciator |  |  |  | Assembly | TRUE | N-ANN-I/O Assembly | ++ | Graphic Annunciator with LED Driver Module (N-ANN-I/O) | 1 | [12 empty] | #FFFF0000 | FA-NFPA 170 GRAPHIC ANNUNCIATOR PANEL | 1 | FALSE | FALSE | FALSE | 256
NFPA 170 HEAT DETECTOR |  |  | North | Notifier |  | Heat Detector |  |  |  | Module | TRUE | FST-951-IV w/B501-IV | ++ | Low-profile 135°F fixed thermal sensor. Ivory. FlashS-can and CLIP mode. | 1 | 0.0002 | 0.0045 |  |  |  |  | FALSE | TRUE | FLUSH |  | 4" SQ. DEEP | 3 "O" PLASTER RING | #FFFF0000 | FA-NFPA 170 HEAT DETECTOR | 1 | FALSE | FALSE | FALSE | 1403 |  |  | 7272-0028:0206 | [10 empty] | FALSE
|  |  | North | Notifier |  | Cards & Components |  |  |  | Card | TRUE | AFM-16AT |  | ONYX Series ACS Annunciator | 1 | 0.04 | 0.056 |  |  |  |  | TRUE | FALSE |  |  |  |  | #FFFFFFFF |  |  | FALSE | FALSE | FALSE | [14 empty] | FALSE
NFPA 170 SMOKE DETECTOR |  |  | North | Notifier |  | Smoke Detector |  |  |  | Module | TRUE | FSI-851 w/B200SR | ++ | DETECTOR, SMOKE, ADDRESSABLE IONIZATION w/SOUNDER BASE | 1 | 0.0003 | 0.0065 |  |  |  |  | FALSE | TRUE |  |  |  |  | #FFFF0000 | FA-NFPA 170 SMOKE DETECTOR | 1 | FALSE | FALSE | FALSE | 1408 | [13 empty] | FALSE |  |  | SB
NFPA 170 ADDRESSABLE INPUT MONITOR MODULE |  |  | North | Notifier |  | Addressable Module |  |  |  | Module | TRUE | FMM-4-20 | ++ | Analog Input Module | 1 | 0.0007 | 0.006 |  |  |  |  | FALSE | FALSE |  |  |  |  | #FFFF0000 | FA-NFPA 170 ADDRESSABLE INPUT MONITOR MODULE | 1 | FALSE | FALSE | FALSE | 1000 | [13 empty] | FALSE
|  |  | North | Notifier |  | Cards & Components |  |  |  | Card | TRUE | SLM-318 | ++ | Signaling Line Module provides a Signaling Line Circuit of 159 addressable points. Add SLM-318 units to expand SLC capability. See DN-62115. | 1 | 0.159 | 0.276 |  |  |  |  | TRUE |  | SURFACE |  | PROVIDED ("WX"HX"D) | N/A | #FFFFFFFF |  |  | FALSE | FALSE | FALSE |  |  |  | 7165-0028:0224 | [10 empty] | FALSE
|  |  | North | Notifier | [5 empty] | Module | TRUE | RPT-485W |  | EIA-485 Annunciator Loop Repeater for Twisted Pair Wire | 1 | 0.047 | 0.047 |  |  |  |  | FALSE | [5 empty] | #FFFFFFFF |  |  | FALSE | FALSE | FALSE | [14 empty] | FALSE
NFPA 170 SMOKE DETECTOR |  |  | North | Notifier |  | Smoke Detector |  |  |  | Module | TRUE | FSD-751RPL w/B200S-LF |  | DETECTOR, SMOKE, ADDRESSABLE PHOTO w/SOUNDER BASE, LOW FREQUENCY | 1 | 0.0003 | 0.0003 |  |  |  |  | FALSE | TRUE |  |  |  |  | #FFFF0000 | FA-NFPA 170 SMOKE DETECTOR | 1 | FALSE | FALSE | FALSE | 1408 | [13 empty] | FALSE |  |  | LF¦SB
|  |  | North | Notifier |  | Hardware |  |  |  | Hardware | TRUE | CA-1 |  | Chassis, 2nd Row | 1 | [6 empty] | FALSE |  | SURFACE |  | PROVIDED ("WX"HX"D) | N/A | #FFFFFFFF |  |  | FALSE | FALSE | FALSE |  |  |  | 7165-0028:0224 | [10 empty] | FALSE
|  |  | North | Notifier |  | Cards & Components |  |  |  | Card | TRUE | HS-NCM-MFSF | + | High-speed Network Communications Modules | 1 | 0.4 | 0.4 |  |  |  |  | TRUE | FALSE |  |  |  |  | #FFFFFFFF |  |  | FALSE | FALSE | FALSE | [14 empty] | FALSE
NFPA 170 HEAT DETECTOR |  |  | North | Notifier |  | Heat Detector |  |  |  | Module | TRUE | FST-951H-IV w/B300-6-IV | ++ | Low-profile intelligent 190°F/88°C fixed thermal sen-sor. Ivory. FlashScan and CLIP mode. | 1 | 0.0002 | 0.0045 |  |  |  |  | FALSE | TRUE | FLUSH |  | 4" SQ. DEEP | 3 "O" PLASTER RING | #FFFF0000 | FA-NFPA 170 HEAT DETECTOR | 1 | FALSE | FALSE | FALSE | 1403 |  |  | 7272-0028:0206 | [10 empty] | FALSE
|  |  | North | Notifier |  | Hardware |  |  |  | Hardware | TRUE | BAT-12260-BP |  | 2-unit bulk pack of BAT-12260 (12 V 26 AH) | 1 | [6 empty] | FALSE | [5 empty] | #FFFFFFFF |  |  | FALSE | FALSE | FALSE | [14 empty] | FALSE
|  |  | North | Notifier |  | Cards & Components |  |  |  | Card | TRUE | RP-2001 Main Board | + | Agent Release Panel Card | 1 | 0.095 | 0.221 |  |  |  |  | TRUE | [5 empty] | #FFFFFFFF |  |  | FALSE | FALSE | FALSE | [14 empty] | FALSE
NFPA 170 ADDRESSABLE INPUT MONITOR MODULE |  |  | North | Notifier |  | Addressable Module |  |  |  | Module | TRUE | EM-1MMI | ++ | Mini Monitor Module, Eclipse™ Series, Isolator version | 1 | 0.002 | 0.000745 |  |  |  |  | FALSE | FALSE |  |  |  |  | #FFFF0000 | FA-NFPA 170 ADDRESSABLE INPUT MONITOR MODULE | 1 | FALSE | FALSE | FALSE | 1000 | [13 empty] | FALSE
NFPA 170 MANUAL PULL |  |  | North | Notifier |  | Manual Station |  |  |  | Module | TRUE | NBG-12LO | ++ | Dual action lexan station; outdoor applications, red, terminal block, Notifier Key lock, use with WBB, WP-10 or SB-I/O. | 1 | [6 empty] | FALSE | FALSE |  |  |  |  | #FFFF0000 | FA-NFPA 170 MANUAL PULL | 1 | FALSE | FALSE | FALSE | 957 | [13 empty] | FALSE
|  |  | North | Notifier |  | Cards & Components |  |  |  | Card | TRUE | NCM-F | + | Network Communication Module, Fiber | 1 | 0.11 | 0.11 |  |  |  |  | TRUE |  | SURFACE |  | PROVIDED ("WX"HX"D) | N/A | #FFFFFFFF |  |  | FALSE | FALSE | FALSE |  |  |  | 7165-0028:0224 | [10 empty] | FALSE
|  |  | North | Notifier |  | Cards & Components |  |  |  | Card | TRUE | UZC-256 |  | Programmable Universal Zone Coder provides positive non-interfering successive zone coding | 1 | 0.035 | 0.085 |  |  |  |  | TRUE | FALSE |  |  |  |  | #FFFFFFFF |  |  | FALSE | FALSE | FALSE | [14 empty] | FALSE
NFPA 170 FLOW DETECTOR |  |  | North | Notifier |  | Flow Detector |  |  |  | Module | TRUE | WFD50 | + | Waterflow Detector, Schedule 10/40, 5" | 1 | [6 empty] | FALSE | FALSE |  |  |  |  | #FFFF0000 | FA-NFPA 170 FLOW DETECTOR | 1 | FALSE | FALSE | FALSE | 1700 | [13 empty] | FALSE
|  |  | North | Notifier |  | Cards & Components |  |  |  | Card | TRUE | CPS-24 | + | Fire Alarm Power Supply Card | 1 | [6 empty] | TRUE | [5 empty] | #FFFFFFFF |  |  | FALSE | FALSE | FALSE | [12 empty] | 6 |  | FALSE
NFPA 170 SMOKE DETECTOR |  |  | North | Notifier |  | Smoke Detector |  |  |  | Module | TRUE | FSD-751RP w/B501 |  | DETECTOR, SMOKE, ADDRESSABLE PHOTO w/EUROPEAN 4" BASE | 1 | 0.001 | 0.035 |  |  |  |  | FALSE | TRUE |  |  |  |  | #FFFF0000 | FA-NFPA 170 SMOKE DETECTOR | 1 | FALSE | FALSE | FALSE | 1408 | [13 empty] | FALSE
NFPA 170 FIRE PHONE |  |  | North | Notifier |  | Fire Phone |  |  |  | Module | TRUE | AFAWS-TELA |  | Fireman's Telephone with Armored Cord | 1 | 0 | 0.02 |  |  |  |  | FALSE | [5 empty] | #FFFF0000 | FA-NFPA 170 FIRE PHONE | 1 | FALSE | FALSE | FALSE | 208 | [13 empty] | FALSE
NFPA 170 HEAT DETECTOR |  |  | North | Notifier |  | Heat Detector |  |  |  | Module | TRUE | FST-851 w/B200SR | ++ | Intelligent Addressable 135°F (57°C) Thermal Detector w/ Flashscan, Low Frequency | 1 | 0.0003 | 0.0065 |  |  |  |  | FALSE | TRUE | FLUSH |  | 4" SQ. DEEP | 3 "O" PLASTER RING | #FFFF0000 | FA-NFPA 170 HEAT DETECTOR | 1 | FALSE | FALSE | FALSE | 1403 |  |  | 7270-0028:0196 | [10 empty] | FALSE |  |  | LF
|  |  | North | Notifier |  | Cards & Components |  |  |  | Card | TRUE | NFC-50W-70V | + | 70V, 50 Watt Audio Amplifier Module | 1 | 0.1 | 0.235 |  |  |  |  | TRUE | FALSE |  |  |  |  | #FFFFFFFF |  |  | FALSE | FALSE | FALSE | [14 empty] | FALSE
|  |  | North | Notifier |  | Cards & Components |  |  |  | Card | TRUE | NFC-50DA Main Board (50W, 70V) | + | Main Board for ECC-50DA | 1 | 0.1 | 0.58 |  |  |  |  | TRUE | FALSE |  |  |  |  | #FFFFFFFF |  |  | FALSE | FALSE | FALSE | [14 empty] | FALSE
|  |  | North | Notifier |  | Cards & Components |  |  |  | Card | TRUE | PSE-6 MAIN BOARD | + | Fire Alarm Power Supply Main Board | 1 | 0.139 | 0.157 |  |  |  |  | TRUE | FALSE | SURFACE |  | PROVIDED | N/A | #FFFFFFFF |  |  | FALSE | FALSE | FALSE |  |  |  | 7315-0028:0225 | [10 empty] | FALSE
NFPA 170 SMOKE DETECTOR |  |  | North | Notifier |  | Smoke Detector |  |  |  | Module | TRUE | FSL-751 w/B200SR-LF | ++ | DETECTOR, SMOKE, ADDRESSABLE PHOTO w/SOUNDER BASE | 1 | 0.00033 | 0.0065 |  |  |  |  | FALSE | TRUE |  |  |  |  | #FFFF0000 | FA-NFPA 170 SMOKE DETECTOR | 1 | FALSE | FALSE | FALSE | 1408 | [13 empty] | FALSE |  |  | LF¦SB
NFPA 170 DGP |  |  | North | Notifier |  | Hardware |  |  |  | Hardware | TRUE | SBB-C4 |  | Backbox assembly, three tiers, BLACK, 32.60 lbs. | 1 | [6 empty] | FALSE | [5 empty] | #FFFF0000 | FA-NFPA 170 DGP | 1 | FALSE | FALSE | FALSE | [9 empty] | 7,12,18 |  |  |  |  | TRUE
NFPA 170 SMOKE DETECTOR |  |  | North | Notifier |  | Smoke Detector |  |  |  | Module | TRUE | FSD-751P w/B200SR | ++ | DETECTOR, SMOKE, ADDRESSABLE PHOTO w/SOUNDER BASE | 1 | 0.0003 | 0.0003 |  |  |  |  | FALSE | TRUE |  |  |  |  | #FFFF0000 | FA-NFPA 170 SMOKE DETECTOR | 1 | FALSE | FALSE | FALSE | 1408 | [13 empty] | FALSE |  |  | SB
NFPA 170 FLAME DETECTOR |  |  | North | Notifier |  | Flame Detector |  |  |  | Module | TRUE | 30-2056B | ++ | Explosion proof, IR, 24 VDC | 1 | 0.042 | 0.146 |  |  |  |  | FALSE | FALSE |  |  |  |  | #FFFF0000 | FA-NFPA 170 FLAME DETECTOR | 1 | FALSE | FALSE | FALSE | 1401 | [13 empty] | FALSE |  |  | XP
NFPA 170 FIRE ALARM CONTROL UNIT | RISER FACP |  | North | Notifier |  | Fire Alarm Control Unit |  |  |  | Assembly | TRUE | AFP-100 w/XRM-24 | + | A package that includes a CPU-400, an MPS-400PCA, a transformer assembly, and a two-position CPU-400 ribbon cable. Order cabinet separately. | 1 | [6 empty] | FALSE | [5 empty] | #FFFF0000 | FA-NFPA 170 FIRE ALARM CONTROL UNIT | 1 | FALSE | FALSE | FALSE | 202 | [8 empty] | 7,12,18 |  |  | 6.6 |  | TRUE
|  |  | North | Notifier |  | Cards & Components |  |  |  | Card | TRUE | NFC-XRM-70V | + | 70V Transformer Conversion Module | 1 | [6 empty] | TRUE | FALSE |  |  |  |  | #FFFFFFFF |  |  | FALSE | FALSE | FALSE | [14 empty] | FALSE
|  |  | North | Notifier |  | Hardware |  |  |  | Hardware | TRUE | BMP-1 |  | Blank Module | 1 | [6 empty] | FALSE |  | SURFACE |  | PROVIDED ("WX"HX"D) | N/A | #FFFFFFFF |  |  | FALSE | FALSE | FALSE |  |  |  | 7165-0028:0224 | [10 empty] | FALSE
NFPA 170 WIRELESS CONTROL UNIT |  |  | North | Notifier |  | Wireless Control Unit |  |  |  | Module | TRUE | FWSG | + | Wireless System Gateway | 3 | 0.024 | 0.04 |  |  |  |  | FALSE | [5 empty] | #FFFF0000 | FA-NFPA 170 WIRELESS CONTROL UNIT | 1 | FALSE | FALSE | FALSE | [14 empty] | FALSE |  |  | W-GATE
NFPA 170 SMOKE DETECTOR |  |  | North | Notifier |  | Smoke Detector |  |  |  | Module | TRUE | FSP-851T w/B200S-LF | ++ | DETECTOR, SMOKE, ADDRESSABLE PHOTO w/EUROPEAN 4" BASE | 1 | 0.0003 | 0.0065 |  |  |  |  | FALSE | TRUE | FLUSH |  | 4" SQ. DEEP | 3 "O" PLASTER RING | #FFFF0000 | FA-NFPA 170 SMOKE DETECTOR | 1 | FALSE | FALSE | FALSE | 1408 |  |  | 7272-0028:0206 | [10 empty] | FALSE |  |  | LF
|  |  | North | Notifier |  | Hardware |  |  |  | Hardware | TRUE | BAT-12180 | + | (1) 12V 18 AH BATTERY | 1 | [6 empty] | FALSE | [5 empty] | #FFFFFFFF |  |  | FALSE | FALSE | FALSE | [14 empty] | FALSE
|  |  | North | Notifier |  | Cards & Components |  |  |  | Card | TRUE | EBI | ++ | Detector Base Flangeless mouting 4" | 1 | [6 empty] | TRUE | FALSE |  |  |  |  | #FFFFFFFF |  |  | FALSE | FALSE | FALSE | [14 empty] | FALSE
NFPA 170 SMOKE DETECTOR |  |  | North | Notifier |  | Smoke Detector |  |  |  | Module | TRUE | FSD-751RPL w/B501 |  | DETECTOR, SMOKE, ADDRESSABLE PHOTO w/EUROPEAN 4" BASE | 1 | 0.001 | 0.035 |  |  |  |  | FALSE | TRUE |  |  |  |  | #FFFF0000 | FA-NFPA 170 SMOKE DETECTOR | 1 | FALSE | FALSE | FALSE | 1408 | [13 empty] | FALSE
NFPA 170 FIRE ALARM CONTROL UNIT | RISER FACP |  | North | Notifier |  | Fire Alarm Control Unit |  |  |  | Assembly | TRUE | NFW-50 | + | FIREWARDEN-50 FIRE ALARM CONTROL PANEL, ADDRESSABLE | 1 | [6 empty] | FALSE | FALSE |  |  |  |  | #FFFF0000 | FA-NFPA 170 FIRE ALARM CONTROL UNIT | 1 | FALSE | FALSE | FALSE | 202 | [8 empty] | 7,12,18 |  |  | 2.7 |  | TRUE
NFPA 170 DGP |  |  | North | Notifier |  | Hardware |  |  |  | Hardware | TRUE | ADDR-B4R |  | Two-tier-sized door designed for use with a CA-2 chassis mounted in the top rows. RED. | 1 | [6 empty] | FALSE | [5 empty] | #FFFF0000 | FA-NFPA 170 DGP | 1 | FALSE | FALSE | FALSE | [9 empty] | 7,12,18 |  |  |  |  | TRUE
NFPA 170 HEAT DETECTOR |  |  | North | Notifier |  | Heat Detector |  |  |  | Module | TRUE | FST-851H w/B300-6 | ++ | Intelligent Addressable 195°F (88°C) Thermal Heat Detector W/ Flashscan | 1 | 0.0003 | 0.0065 |  |  |  |  | FALSE | TRUE | FLUSH |  | 4" SQ. DEEP | 3 "O" PLASTER RING | #FFFF0000 | FA-NFPA 170 HEAT DETECTOR | 1 | FALSE | FALSE | FALSE | 1403 |  |  | 7270-0028:0196 | [10 empty] | FALSE
NFPA 170 DGP |  |  | North | Notifier |  | Hardware |  |  |  | Hardware | TRUE | SBB-C4R |  | Backbox assembly, three tiers, RED, 32.60 lbs. | 1 | [6 empty] | FALSE | [5 empty] | #FFFF0000 | FA-NFPA 170 DGP | 1 | FALSE | FALSE | FALSE | [9 empty] | 7,12,18 |  |  |  |  | TRUE
|  |  | North | Notifier |  | Cards & Components |  |  |  | Card | TRUE | NFW2-100 Main Board | + | FireWarden-100-2 Rev 3 198-point addressable Fire Alarm Control Panel, one SLC loop. Includes 80-character LCD display, single printed circuit board mounted on chassis, and cabinet. 120 VAC operation. Main Board | 1 | 0.145 | 0.275 |  |  |  |  | TRUE | FALSE |  |  |  |  | #FFFFFFFF |  |  | FALSE | FALSE | FALSE | [9 empty] | 7,12,18 |  |  | 3 |  | FALSE
NFPA 170 SMOKE DETECTOR |  |  | North | Notifier |  | Smoke Detector |  |  |  | Module | TRUE | HFS-P | ++ | Photoelectric smoke detector, includes base | 1 | 0.0003 | 0.0065 |  |  |  |  | FALSE | TRUE |  |  |  |  | #FFFF0000 | FA-NFPA 170 SMOKE DETECTOR | 1 | FALSE | FALSE | FALSE | 1408 | [13 empty] | FALSE
|  |  | North | Notifier |  | Cards & Components |  |  |  | Card | TRUE | IPSPLT |  | Y-adapter option allow connection of both panel dialer outputs to one IPDACT-2/2UD cable input | 1 | [6 empty] | TRUE | FALSE |  |  |  |  | #FFFFFFFF |  |  | FALSE | FALSE | FALSE | [14 empty] | FALSE
NFPA 170 SMOKE HEAT DETECTOR |  |  | North | Notifier |  | Smoke/Heat Detector |  |  |  | Module | TRUE | FPTI-951 w/B224RB-IV | + | Intelligent addressable multi-criteria photoelectric, thermal and infrared smoke detector, white w/ Intelligent relay base, ivory, UL listed | 1 | 0.0002 | 0.0045 |  |  |  |  | FALSE | TRUE | FLUSH |  | 4" SQ. DEEP | 3 "O" PLASTER RING | #FFFF0000 | FA-NFPA 170 SMOKE HEAT DETECTOR | 1 | FALSE | FALSE | FALSE | 1402 | [13 empty] | FALSE |  |  | R
|  |  | North | Notifier |  | Hardware |  |  |  | Hardware | TRUE | ABS-2DR | + | Annunciator Surface Box, Door & Lock, 2 Position, Red | 1 | [6 empty] | TRUE | [5 empty] | #FFFFFFFF |  |  | FALSE | FALSE | FALSE
|  |  | North | Notifier |  | Cards & Components |  |  |  | Card | TRUE | DS-XFM70V |  | Transformer | 1 | [6 empty] | TRUE |  | SURFACE |  | PROVIDED ("WX"HX"D) | N/A | #FFFFFFFF |  |  | FALSE | FALSE | FALSE |  |  |  | 7165-0028:0224 | [10 empty] | FALSE
|  |  | North | Notifier | [5 empty] | Module | TRUE | N-ANN-I/O | ++ | LED Driver Module | 1 | 0.035 | 0.2 |  |  |  |  | FALSE | [5 empty] | #FFFFFFFF |  |  | FALSE | FALSE | FALSE | [9 empty] | 7,12,18 |  |  |  |  | TRUE
|  |  | North | Notifier |  | Cards & Components |  |  |  | Card | TRUE | NFC-50DA Main Board (50W, 25V) | + | Main Board for ECC-50DA | 1 | 0.085 | 0.525 |  |  |  |  | TRUE | FALSE |  |  |  |  | #FFFFFFFF |  |  | FALSE | FALSE | FALSE | [14 empty] | FALSE
NFPA 170 SMOKE HEAT DETECTOR |  |  | North | Notifier |  | Smoke/Heat Detector |  |  |  | Module | TRUE | FPTI-951 w/B300-6-IV | + | Intelligent addressable multi-criteria photoelectric, thermal and infrared smoke detector, white w/ 6” Flanged mounting base, ivory | 1 | 0.0002 | 0.0045 |  |  |  |  | FALSE | TRUE | FLUSH |  | 4" SQ. DEEP | 3 "O" PLASTER RING | #FFFF0000 | FA-NFPA 170 SMOKE HEAT DETECTOR | 1 | FALSE | FALSE | FALSE | 1402 | [13 empty] | FALSE
NFPA 170 HEAT DETECTOR |  |  | North | Notifier |  | Heat Detector |  |  |  | Module | TRUE | FST-951-IV w/B300-6-IV | ++ | Low-profile 135°F fixed thermal sensor. Ivory. FlashS-can and CLIP mode. | 1 | 0.0002 | 0.0045 |  |  |  |  | FALSE | TRUE | FLUSH |  | 4" SQ. DEEP | 3 "O" PLASTER RING | #FFFF0000 | FA-NFPA 170 HEAT DETECTOR | 1 | FALSE | FALSE | FALSE | 1403 |  |  | 7272-0028:0206 | [10 empty] | FALSE
NFPA 170 MANUAL PULL |  |  | North | Notifier |  | Manual Station |  |  |  | Module | TRUE | BNG-1TS | ++ | Manual Pull Station, single action | 1 | [6 empty] | FALSE | FALSE |  |  |  |  | #FFFF0000 | FA-NFPA 170 MANUAL PULL | 1 | FALSE | FALSE | FALSE | 957 | [13 empty] | FALSE
MISC BB-XP |  |  | North | Notifier |  | Enclosure |  |  |  | Assembly | TRUE | BB-XP w/ (2) XP10-M |  | (2) Ten Input Monitor Modules w/ BB-XP | 1 | [6 empty] | TRUE | FALSE |  |  |  |  | #FFFF0000 | FA-MISC BB-XP | 1 | FALSE | FALSE | FALSE | [14 empty] | FALSE |  |  | (2) XP10-M
NFPA 170 SMOKE DETECTOR |  |  | North | Notifier |  | Smoke Detector |  |  |  | Module | TRUE | 1151EIS | ++ | Ionization Detector, Intrinsically Safe | 1 | 3e-05 | 0 |  |  |  |  | FALSE | TRUE |  |  |  |  | #FFFF0000 | FA-NFPA 170 SMOKE DETECTOR | 1 | FALSE | FALSE | FALSE | 1408 | [13 empty] | FALSE
|  |  | North | Notifier |  | Cards & Components |  |  |  | Card | TRUE | MPS-400 | + | The MPS-400 supplies a total of 6 A in alarm, used for the following: (a) powering AFP-300/400 modules; (b) powering a variety of UL-listed 24 VDC notification appliances (refer to the Device Compatibility Document); and (c) providing up to 1.25 A of resettable power for four-wire smoke detectors. The MPS-400 contains an integral battery charger, four NAC/Releasing circuits, and four relay outputs (Alarm, Trouble, Supervisory, and Securit | 1 | [6 empty] | TRUE | FALSE |  |  |  |  | #FFFFFFFF |  |  | FALSE | FALSE | FALSE | [12 empty] | 6 |  | FALSE
|  |  | North | Notifier |  | Cards & Components |  |  |  | Card | TRUE | NCA-2 | + | Network Control Annunciator-2 Card, 640 Characters, Backlight On | 1 | 0.4 | 0.4 |  |  |  |  | TRUE | [5 empty] | #FFFFFFFF |  |  | FALSE | FALSE | FALSE | [14 empty] | FALSE
NFPA 170 SMOKE DETECTOR |  |  | North | Notifier |  | Smoke Detector |  |  |  | Module | TRUE | 1251B | ++ | Ionization Detector, 4-wire direct, 24VDC | 1 | 0.0002 | 0.0065 |  |  |  |  | FALSE | TRUE |  |  |  |  | #FFFF0000 | FA-NFPA 170 SMOKE DETECTOR | 1 | FALSE | FALSE | FALSE | 1408 | [13 empty] | FALSE
|  |  | North | Notifier |  | Hardware |  |  |  | Hardware | TRUE | BAT-12550 | + | (1) 12V 55 AH BATTERY | 1 | [6 empty] | FALSE | [5 empty] | #FFFFFFFF |  |  | FALSE | FALSE | FALSE | [14 empty] | FALSE
NFPA 170 HEAT DETECTOR |  |  | North | Notifier |  | Heat Detector |  |  |  | Module | TRUE | NH-100H | ++ | Intelligent fixed high-temperature thermal detector; 190° F (88° C); B210LP base included. | 1 | 0.0003 | 0.0065 |  |  |  |  | FALSE | TRUE |  |  |  |  | #FFFF0000 | FA-NFPA 170 HEAT DETECTOR | 1 | FALSE | FALSE | FALSE | 1403 | [13 empty] | FALSE
NFPA 170 WIRELESS CONTROL UNIT |  |  | North | Notifier |  | Wireless Control Unit |  |  |  | Module | TRUE | W-DIS-D | + | LCD User Interface for use with the W-GATE | 1 | 0.03 | 0.03 |  |  |  |  | FALSE | [5 empty] | #FFFF0000 | FA-NFPA 170 WIRELESS CONTROL UNIT | 1 | FALSE | FALSE | FALSE | [14 empty] | FALSE |  |  | W-DIS-D
NFPA 170 DUCT SMOKE DETECTOR |  |  | North | Notifier |  | Duct Smoke Detector |  |  |  | Module | TRUE | DNRW w/FSP-951R | ++ | Intelligent Non-Relay Photoelectric Duct Detector/ FSP-951R, WP. FlashScan and CLIP mode. | 1 | 0.0002 | 0.0045 |  |  |  |  | FALSE | TRUE | FLUSH |  | N/A | N/A | #FFFF0000 | FA-NFPA 170 DUCT SMOKE DETECTOR | 1 | FALSE | FALSE | FALSE | 1400 |  |  | 3242-1653:0209 | [10 empty] | FALSE |  |  | WP
NFPA 170 REMOTE ANNUNCIATOR | RISER ANNUNCIATOR |  | North | Notifier |  | Remote Annunciator |  |  |  | Assembly | TRUE | LCD2-80 | + | Annunciator, Terminal and ACS mode. 80-character, backlit LCD display | 1 | [6 empty] | FALSE | [5 empty] | #FFFF0000 | FA-NFPA 170 REMOTE ANNUNCIATOR | 1 | FALSE | FALSE | FALSE | 255 | [13 empty] | FALSE
NFPA 170 ADDRESSABLE OUTPUT MODULE |  |  | North | Notifier |  | Addressable Control/Relay |  |  |  | Module | TRUE | EM-1RI | ++ | Intelligent Relay Module, Eclipse™ Series, Isolator version | 1 | 0.002 | 0.0005 |  |  |  |  | FALSE | FALSE |  |  |  |  | #FFFF0000 | FA-NFPA 170 ADDRESSABLE OUTPUT MODULE | 1 | FALSE | FALSE | FALSE | 1100 | [13 empty] | FALSE
NFPA 170 HEAT DETECTOR |  |  | North | Notifier |  | Heat Detector |  |  |  | Module | TRUE | HD-623 | ++ | Heat Detector, 135°F (57°C) Fixed | 1 | [6 empty] | FALSE | TRUE |  |  |  |  | #FFFF0000 | FA-NFPA 170 HEAT DETECTOR | 1 | FALSE | FALSE | FALSE | 1403 | [13 empty] | FALSE
NFPA 170 ADDRESSABLE OUTPUT MODULE |  |  | North | Notifier |  | Addressable Control/Relay |  |  |  | Module | TRUE | XP6-C | ++ | Six Circuit Supervised Control Module | 6 | 0.00265 | 0.035 |  |  |  |  | FALSE | FALSE | SURFACE |  | PROVIDED ("WX"HX"D) | N/A | #FFFF0000 | FA-NFPA 170 ADDRESSABLE OUTPUT MODULE | 1 | FALSE | FALSE | FALSE | 1100 |  |  | 7165-0028:0224 | [10 empty] | FALSE |  |  | XP6-C
NFPA 170 MANUAL PULL |  |  | North | Notifier |  | Manual Station |  |  |  | Module | TRUE | NBG-12L | ++ | Manual Pull Station | 1 | [6 empty] | FALSE | FALSE |  |  |  |  | #FFFF0000 | FA-NFPA 170 MANUAL PULL | 1 | FALSE | FALSE | FALSE | 957 | [13 empty] | FALSE
|  |  | North | Notifier |  | Cards & Components |  |  |  | Card | TRUE | DAA2-5025 | + | 120 VAC Digital Audio Amplifier (50 W, 25VRMS), Max Alarm Current | 1 | 0.4 | 3.7 |  |  |  |  | TRUE | FALSE | SURFACE |  | PROVIDED ("WX"HX"D) | N/A | #FFFFFFFF |  |  | FALSE | FALSE | FALSE |  |  |  | 7165-0028:0224 | [5 empty] | 7,12,18,26,55,100 |  |  |  | 50 | FALSE
|  |  | North | Notifier |  | Hardware |  |  |  | Hardware | TRUE | CMIC-RP |  | Chassis Well and Microphone | 1 | [6 empty] | FALSE |  | SURFACE |  | PROVIDED ("WX"HX"D) | N/A | #FFFFFFFF |  |  | FALSE | FALSE | FALSE |  |  |  | 7165-0028:0224 | [10 empty] | FALSE
NFPA 170 FIRE SUPPRESSION CONTROL UNIT | RISER FACP |  | North | Notifier |  | Fire Suppression Control Panel |  |  |  | Assembly | TRUE | RP-2001 | + | Agent Release Panel | 1 | [6 empty] | FALSE | FALSE |  |  |  |  | #FFFF0000 | FA-NFPA 170 FIRE SUPPRESSION CONTROL UNIT | 1 | FALSE | FALSE | FALSE | 203 | [8 empty] | 7,12,18 |  |  | 7 |  | TRUE
NFPA 170 HEAT DETECTOR |  |  | North | Notifier |  | Heat Detector |  |  |  | Module | TRUE | FST-851H w/B200SR | ++ | Intelligent Addressable 195°F (88°C) Thermal Heat Detector w/ Flashscan, Sounder Base, Low Frequency | 1 | 0.0003 | 0.0065 |  |  |  |  | FALSE | TRUE | FLUSH |  | 4" SQ. DEEP | 3 "O" PLASTER RING | #FFFF0000 | FA-NFPA 170 HEAT DETECTOR | 1 | FALSE | FALSE | FALSE | 1403 |  |  | 7270-0028:0196 | [10 empty] | FALSE |  |  | LF¦SB
NFPA 170 SMOKE DETECTOR |  |  | North | Notifier |  | Smoke Detector |  |  |  | Module | TRUE | NP-100R w/B210LP | ++ | Intelligent Addressable Photo detector w/ Remote Test | 1 | 0.0003 | 0.0065 |  |  |  |  | FALSE | TRUE |  |  |  |  | #FFFF0000 | FA-NFPA 170 SMOKE DETECTOR | 1 | FALSE | FALSE | FALSE | 1408 | [13 empty] | FALSE
|  |  | North | Notifier | [5 empty] | Module | TRUE | RA100Z | ++ | Remote Annunciator LED | 1 | 0 | 0.012 |  |  |  |  | FALSE | FALSE |  |  |  |  | #FFFFFFFF |  |  | FALSE | FALSE | FALSE | [14 empty] | FALSE
NFPA 170 GAS DETECTOR |  |  | North | Notifier |  | Gas Detection |  |  |  | Module | TRUE | FSCO-951 w/B501-BL | + | Intelligent addressable carbon monoxide detector, white w/ 4” Flangeless mounting base, black | 1 | 0.0002 | 0.0045 |  |  |  |  | FALSE | TRUE | FLUSH |  | 4" SQ. DEEP | 3 "O" PLASTER RING | #FFFF0000 | FA-NFPA 170 GAS DETECTOR | 1 | FALSE | FALSE | FALSE | 1402 | [13 empty] | FALSE
NFPA 170 DGP |  |  | North | Notifier |  | Hardware |  |  |  | Hardware | TRUE | SBB-D4 |  | Backbox assembly, four tiers, BLACK, 40 lbs. | 1 | [6 empty] | FALSE | [5 empty] | #FFFF0000 | FA-NFPA 170 DGP | 1 | FALSE | FALSE | FALSE | [9 empty] | 7,12,18 |  |  |  |  | TRUE
NFPA 170 HEAT DETECTOR |  |  | North | Notifier |  | Heat Detector |  |  |  | Module | TRUE | FST-951 w/B200S-LF-WH | ++ | Low-profile 135°F fixed thermal sensor. FlashScan only. Low Freq. Sounder Base | 1 | 0.0002 | 0.0045 |  |  |  |  | FALSE | TRUE | FLUSH |  | 4" SQ. DEEP | 3 "O" PLASTER RING | #FFFF0000 | FA-NFPA 170 HEAT DETECTOR | 1 | FALSE | FALSE | FALSE | 1403 |  |  | 7272-0028:0206 | [10 empty] | FALSE |  |  | LF
|  |  | North | Notifier |  | Cards & Components |  |  |  | Card | TRUE | B210LP |  | Plug-in Detector Base | 1 | [6 empty] | TRUE | FALSE |  |  |  |  | #FFFFFFFF |  |  | FALSE | FALSE | FALSE | [14 empty] | FALSE
NFPA 170 MANUAL PULL |  |  | North | Notifier |  | Manual Station |  |  |  | Module | TRUE | NBG-12LA | ++ | Dual action lexan station with Annunciator contacts | 1 | [6 empty] | FALSE | FALSE |  |  |  |  | #FFFF0000 | FA-NFPA 170 MANUAL PULL | 1 | FALSE | FALSE | FALSE | 957 | [13 empty] | FALSE
|  |  | North | Notifier |  | Cards & Components |  |  |  | Card | TRUE | MPS-24 | ++ | Main power supply | 1 | 0.022 | 0.062 | 3 |  |  |  | TRUE | FALSE |  |  |  |  | #FFFFFFFF |  |  | FALSE | FALSE | FALSE | [12 empty] | 6 |  | FALSE
NFPA 170 DUCT SMOKE DETECTOR |  |  | North | Notifier |  | Duct Smoke Detector |  |  |  | Module | TRUE | ND-100R | ++ | Addressable low-flow duct detector housing with photoelectric smoke detector with DPDT relay. | 1 | 0.0003 | 0.0065 |  |  |  |  | FALSE | TRUE |  |  |  |  | #FFFF0000 | FA-NFPA 170 DUCT SMOKE DETECTOR | 1 | FALSE | FALSE | FALSE | 1400 | [13 empty] | FALSE
NFPA 170 DGP |  |  | North | Notifier |  | Hardware |  |  |  | Hardware | TRUE | DR-AA4R |  | Door assembly, window, one tier (no battery compartment), RED, 9.8 lbs. | 1 | [6 empty] | FALSE | [5 empty] | #FFFF0000 | FA-NFPA 170 DGP | 1 | FALSE | FALSE | FALSE | [9 empty] | 7,12,18 |  |  |  |  | TRUE
NFPA 170 FIRE ALARM CONTROL UNIT | RISER FACP |  | North | Notifier |  | Fire Alarm Control Unit |  |  |  | Assembly | TRUE | NFS2-640 | + | Intelligent Addressable Fire Alarm Control Panel | 1 | [6 empty] | FALSE | FALSE |  |  |  |  | #FFFF0000 | FA-NFPA 170 FIRE ALARM CONTROL UNIT | 1 | FALSE | FALSE | FALSE | 202 | [8 empty] | 18,26,55,100 |  |  | 6 |  | TRUE
|  |  | North | Notifier |  | Cards & Components |  |  |  | Card | TRUE | HS-NCM-MF | + | High-speed Network Communications Modules | 1 | 0.4 | 0.4 |  |  |  |  | TRUE | FALSE |  |  |  |  | #FFFFFFFF |  |  | FALSE | FALSE | FALSE | [14 empty] | FALSE
|  |  | North | Notifier |  | Cards & Components |  |  |  | Card | TRUE | HS-NCM-WSF | + | High-speed Network Communications Modules | 1 | 0.4 | 0.4 |  |  |  |  | TRUE | FALSE |  |  |  |  | #FFFFFFFF |  |  | FALSE | FALSE | FALSE | [14 empty] | FALSE
NFPA 170 HEAT DETECTOR |  |  | North | Notifier |  | Heat Detector |  |  |  | Module | TRUE | FST-951-SELFT w/B200S-LF-WH | ++ | White, low-profile intelligent self-testing 135°F fixed thermal sensor, FlashScan only, low frequency sounder base | 1 | 0.0002 | 0.0045 |  |  |  |  | FALSE | TRUE | FLUSH |  | 4" SQ. DEEP | 3 "O" PLASTER RING | #FFFF0000 | FA-NFPA 170 HEAT DETECTOR | 1 | FALSE | FALSE | FALSE | 1408 |  |  | 7272-0028:0206 | [10 empty] | FALSE |  |  | 135° FT, LF
|  |  | North | Notifier |  | Hardware |  |  |  | Hardware | TRUE | BAT-1270 |  | 7 AH Battery | 1 | [6 empty] | FALSE |  | SURFACE |  | PROVIDED | N/A | #FFFFFFFF |  |  | FALSE | FALSE | FALSE |  |  |  | N/A | [10 empty] | FALSE
NFPA 170 SMOKE CO DETECTOR |  |  | North | Notifier |  | Smoke/CO Detector |  |  |  | Module | TRUE | FPC-951 w/B300-6-IV | + | Intelligent multi-criteria photo/CO, bright white, Velociti w/ 6” Flanged mounting base, ivory | 1 | 0.0002 | 0.0045 |  |  |  |  | FALSE | TRUE | FLUSH |  | 4" SQ. DEEP | 3 "O" PLASTER RING | #FFFF0000 | FA-NFPA 170 SMOKE CO DETECTOR | 1 | FALSE | FALSE | FALSE | 1407 | [13 empty] | FALSE
NFPA 170 MANUAL PULL |  |  | North | Notifier |  | Manual Station |  |  |  | Module | TRUE | NBG-12LSP | ++ | Manual Pull Station, Spanish | 1 | [6 empty] | FALSE | FALSE |  |  |  |  | #FFFF0000 | FA-NFPA 170 MANUAL PULL | 1 | FALSE | FALSE | FALSE | 957 | [13 empty] | FALSE
NFPA 170 FIRE ALARM CONTROL UNIT | RISER FACP |  | North | Notifier |  | Fire Alarm Control Unit |  |  |  | Assembly | TRUE | NFS-320SYS | + | Intelligent Addressable Fire Alarm Control Panel | 1 | [6 empty] | FALSE | FALSE |  |  |  |  | #FFFF0000 | FA-NFPA 170 FIRE ALARM CONTROL UNIT | 1 | FALSE | FALSE | FALSE | 202 | [8 empty] | 18,26,55,100 |  |  | 6 |  | TRUE
NFPA 170 FIRE ALARM CONTROL UNIT | RISER FACP |  | North | Notifier |  | Fire Alarm Control Unit |  |  |  | Assembly | TRUE | AFP-100 | + | A package that includes a CPU-400, an MPS-400PCA, a transformer assembly, and a two-position CPU-400 ribbon cable. Order cabinet separately. | 1 | [6 empty] | FALSE | [5 empty] | #FFFF0000 | FA-NFPA 170 FIRE ALARM CONTROL UNIT | 1 | FALSE | FALSE | FALSE | 202 | [8 empty] | 7,12,18 |  |  | 3.6 |  | TRUE
|  |  | North | Notifier |  | Cards & Components |  |  |  | Card | TRUE | NFC-RTZM | + | Remote Telephone Zone Module | 1 | 0.055 | 0.06 |  |  |  |  | TRUE | FALSE |  |  |  |  | #FFFFFFFF |  |  | FALSE | FALSE | FALSE | [14 empty] | FALSE
NFPA 170 HEAT DETECTOR |  |  | North | Notifier |  | Heat Detector |  |  |  | Module | TRUE | 302-EPM-135 | ++ | Heat Detector, 135°F (57°C) | 1 | [6 empty] | FALSE | TRUE |  |  |  |  | #FFFF0000 | FA-NFPA 170 HEAT DETECTOR | 1 | FALSE | FALSE | FALSE | 1403 | [13 empty] | FALSE
NFPA 170 NON ADDRESSABLE RELAY |  |  | North | Notifier |  | Non-Addressable Relay |  |  |  | Module | TRUE | PAM-1 | + | Multi-Voltage Relay Modules | 1 | 0.015 | 0.015 |  |  |  |  | FALSE |  | FLUSH |  | 4" SQ. DEEP | W/ COVER | #FFFF0000 | FA-NFPA 170 NON ADDRESSABLE RELAY | 1 | FALSE | FALSE | FALSE | 1300 |  |  | 7300-1004:0101 | [10 empty] | FALSE
NFPA 170 HEAT DETECTOR |  |  | North | Notifier |  | Heat Detector |  |  |  | Module | TRUE | 302-ET-135 | ++ | Heat Detector, 135°F (57°C) | 1 | [6 empty] | FALSE | TRUE |  |  |  |  | #FFFF0000 | FA-NFPA 170 HEAT DETECTOR | 1 | FALSE | FALSE | FALSE | 1403 | [13 empty] | FALSE
NFPA 170 ADDRESSABLE INPUT MONITOR MODULE |  |  | North | Notifier |  | Addressable Module |  |  |  | Module | TRUE | EM-1MI | ++ | Intelligent Monitor Module, Eclipse™ Series, Isolator version | 1 | 0.002 | 0.000745 |  |  |  |  | FALSE | FALSE |  |  |  |  | #FFFF0000 | FA-NFPA 170 ADDRESSABLE INPUT MONITOR MODULE | 1 | FALSE | FALSE | FALSE | 1000 | [13 empty] | FALSE
NFPA 170 HEAT DETECTOR |  |  | North | Notifier |  | Heat Detector |  |  |  | Module | TRUE | 302-135 | ++ | Heat Detector, 135°F (57°C) | 1 | [6 empty] | FALSE | TRUE |  |  |  |  | #FFFF0000 | FA-NFPA 170 HEAT DETECTOR | 1 | FALSE | FALSE | FALSE | 1403 | [13 empty] | FALSE
NFPA 170 DUCT SMOKE DETECTOR |  |  | North | Notifier |  | Duct Smoke Detector |  |  |  | Module | TRUE | ND-200 |  | Intelligent Non-Relay Photoelectric Duct Smoke Detector | 1 | 0.0003 | 0.0065 |  |  |  |  | FALSE | TRUE |  |  |  |  | #FFFF0000 | FA-NFPA 170 DUCT SMOKE DETECTOR | 1 | FALSE | FALSE | FALSE | 1400 | [13 empty] | FALSE
NFPA 170 HORN STROBE |  |  | North | Notifier |  | Horn/Strobe |  |  |  | Module | TRUE | P2WL-LF | + | 2-Wire, Horn Strobe, White | 1 | 0 | 0.119 |  |  |  |  | FALSE | [5 empty] | #FF0070C0 | FA-NFPA 170 HORN STROBE | 1 | FALSE | FALSE | FALSE | 2012 | [13 empty] | FALSE |  |  | LF
NFPA 170 SMOKE DETECTOR |  |  | North | Notifier |  | Smoke Detector |  |  |  | Module | TRUE | FSP-851 w/B210LP | ++ | DETECTOR, SMOKE, ADDRESSABLE PHOTO w/STANDARD BASE | 1 | 0.0003 | 0.0065 |  |  |  |  | FALSE | TRUE | FLUSH |  | 4" SQ. DEEP | 3 "O" PLASTER RING | #FFFF0000 | FA-NFPA 170 SMOKE DETECTOR | 1 | FALSE | FALSE | FALSE | 1408 |  |  | 7272-0028:0206 | [10 empty] | FALSE
|  |  | North | Notifier |  | Hardware |  |  |  | Hardware | TRUE | TR-ABS2D | + | Trim Ring for ABS-2D, Black | 1 | [6 empty] | TRUE | [5 empty] | #FFFFFFFF |  |  | FALSE | FALSE | FALSE
NFPA 170 WIRELESS CONTROL UNIT |  |  | North | Notifier |  | Wireless Control Unit |  |  |  | Module | TRUE | WAV-CRL | + | Wireless AV base, ceiling, red | 1 | [6 empty] | FALSE | [5 empty] | #FFFF0000 | FA-NFPA 170 WIRELESS CONTROL UNIT | 1 | FALSE | FALSE | FALSE | [14 empty] | FALSE |  |  | WAV-CRL
NFPA 170 SMOKE DETECTOR |  |  | North | Notifier |  | Smoke Detector |  |  |  | Module | TRUE | FSD-751RP w/B200S |  | DETECTOR, SMOKE, ADDRESSABLE PHOTO w/SOUNDER BASE | 1 | 0.0005 | 0.035 |  |  |  |  | FALSE | TRUE |  |  |  |  | #FFFF0000 | FA-NFPA 170 SMOKE DETECTOR | 1 | FALSE | FALSE | FALSE | 1408 | [13 empty] | FALSE |  |  | SB
|  |  | North | Notifier |  | Cards & Components |  |  |  | Card | TRUE | NFC-50/100 Main Board (50W, 70V) | + | Main Board for ECC-50/100 | 1 | 0.272 | 3.846 |  |  |  |  | TRUE | FALSE |  |  |  |  | #FFFFFFFF |  |  | FALSE | FALSE | FALSE | [14 empty] | FALSE
NFPA 170 SMOKE DETECTOR |  |  | North | Notifier |  | Smoke Detector |  |  |  | Module | TRUE | FSD-751PL w/B501 | ++ | DETECTOR, SMOKE, ADDRESSABLE PHOTO w/EUROPEAN 4" BASE | 1 | 0.0003 | 0.0003 |  |  |  |  | FALSE | TRUE |  |  |  |  | #FFFF0000 | FA-NFPA 170 SMOKE DETECTOR | 1 | FALSE | FALSE | FALSE | 1408 | [13 empty] | FALSE
NFPA 170 DUCT SMOKE DETECTOR |  |  | North | Notifier |  | Duct Smoke Detector |  |  |  | Module | TRUE | DNR w/FSP-851R | ++ | Intelligent Non-Relay Photoelectric Duct Detector/FSP-851R | 1 | 0.0003 | 0.0065 |  |  |  |  | FALSE | TRUE | FLUSH |  | N/A | N/A | #FFFF0000 | FA-NFPA 170 DUCT SMOKE DETECTOR | 1 | FALSE | FALSE | FALSE | 1400 |  |  | 3242-1653:0209 | [10 empty] | FALSE
NFPA 170 GAS DETECTOR |  |  | North | Notifier |  | Gas Detection |  |  |  | Module | TRUE | FSCO-951 w/B501-IV | + | Intelligent addressable carbon monoxide detector, white w/ 4” Flangeless mounting base, ivory | 1 | 0.0002 | 0.0045 |  |  |  |  | FALSE | TRUE | FLUSH |  | 4" SQ. DEEP | 3 "O" PLASTER RING | #FFFF0000 | FA-NFPA 170 GAS DETECTOR | 1 | FALSE | FALSE | FALSE | 1402 | [13 empty] | FALSE
|  |  | North | Notifier |  | Cards & Components |  |  |  | Card | TRUE | N-ANN-RLY | ++ | Relay Module provides 10 programmable Form C relays | 1 | 0.015 | 0.075 |  |  |  |  | TRUE | [5 empty] | #FFFFFFFF |  |  | FALSE | FALSE | FALSE | [14 empty] | FALSE
NFPA 170 DGP |  |  | North | Notifier |  | Hardware |  |  |  | Hardware | TRUE | DR-AA4B |  | Door assembly, solid door, one tier (no battery compartment), BLACK. | 1 | [6 empty] | FALSE | [5 empty] | #FFFF0000 | FA-NFPA 170 DGP | 1 | FALSE | FALSE | FALSE | [9 empty] | 7,12,18 |  |  |  |  | TRUE
|  |  | North | Notifier | [5 empty] | Module | TRUE | HFS-MR | ++ | Relay Module | 1 | 0.0003 | 0.0055 |  |  |  |  | FALSE | FALSE |  |  |  |  | #FFFFFFFF |  |  | FALSE | FALSE | FALSE | [14 empty] | FALSE
|  |  | North | Notifier |  | Hardware |  |  |  | Hardware | TRUE | CHS-M3 |  | Chassis | 1 | [6 empty] | FALSE |  | SURFACE |  | PROVIDED ("WX"HX"D) | N/A | #FFFFFFFF |  |  | FALSE | FALSE | FALSE |  |  |  | 7165-0028:0224 | [10 empty] | FALSE
|  |  | North | Notifier |  | Cards & Components |  |  |  | Card | TRUE | TM-4 |  | Transmitter Module. Includes three reverse-polarity circuits and one municipal box circuit | 1 | 0.11 | 0.175 |  |  |  |  | TRUE | FALSE |  |  |  |  | #FFFFFFFF |  |  | FALSE | FALSE | FALSE | [14 empty] | FALSE
NFPA 170 AMPLIFIER RACK | RISER AMP |  | North | Notifier |  | Amplifier |  |  |  | Assembly | TRUE | NFC-50/100 (50W, 25V) | + | (Primary Operating Console) 50 Watt, 25VRMS single speaker zone emergency voice evacuation system, integral microphone, built in tone generator and 14 recordable messages. | 1 | [6 empty] | FALSE | [5 empty] | #FFFF0000 | FA-NFPA 170 AMPLIFIER RACK | 1 | FALSE | FALSE | FALSE | 300 | [8 empty] | 7,12,18,26 |  |  | 7.5 | 50 | TRUE
|  |  | North | Notifier |  | Cards & Components |  |  |  | Card | TRUE | LCD-80 |  | Liquid Crystal Display, Supervision | 1 | 0.05 | 0.1 |  |  |  |  | TRUE | [5 empty] | #FFFFFFFF |  |  | FALSE | FALSE | FALSE | [14 empty] | FALSE
NFPA 170 REMOTE ANNUNCIATOR | RISER ANNUNCIATOR |  | North | Notifier |  | Remote Annunciator |  |  |  | Assembly | TRUE | FDU-80 |  | Annunciator, Terminal mode. 80-character, backlit LCD display | 1 | [6 empty] | FALSE | [5 empty] | #FFFF0000 | FA-NFPA 170 REMOTE ANNUNCIATOR | 1 | FALSE | FALSE | FALSE | 255 | [8 empty] | 7,12,18 |  |  |  |  | TRUE
|  |  | North | Notifier |  | Cards & Components |  |  |  | Card | TRUE | NCM-W | + | Network Communication Module, Wire | 1 | 0.11 | 0.11 |  |  |  |  | TRUE |  | SURFACE |  | PROVIDED ("WX"HX"D) | N/A | #FFFFFFFF |  |  | FALSE | FALSE | FALSE |  |  |  | 7165-0028:0224 | [10 empty] | FALSE
NFPA 170 BATTERY CABINET |  |  | North | Notifier |  | Enclosure |  |  |  | Assembly | TRUE | BATTERY CABINET (NFS-LBB, 55AH) |  | NFS-LBB Assembly - (1) NFS-LBB, (2) PS-12550 | 1 | [12 empty] | #FFFF0000 | FA-NFPA 170 BATTERY CABINET | 1 | FALSE | FALSE | FALSE | 3000
NFPA 170 FIRE ALARM CONTROL UNIT | RISER FACP |  | North | Notifier |  | Fire Alarm Control Unit |  |  |  | Assembly | TRUE | NFS2-3030D (FACP) | + | FACP, Addressable Assembly | 1 | [6 empty] | FALSE | FALSE |  |  |  |  | #FFFF0000 | FA-NFPA 170 FIRE ALARM CONTROL UNIT | 1 | FALSE | FALSE | FALSE | 202 | [8 empty] | 26,55,100 |  |  |  |  | TRUE
NFPA 170 SMOKE HEAT DETECTOR |  |  | North | Notifier |  | Smoke/Heat Detector |  |  |  | Module | TRUE | FPTI-951 w/B501-BL | + | Intelligent addressable multi-criteria photoelectric, thermal and infrared smoke detector, white w/ 4” Flangeless mounting base, black | 1 | 0.0002 | 0.0045 |  |  |  |  | FALSE | TRUE | FLUSH |  | 4" SQ. DEEP | 3 "O" PLASTER RING | #FFFF0000 | FA-NFPA 170 SMOKE HEAT DETECTOR | 1 | FALSE | FALSE | FALSE | 1402 | [13 empty] | FALSE
NFPA 170 SMOKE DETECTOR |  |  | North | Notifier |  | Smoke Detector |  |  |  | Module | TRUE | FSD-751RPL w/B200S |  | DETECTOR, SMOKE, ADDRESSABLE PHOTO w/SOUNDER BASE | 1 | 0.0005 | 0.035 |  |  |  |  | FALSE | TRUE |  |  |  |  | #FFFF0000 | FA-NFPA 170 SMOKE DETECTOR | 1 | FALSE | FALSE | FALSE | 1408 | [13 empty] | FALSE |  |  | SB
|  |  | North | Notifier |  | Cards & Components |  |  |  | Card | TRUE | AEM-24AT |  | ONYX Series ACS annunciator expander | 1 | 0.002 | 0.056 |  |  |  |  | TRUE | FALSE |  |  |  |  | #FFFFFFFF |  |  | FALSE | FALSE | FALSE | [14 empty] | FALSE
NFPA 170 SMOKE DETECTOR |  |  | North | Notifier |  | Smoke Detector |  |  |  | Module | TRUE | FSH-751 w/B210LP | ++ | Intelligent Addressable HARSH (Hostile Area Smoke Head) Detector; Photo, requires B710HD Base. | 1 | 0.0003 | 0.0003 |  |  |  |  | FALSE | TRUE |  |  |  |  | #FFFF0000 | FA-NFPA 170 SMOKE DETECTOR | 1 | FALSE | FALSE | FALSE | 1408 | [13 empty] | FALSE
NFPA 170 SMOKE DETECTOR |  |  | North | Notifier |  | Smoke Detector |  |  |  | Module | TRUE | FSP-951T w/B300-6 | ++ | Addressable low-profile photoelectric smoke detector with thermal sensor. FlashScan only. | 1 | 0.0002 | 0.0045 |  |  |  |  | FALSE | TRUE | FLUSH |  | 4" SQ. DEEP | 3 "O" PLASTER RING | #FFFF0000 | FA-NFPA 170 SMOKE DETECTOR | 1 | FALSE | FALSE | FALSE | 1408 |  |  | 7272-0028:0206 | [10 empty] | FALSE
NFPA 170 DUCT SMOKE DETECTOR |  |  | North | Notifier |  | Duct Smoke Detector |  |  |  | Module | TRUE | D4120 | ++ | 4-Wire Photoelectric Duct Smoke Detector | 1 | 0.021 | 0.065 |  |  |  |  | FALSE | TRUE |  |  |  |  | #FFFF0000 | FA-NFPA 170 DUCT SMOKE DETECTOR | 1 | FALSE | FALSE | FALSE | 1400 | [13 empty] | FALSE
NFPA 170 SMOKE HEAT DETECTOR |  |  | North | Notifier |  | Smoke/Heat Detector |  |  |  | Module | TRUE | FPTI-951 w/B200S-WH | + | Intelligent addressable multi-criteria photoelectric, thermal and infrared smoke detector, white w/ Intelligent sounder base, white, UL-listed | 1 | 0.0002 | 0.0045 |  |  |  |  | FALSE | TRUE | FLUSH |  | 4" SQ. DEEP | 3 "O" PLASTER RING | #FFFF0000 | FA-NFPA 170 SMOKE HEAT DETECTOR | 1 | FALSE | FALSE | FALSE | 1402 | [13 empty] | FALSE |  |  | S
NFPA 170 DOOR HOLDER |  |  | North | Notifier |  | Door Holder |  |  |  | Module | TRUE | FM996 | ++ | Surface wall-mount model; 12 VDC, 24 VAC/VDC, 120 VAC. | 1 | 0.02 | 0.02 |  |  |  |  | FALSE |  | FLUSH |  | SINGLE GANG | 1-GANG | #FFFF0000 | FA-NFPA 170 DOOR HOLDER | 1 | FALSE | FALSE | FALSE | 2500 |  |  | 3550-0028:0210 | [10 empty] | FALSE
NFPA 170 AMPLIFIER RACK | RISER AMP |  | North | Notifier |  | Amplifier |  |  |  | Assembly | TRUE | AMPLIFIER CABINET (2x DAA2-7525) | + | Amplifier Assembly with EQBB-B4, EQDR-B4, 2x DAA2-7525, 2x PS-12140, CHS-BH1 | 1 | [6 empty] | FALSE |  | SURFACE |  | PROVIDED ("WX"HX"D) | N/A | #FFFF0000 | FA-NFPA 170 AMPLIFIER RACK | 1 | FALSE | FALSE | FALSE | 300 |  |  | 7165-0028:0224 | [5 empty] | 7,12,18,26,50 |  |  |  | 150 | TRUE
NFPA 170 SMOKE DETECTOR |  |  | North | Notifier |  | Smoke Detector |  |  |  | Module | TRUE | FAPT-851 | ++ | Acclimate™ Intelligent Photo Thermal Detector; with FlashScan. | 1 | 0.0003 | 0.0065 |  |  |  |  | FALSE | TRUE |  |  |  |  | #FFFF0000 | FA-NFPA 170 SMOKE DETECTOR | 1 | FALSE | FALSE | FALSE | 1408 | [13 empty] | FALSE
NFPA 170 SMOKE HEAT CO DETECTOR |  |  | North | Notifier |  | Smoke/Heat/CO Detector |  |  |  | Module | TRUE | FCO-851 w/B200S | + | Addressable, low-profile device that provides fire, heat, and carbon monoxide (CO) detection, Sounder Base | 1 | 0.0003 | 0.0072 |  |  |  |  | FALSE | TRUE |  |  |  |  | #FFFF0000 | FA-NFPA 170 SMOKE HEAT CO DETECTOR | 1 | FALSE | FALSE | FALSE | 1408 | [13 empty] | FALSE |  |  | CO, SB
NFPA 170 SMOKE DETECTOR |  |  | North | Notifier |  | Smoke Detector |  |  |  | Module | TRUE | FSI-851 w/B200SR-LF | ++ | DETECTOR, SMOKE, ADDRESSABLE IONIZATION w/SOUNDER BASE, LOW FREQUENCY | 1 | 0.0003 | 0.0065 |  |  |  |  | FALSE | TRUE |  |  |  |  | #FFFF0000 | FA-NFPA 170 SMOKE DETECTOR | 1 | FALSE | FALSE | FALSE | 1408 | [13 empty] | FALSE |  |  | LF¦SB
|  |  | North | Notifier |  | Cards & Components |  |  |  | Card | TRUE | MPS-24 | + | The MPS-24 is the main power supply for the AM2020, AFP1010, XP Transponder or System 5000 fire alarm control system | 1 | 0 | 0 | 3 |  |  |  | TRUE | FALSE |  |  |  |  | #FFFFFFFF |  |  | FALSE | FALSE | FALSE | [12 empty] | 6 |  | FALSE
|  |  | North | Notifier |  | Cards & Components |  |  |  | Card | TRUE | DAA2-7525 | + | 120 VAC Digital Audio Amplifier (75 W, 25VRMS), Max Alarm Current | 1 | 0.4 | 5.3 |  |  |  |  | TRUE |  | SURFACE |  | PROVIDED ("WX"HX"D) | N/A | #FFFFFFFF |  |  | FALSE | FALSE | FALSE |  |  |  | 7165-0028:0224 | [5 empty] | 7,12,18,26,50 |  |  |  | 75 | FALSE
NFPA 170 FLOW DETECTOR |  |  | North | Notifier |  | Flow Detector |  |  |  | Module | TRUE | WFD60 | + | Waterflow Detector, Schedule 10/40, 6" | 1 | [6 empty] | FALSE | FALSE |  |  |  |  | #FFFF0000 | FA-NFPA 170 FLOW DETECTOR | 1 | FALSE | FALSE | FALSE | 1700 | [13 empty] | FALSE
NFPA 170 REMOTE ANNUNCIATOR | RISER ANNUNCIATOR |  | North | Notifier |  | Remote Annunciator |  |  |  | Module | TRUE | N-ANN-LED | ++ | Annunciator module with alarm (red), trouble (yellow) and supervisory (yellow) indication for up to ten input zones or addressable points, includes module mounting bracket, metal cover and clear plastic screen, rubber display/label holder, screws for securing the metal cover and the backbox, black enclosure. | 1 | 0.028 | 0.068 |  |  |  |  | FALSE | [5 empty] | #FFFF0000 | FA-NFPA 170 REMOTE ANNUNCIATOR | 1 | FALSE | FALSE | FALSE | 255 | [8 empty] | 7,12,18 |  |  |  |  | TRUE
NFPA 170 REMOTE ANNUNCIATOR | RISER ANNUNCIATOR |  | North | Notifier |  | Remote Annunciator |  |  |  | Module | TRUE | N-ANN-100 | ++ | 100-Character LCD Annunciator | 1 | 0.02 | 0.025 |  |  |  |  | FALSE | [5 empty] | #FFFF0000 | FA-NFPA 170 REMOTE ANNUNCIATOR | 1 | FALSE | FALSE | FALSE | 255 | [8 empty] | 7,12,18 |  |  |  |  | TRUE
|  |  | North | Notifier |  | Cards & Components |  |  |  | Card | TRUE | IZ-8 | ++ | Initiating Zone module. Provides eight Style B (Class B) alarm initiating zones. Includes plug-in terminal block. | 1 | 0.047 | 0.047 |  |  |  |  | TRUE | [5 empty] | #FFFFFFFF |  |  | FALSE | FALSE | FALSE
|  |  | North | Notifier |  | Cards & Components |  |  |  | Card | TRUE | CPU-320SYS | + | NFS-320 Fire Alarm Control Panel Main Board (Central Processing Unit) | 1 | 0.39 | 0.39 |  |  |  |  | TRUE | FALSE |  |  |  |  | #FFFFFFFF |  |  | FALSE | FALSE | FALSE | [14 empty] | FALSE
NFPA 170 DGP |  |  | North | Notifier |  | Hardware |  |  |  | Hardware | TRUE | DR-C4 |  | Door assembly, window, three tiers, BLACK, 20.75 lbs. | 1 | [6 empty] | FALSE | [5 empty] | #FFFF0000 | FA-NFPA 170 DGP | 1 | FALSE | FALSE | FALSE | [9 empty] | 7,12,18 |  |  |  |  | TRUE
NFPA 170 HEAT DETECTOR |  |  | North | Notifier |  | Heat Detector |  |  |  | Module | TRUE | FST-951 w/B224RB-WH | ++ | Low-profile 135°F fixed thermal sensor. FlashScan only. Relay Base | 1 | 0.0002 | 0.0045 |  |  |  |  | FALSE | TRUE | FLUSH |  | 4" SQ. DEEP | 3 "O" PLASTER RING | #FFFF0000 | FA-NFPA 170 HEAT DETECTOR | 1 | FALSE | FALSE | FALSE | 1403 |  |  | 7272-0028:0206 | [10 empty] | FALSE
NFPA 170 HEAT DETECTOR |  |  | North | Notifier |  | Heat Detector |  |  |  | Module | TRUE | FST-951 w/B300-6 | ++ | Low-profile 135°F fixed thermal sensor. FlashScan only. | 1 | 0.0002 | 0.0045 |  |  |  |  | FALSE | TRUE | FLUSH |  | 4" SQ. DEEP | 3 "O" PLASTER RING | #FFFF0000 | FA-NFPA 170 HEAT DETECTOR | 1 | FALSE | FALSE | FALSE | 1403 |  |  | 7272-0028:0206 | [10 empty] | FALSE
NFPA 170 SMOKE DETECTOR |  |  | North | Notifier |  | Smoke Detector |  |  |  | Module | TRUE | FSD-751PL w/B224RB | ++ | DETECTOR, SMOKE, ADDRESSABLE PHOTO w/RELAY BASE | 1 | 0.0003 | 0.0003 |  |  |  |  | FALSE | TRUE |  |  |  |  | #FFFF0000 | FA-NFPA 170 SMOKE DETECTOR | 1 | FALSE | FALSE | FALSE | 1408 | [13 empty] | FALSE
|  |  | North | Notifier |  | Hardware |  |  |  | Hardware | TRUE | DR-D4B |  | Door assembly, solid door, four tiers, BLACK, 28.40 lbs. | 1 | [6 empty] | FALSE |  | SURFACE |  | PROVIDED ("WX"HX"D) | N/A | #FFFFFFFF |  |  | FALSE | FALSE | FALSE |  |  |  | 7165-0028:0224 | [10 empty] | FALSE
NFPA 170 SMOKE DETECTOR |  |  | North | Notifier |  | Smoke Detector |  |  |  | Module | TRUE | FSL-751 w/B224BI | ++ | DETECTOR, SMOKE, ADDRESSABLE PHOTO w/STANDARD BASE | 1 | 0.00033 | 0.0065 |  |  |  |  | FALSE | TRUE |  |  |  |  | #FFFF0000 | FA-NFPA 170 SMOKE DETECTOR | 1 | FALSE | FALSE | FALSE | 1408 | [13 empty] | FALSE
NFPA 170 LOCAL OPERATOR CONSOLE | RISER LOC |  | North | Notifier |  | Local Operator Console |  |  |  | Assembly | TRUE | DVC-RPU Assembly |  | Digital Voice Command Remote Paging Unit | 1 | [6 empty] | FALSE | [5 empty] | #FFFF0000 | FA-NFPA 170 LOCAL OPERATOR CONSOLE | 1 | FALSE | FALSE | FALSE | 5000 | [13 empty] | TRUE |  |  | RPU
|  |  | North | Notifier |  | Cards & Components |  |  |  | Card | TRUE | DS-DB | + | Digital Series Distribution Board | 1 | 0.355 | 0.55 |  |  |  |  | TRUE | FALSE | SURFACE |  | PROVIDED ('WX"HX"D) | N/A | #FFFFFFFF |  |  | FALSE | FALSE | FALSE |  |  |  | 7165-0028:0224 | [10 empty] | FALSE
|  |  | North | Notifier |  | Hardware |  |  |  | Hardware | TRUE | BAT-12120-BP |  | 4-unit bulk pack of BAT-12120 (12V 12 AH) | 1 | [6 empty] | FALSE | [5 empty] | #FFFFFFFF |  |  | FALSE | FALSE | FALSE | [14 empty] | FALSE
|  |  | North | Notifier |  | Cards & Components |  |  |  | Card | TRUE | AEM-16AT |  | Annunciator Expander Module, 16 Alarm LED's, 16 Trouble LED's, 16 Switches | 1 | 0.002 | 0.018 |  |  |  |  | TRUE | [5 empty] | #FFFFFFFF |  |  | FALSE | FALSE | FALSE | [14 empty] | FALSE
NFPA 170 DUCT SMOKE DETECTOR |  |  | North | Notifier |  | Duct Smoke Detector |  |  |  | Module | TRUE | DNR | ++ | Intelligent Non-Relay Photoelectric Duct Detector | 1 | 0.0002 | 0.0045 |  |  |  |  | FALSE | TRUE | FLUSH |  | N/A | N/A | #FFFF0000 | FA-NFPA 170 DUCT SMOKE DETECTOR | 1 | FALSE | FALSE | FALSE | 1400 |  |  | 3242-1653:0209 | [10 empty] | FALSE
NFPA 170 SMOKE DETECTOR |  |  | North | Notifier |  | Smoke Detector |  |  |  | Module | TRUE | BEAM1224 | ++ | Reflective Beam Detector, 4-wire | 1 | 0.017 | 0.0385 |  |  |  |  | FALSE | TRUE |  |  |  |  | #FFFF0000 | FA-NFPA 170 SMOKE DETECTOR | 1 | FALSE | FALSE | FALSE | 1408 | [13 empty] | FALSE |  |  | BT
|  |  | North | Notifier |  | Hardware |  |  |  | Hardware | TRUE | ABS-4D | + | Surface- or semiflush enclosure for remote mounting. | 1 | [6 empty] | TRUE | [5 empty] | #FFFFFFFF |  |  | FALSE | FALSE | FALSE
NFPA 170 AMPLIFIER RACK | RISER AMP |  | North | Notifier |  | Amplifier |  |  |  | Assembly | TRUE | XPIQ (25V) | + | Quad Intelligent Audio Transponder (25 VRMS) | 1 | [6 empty] | FALSE |  | SURFACE |  |  |  | #FFFF0000 | FA-NFPA 170 AMPLIFIER RACK | 1 | FALSE | FALSE | FALSE | 300 | [8 empty] | 12,26 |  |  |  | 50 | TRUE
|  |  | North | Notifier | [5 empty] | Module | TRUE | EM-1SRI | ++ | Supervised Control Module, Eclipse™ Series, Isolator version | 1 | 0.002 | 0.00056 |  |  |  |  | FALSE | FALSE |  |  |  |  | #FFFFFFFF |  |  | FALSE | FALSE | FALSE | [14 empty] | FALSE
NFPA 170 DGP |  |  | North | Notifier |  | Hardware |  |  |  | Hardware | TRUE | WC-2 |  | Wire channel. Provides a pair of wire trays to neatly route wiring between CHS chassis. | 1 | [6 empty] | FALSE | [5 empty] | #FFFF0000 | FA-NFPA 170 DGP | 1 | FALSE | FALSE | FALSE | [9 empty] | 7,12,18 |  |  |  |  | TRUE
NFPA 170 DGP |  |  | North | Notifier |  | Hardware |  |  |  | Hardware | TRUE | CB-1 |  | Chassis bridge. Provides a bridge between CHS Series chassis. | 1 | [6 empty] | FALSE | [5 empty] | #FFFF0000 | FA-NFPA 170 DGP | 1 | FALSE | FALSE | FALSE | [9 empty] | 7,12,18 |  |  |  |  | TRUE
NFPA 170 SMOKE DETECTOR |  |  | North | Notifier |  | Smoke Detector |  |  |  | Module | TRUE | FWD-200P | + | Addressable Wireless Photo Detector | 1 | [6 empty] | FALSE | TRUE |  |  |  |  | #FFFF0000 | FA-NFPA 170 SMOKE DETECTOR | 1 | FALSE | FALSE | FALSE | 1408 | [13 empty] | FALSE |  |  | W
NFPA 170 SMOKE DETECTOR |  |  | North | Notifier |  | Smoke Detector |  |  |  | Module | TRUE | FSP-951 w/B200S-WH | ++ | Addressable low-profile photoelectric detector with sounder base, white | 1 | 0.0002 | 0.0045 |  |  |  |  | TRUE | [5 empty] | #FFFF0000 | FA-NFPA 170 SMOKE DETECTOR | 1 | FALSE | FALSE | FALSE
NFPA 170 FLAME DETECTOR |  |  | North | Notifier |  | Flame Detector |  |  |  | Module | TRUE | 30-2021-24 | ++ | Flame Detector, UV, 24 VDC | 1 | 0.012 | 0.1 |  |  |  |  | FALSE | FALSE |  |  |  |  | #FFFF0000 | FA-NFPA 170 FLAME DETECTOR | 1 | FALSE | FALSE | FALSE | 1401 | [13 empty] | FALSE |  |  | XP
NFPA 170 MANUAL PULL |  |  | North | Notifier |  | Manual Station |  |  |  | Module | TRUE | NBG-12LR | ++ | Dual action lexan Releasing station, keylock | 1 | [6 empty] | FALSE | FALSE |  |  |  |  | #FFFF0000 | FA-NFPA 170 MANUAL PULL | 1 | FALSE | FALSE | FALSE | 957 | [13 empty] | FALSE
|  |  | North | Notifier |  | Hardware |  |  |  | Hardware | TRUE | RJ31X | + | Telephone Jack for UDACT Cords | 1 | [6 empty] | TRUE | [5 empty] | #FFFFFFFF |  |  | FALSE | FALSE | FALSE
|  |  | North | Notifier |  | Hardware |  |  |  | Hardware | TRUE | BAT-1250-BP |  | 10-unit bulk pack of BAT-1250 (12 V 5 AH) | 1 | [6 empty] | FALSE | [5 empty] | #FFFFFFFF |  |  | FALSE | FALSE | FALSE | [14 empty] | FALSE
|  |  | North | Notifier |  | Hardware |  |  |  | Hardware | TRUE | BAT-12400 | + | (1) 12V 40 AH BATTERY | 1 | [6 empty] | FALSE | [5 empty] | #FFFFFFFF |  |  | FALSE | FALSE | FALSE | [14 empty] | FALSE
NFPA 170 HEAT DETECTOR |  |  | North | Notifier |  | Heat Detector |  |  |  | Module | TRUE | FST-951-IV w/B224RB-IV | ++ | Low-profile 135°F fixed thermal sensor. Ivory. FlashS-can and CLIP mode. Relay Base | 1 | 0.0002 | 0.0045 |  |  |  |  | FALSE | TRUE | FLUSH |  | 4" SQ. DEEP | 3 "O" PLASTER RING | #FFFF0000 | FA-NFPA 170 HEAT DETECTOR | 1 | FALSE | FALSE | FALSE | 1403 |  |  | 7272-0028:0206 | [10 empty] | FALSE
|  |  | North | Notifier |  | Hardware |  |  |  | Hardware | TRUE | ADDR-D4 |  | Four-tier-sized door designed for use with a CA-2 chassis mounted in the top rows. BLACK. | 1 | [6 empty] | FALSE |  | SURFACE |  | PROVIDED ("WX"HX"D) | N/A | #FFFFFFFF |  |  | FALSE | FALSE | FALSE |  |  |  | 7165-0028:0224 | [10 empty] | FALSE
NFPA 170 HEAT DETECTOR |  |  | North | Notifier |  | Heat Detector |  |  |  | Module | TRUE | FST-851 w/B224RB | ++ | Intelligent Addressable 135°F (57°C) Thermal Detector w/ Flashscan, Isolator Base | 1 | 0.0003 | 0.0065 |  |  |  |  | FALSE | TRUE | FLUSH |  | 4" SQ. DEEP | 3 "O" PLASTER RING | #FFFF0000 | FA-NFPA 170 HEAT DETECTOR | 1 | FALSE | FALSE | FALSE | 1403 |  |  | 7270-0028:0196 | [10 empty] | FALSE |  |  | IB
|  |  | North | Notifier |  | Cards & Components |  |  |  | Card | TRUE | NFC-50BDA Main Board (100W, 25V) | + | Main Board for ECC-50BDA | 1 | 0.11 | 1.2 |  |  |  |  | TRUE | FALSE |  |  |  |  | #FFFFFFFF |  |  | FALSE | FALSE | FALSE | [14 empty] | FALSE
NFPA 170 FIRE ALARM TRANSPONDER |  |  | North | Notifier |  | Hardware |  |  |  | Hardware | TRUE | MON-22LCDW |  | 22" LCD, UL Listed Monitor; widescreen | 1 | [6 empty] | TRUE | [5 empty] | #FFFF0000 | FA-NFPA 170 FIRE ALARM TRANSPONDER | 1 | FALSE | FALSE | FALSE
NFPA 170 NOTIFICATION CIRCUIT EXTENDER PANEL | RISER NAC |  | North | Notifier |  | Notification Circuit Extender Panel |  |  |  | Assembly | TRUE | ACPS-610 Assembly | + | ACPS-610 in Stand-Alone Cabinet | 1 | [6 empty] | FALSE | [5 empty] | #FFFF0000 | FA-NFPA 170 NOTIFICATION CIRCUIT EXTENDER PANEL | 1 | FALSE | FALSE | FALSE | 212 | [8 empty] | 12,18,26,55,100,200 |  |  | 6 |  | TRUE
|  |  | North | Notifier |  | Cards & Components |  |  |  | Card | TRUE | IPOTS-COM | ++ | Dual technology (POTS and IP) communicator(replacement board) for the Endurance Series panels | 1 | 0.04 | 0.041 |  |  |  |  | TRUE | [5 empty] | #FFFFFFFF |  |  | FALSE | FALSE | FALSE
NFPA 170 FIRE PHONE |  |  | North | Notifier |  | Hardware |  |  |  | Hardware | TRUE | TELH-1 |  | Firefight's Telephone Handset Only | 1 | [6 empty] | FALSE | [5 empty] | #FFFF0000 | FA-NFPA 170 FIRE PHONE | 1 | FALSE | FALSE | FALSE | 208 | [13 empty] | FALSE
NFPA 170 DUCT SMOKE DETECTOR |  |  | North | Notifier |  | Duct Smoke Detector |  |  |  | Module | TRUE | LPX-751L w/B210LP | ++ | Intelligent VIEW (Laser photo) low profile (200/100/2020 only). | 1 | 0.000255 | 0.0065 |  |  |  |  | FALSE | TRUE |  |  |  |  | #FFFF0000 | FA-NFPA 170 DUCT SMOKE DETECTOR | 1 | FALSE | FALSE | FALSE | 1400 | [13 empty] | FALSE
|  |  | North | Notifier |  | Cards & Components |  |  |  | Card | TRUE | OAX2-24V |  | UL-listed LED sign, used with LEDSIGN-GW | 1 | [6 empty] | TRUE | FALSE |  |  |  |  | #FFFFFFFF |  |  | FALSE | FALSE | FALSE | [14 empty] | FALSE
NFPA 170 AMPLIFIER RACK | RISER AMP |  | North | Notifier |  | Amplifier |  |  |  | Assembly | TRUE | AA-30 Assembly | + | Amplifier in Backbox w/Charger | 1 | [6 empty] | FALSE |  | SURFACE |  | PROVIDED ("WX"HX"D) | N/A | #FFFF0000 | FA-NFPA 170 AMPLIFIER RACK | 1 | FALSE | FALSE | FALSE | 300 |  |  | 7165-0028:0224 | [5 empty] | 55,100,120 |  |  |  | 30 | TRUE
NFPA 170 SMOKE DETECTOR |  |  | North | Notifier |  | Smoke Detector |  |  |  | Module | TRUE | FSP-951-IV w/B300-6-IV | ++ | Addressable low-profile photoelectric smoke detector. Ivory. FlashScan and CLIP mode. | 1 | 0.0002 | 0.0045 |  |  |  |  | FALSE | TRUE | FLUSH |  | 4" SQ. DEEP | 3 "O" PLASTER RING | #FFFF0000 | FA-NFPA 170 SMOKE DETECTOR | 1 | FALSE | FALSE | FALSE | 1408 |  |  | 7272-0028:0206 | [10 empty] | FALSE
NFPA 170 MANUAL PULL |  |  | North | Notifier |  | Manual Station |  |  |  | Module | TRUE | BG-1-2W | ++ | Manual Pull Station, single action | 1 | [6 empty] | FALSE | FALSE |  |  |  |  | #FFFF0000 | FA-NFPA 170 MANUAL PULL | 1 | FALSE | FALSE | FALSE | 957 | [13 empty] | FALSE
NFPA 170 MANUAL PULL |  |  | North | Notifier |  | Manual Station |  |  |  | Module | TRUE | BNG-1FTS | ++ | Manual Pull Station, single action | 1 | [6 empty] | FALSE | FALSE |  |  |  |  | #FFFF0000 | FA-NFPA 170 MANUAL PULL | 1 | FALSE | FALSE | FALSE | 957 | [13 empty] | FALSE
NFPA 170 AMPLIFIER RACK | RISER AMP |  | North | Notifier |  | Amplifier |  |  |  | Assembly | TRUE | AA-120 Assembly | + | Amplifier in Backbox w/Charger | 1 | [6 empty] | FALSE |  | SURFACE |  | PROVIDED ("WX"HX"D) | N/A | #FFFF0000 | FA-NFPA 170 AMPLIFIER RACK | 1 | FALSE | FALSE | FALSE | 300 |  |  | 7165-0028:0224 | [5 empty] | 55,100,120 |  |  |  | 120 | TRUE
|  |  | North | Notifier |  | Cards & Components |  |  |  | Card | TRUE | NFC-50/100 Main Board (100W, 70V) | + | Main Board for ECC-50/100 | 1 | 0.272 | 3.846 |  |  |  |  | TRUE | FALSE |  |  |  |  | #FFFFFFFF |  |  | FALSE | FALSE | FALSE | [14 empty] | FALSE
|  |  | North | Notifier |  | Cards & Components |  |  |  | Card | TRUE | PRN-6 |  | 80-column printer | 1 | [6 empty] | TRUE | FALSE |  |  |  |  | #FFFFFFFF |  |  | FALSE | FALSE | FALSE | [14 empty] | FALSE
NFPA 170 SMOKE DETECTOR |  |  | North | Notifier |  | Smoke Detector |  |  |  | Module | TRUE | FSD-751PL w/B200S | ++ | DETECTOR, SMOKE, ADDRESSABLE PHOTO w/SOUNDER BASE | 1 | 0.0003 | 0.0003 |  |  |  |  | FALSE | TRUE |  |  |  |  | #FFFF0000 | FA-NFPA 170 SMOKE DETECTOR | 1 | FALSE | FALSE | FALSE | 1408 | [13 empty] | FALSE |  |  | SB
|  |  | North | Notifier |  | Cards & Components |  |  |  | Card | TRUE | DAX-3525 | + | 120 VAC Digital Audio Amplifier (35 W, 25 VRMS), Max Alarm Current | 1 | 0.275 | 2.64 |  |  |  |  | TRUE |  | SURFACE |  | PROVIDED ("WX"HX"D) | N/A | #FFFFFFFF |  |  | FALSE | FALSE | FALSE |  |  |  | 7165-0028:0234 | [5 empty] | 7,12,18,26 |  |  |  | 35 | FALSE
NFPA 170 SMOKE DETECTOR |  |  | North | Notifier |  | Smoke Detector |  |  |  | Module | TRUE | FSP-951-SELFT w/B200S-LF-WH | ++ | White, low-profile intelligent self-testing photoelectric sensor, FlashScan only, low frequency sounder base | 1 | 0.0002 | 0.0045 |  |  |  |  | FALSE | TRUE | FLUSH |  | 4" SQ. DEEP | 3 "O" PLASTER RING | #FFFF0000 | FA-NFPA 170 SMOKE DETECTOR | 1 | FALSE | FALSE | FALSE | 1408 |  |  | 7272-0028:0206 | [10 empty] | FALSE |  |  | LF
|  |  | North | Notifier |  | Cards & Components |  |  |  | Card | TRUE | MPS-24B | + | The MPS-24B is an optional power supply for the System 5000 or XP Transponder microprocessor-controlled fire alarm systems | 1 | 0 | 0 | 2 |  |  |  | TRUE | FALSE |  |  |  |  | #FFFFFFFF |  |  | FALSE | FALSE | FALSE | [12 empty] | 6 |  | FALSE
NFPA 170 HEAT DETECTOR |  |  | North | Notifier |  | Heat Detector |  |  |  | Module | TRUE | 302-EPM-194 | ++ | Heat Detector, 194°F (90°C) | 1 | [6 empty] | FALSE | TRUE |  |  |  |  | #FFFF0000 | FA-NFPA 170 HEAT DETECTOR | 1 | FALSE | FALSE | FALSE | 1403 | [13 empty] | FALSE
NFPA 170 SMOKE HEAT CO DETECTOR |  |  | North | Notifier |  | Smoke/Heat/CO Detector |  |  |  | Module | TRUE | FCO-951 w/B224RB-WH | + | Addressable, low-profile device that provides fire, heat, and carbon monoxide (CO) detection, Relay Base | 1 | 0.0003 | 0.0072 |  |  |  |  | FALSE | TRUE |  |  |  |  | #FFFF0000 | FA-NFPA 170 SMOKE HEAT CO DETECTOR | 1 | FALSE | FALSE | FALSE | 1408 | [13 empty] | FALSE |  |  | CO, R
|  |  | North | Notifier |  | Hardware |  |  |  | Hardware | TRUE | CFFT-1 |  | Single New Chassis for Mounting Firefighter's Telephone. Includes CFFT-1 Chassis, Phone Well, TELH-1 and Hardware | 1 | [6 empty] | FALSE | [5 empty] | #FFFFFFFF |  |  | FALSE | FALSE | FALSE | [14 empty] | FALSE
NFPA 170 REMOTE ANNUNCIATOR | RISER ANNUNCIATOR |  | North | Notifier |  | Remote Annunciator |  |  |  | Module | TRUE | N-ANN-80C | ++ | Black 80 character LCD Annunciator | 1 | 0.015 | 0.04 |  |  |  |  | FALSE | [5 empty] | #FFFF0000 | FA-NFPA 170 REMOTE ANNUNCIATOR | 1 | FALSE | FALSE | FALSE | 255 | [8 empty] | 7,12,18 |  |  |  |  | TRUE
NFPA 170 SMOKE HEAT DETECTOR |  |  | North | Notifier |  | Smoke/Heat Detector |  |  |  | Module | TRUE | FPTI-951 w/B224RB-WH | + | Intelligent addressable multi-criteria photoelectric, thermal and infrared smoke detector, white w/ Intelligent relay base, white, UL listed | 1 | 0.0002 | 0.0045 |  |  |  |  | FALSE | TRUE | FLUSH |  | 4" SQ. DEEP | 3 "O" PLASTER RING | #FFFF0000 | FA-NFPA 170 SMOKE HEAT DETECTOR | 1 | FALSE | FALSE | FALSE | 1402 | [13 empty] | FALSE |  |  | R
NFPA 170 SMOKE CO DETECTOR |  |  | North | Notifier |  | Smoke/CO Detector |  |  |  | Module | TRUE | FPC-951 w/B200S-LF-IV | + | Intelligent multi-criteria photo/CO, bright white, Velociti w/ Intelligent sounder base, low frequency, ivory, UL-listed | 1 | 0.0002 | 0.0045 |  |  |  |  | FALSE | TRUE | FLUSH |  | 4" SQ. DEEP | 3 "O" PLASTER RING | #FFFF0000 | FA-NFPA 170 SMOKE CO DETECTOR | 1 | FALSE | FALSE | FALSE | 1407 | [13 empty] | FALSE |  |  | LF
NFPA 170 ISOLATION MODULE |  |  | North | Notifier |  | Isolator Module |  |  |  | Module | TRUE | N100-ISO | ++ | SLC Loop Isolator Module; isolates against short circuits on the SLC. | 1 | 0.00045 | 0.00045 |  |  |  |  | FALSE | FALSE |  |  |  |  | #FFFF0000 | FA-NFPA 170 ISOLATION MODULE | 1 | FALSE | FALSE | FALSE | 1200 | [13 empty] | FALSE
NFPA 170 MANUAL PULL |  |  | North | Notifier |  | Manual Station |  |  |  | Module | TRUE | BNG-1R | ++ | Manual Pull Station, single action | 1 | [6 empty] | FALSE | FALSE |  |  |  |  | #FFFF0000 | FA-NFPA 170 MANUAL PULL | 1 | FALSE | FALSE | FALSE | 957 | [13 empty] | FALSE
NFPA 170 SMOKE DETECTOR |  |  | North | Notifier |  | Smoke Detector |  |  |  | Module | TRUE | FSD-751PL w/B224BI | ++ | DETECTOR, SMOKE, ADDRESSABLE PHOTO w/ISOLATOR BASE | 1 | 0.0003 | 0.0003 |  |  |  |  | FALSE | TRUE |  |  |  |  | #FFFF0000 | FA-NFPA 170 SMOKE DETECTOR | 1 | FALSE | FALSE | FALSE | 1408 | [13 empty] | FALSE
NFPA 170 SMOKE DETECTOR |  |  | North | Notifier |  | Smoke Detector |  |  |  | Module | TRUE | NP-200-IV | ++ | Addressable low-profile photoelectric smoke detector. Ivory, B300-6-IV base included. FlashScan and CLIP mode. | 1 | 0.0002 | 0.0045 |  |  |  |  | FALSE | TRUE | FLUSH |  | 4" SQ. DEEP | 3 "O" PLASTER RING | #FFFF0000 | FA-NFPA 170 SMOKE DETECTOR | 1 | FALSE | FALSE | FALSE | 1408 |  |  | 7272-0028:0206 | [10 empty] | FALSE
|  |  | North | Notifier |  | Cards & Components |  |  |  | Card | TRUE | HS-NCM-WMF | + | High-speed Network Communications Modules | 1 | 0.4 | 0.4 |  |  |  |  | TRUE | FALSE |  |  |  |  | #FFFFFFFF |  |  | FALSE | FALSE | FALSE | [14 empty] | FALSE
|  |  | North | Notifier |  | Cards & Components |  |  |  | Card | TRUE | EB | ++ | Detector Base Flangeless mouting 4" | 1 | [6 empty] | TRUE | FALSE |  |  |  |  | #FFFFFFFF |  |  | FALSE | FALSE | FALSE | [14 empty] | FALSE
|  |  | North | Notifier |  | Cards & Components |  |  |  | Card | TRUE | SFP-2402 MAIN BOARD |  | Fire Alarm Control Panel Main Board | 1 | 0.08 | 0.112 |  |  |  |  | TRUE | FALSE |  |  |  |  | #FFFFFFFF |  |  | FALSE | FALSE | FALSE | [14 empty] | FALSE
NFPA 170 REMOTE ANNUNCIATOR | RISER ANNUNCIATOR |  | North | Notifier |  | Remote Annunciator |  |  |  | Module | TRUE | N-ANN-LED-R | ++ | Annunciator module with alarm (red), trouble (yellow) and supervisory (yellow) indication for up to ten input zones or addressable points, includes module mounting bracket, metal cover and clear plastic screen, rubber display/label holder, screws for securing the metal cover and the backbox, red enclosure. | 1 | 0.028 | 0.068 |  |  |  |  | FALSE | [5 empty] | #FFFF0000 | FA-NFPA 170 REMOTE ANNUNCIATOR | 1 | FALSE | FALSE | FALSE | 255 | [8 empty] | 7,12,18 |  |  |  |  | TRUE
|  |  | North | Notifier |  | Cards & Components |  |  |  | Card | TRUE | SCE-8L |  | Smoke Control Lamp Driver Expander Module Card, Expandable to 16 switches w/ SCE-8 | 1 | 0.005 | 0.005 |  |  |  |  | TRUE | [5 empty] | #FFFFFFFF |  |  | FALSE | FALSE | FALSE | [14 empty] | FALSE
NFPA 170 SMOKE HEAT DETECTOR |  |  | North | Notifier |  | Smoke/Heat Detector |  |  |  | Module | TRUE | FSP-951T-SELFT w/B300-6 | ++ | White, same as FSP-951 but includes a built-in 135°F (57°C) fixed-temperature thermal device, FlashScan only | 1 | 0.0002 | 0.0045 |  |  |  |  | FALSE | TRUE | FLUSH |  | 4" SQ. DEEP | 3 "O" PLASTER RING | #FFFF0000 | FA-NFPA 170 SMOKE HEAT DETECTOR | 1 | FALSE | FALSE | FALSE | 1408 |  |  | 7272-0028:0206 | [10 empty] | FALSE
|  |  | North | Notifier |  | Cards & Components |  |  |  | Card | TRUE | NFC-50W-70V (Backup Only) | + | 70V, 50 Watt Audio Amplifier Module | 1 | 0.1 | 0 |  |  |  |  | TRUE | FALSE |  |  |  |  | #FFFFFFFF |  |  | FALSE | FALSE | FALSE | [14 empty] | FALSE
NFPA 170 SMOKE DETECTOR |  |  | North | Notifier |  | Smoke Detector |  |  |  | Module | TRUE | NP-200 | ++ | Addressable low-profile photoelectric smoke detector. B300-6 base included, FlashScan only. | 1 | 0.0002 | 0.0045 |  |  |  |  | FALSE | TRUE | FLUSH |  | 4" SQ. DEEP | 3 "O" PLASTER RING | #FFFF0000 | FA-NFPA 170 SMOKE DETECTOR | 1 | FALSE | FALSE | FALSE | 1408 |  |  | 7272-0028:0206 | [10 empty] | FALSE
NFPA 170 HORN |  |  | North | Notifier |  | Horn |  |  |  | Module | TRUE | HRL-LF | + | LF Sounder, Wall, Red | 1 | 0 | 0.047 |  |  |  |  | FALSE | [5 empty] | #FF0070C0 | FA-NFPA 170 HORN | 1 | FALSE | FALSE | FALSE | 2010 | [13 empty] | FALSE |  |  | LF
NFPA 170 FIRE ALARM CONTROL UNIT | RISER FACP |  | North | Notifier |  | Fire Alarm Control Unit |  |  |  | Assembly | TRUE | AFP-400 | + | A package that includes a CPU-400, an MPS-400PCA, a transformer assembly, and a two-position CPU-400 ribbon cable. Order cabinet separately. | 1 | [6 empty] | FALSE | [5 empty] | #FFFF0000 | FA-NFPA 170 FIRE ALARM CONTROL UNIT | 1 | FALSE | FALSE | FALSE | 202 | [8 empty] | 7,12,18 |  |  |  |  | TRUE
NFPA 170 SMOKE DETECTOR |  |  | North | Notifier |  | Smoke Detector |  |  |  | Module | TRUE | FSP-951 w/B210LP | +++ | Addressable low-profile photoelectric smoke detector with base | 1 | 0.0002 | 0.0045 |  |  |  |  | FALSE | TRUE | FLUSH |  | 4" SQ. DEEP | 3 "O" PLASTER RING | #FFFF0000 | FA-NFPA 170 SMOKE DETECTOR | 1 | FALSE | FALSE | FALSE | 1408 |  |  | 7272-0028:0206 | [10 empty] | FALSE
NFPA 170 SMOKE DETECTOR |  |  | North | Notifier |  | Smoke Detector |  |  |  | Module | TRUE | FSI-851 w/B224BI | ++ | DETECTOR, SMOKE, ADDRESSABLE IONIZATION w/ISOLATOR BASE | 1 | 0.0003 | 0.0065 |  |  |  |  | FALSE | TRUE |  |  |  |  | #FFFF0000 | FA-NFPA 170 SMOKE DETECTOR | 1 | FALSE | FALSE | FALSE | 1408 | [13 empty] | FALSE |  |  | IB
NFPA 170 SMOKE DETECTOR |  |  | North | Notifier |  | Smoke Detector |  |  |  | Module | TRUE | ED-P | ++ | Photoelectric Smoke Detector, Eclipse™ Series | 1 | 0.00025 | 0.002 |  |  |  |  | FALSE | TRUE |  |  |  |  | #FFFF0000 | FA-NFPA 170 SMOKE DETECTOR | 1 | FALSE | FALSE | FALSE | 1408 | [13 empty] | FALSE
|  |  | North | Notifier |  | Cards & Components |  |  |  | Card | TRUE | CPU-N16LD | ++ | N16x with display. Intelligent fire alarm with one SLC loop, 10" touchscreen display, 4 NACs, and power supply; chassis mounted for use in a CAB-5 Series cabinet. | 1 | 0.269 | 0.279 |  |  |  |  | TRUE | FALSE |  |  |  |  | #FFFFFFFF |  |  | FALSE | FALSE | FALSE | [14 empty] | FALSE
NFPA 170 DGP |  |  | North | Notifier |  | Hardware |  |  |  | Hardware | TRUE | DR-AA4 |  | Door assembly, window, one tier (no battery compartment), BLACK, 9.8 lbs. | 1 | [6 empty] | FALSE | [5 empty] | #FFFF0000 | FA-NFPA 170 DGP | 1 | FALSE | FALSE | FALSE | [9 empty] | 7,12,18 |  |  |  |  | TRUE
NFPA 170 AMPLIFIER RACK | RISER AMP |  | North | Notifier |  | Hardware |  |  |  | Hardware | TRUE | EQDR-C4R |  | Equipment Door assembly, vented, 3 tiers, red | 1 | [6 empty] | FALSE | [5 empty] | #FFFF0000 | FA-NFPA 170 AMPLIFIER RACK | 1 | FALSE | FALSE | FALSE | 300 | [8 empty] | 7,12,18 |  |  |  |  | TRUE
NFPA 170 DGP |  |  | North | Notifier |  | Hardware |  |  |  | Hardware | TRUE | DR-C4BR |  | Door assembly, solid door, three tiers, RED, 23.45 lbs. | 1 | [6 empty] | FALSE | [5 empty] | #FFFF0000 | FA-NFPA 170 DGP | 1 | FALSE | FALSE | FALSE | [9 empty] | 7,12,18 |  |  |  |  | TRUE
NFPA 170 DGP |  |  | North | Notifier |  | Hardware |  |  |  | Hardware | TRUE | ADDR-B4 |  | Two-tier-sized door designed for use with a CA-2 chassis mounted in the top rows. BLACK. | 1 | [6 empty] | FALSE | [5 empty] | #FFFF0000 | FA-NFPA 170 DGP | 1 | FALSE | FALSE | FALSE | [9 empty] | 7,12,18 |  |  |  |  | TRUE
|  |  | North | Notifier |  | Cards & Components |  |  |  | Card | TRUE | NFW-50 Main Board | + | Fire Alarm Control Panel Main Board | 1 | 0.12 | 0.2 |  |  |  |  | TRUE | FALSE |  |  |  |  | #FFFFFFFF |  |  | FALSE | FALSE | FALSE | [9 empty] | 7,12,18 |  |  | 2.7 |  | FALSE
NFPA 170 HEAT DETECTOR |  |  | North | Notifier |  | Heat Detector |  |  |  | Module | TRUE | NH-100R | ++ | Same as NH-100 with rate-of-rise feature; B210LP base included. | 1 | 0.0003 | 0.0065 |  |  |  |  | FALSE | TRUE |  |  |  |  | #FFFF0000 | FA-NFPA 170 HEAT DETECTOR | 1 | FALSE | FALSE | FALSE | 1403 | [13 empty] | FALSE
NFPA 170 DUCT SMOKE DETECTOR |  |  | North | Notifier |  | Duct Smoke Detector |  |  |  | Module | TRUE | ND-100 | ++ | Addressable low-flow duct detector housing with photoelectric smoke detector. | 1 | 0.0003 | 0.0065 |  |  |  |  | FALSE | TRUE |  |  |  |  | #FFFF0000 | FA-NFPA 170 DUCT SMOKE DETECTOR | 1 | FALSE | FALSE | FALSE | 1400 | [13 empty] | FALSE
NFPA 170 AMPLIFIER RACK | RISER AMP |  | North | Notifier |  | Amplifier |  |  |  | Assembly | TRUE | NFC-50/100 (100W, 25V) | + | (Primary Operating Console) 100 Watt, 25VRMS single speaker zone emergency voice evacuation system, integral microphone, built in tone generator and 14 recordable messages. | 1 | [6 empty] | FALSE | [5 empty] | #FFFF0000 | FA-NFPA 170 AMPLIFIER RACK | 1 | FALSE | FALSE | FALSE | 300 | [8 empty] | 7,12,18,26 |  |  | 7.5 | 100 | TRUE
NFPA 170 MANUAL PULL |  |  | North | Notifier |  | Manual Station |  |  |  | Module | TRUE | XAL-53 | ++ | Manual Pull Station, Explosion Proof | 1 | [6 empty] | FALSE | FALSE |  |  |  |  | #FFFF0000 | FA-NFPA 170 MANUAL PULL | 1 | FALSE | FALSE | FALSE | 957 | [13 empty] | FALSE
|  |  | North | Notifier |  | Cards & Components |  |  |  | Card | TRUE | DS-BDA (70V, 100W) | + | Digital Series Amplifier | 1 | 0.105 | 0.33 |  |  |  |  | TRUE |  | SURFACE |  | PROVIDED ("WX"HX"D) | N/A | #FFFFFFFF |  |  | FALSE | FALSE | FALSE |  |  |  | 7165-0028:0224 | [9 empty] | 100 | FALSE
|  |  | North | Notifier |  | Cards & Components |  |  |  | Card | TRUE | ACM-32A |  | ONYX Series ACS Annunciator | 1 | 0.04 | 0.056 |  |  |  |  | TRUE | FALSE |  |  |  |  | #FFFFFFFF |  |  | FALSE | FALSE | FALSE | [14 empty] | FALSE
NFPA 170 MANUAL PULL |  |  | North | Notifier |  | Manual Station |  |  |  | Module | TRUE | NBG-12LX | ++ | Dual-action addressable pull station. Includes key locking feature. | 1 | 0.000375 | 0.005 |  |  |  |  | FALSE | FALSE | FLUSH |  | 4" SQ. DEEP | 1-GANG | #FFFF0000 | FA-NFPA 170 MANUAL PULL | 1 | FALSE | FALSE | FALSE | 957 |  |  | 7150-0028:0199 | [10 empty] | FALSE
NFPA 170 FLOW DETECTOR |  |  | North | Notifier |  | Flow Detector |  |  |  | Module | TRUE | WFD25 | + | Waterflow Detector, Schedule 10/40, 2-1/2" | 1 | [6 empty] | FALSE | FALSE |  |  |  |  | #FFFF0000 | FA-NFPA 170 FLOW DETECTOR | 1 | FALSE | FALSE | FALSE | 1700 | [13 empty] | FALSE
|  |  | North | Notifier |  | Hardware |  |  |  | Hardware | TRUE | BAT-12140 | + | (1) 12V 14 AH BATTERY | 1 | [6 empty] | FALSE | [5 empty] | #FFFFFFFF |  |  | FALSE | FALSE | FALSE | [14 empty] | FALSE
NFPA 170 SMOKE DETECTOR |  |  | North | Notifier |  | Smoke Detector |  |  |  | Module | TRUE | 30-3013 w/FMM-101, Q3013D | + | Explosion-Proof Smoke Detector w/Monitor Module, Housing | 1 | 0.00035 | 0.0006 |  |  |  |  | FALSE | FALSE |  |  |  |  | #FFFF0000 | FA-NFPA 170 SMOKE DETECTOR | 1 | FALSE | FALSE | FALSE | 1401 | [13 empty] | FALSE |  |  | XP
NFPA 170 MANUAL PULL |  |  | North | Notifier |  | Manual Station |  |  |  | Module | TRUE | NBG-12LXSP | ++ | Addressable Pull Station | 1 | 0.000375 | 0.0003 |  |  |  |  | FALSE | FALSE |  |  |  |  | #FFFF0000 | FA-NFPA 170 MANUAL PULL | 1 | FALSE | FALSE | FALSE | 957 | [13 empty] | FALSE
|  |  | North | Notifier | [5 empty] | Card | TRUE | BDA-70 |  | Back Up Amplifier | [7 empty] | TRUE |  | SURFACE |  | PROVIDED ("WX"HX"D) | N/A | #FFFFFFFF |  |  | FALSE | FALSE |  |  |  |  | 7165-0028:0224 | [10 empty] | FALSE
|  |  | North | Notifier |  | Cards & Components |  |  |  | Card | TRUE | NFC-CE4 (25V) | + | Speaker Circuit/Zone Expander Module | 1 | 0.02 | 0.18 |  |  |  |  | TRUE | FALSE |  |  |  |  | #FFFFFFFF |  |  | FALSE | FALSE | FALSE | [14 empty] | FALSE
NFPA 170 MANUAL PULL |  |  | North | Notifier |  | Manual Station |  |  |  | Module | TRUE | RMS-6T-LP-KL (17021) | + | Manual D.P.D.T. Pull Station with Terminal Block with Lift and Pull Dual Action Adaptor with Key Lock Access (Notifier) | 1 | [6 empty] | FALSE | [5 empty] | #FFFF0000 | FA-NFPA 170 MANUAL PULL | 1 | FALSE | FALSE | FALSE | 957 | [13 empty] | FALSE
NFPA 170 HORN CEILING |  |  | North | Notifier |  | Horn |  |  |  | Module | TRUE | HCRL-LF | + | LF Sounder Strobe, Ceiling, Red | 1 | 0 | 0.047 |  |  |  |  | FALSE | TRUE |  |  |  |  | #FF0070C0 | FA-NFPA 170 HORN CEILING | 1 | FALSE | FALSE | FALSE | 2011 | [13 empty] | FALSE |  |  | LF
NFPA 170 HEAT DETECTOR |  |  | North | Notifier |  | Heat Detector |  |  |  | Module | TRUE | 5623 |  | 135 °F (57° C) fixed temperature, dual circuit. | 1 | [6 empty] | FALSE | TRUE |  |  |  |  | #FFFF0000 | FA-NFPA 170 HEAT DETECTOR | 1 | FALSE | FALSE | FALSE | 1403 | [13 empty] | FALSE
NFPA 170 NOTIFICATION CIRCUIT EXTENDER PANEL | RISER NAC |  | North | Notifier |  | Notification Circuit Extender Panel |  |  |  | Assembly | TRUE | PSE-6 | + | 6.0 A, 120 VAC remote charger power supply in a lockable,metal enclosure | 1 | [6 empty] | FALSE | FALSE | SURFACE |  | PROVIDED | N/A | #FFFF0000 | FA-NFPA 170 NOTIFICATION CIRCUIT EXTENDER PANEL | 1 | FALSE | FALSE | FALSE | 212 |  |  | 7315-0028:0225 | [5 empty] | 7,12,18 |  |  | 6 |  | TRUE
NFPA 170 SMOKE DETECTOR |  |  | North | Notifier |  | Smoke Detector |  |  |  | Module | TRUE | 1412B | ++ | Ionization Detector, 4-wire direct, 12VDC | 1 | 0.00012 | 0.077 |  |  |  |  | FALSE | TRUE |  |  |  |  | #FFFF0000 | FA-NFPA 170 SMOKE DETECTOR | 1 | FALSE | FALSE | FALSE | 1408 | [13 empty] | FALSE
NFPA 170 MANUAL PULL |  |  | North | Notifier |  | Manual Station |  |  |  | Module | TRUE | NOT-BG12LX | ++ | Addressable Pull Station | 1 | 0.000375 | 0.005 |  |  |  |  | FALSE | FALSE |  |  |  |  | #FFFF0000 | FA-NFPA 170 MANUAL PULL | 1 | FALSE | FALSE | FALSE | 957 | [13 empty] | FALSE
NFPA 170 SMOKE DETECTOR |  |  | North | Notifier |  | Smoke Detector |  |  |  | Module | TRUE | FSD-751RP w/B200SR-LF |  | DETECTOR, SMOKE, ADDRESSABLE PHOTO w/SOUNDER BASE, LOW FREQUENCY | 1 | 0.001 | 0.125 |  |  |  |  | FALSE | TRUE |  |  |  |  | #FFFF0000 | FA-NFPA 170 SMOKE DETECTOR | 1 | FALSE | FALSE | FALSE | 1408 | [13 empty] | FALSE |  |  | LF¦SB
NFPA 170 AMPLIFIER RACK | RISER AMP |  | North | Notifier |  | Hardware |  |  |  | Hardware | TRUE | EQBB-B4 |  | Equipment Backbox with Ventilated Locking Door, Two Tiers, Black | 1 | [6 empty] | FALSE | [5 empty] | #FFFF0000 | FA-NFPA 170 AMPLIFIER RACK | 1 | FALSE | FALSE | FALSE | 300 | [8 empty] | 7,12,18 |  |  |  |  | TRUE
NFPA 170 HEAT DETECTOR |  |  | North | Notifier |  | Heat Detector |  |  |  | Module | TRUE | FST-851R w/B200SR-LF | ++ | Intelligent Addressable Rate Of Rise Heat Detector w/ Flashscan, Sounder Base | 1 | 0.0003 | 0.0065 |  |  |  |  | FALSE | TRUE | FLUSH |  | 4" SQ. DEEP | 3 "O" PLASTER RING | #FFFF0000 | FA-NFPA 170 HEAT DETECTOR | 1 | FALSE | FALSE | FALSE | 1403 |  |  | 7270-0028:0196 | [10 empty] | FALSE |  |  | LF
NFPA 170 DIGITAL ALARM COMMNUCATOR TRANSMITTER | RISER DACT |  | North | Notifier |  | Communicator |  |  |  | Module | TRUE | 411UD | + | Slave Digital Alarm Communicator Transmitters | 1 | 0.064 | 0.12 |  |  |  |  | TRUE | FALSE |  |  |  |  | #FFFF0000 | FA-NFPA 170 DIGITAL ALARM COMMNUCATOR TRANSMITTER | 1 | FALSE | FALSE | FALSE | 250 | [13 empty] | FALSE
|  |  | North | Notifier |  | Hardware |  |  |  | Hardware | TRUE | THK3-PS-BU |  | Transponder Harness Kit & PDM, 3 Tier w/ PS & Backup Bus | 1 | [6 empty] | TRUE | [5 empty] | #FFFFFFFF |  |  | FALSE | FALSE | FALSE
NFPA 170 HEAT DETECTOR |  |  | North | Notifier |  | Heat Detector |  |  |  | Module | TRUE | ED-TI | ++ | Intelligent Thermal Sensor, Eclipse™ Series | 1 | 0.000215 | 0.002 |  |  |  |  | FALSE | TRUE |  |  |  |  | #FFFF0000 | FA-NFPA 170 HEAT DETECTOR | 1 | FALSE | FALSE | FALSE | 1403 | [13 empty] | FALSE
NFPA 170 HEAT DETECTOR |  |  | North | Notifier |  | Heat Detector |  |  |  | Module | TRUE | FST-851H w/B210LP | ++ | Intelligent Addressable 195°F (88°C) Thermal Heat Detector w/ Flashscan, Sounder Base, Low Frequency | 1 | 0.0003 | 0.0065 |  |  |  |  | FALSE | TRUE | FLUSH |  | 4" SQ. DEEP | 3 "O" PLASTER RING | #FFFF0000 | FA-NFPA 170 HEAT DETECTOR | 1 | FALSE | FALSE | FALSE | 1403 |  |  | 7270-0028:0196 | [10 empty] | FALSE |  |  | LF¦SB
|  |  | North | Notifier |  | Cards & Components |  |  |  | Card | TRUE | AA-120 (BACKUP) | + | Audio Amplifier, 120W @25 VRMS w/built-in tone generator, 120 VAC | 1 | [6 empty] | TRUE | [5 empty] | #FFFFFFFF |  |  | FALSE | FALSE | FALSE | [14 empty] | FALSE
NFPA 170 ADDRESSABLE INPUT MONITOR MODULE |  |  | North | Notifier |  | Addressable Module |  |  |  | Module | TRUE | NMM-100-10 | ++ | Ten-Input Monitor Module | 10 | 0.0035 | 0.055 |  |  |  |  | FALSE | FALSE |  |  |  |  | #FFFF0000 | FA-NFPA 170 ADDRESSABLE INPUT MONITOR MODULE | 1 | FALSE | FALSE | FALSE | 1000 | [13 empty] | FALSE
|  |  | North | Notifier |  | Cards & Components |  |  |  | Card | TRUE | HS-NCM-W | + | High-speed Network Communications Modules | 1 | 0.4 | 0.4 |  |  |  |  | TRUE | FALSE |  |  |  |  | #FFFFFFFF |  |  | FALSE | FALSE | FALSE | [14 empty] | FALSE
|  |  | North | Notifier |  | Hardware |  |  |  | Hardware | TRUE | BAT-121000 |  | 2-Unit Bulk Pack of BAT-121000 (12V 100AH) | 1 | [6 empty] | FALSE | [5 empty] | #FFFFFFFF |  |  | FALSE | FALSE | FALSE | [14 empty] | FALSE
NFPA 170 HEAT DETECTOR |  |  | North | Notifier |  | Heat Detector |  |  |  | Module | TRUE | FST-851H w/B224RB | ++ | Intelligent Addressable 195°F (88°C) Thermal Heat Detector w/ Flashscan, Isolator Base | 1 | 0.0003 | 0.0065 |  |  |  |  | FALSE | TRUE | FLUSH |  | 4" SQ. DEEP | 3 "O" PLASTER RING | #FFFF0000 | FA-NFPA 170 HEAT DETECTOR | 1 | FALSE | FALSE | FALSE | 1403 |  |  | 7270-0028:0196 | [10 empty] | FALSE |  |  | IB
NFPA 170 REMOTE ANNUNCIATOR | RISER ANNUNCIATOR |  | North | Notifier |  | Remote Annunciator |  |  |  | Module | TRUE | N-ANN-80 | ++ | Black 80 character LCD Annunciator | 1 | 0.015 | 0.04 |  |  |  |  | FALSE | [5 empty] | #FFFF0000 | FA-NFPA 170 REMOTE ANNUNCIATOR | 1 | FALSE | FALSE | FALSE | 255 | [8 empty] | 7,12,18 |  |  |  |  | TRUE
NFPA 170 BATTERY CABINET |  |  | North | Notifier |  | Enclosure |  |  |  | Assembly | TRUE | BB-100 |  | Battery Box | 1 | [12 empty] | #FFFF0000 | FA-NFPA 170 BATTERY CABINET | 1 | FALSE | FALSE | FALSE | 3000
NFPA 170 NOTIFICATION CIRCUIT EXTENDER PANEL | RISER NAC |  | North | Notifier |  | Notification Circuit Extender Panel |  |  |  | Assembly | TRUE | HPFF8 | + | 8 AMP Fire Alarm Power Supply | 1 | [6 empty] | FALSE | [5 empty] | #FFFF0000 | FA-NFPA 170 NOTIFICATION CIRCUIT EXTENDER PANEL | 1 | FALSE | FALSE | FALSE | 212 | [8 empty] | 7,12,18,26 |  |  | 8 |  | TRUE
NFPA 170 FLOW DETECTOR |  |  | North | Notifier |  | Flow Detector |  |  |  | Module | TRUE | WFDT | + | Tee-Tap Waterflow Detector, 1", 1-1/4", 1-1/2" | 1 | [6 empty] | FALSE | FALSE |  |  |  |  | #FFFF0000 | FA-NFPA 170 FLOW DETECTOR | 1 | FALSE | FALSE | FALSE | 1700 | [13 empty] | FALSE
|  |  | North | Notifier |  | Cards & Components |  |  |  | Card | TRUE | NFC-50W-25V (Backup Only) | + | 25V, 50 Watt Audio Amplifier Module | 1 | 0.1 | 0 |  |  |  |  | TRUE | FALSE |  |  |  |  | #FFFFFFFF |  |  | FALSE | FALSE | FALSE | [14 empty] | FALSE
NFPA 170 REMOTE ANNUNCIATOR | RISER ANNUNCIATOR |  | North | Notifier |  | Remote Annunciator |  |  |  | Assembly | TRUE | LCD-160 Assembly | + | Remote Display Annunciator, Terminal and ACS mode. 160-character, backlit LCD display, ABS-4D backbox, Microphone, Speaker Control | 1 | [6 empty] | FALSE |  | SEMI-FLUSH |  | 9-3/16"X9-15/16"X3-3/4" | N/A | #FFFF0000 | FA-NFPA 170 REMOTE ANNUNCIATOR | 1 | FALSE | FALSE | FALSE | 255 |  |  | 7120-0028:0227 | [10 empty] | FALSE
NFPA 170 REMOTE VOICE EVACUATION MICROPHONE |  |  | North | Notifier |  | Remote Microphone |  |  |  | Module | TRUE | NFC-RM | + | Remote Microphone | 1 | 0.05 | 0.064 |  |  |  |  | TRUE | FALSE |  |  |  |  | #FFFF0000 | FA-NFPA 170 REMOTE VOICE EVACUATION MICROPHONE | 1 | FALSE | FALSE | FALSE | 265 | [13 empty] | FALSE
NFPA 170 FIRE ALARM CONTROL UNIT | RISER FACP |  | North | Notifier |  | Fire Alarm Control Unit |  |  |  | Assembly | TRUE | N16e | + | Intelligent fire alarm panel with one SLC loop, 10" touchscreen display, 4 NACs, and power supply in a black enclosure. | 1 | [6 empty] | FALSE | FALSE |  |  |  |  | #FFFF0000 | FA-NFPA 170 FIRE ALARM CONTROL UNIT | 1 | FALSE | FALSE | FALSE | 202 | [8 empty] | 7,12,18,26,33,55,100 |  |  |  |  | TRUE
NFPA 170 HEAT DETECTOR |  |  | North | Notifier |  | Heat Detector |  |  |  | Module | TRUE | FST-851 w/B200SR-LF | ++ | Intelligent Addressable 135°F (57°C) Thermal Detector w/ Flashscan, Sounder Base | 1 | 0.0003 | 0.0065 |  |  |  |  | FALSE | TRUE | FLUSH |  | 4" SQ. DEEP | 3 "O" PLASTER RING | #FFFF0000 | FA-NFPA 170 HEAT DETECTOR | 1 | FALSE | FALSE | FALSE | 1403 |  |  | 7270-0028:0196 | [10 empty] | FALSE |  |  | LF
NFPA 170 SMOKE DETECTOR |  |  | North | Notifier |  | Smoke Detector |  |  |  | Module | TRUE | FSV-951R w/B224BI-WH | ++ | Very Intelligent Early Warning smoke detector. Isolator Base | 1 | 0.0002 | 0.0045 |  |  |  |  | FALSE | TRUE | FLUSH |  | 4" SQ. DEEP | 3 "O" PLASTER RING | #FFFF0000 | FA-NFPA 170 SMOKE DETECTOR | 1 | FALSE | FALSE | FALSE | 1403 |  |  | 7272-0028:0206 | [10 empty] | FALSE
NFPA 170 GRAPHIC ANNUNCIATOR PANEL | RISER ANNUNCIATOR |  | North | Notifier |  | Graphic Annunciator |  |  |  | Assembly | TRUE | LDM-32 Assembly | + | Graphic Annunciator with Lamp Driver Module (LDM-32) | 1 | [12 empty] | #FFFF0000 | FA-NFPA 170 GRAPHIC ANNUNCIATOR PANEL | 1 | FALSE | FALSE | FALSE | 256
NFPA 170 SMOKE HEAT DETECTOR |  |  | North | Notifier |  | Smoke/Heat Detector |  |  |  | Module | TRUE | FPTI-951 w/B200S-LF-IV | + | Intelligent addressable multi-criteria photoelectric, thermal and infrared smoke detector, white w/ Intelligent sounder base, low frequency, ivory, UL-listed | 1 | 0.0002 | 0.0045 |  |  |  |  | FALSE | TRUE | FLUSH |  | 4" SQ. DEEP | 3 "O" PLASTER RING | #FFFF0000 | FA-NFPA 170 SMOKE HEAT DETECTOR | 1 | FALSE | FALSE | FALSE | 1402 | [13 empty] | FALSE |  |  | LF
|  |  | North | Notifier |  | Hardware |  |  |  | Hardware | TRUE | DP-DISP |  | Dress Panel | 1 | [6 empty] | FALSE |  | SURFACE |  | PROVIDED ("WX"HX"D) | N/A | #FFFFFFFF |  |  | FALSE | FALSE | FALSE |  |  |  | 7165-0028:0224 | [10 empty] | FALSE
NFPA 170 MANUAL PULL |  |  | North | Notifier |  | Manual Station |  |  |  | Module | TRUE | RMS-6T-LP-KL (17021) w/ FMM-101 | + | Manual D.P.D.T. Pull Station w/ Key Lock (Notiifer) & Miniature Monitor Module (Notifier) | 1 | 0.00035 | 0.0006 |  |  |  |  | FALSE | [5 empty] | #FFFF0000 | FA-NFPA 170 MANUAL PULL | 1 | FALSE | FALSE | FALSE | 957 | [13 empty] | FALSE
|  |  | North | Notifier |  | Cards & Components |  |  |  | Card | TRUE | DAA2-5070 | + | 120 VAC Digital Audio Amplifier (50 W, 70VRMS), Max Alarm Current | 1 | 0.4 | 3.75 |  |  |  |  | TRUE |  | SURFACE |  | PROVIDED ("WX"HX"D) | N/A | #FFFFFFFF |  |  | FALSE | FALSE | FALSE |  |  |  | 7165-0028:0224 | [5 empty] | 7,12,18,26,55,100 |  |  |  | 50 | FALSE
NFPA 170 AMPLIFIER RACK | RISER AMP |  | North | Notifier |  | Amplifier |  |  |  | Assembly | TRUE | NFC-125DA (25V) | + | Distributed (Remote) Audio Amplifier | 1 | [6 empty] | FALSE | [5 empty] | #FFFF0000 | FA-NFPA 170 AMPLIFIER RACK | 1 | FALSE | FALSE | FALSE | 300 | [8 empty] | 7,12,18,26,33 |  |  |  | 125 | TRUE
NFPA 170 ISOLATION MODULE |  |  | North | Notifier |  | Isolator Module |  |  |  | Module | TRUE | ISO-6 | ++ | Six Fault isolator module | 1 | 0.0027 | 0.017 |  |  |  |  | TRUE | FALSE |  |  | 6.8"H x 5.8"W x 1.0"D |  | #FFFF0000 | FA-NFPA 170 ISOLATION MODULE | 1 | FALSE | FALSE | FALSE | 1200 | [13 empty] | FALSE |  |  | 6
|  |  | North | Notifier |  | Cards & Components |  |  |  | Card | TRUE | AEM-48A |  | ONYX Series ACS annunciator expander | 1 | 0.002 | 0.056 |  |  |  |  | TRUE | FALSE |  |  |  |  | #FFFFFFFF |  |  | FALSE | FALSE | FALSE | [14 empty] | FALSE
NFPA 170 DUCT SMOKE DETECTOR |  |  | North | Notifier |  | Duct Smoke Detector |  |  |  | Module | TRUE | DH200RPL(20-30 VDC) | ++ | Intelligent Duct Detector Housing with Relay, 20-30 VDC | 1 | 0.0003 | 0.0003 |  |  |  |  | FALSE | TRUE |  |  |  |  | #FFFF0000 | FA-NFPA 170 DUCT SMOKE DETECTOR | 1 | FALSE | FALSE | FALSE | 1400 | [13 empty] | FALSE
NFPA 170 DGP |  |  | North | Notifier |  | Hardware |  |  |  | Hardware | TRUE | SBB-A4 |  | Backbox assembly, one tier, BLACK, 21 lbs. | 1 | [6 empty] | FALSE | [5 empty] | #FFFF0000 | FA-NFPA 170 DGP | 1 | FALSE | FALSE | FALSE | [9 empty] | 7,12,18 |  |  |  |  | TRUE
NFPA 170 HEAT DETECTOR |  |  | North | Notifier |  | Heat Detector |  |  |  | Module | TRUE | 5621 |  | 135 °F (57° C) fixed and rate-of-rise, dual circuit. | 1 | [6 empty] | FALSE | TRUE |  |  |  |  | #FFFF0000 | FA-NFPA 170 HEAT DETECTOR | 1 | FALSE | FALSE | FALSE | 1403 | [13 empty] | FALSE
NFPA 170 FIRE ALARM CONTROL UNIT | RISER FACP |  | North | Notifier |  | Fire Alarm Control Unit |  |  |  | Assembly | TRUE | NFS2-3030D (FACP) | + | FACP, Addressable, CPU2-3030D, 1x LCM-320, 1x LEM-320, AMPS-24, NCM-W | 1 | [6 empty] | FALSE | FALSE |  |  |  |  | #FFFF0000 | FA-NFPA 170 FIRE ALARM CONTROL UNIT | 1 | FALSE | FALSE | FALSE | 202 | [8 empty] | 26,55,100 |  |  |  |  | TRUE
|  |  | North | Notifier |  | Hardware |  |  |  | Hardware | TRUE | IPENC-B |  | External enclosure for IPDACT, includes IPBRKT mounting bracket; Black | 1 | [6 empty] | FALSE | FALSE |  |  |  |  | #FFFFFFFF |  |  | FALSE | FALSE | FALSE | [14 empty] | FALSE
NFPA 170 ADDRESSABLE OUTPUT MODULE |  |  | North | Notifier |  | Addressable Control/Relay |  |  |  | Module | TRUE | FCM-1 | ++ | Addressable Control Module W/ FlashScan, 1 Class A or 1 Class B | 1 | 0.000485 | 0.0065 |  |  |  |  | FALSE | FALSE | FLUSH |  | 4" SQ. DEEP | N/A | #FFFF0000 | FA-NFPA 170 ADDRESSABLE OUTPUT MODULE | 1 | FALSE | FALSE | FALSE | 1100 |  |  | 7300-0028:0219 | [10 empty] | FALSE |  |  | CM
NFPA 170 NOTIFICATION CIRCUIT EXTENDER PANEL | RISER NAC |  | North | Notifier |  | Notification Circuit Extender Panel |  |  |  | Assembly | TRUE | PSE-10R | 2204156 | Remote Booster Power Supply, 7 Circuits, 10A, Red - Configuration 2204156 | 1 | [6 empty] | FALSE | FALSE | SURFACE |  | PROVIDED | N/A | #FFFF0000 | FA-NFPA 170 NOTIFICATION CIRCUIT EXTENDER PANEL | 1 | FALSE | FALSE | FALSE | 212 |  |  | 7315-0028:0225 | [5 empty] | 7,12,18 |  |  | 10 |  | TRUE
MISC BB-XP |  |  | North | Notifier |  | Enclosure |  |  |  | Assembly | TRUE | BB-XP w/ (1) XP10-M |  | Ten Input Monitor Module w/ BB-XP | 1 | [6 empty] | TRUE | FALSE |  |  |  |  | #FFFF0000 | FA-MISC BB-XP | 1 | FALSE | FALSE | FALSE | [14 empty] | FALSE |  |  | XP10-M
NFPA 170 ASPIRATING SMOKE DETECTOR |  |  | North | Notifier |  | Air Sampling Detection |  |  |  | Module | TRUE | FSA-20000 | ++ | Intelligent aspirating smoke detector for applications up to 28,800 sq.ft | 1 | 0.465 | 0.493 |  |  |  |  | FALSE | TRUE |  |  |  |  | #FFFF0000 | FA-NFPA 170 ASPIRATING SMOKE DETECTOR | 1 | FALSE | FALSE | FALSE | 1408 | [13 empty] | FALSE
NFPA 170 SMOKE HEAT DETECTOR |  |  | North | Notifier |  | Smoke/Heat Detector |  |  |  | Module | TRUE | FWD-200 ACCLIMATE | + | Addressable Wireless Photo/Heat Detector | 1 | [6 empty] | FALSE | TRUE |  |  |  |  | #FFFF0000 | FA-NFPA 170 SMOKE HEAT DETECTOR | 1 | FALSE | FALSE | FALSE | 1411 | [13 empty] | FALSE |  |  | W
|  |  | North | Notifier |  | Hardware |  |  |  | Hardware | TRUE | DP-ES-B |  | Dress Panel | 1 | [6 empty] | FALSE |  | SURFACE |  | PROVIDED ("WX"HX"D) | N/A | #FFFFFFFF |  |  | FALSE | FALSE | FALSE |  |  |  | 7165-0028:0224 | [10 empty] | FALSE
|  |  | North | Notifier |  | Hardware |  |  |  | Hardware | TRUE | CMIC-1 |  | Chassis Well and Microphone | 1 | [6 empty] | FALSE |  | SURFACE |  | PROVIDED ("WX"HX"D) | N/A | #FFFFFFFF |  |  | FALSE | FALSE | FALSE |  |  |  | 7165-0028:0224 | [10 empty] | FALSE
NFPA 170 SMOKE CO DETECTOR |  |  | North | Notifier |  | Smoke/CO Detector |  |  |  | Module | TRUE | FPC-951 w/B224RB-IV | + | Intelligent multi-criteria photo/CO, bright white, Velociti w/ Intelligent relay base, ivory, UL listed | 1 | 0.0002 | 0.0045 |  |  |  |  | FALSE | TRUE | FLUSH |  | 4" SQ. DEEP | 3 "O" PLASTER RING | #FFFF0000 | FA-NFPA 170 SMOKE CO DETECTOR | 1 | FALSE | FALSE | FALSE | 1407 | [13 empty] | FALSE |  |  | R
NFPA 170 MANUAL PULL |  |  | North | Notifier |  | Manual Station |  |  |  | Module | TRUE | NBG-12LOB w/ Miniature Monitor Module | ++ | Dual-action Pull Station w/ Key Lock, SB-I/O & FMM-101 | 1 | 0.00035 | 0.0006 |  |  |  |  | FALSE | FALSE |  |  |  |  | #FFFF0000 | FA-NFPA 170 MANUAL PULL | 1 | FALSE | FALSE | FALSE | 957 | [13 empty] | FALSE
NFPA 170 SMOKE DETECTOR |  |  | North | Notifier |  | Smoke Detector |  |  |  | Module | TRUE | FSD-751PL w/B200SR-LF | ++ | DETECTOR, SMOKE, ADDRESSABLE PHOTO w/SOUNDER BASE, LOW FREQUENCY | 1 | 0.0003 | 0.0003 |  |  |  |  | FALSE | TRUE |  |  |  |  | #FFFF0000 | FA-NFPA 170 SMOKE DETECTOR | 1 | FALSE | FALSE | FALSE | 1408 | [13 empty] | FALSE |  |  | LF¦SB
NFPA 170 AMPLIFIER RACK | RISER AMP |  | North | Notifier |  | Amplifier |  |  |  | Assembly | TRUE | DAA2-5025-CLA Assembly | + | Amplifier Assembly with 1x DAA2-5025-CLA | 1 | [6 empty] | FALSE |  | SURFACE |  | PROVIDED ("WX"HX"D) | N/A | #FFFF0000 | FA-NFPA 170 AMPLIFIER RACK | 1 | FALSE | FALSE | FALSE | 300 |  |  | 7165-0028:0224 | [5 empty] | 7,12,18,26,55,100 |  |  |  | 50 | TRUE
|  |  | North | Notifier |  | Cards & Components |  |  |  | Card | TRUE | AFP-200 Main Board | + | Fire Alarm Control Panel Main Board | 1 | 0 | 0.1 |  |  |  |  | TRUE | [5 empty] | #FFFFFFFF |  |  | FALSE | FALSE | FALSE | [9 empty] | 7,12,18 |  |  | 3.6 |  | FALSE
|  |  | North | Notifier |  | Cards & Components |  |  |  | Card | TRUE | HPFF8 Main Board | + | Fire Alarm Power Supply Card | 1 | 0.206 | 0.075 |  |  |  |  | TRUE | [5 empty] | #FFFFFFFF |  |  | FALSE | FALSE | FALSE | [14 empty] | FALSE
NFPA 170 SMOKE DETECTOR |  |  | North | Notifier |  | Smoke Detector |  |  |  | Module | TRUE | FSP-851T w/B200SR | ++ | DETECTOR, SMOKE, ADDRESSABLE PHOTO w/SOUNDER BASE, LOW FREQUENCY | 1 | 0.0003 | 0.0065 |  |  |  |  | FALSE | TRUE | FLUSH |  | 4" SQ. DEEP | 3 "O" PLASTER RING | #FFFF0000 | FA-NFPA 170 SMOKE DETECTOR | 1 | FALSE | FALSE | FALSE | 1408 |  |  | 7272-0028:0206 | [10 empty] | FALSE |  |  | LF¦SB
NFPA 170 SMOKE DETECTOR |  |  | North | Notifier |  | Smoke Detector |  |  |  | Module | TRUE | FSL-751 w/B200S-LF | ++ | DETECTOR, SMOKE, ADDRESSABLE PHOTO w/EUROPEAN 4" BASE | 1 | 0.00033 | 0.0065 |  |  |  |  | FALSE | TRUE |  |  |  |  | #FFFF0000 | FA-NFPA 170 SMOKE DETECTOR | 1 | FALSE | FALSE | FALSE | 1408 | [13 empty] | FALSE |  |  | LF
NFPA 170 MASS NOTIFICATION SYSTEM INTERFACE |  |  | North | Notifier |  | Fire Alarm Control Unit |  |  |  | Assembly | TRUE | NFS2-640 (MNS) | + | Intelligent MNS System Panel | 1 | [6 empty] | FALSE | FALSE |  |  |  |  | #FFFF0000 | FA-NFPA 170 MASS NOTIFICATION SYSTEM INTERFACE | 1 | FALSE | FALSE | FALSE | 202 | [8 empty] | 18,26,55,100 |  |  | 6 |  | TRUE
NFPA 170 GAS DETECTOR |  |  | North | Notifier |  | Gas Detection |  |  |  | Module | TRUE | FSCO-951 w/B200S-LF-IV | + | Intelligent addressable carbon monoxide detector, white w/ Intelligent sounder base, low frequency, ivory, UL-listed | 1 | 0.0002 | 0.0045 |  |  |  |  | FALSE | TRUE | FLUSH |  | 4" SQ. DEEP | 3 "O" PLASTER RING | #FFFF0000 | FA-NFPA 170 GAS DETECTOR | 1 | FALSE | FALSE | FALSE | 1402 | [13 empty] | FALSE |  |  | LF
NFPA 170 MANUAL PULL |  |  | North | Notifier |  | Manual Station |  |  |  | Module | TRUE | BRG-1 | ++ | Manual Pull Station, single action | 1 | [6 empty] | FALSE | FALSE |  |  |  |  | #FFFF0000 | FA-NFPA 170 MANUAL PULL | 1 | FALSE | FALSE | FALSE | 957 | [13 empty] | FALSE
NFPA 170 ADDRESSABLE OUTPUT MODULE |  |  | North | Notifier |  | Addressable Control/Relay |  |  |  | Module | TRUE | EM-1R | ++ | Intelligent Relay Module, Eclipse™ Series | 1 | 0.002 | 0.0005 |  |  |  |  | FALSE | FALSE |  |  |  |  | #FFFF0000 | FA-NFPA 170 ADDRESSABLE OUTPUT MODULE | 1 | FALSE | FALSE | FALSE | 1100 | [13 empty] | FALSE
NFPA 170 HEAT DETECTOR |  |  | North | Notifier |  | Heat Detector |  |  |  | Module | TRUE | NH-200R-IV | ++ | Ivory, low-profile intelligent rate-of-rise fixed thermal sensor, FlashScan and CLIP | 1 | 0.0002 | 0.0045 |  |  |  |  | FALSE | TRUE | FLUSH |  | 4" SQ. DEEP | 3 "O" PLASTER RING | #FFFF0000 | FA-NFPA 170 HEAT DETECTOR | 1 | FALSE | FALSE | FALSE | 1403 |  |  | 7270-0028:0502 |  |  | S747 | [7 empty] | FALSE
NFPA 170 SMOKE DETECTOR |  |  | North | Notifier |  | Smoke Detector |  |  |  | Module | TRUE | FSP-851 w/B224BI | ++ | DETECTOR, SMOKE, ADDRESSABLE PHOTO w/ISOLATOR BASE | 1 | 0.0003 | 0.0065 |  |  |  |  | FALSE | TRUE | FLUSH |  | 4" SQ. DEEP | 3 "O" PLASTER RING | #FFFF0000 | FA-NFPA 170 SMOKE DETECTOR | 1 | FALSE | FALSE | FALSE | 1408 |  |  | 7272-0028:0206 | [10 empty] | FALSE |  |  | IB
NFPA 170 ADDRESSABLE INPUT MONITOR MODULE |  |  | North | Notifier |  | Addressable Module |  |  |  | Module | TRUE | FMM-1 | ++ | Addressable Monitor Module W/ FlashScan, Supervises Class A or Class B of Dry Contact Input | 1 | 0.00035 | 0.005 |  |  |  |  | FALSE | FALSE | FLUSH |  | 4"SQ. DEEP | N/A | #FFFF0000 | FA-NFPA 170 ADDRESSABLE INPUT MONITOR MODULE | 1 | FALSE | FALSE | FALSE | 1000 |  |  | 7300-0028:0219 | [10 empty] | FALSE
NFPA 170 DGP |  |  | North | Notifier |  | Hardware |  |  |  | Hardware | TRUE | CAB-RM |  | Stand-alone cabinet, black. | 1 | [6 empty] | FALSE | [5 empty] | #FFFF0000 | FA-NFPA 170 DGP | 1 | FALSE | FALSE | FALSE | [9 empty] | 7,12,18 |  |  |  |  | TRUE
NFPA 170 FLOW DETECTOR |  |  | North | Notifier |  | Flow Detector |  |  |  | Module | TRUE | WFD20 | + | Waterflow Detector, Schedule 10/40, 2" | 1 | [6 empty] | FALSE | FALSE |  |  |  |  | #FFFF0000 | FA-NFPA 170 FLOW DETECTOR | 1 | FALSE | FALSE | FALSE | 1700 | [13 empty] | FALSE
|  |  | North | Notifier |  | Hardware |  |  |  | Hardware | TRUE | BEAMSMK | ++ | Surface-mount kit for BEAM1224 and BEAM200 | 1 | [6 empty] | FALSE | FALSE |  |  |  |  | #FFFFFFFF |  |  | FALSE | FALSE | FALSE | [14 empty] | FALSE
NFPA 170 HEAT DETECTOR |  |  | North | Notifier |  | Heat Detector |  |  |  | Module | TRUE | FWH-200FIX135 | + | Addressable Wireless Fixed-Temperature (135 Degrees) Heat Detector | 1 | [6 empty] | FALSE | [5 empty] | #FFFF0000 | FA-NFPA 170 HEAT DETECTOR | 1 | FALSE | FALSE | FALSE | 1403 | [13 empty] | FALSE |  |  | W
|  |  | North | Notifier |  | Cards & Components |  |  |  | Card | TRUE | SEISKIT-BB25 |  | Seismic mounting kit for the BB-25. Includes battery bracket for two 26 AH batteries. | 1 | [6 empty] | FALSE | FALSE |  |  |  |  | #FFFFFFFF |  |  | FALSE | FALSE | FALSE | [14 empty] | FALSE
NFPA 170 DUCT SMOKE DETECTOR |  |  | North | Notifier |  | Duct Smoke Detector |  |  |  | Module | TRUE | FSL-751D w/B210LP | ++ | High Sensitivity Duct Smoke Detector | 1 | 0.00033 | 0.0065 |  |  |  |  | FALSE | TRUE |  |  |  |  | #FFFF0000 | FA-NFPA 170 DUCT SMOKE DETECTOR | 1 | FALSE | FALSE | FALSE | 1400 | [13 empty] | FALSE
|  |  | North | Notifier |  | Cards & Components |  |  |  | Card | TRUE | LIB-200 | + | Loop Control Module | 1 | 0.049 | 0.1 |  |  |  |  | TRUE |  | SURFACE |  | PROVIDED ("WX"HX"D) | N/A | #FFFFFFFF |  |  | FALSE | FALSE | FALSE |  |  |  | 7165-0028:0224 | [10 empty] | FALSE
NFPA 170 WIRELESS CONTROL UNIT |  |  | North | Notifier |  | Wireless Control Unit |  |  |  | Module | TRUE | WAV-RL | + | Wireless AV base, wall, red | 1 | [6 empty] | FALSE | [5 empty] | #FFFF0000 | FA-NFPA 170 WIRELESS CONTROL UNIT | 1 | FALSE | FALSE | FALSE | [14 empty] | FALSE |  |  | WAV-CRL
|  |  | North | Notifier |  | Cards & Components |  |  |  | Card | TRUE | NFC-BDA-25v (50W, 25V) | + | Expansion Card 50W 25V | 1 | 0.11 | 1.2 |  |  |  |  | TRUE | FALSE |  |  |  |  | #FFFFFFFF |  |  | FALSE | FALSE | FALSE | [14 empty] | FALSE
NFPA 170 SYNC MODULE |  |  | North | Notifier |  | Sync Module |  |  |  | Module | TRUE | W-SYNC | + | Wireless Sync Module | 1 | [6 empty] | FALSE | [5 empty] | #FFFF0000 | FA-NFPA 170 SYNC MODULE | 1 | FALSE | FALSE | FALSE | 1300 | [13 empty] | FALSE |  |  | W-SYNC
|  |  | North | Notifier |  | Cards & Components |  |  |  | Card | TRUE | ZNAC-PS | + | Optional Class A converter card | 1 | 0.135 | 0.142 |  |  |  |  | TRUE | [5 empty] | #FFFFFFFF |  |  | FALSE | FALSE | FALSE
|  |  | North | Notifier |  | Cards & Components |  |  |  | Card | TRUE | CAB-BM Marine System |  | Protects equipment in shipboard and waterfront applications | 1 | [6 empty] | TRUE | FALSE |  |  |  |  | #FFFFFFFF |  |  | FALSE | FALSE | FALSE | [14 empty] | FALSE
|  |  | North | Notifier |  | Cards & Components |  |  |  | Card | TRUE | RPT-F |  | Standard-network repeater board | 1 | 0.017 | 0.017 |  |  |  |  | TRUE | FALSE |  |  |  |  | #FFFFFFFF |  |  | FALSE | FALSE | FALSE | [14 empty] | FALSE
|  |  | North | Notifier |  | Cards & Components |  |  |  | Card | TRUE | AFP-100 Main Board | + | Fire Alarm Control Panel Main Board | 1 | 0.08 | 0.168 |  |  |  |  | TRUE | [5 empty] | #FFFFFFFF |  |  | FALSE | FALSE | FALSE | [9 empty] | 7,12,18 |  |  | 3.6 |  | FALSE
|  |  | North | Notifier |  | Cards & Components |  |  |  | Card | TRUE | PMB-AUX | ++ | Addressable Power Supply/Battery Charger | 5 | 0.096 | 0.11 | 6 |  | 24 |  | TRUE | [5 empty] | #FFFFFFFF |  |  | FALSE | FALSE | FALSE | [9 empty] | 7,12,18,26,33,55,100 |  |  |  |  | FALSE
NFPA 170 SMOKE HEAT DETECTOR |  |  | North | Notifier |  | Smoke/Heat Detector |  |  |  | Module | TRUE | FPTI-951 w/B501-IV | + | Intelligent addressable multi-criteria photoelectric, thermal and infrared smoke detector, white w/ 4” Flangeless mounting base, ivory | 1 | 0.0002 | 0.0045 |  |  |  |  | FALSE | TRUE | FLUSH |  | 4" SQ. DEEP | 3 "O" PLASTER RING | #FFFF0000 | FA-NFPA 170 SMOKE HEAT DETECTOR | 1 | FALSE | FALSE | FALSE | 1402 | [13 empty] | FALSE
|  |  | North | Notifier |  | Cards & Components |  |  |  | Card | TRUE | B200SR-LF-WH |  | Low-frequency version of B200SR | 1 | [6 empty] | TRUE | FALSE |  |  |  |  | #FFFFFFFF |  |  | FALSE | FALSE | FALSE | [14 empty] | FALSE
NFPA 170 GAS DETECTOR |  |  | North | Notifier |  | Gas Detection |  |  |  | Module | TRUE | FSCO-951 w/B501-WHITE | + | Intelligent addressable carbon monoxide detector, white w/ 4” Flangeless mounting base, bright white | 1 | 0.0002 | 0.0045 |  |  |  |  | FALSE | TRUE | FLUSH |  | 4" SQ. DEEP | 3 "O" PLASTER RING | #FFFF0000 | FA-NFPA 170 GAS DETECTOR | 1 | FALSE | FALSE | FALSE | 1402 | [13 empty] | FALSE
NFPA 170 SMOKE DETECTOR |  |  | North | Notifier |  | Smoke Detector |  |  |  | Module | TRUE | FSD-751P w/B501 | ++ | DETECTOR, SMOKE, ADDRESSABLE PHOTO w/EUROPEAN 4" BASE | 1 | 0.0003 | 0.0003 |  |  |  |  | FALSE | TRUE |  |  |  |  | #FFFF0000 | FA-NFPA 170 SMOKE DETECTOR | 1 | FALSE | FALSE | FALSE | 1408 | [13 empty] | FALSE
|  |  | North | Notifier |  | Cards & Components |  |  |  | Card | TRUE | XRM-24B |  | POWER TRANSFORMER | 1 |  |  | 3 |  |  |  | TRUE | [5 empty] | #FFFFFFFF |  |  | FALSE | FALSE | FALSE | [12 empty] | 3 |  | FALSE
|  |  | North | Notifier | [5 empty] | Module | TRUE | NFV-25/50 MAIN BOARD |  |  | 1 | [6 empty] | TRUE | [5 empty] | #FFFFFFFF |  |  | FALSE | FALSE | FALSE
NFPA 170 ADDRESSABLE INPUT MONITOR MODULE |  |  | North | Notifier |  | Addressable Module |  |  |  | Module | TRUE | HFS-MM | ++ | Mini Monitor Module | 1 | 0.0006 | 0.0055 |  |  |  |  | FALSE | FALSE |  |  |  |  | #FFFF0000 | FA-NFPA 170 ADDRESSABLE INPUT MONITOR MODULE | 1 | FALSE | FALSE | FALSE | 1000 | [13 empty] | FALSE
NFPA 170 ADDRESSABLE OUTPUT MODULE |  |  | North | Notifier |  | Addressable Control/Relay |  |  |  | Module | TRUE | FRM-1 | ++ | Addressable Relay Module W/ FlashScan, 2 Form-C Dry Contacts | 1 | 0.000255 | 0.0065 |  |  |  |  | FALSE | FALSE | FLUSH |  | 4" SQ. DEEP | N/A | #FFFF0000 | FA-NFPA 170 ADDRESSABLE OUTPUT MODULE | 1 | FALSE | FALSE | FALSE | 1100 |  |  | 7300-0028:0219 | [10 empty] | FALSE
|  |  | North | Notifier |  | Cards & Components |  |  |  | Card | TRUE | CPU2-3030D | + | NFS2-3030 Fire Alarm Control Panel Main Board (Central Processing Unit), 120V Power, Includes Chassis, Display Option | 1 | 0.34 | 0.34 |  |  |  |  | TRUE | FALSE |  |  |  |  | #FFFFFFFF |  |  | FALSE | FALSE | FALSE | [14 empty] | FALSE
NFPA 170 SMOKE DETECTOR |  |  | North | Notifier |  | Smoke Detector |  |  |  | Module | TRUE | FSD-751PLR w/B210LP | ++ | Remote-test capable photoelectric detector for use with DNR(W) duct detector housings | 1 | 0.0003 | 0.0003 |  |  |  |  | FALSE | TRUE |  |  |  |  | #FFFF0000 | FA-NFPA 170 SMOKE DETECTOR | 1 | FALSE | FALSE | FALSE | 1408 | [13 empty] | FALSE
|  |  | North | Notifier |  | Cards & Components |  |  |  | Card | TRUE | HPFF12 Main Board | + | Fire Alarm Power Supply Card | 1 | 0.206 | 0.075 |  |  |  |  | TRUE | [5 empty] | #FFFFFFFF |  |  | FALSE | FALSE | FALSE | [14 empty] | FALSE
|  |  | North | Notifier |  | Hardware |  |  |  | Hardware | TRUE | CA-2 |  | Chassis, DVC, 2 Rows, Includes MIC-1 | 1 | [6 empty] | FALSE | [5 empty] | #FFFFFFFF |  |  | FALSE | FALSE | FALSE | [14 empty] | FALSE
NFPA 170 SMOKE DETECTOR |  |  | North | Notifier |  | Smoke Detector |  |  |  | Module | TRUE | 1424 | ++ | Ionization Detector, 4-wire direct, 24VDC | 1 | 0.0001 | 0.041 |  |  |  |  | FALSE | TRUE |  |  |  |  | #FFFF0000 | FA-NFPA 170 SMOKE DETECTOR | 1 | FALSE | FALSE | FALSE | 1408 | [13 empty] | FALSE
|  |  | North | Notifier |  | Cards & Components |  |  |  | Card | TRUE | DCADC (25V) |  | Class A Expander 25V | 1 | [6 empty] | TRUE | [5 empty] | #FFFFFFFF |  |  | FALSE | FALSE | FALSE
|  |  | North | Notifier | [5 empty] | Module | TRUE | 18439 |  | Chassis used w/ BB-XP | 1 | [6 empty] | TRUE | [5 empty] | #FFFFFFFF |  |  | FALSE | FALSE | FALSE
NFPA 170 MANUAL PULL |  |  | North | Notifier |  | Manual Station |  |  |  | Module | TRUE | LNG-1R | ++ | Manual Pull Station with spring retainer, double action | 1 | [6 empty] | FALSE | FALSE |  |  |  |  | #FFFF0000 | FA-NFPA 170 MANUAL PULL | 1 | FALSE | FALSE | FALSE | 957 | [13 empty] | FALSE
NFPA 170 HEAT DETECTOR |  |  | North | Notifier |  | Heat Detector |  |  |  | Module | TRUE | HD-624 | ++ | Heat Detector, 200°F (93°C) Fixed | 1 | [6 empty] | FALSE | TRUE |  |  |  |  | #FFFF0000 | FA-NFPA 170 HEAT DETECTOR | 1 | FALSE | FALSE | FALSE | 1403 | [13 empty] | FALSE
NFPA 170 EMERGENCY COMMUNICATIONS CONTROL UNIT | RISER LOC |  | North | Notifier |  | Local Operator Console |  |  |  | Assembly | TRUE | DVC-EM | 2204151 | Digital Voice Command Assembly - Configuration 2204151 | 1 | [6 empty] | FALSE | [5 empty] | #FFFF0000 | FA-NFPA 170 EMERGENCY COMMUNICATIONS CONTROL UNIT | 1 | FALSE | FALSE | FALSE | 300 | [8 empty] | 26,55,100 |  |  |  |  | TRUE
|  |  | North | Notifier |  | Cards & Components |  |  |  | Card | TRUE | FFT-7S |  | Fire Fighter Telephone | 1 | 0.06 | 0.12 |  |  |  |  | TRUE | [5 empty] | #FFFFFFFF |  |  | FALSE | FALSE | FALSE | [14 empty] | FALSE
NFPA 170 SMOKE DETECTOR |  |  | North | Notifier |  | Smoke Detector |  |  |  | Module | TRUE | FSP-851R w/B300-6 | ++ | Intelligent Addressable Photo detector; with Remote Test | 1 | 0.0003 | 0.0065 |  |  |  |  | FALSE | TRUE | FLUSH |  | N/A | N/A | #FFFF0000 | FA-NFPA 170 SMOKE DETECTOR | 1 | FALSE | FALSE | FALSE | 1408 |  |  | 7272-0028:0206 | [10 empty] | FALSE
NFPA 170 HEAT DETECTOR |  |  | North | Notifier |  | Heat Detector |  |  |  | Module | TRUE | FST-851H w/B200S-LF | ++ | Intelligent Addressable 195°F (88°C) Thermal Heat Detector w/ Flashscan, European 4" Base | 1 | 0.0003 | 0.0065 |  |  |  |  | FALSE | TRUE | FLUSH |  | 4" SQ. DEEP | 3 "O" PLASTER RING | #FFFF0000 | FA-NFPA 170 HEAT DETECTOR | 1 | FALSE | FALSE | FALSE | 1403 |  |  | 7270-0028:0196 | [10 empty] | FALSE |  |  | LF
NFPA 170 HEAT DETECTOR |  |  | North | Notifier |  | Heat Detector |  |  |  | Module | TRUE | FST-851R w/B224BI | ++ | Intelligent Addressable Rate Of Rise Heat Detector w/ Flashscan, Standard Base | 1 | 0.0003 | 0.0065 |  |  |  |  | FALSE | TRUE | FLUSH |  | 4" SQ. DEEP | 3 "O" PLASTER RING | #FFFF0000 | FA-NFPA 170 HEAT DETECTOR | 1 | FALSE | FALSE | FALSE | 1403 |  |  | 7270-0028:0196 | [10 empty] | FALSE
DETECTOR_MULTI CRITERIA |  |  | North | Notifier |  | Multi Criteria Detector |  |  |  | Module | TRUE | FCP-951 w/B300-6 |  | multi-criteria photo/CO detector with standard base, white | 1 | [6 empty] | TRUE | [5 empty] | #FFFF0000 | FA-DETECTOR_MULTI CRITERIA | 1 | FALSE | FALSE | FALSE
NFPA 170 HEAT DETECTOR |  |  | North | Notifier |  | Heat Detector |  |  |  | Module | TRUE | FST-951-IV w/B224BI-IV | ++ | Low-profile 135°F fixed thermal sensor. Ivory. FlashS-can and CLIP mode. Isolator Base | 1 | 0.0002 | 0.0045 |  |  |  |  | FALSE | TRUE | FLUSH |  | 4" SQ. DEEP | 3 "O" PLASTER RING | #FFFF0000 | FA-NFPA 170 HEAT DETECTOR | 1 | FALSE | FALSE | FALSE | 1403 |  |  | 7272-0028:0206 | [10 empty] | FALSE
NFPA 170 FIRE ALARM CONTROL UNIT | RISER FACP |  | North | Notifier |  | Fire Alarm Control Unit |  |  |  | Assembly | TRUE | SFP-5UD | + | Five-zone, 24-volt Fire Alarm Control Panel | 1 | [6 empty] | FALSE | FALSE |  |  |  |  | #FFFF0000 | FA-NFPA 170 FIRE ALARM CONTROL UNIT | 1 | FALSE | FALSE | FALSE | 202 | [8 empty] | 7,12,18 |  |  | 3 |  | TRUE
NFPA 170 DGP |  |  | North | Notifier |  | Hardware |  |  |  | Hardware | TRUE | DR-AA4BR |  | Door assembly, solid door, one tier (no battery compartment), RED. | 1 | [6 empty] | FALSE | [5 empty] | #FFFF0000 | FA-NFPA 170 DGP | 1 | FALSE | FALSE | FALSE | [9 empty] | 7,12,18 |  |  |  |  | TRUE
NFPA 170 HEAT DETECTOR |  |  | North | Notifier |  | Heat Detector |  |  |  | Module | TRUE | NH-200-IV | ++ | Ivory, low-profile intelligent 135°F fixed thermal sensor, FlashScan and CLIP | 1 | 0.0002 | 0.0045 |  |  |  |  | FALSE | TRUE | FLUSH |  | 4" SQ. DEEP | 3 "O" PLASTER RING | #FFFF0000 | FA-NFPA 170 HEAT DETECTOR | 1 | FALSE | FALSE | FALSE | 1403 |  |  | 7270-0028:0502 |  |  | S747 | [7 empty] | FALSE
NFPA 170 HEAT DETECTOR |  |  | North | Notifier |  | Heat Detector |  |  |  | Module | TRUE | NH-200H-IV | ++ | Ivory, low-profile intelligent 190°F thermal sensor, FlashScan and CLIP | 1 | 0.0002 | 0.0045 |  |  |  |  | FALSE | TRUE | FLUSH |  | 4" SQ. DEEP | 3 "O" PLASTER RING | #FFFF0000 | FA-NFPA 170 HEAT DETECTOR | 1 | FALSE | FALSE | FALSE | 1403 |  |  | 7270-0028:0502 |  |  | S747 | [7 empty] | FALSE
NFPA 170 ADDRESSABLE OUTPUT MODULE |  |  | North | Notifier |  | Addressable Control/Relay |  |  |  | Module | TRUE | XP6-C | ++ | Six Circuit Supervised Control Module w/BB-XP | 6 | 0.00265 | 0.035 |  |  |  |  | FALSE | FALSE | SURFACE |  | PROVIDED ("WX"HX"D) | N/A | #FFFF0000 | FA-NFPA 170 ADDRESSABLE OUTPUT MODULE | 1 | FALSE | FALSE | FALSE | 1100 |  |  | 7165-0028:0224 | [10 empty] | FALSE |  |  | XP6-C
NFPA 170 DGP |  |  | North | Notifier |  | Hardware |  |  |  | Hardware | TRUE | ADDR-C4R |  | Three-tier-sized door designed for use with a CA-2 chassis mounted in the top rows. RED. | 1 | [6 empty] | FALSE | [5 empty] | #FFFF0000 | FA-NFPA 170 DGP | 1 | FALSE | FALSE | FALSE | [9 empty] | 7,12,18 |  |  |  |  | TRUE
NFPA 170 CELL COMM | RISER CELL COMM |  | North | Notifier |  | Cellular Communicator |  |  |  | Module | TRUE | CELL-CAB-N | + | Cellular module housed in metal cabinet with lock and key. Includes external antenna | 1 | 0.055 | 0.1 |  |  |  |  | TRUE | [5 empty] | #FFFF0000 | FA-NFPA 170 CELL COMM | 1 | FALSE | FALSE | FALSE | 250
NFPA 170 REMOTE VOICE EVACUATION MICROPHONE |  |  | North | Notifier |  | Remote Microphone |  |  |  | Module | TRUE | NFC-RPU | + | Remote Page Unit Hand held microphone, 14 message buttons | 1 | 0.05 | 0.068 |  |  |  |  | TRUE | FALSE |  |  |  |  | #FFFF0000 | FA-NFPA 170 REMOTE VOICE EVACUATION MICROPHONE | 1 | FALSE | FALSE | FALSE | 265 | [13 empty] | FALSE
NFPA 170 HEAT DETECTOR |  |  | North | Notifier |  | Heat Detector |  |  |  | Module | TRUE | FST-951 w/B200S-WH | ++ | Low-profile 135°F fixed thermal sensor. FlashScan only. Sounder Base | 1 | 0.0002 | 0.0045 |  |  |  |  | FALSE | TRUE | FLUSH |  | 4" SQ. DEEP | 3 "O" PLASTER RING | #FFFF0000 | FA-NFPA 170 HEAT DETECTOR | 1 | FALSE | FALSE | FALSE | 1403 |  |  | 7272-0028:0206 | [10 empty] | FALSE
NFPA 170 SMOKE DETECTOR |  |  | North | Notifier |  | Smoke Detector |  |  |  | Module | TRUE | FSP-851T w/B200S | ++ | DETECTOR, SMOKE, ADDRESSABLE PHOTO w/SOUNDER BASE | 1 | 0.0003 | 0.0065 |  |  |  |  | FALSE | TRUE | FLUSH |  | 4" SQ. DEEP | 3 "O" PLASTER RING | #FFFF0000 | FA-NFPA 170 SMOKE DETECTOR | 1 | FALSE | FALSE | FALSE | 1408 |  |  | 7272-0028:0206 | [10 empty] | FALSE |  |  | SB
|  |  | North | Notifier |  | Hardware |  |  |  | Hardware | TRUE | BAT-1250 | + | (1) 12V 5 AH BATTERY | 1 | [6 empty] | FALSE | [5 empty] | #FFFFFFFF |  |  | FALSE | FALSE | FALSE | [14 empty] | FALSE
NFPA 170 EMERGENCY TEXTUAL VISUAL | RISER ANNUNCIATOR |  | North | Notifier |  | Emergency Visual |  |  |  | Module | TRUE | OAX2-24V2 (LEDSIGN-GW) | + | Instant and Integrated Emergency Notification System | 1 | 0.5 | 0.5 |  |  |  |  | FALSE | [5 empty] | #FFFF0000 | FA-NFPA 170 EMERGENCY TEXTUAL VISUAL | 1 | FALSE | FALSE | FALSE | 255 | [13 empty] | FALSE
NFPA 170 FLAME DETECTOR |  |  | North | Notifier |  | Flame Detector |  |  |  | Module | TRUE | 30-2021E-24 | ++ | Explosion Proof, UV, 24 VDC | 1 | 0.012 | 0.1 |  |  |  |  | FALSE | FALSE |  |  |  |  | #FFFF0000 | FA-NFPA 170 FLAME DETECTOR | 1 | FALSE | FALSE | FALSE | 1401 | [13 empty] | FALSE |  |  | XP
NFPA 170 FIRE ALARM CONTROL UNIT | RISER FACP |  | North | Notifier |  | Fire Alarm Control Unit |  |  |  | Assembly | TRUE | NFW2-100 | + | FireWarden-100-2 Rev 3 198-point addressable Fire Alarm Control Panel, one SLC loop. Includes 80-character LCD display, single printed circuit board mounted on chassis, and cabinet. 120 VAC operation. | 1 | [6 empty] | FALSE | FALSE |  |  |  |  | #FFFF0000 | FA-NFPA 170 FIRE ALARM CONTROL UNIT | 1 | FALSE | FALSE | FALSE | 202 | [8 empty] | 7,12,18 |  |  | 6 |  | TRUE
NFPA 170 ADDRESSABLE OUTPUT MODULE |  |  | North | Notifier |  | Addressable Control/Relay |  |  |  | Module | TRUE | NC-100 | ++ | Intelligent addressable control module. | 1 | 0.00035 | 0.0065 |  |  |  |  | FALSE | FALSE | FLUSH |  | 4" SQ. DEEP | N/A | #FFFF0000 | FA-NFPA 170 ADDRESSABLE OUTPUT MODULE | 1 | FALSE | FALSE | FALSE | 1100 |  |  | 7300-0028:230 |  | S635 | [8 empty] | FALSE
|  |  | North | Notifier |  | Hardware |  |  |  | Hardware | TRUE | YM0720 |  | VB000063 - Battery Cabinet w/ Fire Command Logo and Notifier Lock | 1 | [6 empty] | TRUE | [5 empty] | #FFFFFFFF |  |  | FALSE | FALSE | FALSE
NFPA 170 HEAT DETECTOR |  |  | North | Notifier |  | Heat Detector |  |  |  | Module | TRUE | 5622 |  | 194 °F (90° C) fixed and rate-of-rise, dual circuit. | 1 | [6 empty] | FALSE | TRUE |  |  |  |  | #FFFF0000 | FA-NFPA 170 HEAT DETECTOR | 1 | FALSE | FALSE | FALSE | 1403 | [13 empty] | FALSE
NFPA 170 SMOKE DETECTOR |  |  | North | Notifier |  | Smoke Detector |  |  |  | Module | TRUE | ED-PTI | ++ | Photoelectric Smoke Detector with Thermal, Eclipse™ Series | 1 | 0.00025 | 0.002 |  |  |  |  | FALSE | TRUE |  |  |  |  | #FFFF0000 | FA-NFPA 170 SMOKE DETECTOR | 1 | FALSE | FALSE | FALSE | 1408 | [13 empty] | FALSE
|  |  | North | Notifier |  | Cards & Components |  |  |  | Card | TRUE | DS-BDA (25V, 125W) | + | Digital Series Amplifier | 1 | 0.1 | 0.3 |  |  |  |  | TRUE |  | SURFACE |  | PROVIDED ("WX"HX"D) | N/A | #FFFFFFFF |  |  | FALSE | FALSE | FALSE |  |  |  | 7165-0028:0224 | [9 empty] | 125 | FALSE
NFPA 170 DGP |  |  | North | Notifier |  | Hardware |  |  |  | Hardware | TRUE | DR-C4R |  | Door assembly, window, three tiers, RED, 20.75 lbs. | 1 | [6 empty] | FALSE | [5 empty] | #FFFF0000 | FA-NFPA 170 DGP | 1 | FALSE | FALSE | FALSE | [9 empty] | 7,12,18 |  |  |  |  | TRUE
NFPA 170 AMPLIFIER RACK | RISER AMP |  | North | Notifier |  | Amplifier |  |  |  | Assembly | TRUE | AMPLIFIER CABINET (2x DS-AMP, 25V) | + | Amplifier Assembly with EQBB-B4, EQDR-B4, 2x DS-AMP, DS-DB, AMPS-24, CHS-6 | 1 | [6 empty] | FALSE |  | SURFACE |  | PROVIDED ("WX"HX"D) | N/A | #FFFF0000 | FA-NFPA 170 AMPLIFIER RACK | 1 | FALSE | FALSE | FALSE | 300 |  |  | 7165-0028:0224 | [5 empty] | 7,12,18,26,50 |  |  |  | 250 | TRUE
|  |  | North | Notifier |  | Cards & Components |  |  |  | Card | TRUE | FCPS-24S6 MAIN BOARD | + | Fire Alarm Power Supply Main Board | 1 | 0.091 | 0.145 |  |  |  |  | TRUE | FALSE |  |  |  |  | #FFFFFFFF |  |  | FALSE | FALSE | FALSE | [14 empty] | FALSE
|  |  | North | Notifier |  | Cards & Components |  |  |  | Card | TRUE | DVC-EM | + | Digital Voice Command, Extended Memory | 1 | 0.3 | 0.3 |  |  |  |  | TRUE | [5 empty] | #FFFFFFFF |  |  | FALSE | FALSE | FALSE | [14 empty] | FALSE
NFPA 170 ADDRESSABLE INPUT MONITOR MODULE |  |  | North | Notifier |  | Addressable Module |  |  |  | Module | TRUE | EM-1M | ++ | Intelligent Monitor Module, Eclipse™ Series | 1 | 0.002 | 0.000745 |  |  |  |  | FALSE | FALSE |  |  |  |  | #FFFF0000 | FA-NFPA 170 ADDRESSABLE INPUT MONITOR MODULE | 1 | FALSE | FALSE | FALSE | 1000 | [13 empty] | FALSE
NFPA 170 SMOKE DETECTOR |  |  | North | Notifier |  | Smoke Detector |  |  |  | Module | TRUE | FSD-751PL w/B200S-LF | ++ | DETECTOR, SMOKE, ADDRESSABLE PHOTO w/SOUNDER BASE, LOW FREQUENCY | 1 | 0.0003 | 0.0003 |  |  |  |  | FALSE | TRUE |  |  |  |  | #FFFF0000 | FA-NFPA 170 SMOKE DETECTOR | 1 | FALSE | FALSE | FALSE | 1408 | [13 empty] | FALSE |  |  | LF¦SB
NFPA 170 SMOKE DETECTOR |  |  | North | Notifier |  | Smoke Detector |  |  |  | Module | TRUE | FSD-751RP w/B200SR |  | DETECTOR, SMOKE, ADDRESSABLE PHOTO w/SOUNDER BASE | 1 | 0.001 | 0.035 |  |  |  |  | FALSE | TRUE |  |  |  |  | #FFFF0000 | FA-NFPA 170 SMOKE DETECTOR | 1 | FALSE | FALSE | FALSE | 1408 | [13 empty] | FALSE |  |  | SB
NFPA 170 SMOKE DETECTOR |  |  | North | Notifier |  | Smoke Detector |  |  |  | Module | TRUE | SD-651 | ++ | Conventional Photoelectric Detector, low profile | 1 | 0.0001 | 0.01 |  |  |  |  | FALSE | TRUE |  |  |  |  | #FFFF0000 | FA-NFPA 170 SMOKE DETECTOR | 1 | FALSE | FALSE | FALSE | 1408 | [13 empty] | FALSE
NFPA 170 HEAT DETECTOR |  |  | North | Notifier |  | Heat Detector |  |  |  | Module | TRUE | 5624 |  | 194 °F (90° C) fixed temperature, dual circuit. | 1 | [6 empty] | FALSE | TRUE |  |  |  |  | #FFFF0000 | FA-NFPA 170 HEAT DETECTOR | 1 | FALSE | FALSE | FALSE | 1403 | [13 empty] | FALSE
|  |  | North | Notifier |  | Hardware |  |  |  | Hardware | TRUE | DR-D4BR |  | Door assembly, solid door, four tiers, RED, 28.40 lbs. | 1 | [6 empty] | FALSE |  | SURFACE |  | PROVIDED ("WX"HX"D) | N/A | #FFFFFFFF |  |  | FALSE | FALSE | FALSE |  |  |  | 7165-0028:0224 | [10 empty] | FALSE
|  |  | North | Notifier |  | Cards & Components |  |  |  | Card | TRUE | NFC-50/100 Main Board (100W, 25V) | + | Main Board for ECC-50/100 | 1 | 0.272 | 3.846 |  |  |  |  | TRUE | FALSE |  |  |  |  | #FFFFFFFF |  |  | FALSE | FALSE | FALSE | [14 empty] | FALSE
|  |  | North | Notifier |  | Cards & Components |  |  |  | Card | TRUE | CPU2-3030 | + | NFS2-3030 Fire Alarm Control Panel Main Board (Central Processing Unit), 120V Power, Includes Chassis | 1 | 0.12 | 0.12 |  |  |  |  | TRUE | FALSE |  |  |  |  | #FFFFFFFF |  |  | FALSE | FALSE | FALSE | [14 empty] | FALSE
NFPA 170 FIRE ALARM COMMUNICATOR |  |  | North | Notifier |  | Communicator |  |  |  | Assembly | TRUE | SCS-8 |  | Smoke Control Station | 1 | [6 empty] | FALSE | [5 empty] | #FFFF0000 | FA-NFPA 170 FIRE ALARM COMMUNICATOR | 1 | FALSE | FALSE | FALSE | 251 | [8 empty] | 7,12,18 |  |  |  |  | TRUE
NFPA 170 NOTIFICATION CIRCUIT EXTENDER PANEL | RISER NAC |  | North | Notifier |  | Notification Circuit Extender Panel |  |  |  | Assembly | TRUE | PSE-10 | + | 10.0 A, 120 VAC remote charger power supply in a lockable, metal enclosure | 1 | [6 empty] | FALSE | FALSE | SURFACE |  | PROVIDED | N/A | #FFFF0000 | FA-NFPA 170 NOTIFICATION CIRCUIT EXTENDER PANEL | 1 | FALSE | FALSE | FALSE | 212 |  |  | 7315-0028:0225 | [5 empty] | 7,12,18 |  |  | 10 |  | TRUE
NFPA 170 HEAT DETECTOR |  |  | North | Notifier |  | Heat Detector |  |  |  | Module | TRUE | FST-851 w/B300-6 | ++ | Intelligent Addressable 135°F (57°C) Thermal Detector W/ Flashscan | 1 | 0.0003 | 0.0065 |  |  |  |  | FALSE | FALSE | FLUSH |  | 4" SQ. DEEP | 3 "O" PLASTER RING | #FFFF0000 | FA-NFPA 170 HEAT DETECTOR | 1 | FALSE | FALSE | FALSE | 1403 |  |  | 7270-0028:0196 | [10 empty] | FALSE
|  |  | North | Notifier |  | Cards & Components |  |  |  | Card | TRUE | NFC-50/100 Main Board (50W, 25V) | + | Main Board for ECC-50/100 | 1 | 0.272 | 3.846 |  |  |  |  | TRUE | FALSE |  |  |  |  | #FFFFFFFF |  |  | FALSE | FALSE | FALSE | [14 empty] | FALSE
NFPA 170 MANUAL PULL |  |  | North | Notifier |  | Manual Station |  |  |  | Module | TRUE | NBG-12LRA | ++ | Dual action lexan Releasing station with Abort | 1 | [6 empty] | FALSE | FALSE |  |  |  |  | #FFFF0000 | FA-NFPA 170 MANUAL PULL | 1 | FALSE | FALSE | FALSE | 957 | [13 empty] | FALSE
NFPA 170 SMOKE DETECTOR |  |  | North | Notifier |  | Smoke Detector |  |  |  | Module | TRUE | FSI-851 w/B224RB | ++ | DETECTOR, SMOKE, ADDRESSABLE IONIZATION w/RELAY BASE | 1 | 0.0003 | 0.0065 |  |  |  |  | FALSE | TRUE |  |  |  |  | #FFFF0000 | FA-NFPA 170 SMOKE DETECTOR | 1 | FALSE | FALSE | FALSE | 1408 | [13 empty] | FALSE |  |  | RB
|  |  | North | Notifier |  | Cards & Components |  |  |  | Card | TRUE | 4XTM | ++ | Transmitter Module | 1 | 0.005 | 0.011 |  |  |  |  | TRUE | FALSE |  |  |  |  | #FFFFFFFF |  |  | FALSE | FALSE | FALSE
|  |  | North | Notifier |  | Hardware |  |  |  | Hardware | TRUE | NFS-LBBR |  | Battery Box (required for batteries larger than 26 AH). RED | 1 | [6 empty] | FALSE | FALSE | SURFACE |  | PROVIDED ("WX"HX"D) | N/A | #FFFFFFFF |  |  | FALSE | FALSE | FALSE |  |  |  | 7165-0028:0224 | [10 empty] | FALSE
NFPA 170 ASPIRATING SMOKE DETECTOR |  |  | North | Notifier |  | Air Sampling Detection |  |  |  | Module | TRUE | FSA-8000 | ++ | Intelligent aspirating smoke detector for applications up to 8,000 sq.ft | 1 | 0.415 | 0.465 |  |  |  |  | FALSE | TRUE |  |  |  |  | #FFFF0000 | FA-NFPA 170 ASPIRATING SMOKE DETECTOR | 1 | FALSE | FALSE | FALSE | 1408 | [13 empty] | FALSE
NFPA 170 HEAT DETECTOR |  |  | North | Notifier |  | Heat Detector |  |  |  | Module | TRUE | FST-851R w/B501 | ++ | Intelligent Addressable Rate Of Rise Heat Detector w/ Flashscan, Relay Base | 1 | 0.0003 | 0.0065 |  |  |  |  | FALSE | TRUE | FLUSH |  | 4" SQ. DEEP | 3 "O" PLASTER RING | #FFFF0000 | FA-NFPA 170 HEAT DETECTOR | 1 | FALSE | FALSE | FALSE | 1403 |  |  | 7270-0028:0196 | [10 empty] | FALSE
NFPA 170 AMPLIFIER RACK | RISER AMP |  | North | Notifier |  | Amplifier |  |  |  | Assembly | TRUE | AA-100 Assembly | + | Amplifier in Backbox w/Charger | 1 | [6 empty] | FALSE |  | SURFACE |  | PROVIDED ("WX"HX"D) | N/A | #FFFF0000 | FA-NFPA 170 AMPLIFIER RACK | 1 | FALSE | FALSE | FALSE | 300 |  |  | 7165-0028:0224 | [5 empty] | 55,100,120 |  |  |  | 100 | TRUE
NFPA 170 SMOKE CO DETECTOR |  |  | North | Notifier |  | Smoke/CO Detector |  |  |  | Module | TRUE | FPC-951 w/B224BI-IV | + | Intelligent multi-criteria photo/CO, bright white, Velociti w/ Intelligent isolator base, ivory, UL listed | 1 | 0.0002 | 0.0045 |  |  |  |  | FALSE | TRUE | FLUSH |  | 4" SQ. DEEP | 3 "O" PLASTER RING | #FFFF0000 | FA-NFPA 170 SMOKE CO DETECTOR | 1 | FALSE | FALSE | FALSE | 1407 | [13 empty] | FALSE |  |  | I
|  |  | North | Notifier |  | Cards & Components |  |  |  | Card | TRUE | RPT-WF |  | Standard-network repeater board | 1 | 0.017 | 0.017 |  |  |  |  | TRUE | FALSE |  |  |  |  | #FFFFFFFF |  |  | FALSE | FALSE | FALSE | [14 empty] | FALSE
|  |  | North | Notifier |  | Cards & Components |  |  |  | Card | TRUE | MODBUS-GW |  | Modbus Gateway | 1 | 0.125 | 0.125 |  |  |  |  | TRUE | FALSE |  |  |  |  | #FFFFFFFF |  |  | FALSE | FALSE | FALSE | [14 empty] | FALSE
|  |  | North | Notifier |  | Cards & Components |  |  |  | Card | TRUE | APS2-6R | + | Auxiliary Power Supply. Provides up to 6.0 amperes of power for peripheral devices | 1 | [6 empty] | TRUE | FALSE | SURFACE |  | PROVIDED ("WX"HX"D) | N/A | #FFFFFFFF |  |  | FALSE | FALSE | FALSE |  |  |  | 7165-0028:0224 | [8 empty] | 6 |  | FALSE
NFPA 170 SMOKE DETECTOR |  |  | North | Notifier |  | Smoke Detector |  |  |  | Module | TRUE | NP-200R-IV | ++ | Remote test capable addressable photoelectric smoke detector for use with DNR(W) duct detector housing. Ivory, FlashS-can and CLIP mode. | 1 | 0.0002 | 0.0045 |  |  |  |  | FALSE | TRUE | FLUSH |  | 4" SQ. DEEP | 3 "O" PLASTER RING | #FFFF0000 | FA-NFPA 170 SMOKE DETECTOR | 1 | FALSE | FALSE | FALSE | 1408 |  |  | 7272-0028:0206 | [10 empty] | FALSE
NFPA 170 HEAT DETECTOR |  |  | North | Notifier |  | Heat Detector |  |  |  | Module | TRUE | NH-200H | ++ | White, low-profile intelligent 190°F fixed thermal sensor, FlashScan only | 1 | 0.0002 | 0.0045 |  |  |  |  | FALSE | TRUE | FLUSH |  | 4" SQ. DEEP | 3 "O" PLASTER RING | #FFFF0000 | FA-NFPA 170 HEAT DETECTOR | 1 | FALSE | FALSE | FALSE | 1403 |  |  | 7270-0028:0502 |  |  | S747 | [7 empty] | FALSE
NFPA 170 SMOKE DETECTOR |  |  | North | Notifier |  | Smoke Detector |  |  |  | Module | TRUE | FSD-751RPL w/B224BI |  | DETECTOR, SMOKE, ADDRESSABLE PHOTO w/ISOLATOR BASE | 1 | 0.0003 | 0.0003 |  |  |  |  | FALSE | TRUE |  |  |  |  | #FFFF0000 | FA-NFPA 170 SMOKE DETECTOR | 1 | FALSE | FALSE | FALSE | 1408 | [13 empty] | FALSE |  |  | IB
NFPA 170 MANUAL PULL |  |  | North | Notifier |  | Manual Station |  |  |  | Module | TRUE | BNG-1TSR | ++ | Manual Pull Station, single action | 1 | [6 empty] | FALSE | FALSE |  |  |  |  | #FFFF0000 | FA-NFPA 170 MANUAL PULL | 1 | FALSE | FALSE | FALSE | 957 | [13 empty] | FALSE
|  |  | North | Notifier |  | Cards & Components |  |  |  | Card | TRUE | DPI-232 | + | Direct Panel Interface, specialized modem | 1 | [6 empty] | TRUE | FALSE |  |  |  |  | #FFFFFFFF |  |  | FALSE | FALSE | FALSE | [14 empty] | FALSE
|  |  | North | Notifier |  | Cards & Components |  |  |  | Card | TRUE | BACNET-GW-3 | + | BACnet Gateway | 1 | 0.125 | 0.125 |  |  |  |  | TRUE |  | SURFACE |  | PROVIDED ("WX"HX"D) | N/A | #FFFFFFFF |  |  | FALSE | FALSE | FALSE |  |  |  | 7165-0028:0224 | [10 empty] | FALSE
NFPA 170 DGP |  |  | North | Notifier |  | Hardware |  |  |  | Hardware | TRUE | ADP-4B |  | Annunciator dress panel. | 1 | [6 empty] | FALSE | [5 empty] | #FFFF0000 | FA-NFPA 170 DGP | 1 | FALSE | FALSE | FALSE | [9 empty] | 7,12,18 |  |  |  |  | TRUE
NFPA 170 SMOKE DETECTOR |  |  | North | Notifier |  | Smoke Detector |  |  |  | Module | TRUE | FSI-851 w/B501 | ++ | DETECTOR, SMOKE, ADDRESSABLE IONIZATION w/EUROPEAN 4" BASE | 1 | 0.0003 | 0.0065 |  |  |  |  | FALSE | TRUE |  |  |  |  | #FFFF0000 | FA-NFPA 170 SMOKE DETECTOR | 1 | FALSE | FALSE | FALSE | 1408 | [13 empty] | FALSE
NFPA 170 GAS DETECTOR |  |  | North | Notifier |  | Gas Detection |  |  |  | Module | TRUE | FSCO-951 w/B300-6-IV | + | Intelligent addressable carbon monoxide detector, white w/ 6” Flanged mounting base, ivory | 1 | 0.0002 | 0.0045 |  |  |  |  | FALSE | TRUE | FLUSH |  | 4" SQ. DEEP | 3 "O" PLASTER RING | #FFFF0000 | FA-NFPA 170 GAS DETECTOR | 1 | FALSE | FALSE | FALSE | 1402 | [13 empty] | FALSE
NFPA 170 FIRE ALARM CONTROL UNIT | RISER FACP |  | North | Notifier |  | Fire Alarm Control Unit |  |  |  | Assembly | TRUE | SFP-2404 |  | FIRE ALARM CONTROL PANEL, CONVENTIONAL | 1 | [6 empty] | FALSE | FALSE |  |  |  |  | #FFFF0000 | FA-NFPA 170 FIRE ALARM CONTROL UNIT | 1 | FALSE | FALSE | FALSE | 203 | [8 empty] | 7,12,18 |  |  |  |  | TRUE
NFPA 170 SMOKE CO DETECTOR |  |  | North | Notifier |  | Smoke/CO Detector |  |  |  | Module | TRUE | FPC-951 w/B501-WHITE | + | Intelligent multi-criteria photo/CO, bright white, Velociti w/ 4” Flangeless mounting base, bright white | 1 | 0.0002 | 0.0045 |  |  |  |  | FALSE | TRUE | FLUSH |  | 4" SQ. DEEP | 3 "O" PLASTER RING | #FFFF0000 | FA-NFPA 170 SMOKE CO DETECTOR | 1 | FALSE | FALSE | FALSE | 1407 | [13 empty] | FALSE
|  |  | North | Notifier |  | Cards & Components |  |  |  | Card | TRUE | AA-30 | + | 30 Watt Audio Amplifier, 25VRMS, 120VAC | 1 | 0.021 | 3.4 |  |  |  |  | TRUE |  | SURFACE |  | PROVIDED ("WX"HX"D) | N/A | #FFFFFFFF |  |  | FALSE | FALSE | FALSE |  |  |  | 7165-0028:0224 | [9 empty] | 30 | FALSE
NFPA 170 HEAT DETECTOR |  |  | North | Notifier |  | Heat Detector |  |  |  | Module | TRUE | 302-H-194 | ++ | Heat Detector, 194°F (90°C) | 1 | [6 empty] | FALSE | TRUE |  |  |  |  | #FFFF0000 | FA-NFPA 170 HEAT DETECTOR | 1 | FALSE | FALSE | FALSE | 1403 | [13 empty] | FALSE
NFPA 170 DUCT SMOKE DETECTOR |  |  | North | Notifier |  | Duct Smoke Detector |  |  |  | Module | TRUE | DH200LP | ++ | Intelligent Duct Detector Housing | 1 | 0.0003 | 0.0003 |  |  |  |  | FALSE | TRUE |  |  |  |  | #FFFF0000 | FA-NFPA 170 DUCT SMOKE DETECTOR | 1 | FALSE | FALSE | FALSE | 1400 | [13 empty] | FALSE
|  |  | North | Notifier |  | Cards & Components |  |  |  | Card | TRUE | SCS-8 CARD |  | Smoke Control Station Card | 1 | 0.062 | 0.062 |  |  |  |  | TRUE | [5 empty] | #FFFFFFFF |  |  | FALSE | FALSE | FALSE | [14 empty] | FALSE
|  |  | North | Notifier |  | Cards & Components |  |  |  | Card | TRUE | SCE-8 |  | Smoker Control Expander Module Card, Expands SCS-8 to 16 Switches | 1 | 0.036 | 0.036 |  |  |  |  | TRUE | [5 empty] | #FFFFFFFF |  |  | FALSE | FALSE | FALSE | [14 empty] | FALSE
NFPA 170 DGP |  |  | North | Notifier |  | Hardware |  |  |  | Hardware | TRUE | DR-B4BR |  | Door assembly, solid door, two tiers, RED, 18.80 lbs. | 1 | [6 empty] | FALSE | [5 empty] | #FFFF0000 | FA-NFPA 170 DGP | 1 | FALSE | FALSE | FALSE | [9 empty] | 7,12,18 |  |  |  |  | TRUE
NFPA 170 SMOKE DETECTOR |  |  | North | Notifier |  | Smoke Detector |  |  |  | Module | TRUE | FSD-751P w/B200SR-LF | ++ | DETECTOR, SMOKE, ADDRESSABLE PHOTO w/SOUNDER BASE, LOW FREQUENCY | 1 | 0.0003 | 0.0003 |  |  |  |  | FALSE | TRUE |  |  |  |  | #FFFF0000 | FA-NFPA 170 SMOKE DETECTOR | 1 | FALSE | FALSE | FALSE | 1408 | [13 empty] | FALSE |  |  | LF¦SB
NFPA 170 DGP |  |  | North | Notifier |  | Hardware |  |  |  | Hardware | TRUE | DR-A4B |  | Door assembly, solid door, one tier, BLACK, 14.30 lbs. | 1 | [6 empty] | FALSE | [5 empty] | #FFFF0000 | FA-NFPA 170 DGP | 1 | FALSE | FALSE | FALSE | [9 empty] | 7,12,18 |  |  |  |  | TRUE
NFPA 170 LOCAL OPERATOR CONSOLE | RISER LOC |  | North | Notifier |  | Local Operator Console |  |  |  | Assembly | TRUE | LCD-160 w/RM-1 | 2204155 | Remote Local Operator Console Assembly - Configuration 2204154 | 1 | [6 empty] | FALSE |  | SEMI-FLUSH |  | 9-3/16"X9-15/16"X3-3/4" | N/A | #FFFF0000 | FA-NFPA 170 LOCAL OPERATOR CONSOLE | 1 | FALSE | FALSE | FALSE | 255 |  |  | 7120-0028:0227 | [10 empty] | FALSE
NFPA 170 SMOKE HEAT CO DETECTOR |  |  | North | Notifier |  | Smoke/Heat/CO Detector |  |  |  | Module | TRUE | FCO-951 w/B200S-LF-WH | + | Addressable, low-profile device that provides fire, heat, and carbon monoxide (CO) detection, Low Frequency Sounder Base | 1 | 0.0003 | 0.0072 |  |  |  |  | FALSE | TRUE |  |  |  |  | #FFFF0000 | FA-NFPA 170 SMOKE HEAT CO DETECTOR | 1 | FALSE | FALSE | FALSE | 1408 | [13 empty] | FALSE |  |  | CO, LF
|  |  | North | Notifier |  | Hardware |  |  |  | Hardware | TRUE | CHS-4L |  | Chassis | 1 | [6 empty] | FALSE |  | SURFACE |  | PROVIDED ("WX"HX"D) | N/A | #FFFFFFFF |  |  | FALSE | FALSE | FALSE |  |  |  | 7165-0028:0224 | [10 empty] | FALSE
NFPA 170 AMPLIFIER RACK | RISER AMP |  | North | Notifier |  | Hardware |  |  |  | Hardware | TRUE | EQDR-B4 |  | Door assembly, vented door, two tiers, black. (For red, order EQDR-B4R.) | 1 | [6 empty] | FALSE | [5 empty] | #FFFF0000 | FA-NFPA 170 AMPLIFIER RACK | 1 | FALSE | FALSE | FALSE | 300 | [8 empty] | 7,12,18 |  |  |  |  | TRUE
NFPA 170 AMPLIFIER RACK | RISER AMP |  | North | Notifier |  | Amplifier |  |  |  | Assembly | TRUE | NFC-50DA (50W, 70V) | + | Distributed (Remote) Audio Amplifier, 50 watts | 1 | [6 empty] | FALSE | [5 empty] | #FFFF0000 | FA-NFPA 170 AMPLIFIER RACK | 1 | FALSE | FALSE | FALSE | 300 | [8 empty] | 7,12,18,26,33 |  |  |  | 50 | TRUE
NFPA 170 MANUAL PULL |  |  | North | Notifier |  | Manual Station |  |  |  | Module | TRUE | NBG-12LX & (STI) STI-1100 | ++ | Dual-action addressable pull station. Includes key locking feature. Protective cover with horn for flush mount | 1 | 0.000375 | 0.005 |  |  |  |  | FALSE | FALSE | FLUSH |  | 4" SQ. DEEP | 1-GANG | #FFFF0000 | FA-NFPA 170 MANUAL PULL | 1 | FALSE | FALSE | FALSE | 957 |  |  | 7150-0028:0199 | [10 empty] | FALSE |  |  | ST
|  |  | North | Notifier |  | Cards & Components |  |  |  | Card | TRUE | LCD-80TM |  | Liquid Crystal Display, Supervision | 1 | 0.05 | 0.1 |  |  |  |  | TRUE | [5 empty] | #FFFFFFFF |  |  | FALSE | FALSE | FALSE | [14 empty] | FALSE
NFPA 170 HEAT DETECTOR |  |  | North | Notifier |  | Heat Detector |  |  |  | Module | TRUE | HD-602 | ++ | Heat Detector, 200°F (93°C) Fixed & Rate-of-rise | 1 | [6 empty] | FALSE | TRUE |  |  |  |  | #FFFF0000 | FA-NFPA 170 HEAT DETECTOR | 1 | FALSE | FALSE | FALSE | 1403 | [13 empty] | FALSE
|  |  | North | Notifier |  | Cards & Components |  |  |  | Card | TRUE | CPU2-640 | + | NFS2-640 Fire Alarm Control Panel Main Board (Central Processing Unit) | 1 | 0.39 | 0.39 |  |  |  |  | TRUE | [5 empty] | #FFFFFFFF |  |  | FALSE | FALSE | FALSE | [14 empty] | FALSE
|  |  | North | Notifier |  | Hardware |  |  |  | Hardware | TRUE | BAT-121000 | + | (1) 12V 100 AH BATTERY | 1 | [6 empty] | FALSE | [5 empty] | #FFFFFFFF |  |  | FALSE | FALSE | FALSE | [14 empty] | FALSE
NFPA 170 SMOKE DETECTOR |  |  | North | Notifier |  | Smoke Detector |  |  |  | Module | TRUE | FSP-851 w/B200S-LF | ++ | DETECTOR, SMOKE, ADDRESSABLE PHOTO w/SOUNDER BASE, LOW FREQUENCY | 1 | 0.0003 | 0.0065 |  |  |  |  | FALSE | TRUE | FLUSH |  | 4" SQ. DEEP | 3 "O" PLASTER RING | #FFFF0000 | FA-NFPA 170 SMOKE DETECTOR | 1 | FALSE | FALSE | FALSE | 1408 |  |  | 7272-0028:0206 | [10 empty] | FALSE |  |  | LF¦SB
|  |  | North | Notifier |  | Cards & Components |  |  |  | Card | TRUE | NFC-50WBU (Backup Only) | + | Expander Card for ECC-50BDA Remote Amplifier for 50/100 Watt Back Up Operation | 1 | 0.04 | 0.11 |  |  |  |  | TRUE | FALSE |  |  |  |  | #FFFFFFFF |  |  | FALSE | FALSE | FALSE | [14 empty] | FALSE
NFPA 170 DGP |  |  | North | Notifier |  | Hardware |  |  |  | Hardware | TRUE | CAB-BM |  | For use with “B” sized cabinets in Marine applications. See DN-60688 for more information. | 1 | [6 empty] | FALSE | [5 empty] | #FFFF0000 | FA-NFPA 170 DGP | 1 | FALSE | FALSE | FALSE | [9 empty] | 7,12,18 |  |  |  |  | TRUE
|  |  | North | Notifier |  | Hardware |  |  |  | Hardware | TRUE | DR-A4 |  | Door assembly, window, one tier, BLACK, 14.20 lbs. | 1 | [6 empty] | FALSE | [5 empty] | #FFFFFFFF |  |  | FALSE | FALSE | FALSE | [14 empty] | FALSE
NFPA 170 WIRELESS CONTROL UNIT |  |  | North | Notifier |  | Wireless Control Unit |  |  |  | Module | TRUE | WAV-CWL | + | Wireless AV base, ceiling, white | 1 | [6 empty] | FALSE | [5 empty] | #FFFF0000 | FA-NFPA 170 WIRELESS CONTROL UNIT | 1 | FALSE | FALSE | FALSE | [14 empty] | FALSE |  |  | WAV-CWL
NFPA 170 GAS DETECTOR |  |  | North | Notifier |  | Gas Detection |  |  |  | Module | TRUE | FSCO-951 w/B224BI-IV | + | Intelligent addressable carbon monoxide detector, white w/ Intelligent isolator base, ivory, UL listed | 1 | 0.0002 | 0.0045 |  |  |  |  | FALSE | TRUE | FLUSH |  | 4" SQ. DEEP | 3 "O" PLASTER RING | #FFFF0000 | FA-NFPA 170 GAS DETECTOR | 1 | FALSE | FALSE | FALSE | 1402 | [13 empty] | FALSE |  |  | I
NFPA 170 SMOKE CO DETECTOR |  |  | North | Notifier |  | Smoke/CO Detector |  |  |  | Module | TRUE | FPC-951 w/B200S-WH | + | Intelligent multi-criteria photo/CO, bright white, Velociti w/ Intelligent sounder base, white, UL-listed | 1 | 0.0002 | 0.0045 |  |  |  |  | FALSE | TRUE | FLUSH |  | 4" SQ. DEEP | 3 "O" PLASTER RING | #FFFF0000 | FA-NFPA 170 SMOKE CO DETECTOR | 1 | FALSE | FALSE | FALSE | 1407 | [13 empty] | FALSE |  |  | S
NFPA 170 REMOTE TEST SWITCH |  |  | North | Notifier |  | REMOTE TEST SWITCH |  |  |  | Module | TRUE | RTS151KEY | ++ | Remote Test Station W/ Switch, Alarm & Power LEDs, Key Reset | 1 | 0 | 0.012 |  |  |  |  | FALSE | FALSE | FLUSH |  | 4" SQ. DEEP | 1 GANG | #FFFF0000 | FA-NFPA 170 REMOTE TEST SWITCH | 1 | FALSE | FALSE | FALSE | 914 |  |  | 7260-0028:0228 | [10 empty] | FALSE
NFPA 170 DUCT SMOKE DETECTOR |  |  | North | Notifier |  | Duct Smoke Detector |  |  |  | Module | TRUE | HFS-D | ++ | Intelligent non-relay photoelectric low-flow duct smoke detector | 1 | [6 empty] | FALSE | TRUE |  |  |  |  | #FFFF0000 | FA-NFPA 170 DUCT SMOKE DETECTOR | 1 | FALSE | FALSE | FALSE | 1400 | [13 empty] | FALSE
|  |  | North | Notifier |  | Cards & Components |  |  |  | Card | TRUE | SFP-10UD Main Board | + | Ten-zone, 24-volt Fire Alarm Control Panel Main Board | 1 | 0.133 | 0.282 |  |  |  |  | TRUE | [5 empty] | #FFFFFFFF |  |  | FALSE | FALSE | FALSE | [14 empty] | FALSE
NFPA 170 SMOKE DETECTOR |  |  | North | Notifier |  | Smoke Detector |  |  |  | Module | TRUE | FSD-751RP w/B224BI |  | DETECTOR, SMOKE, ADDRESSABLE PHOTO w/ISOLATOR BASE | 1 | 0.0003 | 0.0003 |  |  |  |  | FALSE | TRUE |  |  |  |  | #FFFF0000 | FA-NFPA 170 SMOKE DETECTOR | 1 | FALSE | FALSE | FALSE | 1408 | [13 empty] | FALSE |  |  | IB
NFPA 170 ADDRESSABLE INPUT MONITOR MODULE |  |  | North | Notifier |  | Addressable Module |  |  |  | Module | TRUE | EM-1MM | ++ | Mini Monitor Module, Eclipse™ Series | 1 | 0.002 | 0.000745 |  |  |  |  | FALSE | FALSE |  |  |  |  | #FFFF0000 | FA-NFPA 170 ADDRESSABLE INPUT MONITOR MODULE | 1 | FALSE | FALSE | FALSE | 1000 | [13 empty] | FALSE
NFPA 170 MANUAL PULL |  |  | North | Notifier |  | Manual Station |  |  |  | Module | TRUE | BNG-1SP | ++ | Manual Pull Station, single action | 1 | [6 empty] | FALSE | FALSE |  |  |  |  | #FFFF0000 | FA-NFPA 170 MANUAL PULL | 1 | FALSE | FALSE | FALSE | 957 | [13 empty] | FALSE
NFPA 170 SMOKE DETECTOR |  |  | North | Notifier |  | Smoke Detector |  |  |  | Module | TRUE | FSD-751PLT w/B210LP | ++ | Low-profile FlashScan photoelectric detector with 135°F (57°C) thermal | 1 | 0.0003 | 0.0003 |  |  |  |  | FALSE | TRUE |  |  |  |  | #FFFF0000 | FA-NFPA 170 SMOKE DETECTOR | 1 | FALSE | FALSE | FALSE | 1408 | [13 empty] | FALSE
NFPA 170 SMOKE DETECTOR |  |  | North | Notifier |  | Smoke Detector |  |  |  | Module | TRUE | FSP-851T w/B200SR-LF | ++ | DETECTOR, SMOKE, ADDRESSABLE PHOTO w/SOUNDER BASE | 1 | 0.0003 | 0.0065 |  |  |  |  | FALSE | TRUE | FLUSH |  | 4" SQ. DEEP | 3 "O" PLASTER RING | #FFFF0000 | FA-NFPA 170 SMOKE DETECTOR | 1 | FALSE | FALSE | FALSE | 1408 |  |  | 7272-0028:0206 | [10 empty] | FALSE |  |  | LF¦SB
|  |  | North | Notifier | [5 empty] | Module | TRUE | RPT-485WF |  | EIA-485 Annunciator Loop Repeater for Twisted Pair Wiring/Fiber Optic Cable | 1 | 0.049 | 0.049 |  |  |  |  | FALSE | [5 empty] | #FFFFFFFF |  |  | FALSE | FALSE | FALSE | [14 empty] | FALSE
NFPA 170 SMOKE DETECTOR |  |  | North | Notifier |  | Smoke Detector |  |  |  | Module | TRUE | NP-200T-IV | ++ | Addressable low-profile photoelectric smoke detector with thermal sensor. Ivory, B300-6-IV base included. FlashScan and CLIP mode. | 1 | 0.0002 | 0.0045 |  |  |  |  | FALSE | TRUE | FLUSH |  | 4" SQ. DEEP | 3 "O" PLASTER RING | #FFFF0000 | FA-NFPA 170 SMOKE DETECTOR | 1 | FALSE | FALSE | FALSE | 1408 |  |  | 7272-0028:0206 | [10 empty] | FALSE
NFPA 170 SMOKE DETECTOR |  |  | North | Notifier |  | Smoke Detector |  |  |  | Module | TRUE | NP-100T w/B210LP | ++ | Intelligent Addressable Photo/Thermal detector; with base. | 1 | 0.0003 | 0.0065 |  |  |  |  | FALSE | TRUE |  |  |  |  | #FFFF0000 | FA-NFPA 170 SMOKE DETECTOR | 1 | FALSE | FALSE | FALSE | 1408 | [13 empty] | FALSE
NFPA 170 SMOKE HEAT DETECTOR |  |  | North | Notifier |  | Smoke/Heat Detector |  |  |  | Module | TRUE | FPTI-951 w/B200S-IV | + | Intelligent addressable multi-criteria photoelectric, thermal and infrared smoke detector, white w/ Intelligent sounder base, ivory, UL listed | 1 | 0.0002 | 0.0045 |  |  |  |  | FALSE | TRUE | FLUSH |  | 4" SQ. DEEP | 3 "O" PLASTER RING | #FFFF0000 | FA-NFPA 170 SMOKE HEAT DETECTOR | 1 | FALSE | FALSE | FALSE | 1402 | [13 empty] | FALSE |  |  | S
|  |  | North | Notifier |  | Cards & Components |  |  |  | Card | TRUE | SFP-5UD Main Board | + | Five-zone, 24-volt Fire Alarm Control Panel Main Board | 1 | 0.11 | 0.214 |  |  |  |  | TRUE | [5 empty] | #FFFFFFFF |  |  | FALSE | FALSE | FALSE | [14 empty] | FALSE
NFPA 170 AMPLIFIER RACK | RISER AMP |  | North | Notifier |  | Amplifier |  |  |  | Assembly | TRUE | DAA2-5070 Assembly | + | Amplifier Assembly with 1x DAA2-5070 | 1 | [6 empty] | FALSE |  | SURFACE |  | PROVIDED ("WX"HX"D) | N/A | #FFFF0000 | FA-NFPA 170 AMPLIFIER RACK | 1 | FALSE | FALSE | FALSE | 300 |  |  | 7165-0028:0224 | [5 empty] | 7,12,18,26,55,100 |  |  |  | 50 | TRUE
|  |  | North | Notifier |  | Hardware |  |  |  | Hardware | TRUE | DST5 |  | Sampling Tube, Steel | 1 | [6 empty] | FALSE |  | FLUSH |  | N/A | N/A | #FFFFFFFF |  |  | FALSE | FALSE | FALSE |  |  |  | 3242-1653:0209 | [10 empty] | FALSE
NFPA 170 SMOKE DETECTOR |  |  | North | Notifier |  | Smoke Detector |  |  |  | Module | TRUE | ED-PT | ++ | Photoelectric Smoke Detector with Thermal, Eclipse™ Series | 1 | 0.00025 | 0.002 |  |  |  |  | FALSE | TRUE |  |  |  |  | #FFFF0000 | FA-NFPA 170 SMOKE DETECTOR | 1 | FALSE | FALSE | FALSE | 1408 | [13 empty] | FALSE
|  |  | North | Notifier |  | Cards & Components |  |  |  | Card | TRUE | LCM-320 | + | Loop Control Module | 1 | 0.13 | 0.13 |  |  |  |  | TRUE |  | SURFACE |  | PROVIDED ("WX"HX"D) | N/A | #FFFFFFFF |  |  | FALSE | FALSE | FALSE |  |  |  | 7165-0028:0224 | [10 empty] | FALSE
|  |  | North | Notifier |  | Cards & Components |  |  |  | Card | TRUE | B224RB-WH |  | Relay Base, for Intelligent Detectors, low profile | 1 | [6 empty] | TRUE | FALSE |  |  |  |  | #FFFFFFFF |  |  | FALSE | FALSE | FALSE | [14 empty] | FALSE
NFPA 170 DUCT SMOKE DETECTOR |  |  | North | Notifier |  | Duct Smoke Detector |  |  |  | Module | TRUE | ED-DPR | ++ | Photoelectric Duct Smoke Detector Head, Eclipse™ Series | 1 | 0.00036 | 0.007 |  |  |  |  | FALSE | TRUE |  |  |  |  | #FFFF0000 | FA-NFPA 170 DUCT SMOKE DETECTOR | 1 | FALSE | FALSE | FALSE | 1400 | [13 empty] | FALSE
NFPA 170 REMOTE ANNUNCIATOR | RISER ANNUNCIATOR |  | North | Notifier |  | Remote Annunciator |  |  |  | Module | TRUE | ACM-48A | + | ONYX Series ACS Annunciator | 1 | 0.016 | 0.07 |  |  |  |  | TRUE | FALSE |  |  |  |  | #FFFF0000 | FA-NFPA 170 REMOTE ANNUNCIATOR | 1 | FALSE | FALSE | FALSE | 255 | [13 empty] | FALSE
NFPA 170 AMPLIFIER RACK | RISER AMP |  | North | Notifier |  | Amplifier |  |  |  | Assembly | TRUE | NFC-50BDA (100W, 70V) | + | Distributed (Remote) Audio Amplifier, 100 watts | 1 | [6 empty] | FALSE | [5 empty] | #FFFF0000 | FA-NFPA 170 AMPLIFIER RACK | 1 | FALSE | FALSE | FALSE | 300 | [8 empty] | 7,12,18,26,33 |  |  |  | 100 | TRUE
|  |  | North | Notifier |  | Hardware |  |  |  | Hardware | TRUE | BEAMMMK | ++ | Multi-mount kit for BEAM1224 and BEAM200 | 1 | [6 empty] | FALSE | FALSE |  |  |  |  | #FFFFFFFF |  |  | FALSE | FALSE | FALSE | [14 empty] | FALSE
|  |  | North | Notifier | [5 empty] | Assembly | TRUE | ROME |  | Enclosure with Relay Module, Provides 10 Programmable Form C Relays | 1 | [6 empty] | FALSE | [5 empty] | #FFFFFFFF |  |  | FALSE | FALSE | FALSE | [9 empty] | 7,12,18 |  |  |  |  | TRUE
NFPA 170 HEAT DETECTOR |  |  | North | Notifier |  | Heat Detector |  |  |  | Module | TRUE | FST-851H w/B200S | ++ | Intelligent Addressable 195°F (88°C) Thermal Heat Detector w/ Flashscan, Sounder Base | 1 | 0.0003 | 0.0065 |  |  |  |  | FALSE | TRUE | FLUSH |  | 4" SQ. DEEP | 3 "O" PLASTER RING | #FFFF0000 | FA-NFPA 170 HEAT DETECTOR | 1 | FALSE | FALSE | FALSE | 1403 |  |  | 7270-0028:0196 | [10 empty] | FALSE
NFPA 170 SMOKE DETECTOR |  |  | North | Notifier |  | Smoke Detector |  |  |  | Module | TRUE | FSP-851 w/B200S | ++ | DETECTOR, SMOKE, ADDRESSABLE PHOTO w/SOUNDER BASE | 1 | 0.0003 | 0.0065 |  |  |  |  | FALSE | TRUE | FLUSH |  | 4" SQ. DEEP | 3 "O" PLASTER RING | #FFFF0000 | FA-NFPA 170 SMOKE DETECTOR | 1 | FALSE | FALSE | FALSE | 1408 |  |  | 7272-0028:0206 | [10 empty] | FALSE |  |  | SB
NFPA 170 HEAT DETECTOR |  |  | North | Notifier |  | Heat Detector |  |  |  | Module | TRUE | FST-851 w/B200S | ++ | Intelligent Addressable 135°F (57°C) Thermal Detector w/ Flashscan, Sounder Base | 1 | 0.0003 | 0.0065 |  |  |  |  | FALSE | TRUE | FLUSH |  | 4" SQ. DEEP | 3 "O" PLASTER RING | #FFFF0000 | FA-NFPA 170 HEAT DETECTOR | 1 | FALSE | FALSE | FALSE | 1403 |  |  | 7270-0028:0196 | [10 empty] | FALSE
NFPA 170 SMOKE DETECTOR |  |  | North | Notifier |  | Smoke Detector |  |  |  | Module | TRUE | FSP-951 w/B200S-LF-WH | ++ | Addressable low-profile photoelectric detector with low-frequency sounder base, white | 1 | 0.0002 | 0.0045 |  |  |  |  | TRUE | TRUE |  |  |  |  | #FFFF0000 | FA-NFPA 170 SMOKE DETECTOR | 1 | FALSE | FALSE | FALSE | 1408 | [16 empty] | LF
|  |  | North | Notifier |  | Cards & Components |  |  |  | Card | TRUE | B200S-WH |  | Intelligent addressable sounder base | 1 | [6 empty] | TRUE | FALSE |  |  |  |  | #FFFFFFFF |  |  | FALSE | FALSE | FALSE | [14 empty] | FALSE
|  |  | North | Notifier |  | Cards & Components |  |  |  | Card | TRUE | DS-RFM | + | Fiber Option Module, For Multi-Mode Fiber | 1 | 0.06 | 0.06 |  |  |  |  | TRUE | [5 empty] | #FFFFFFFF |  |  | FALSE | FALSE | FALSE | [14 empty] | FALSE
NFPA 170 SMOKE DETECTOR |  |  | North | Notifier |  | Smoke Detector |  |  |  | Module | TRUE | FSP-851 w/B200SR-LF | ++ | DETECTOR, SMOKE, ADDRESSABLE PHOTO w/SOUNDER BASE, LOW FREQUENCY | 1 | 0.0003 | 0.0065 |  |  |  |  | FALSE | TRUE | FLUSH |  | 4" SQ. DEEP | 3 "O" PLASTER RING | #FFFF0000 | FA-NFPA 170 SMOKE DETECTOR | 1 | FALSE | FALSE | FALSE | 1408 |  |  | 7272-0028:0206 | [10 empty] | FALSE |  |  | LF¦SB
NFPA 170 DUCT SMOKE DETECTOR |  |  | North | Notifier |  | Duct Smoke Detector |  |  |  | Module | TRUE | DNR w/NP-100R | ++ | Intelligent Non-Relay Photoelectric Duct Detector | 1 | 0.0003 | 0.0065 |  |  |  |  | FALSE | TRUE | FLUSH |  | N/A | N/A | #FFFF0000 | FA-NFPA 170 DUCT SMOKE DETECTOR | 1 | FALSE | FALSE | FALSE | 1400 |  |  | 3242-1653:0209 | [10 empty] | FALSE
NFPA 170 FIRE ALARM CONTROL UNIT | RISER FACP |  | North | Notifier |  | Fire Alarm Control Unit |  |  |  | Assembly | TRUE | NFW-50X | + | FireWarden-50X (NFW-50X) Intelligent Addressable FACP with Communicator | 1 | [6 empty] | FALSE | [5 empty] | #FFFF0000 | FA-NFPA 170 FIRE ALARM CONTROL UNIT | 1 | FALSE | FALSE | FALSE | 202 | [8 empty] | 7,12,18 |  |  |  |  | TRUE
NFPA 170 MANUAL PULL |  |  | North | Notifier |  | Manual Station |  |  |  | Module | TRUE | BNG-1F | ++ | Manual Pull Station, single action | 1 | [6 empty] | FALSE | FALSE |  |  |  |  | #FFFF0000 | FA-NFPA 170 MANUAL PULL | 1 | FALSE | FALSE | FALSE | 957 | [13 empty] | FALSE
NFPA 170 HEAT DETECTOR |  |  | North | Notifier |  | Heat Detector |  |  |  | Module | TRUE | FST-851H w/B224BI | ++ | Intelligent Addressable 195°F (88°C) Thermal Heat Detector w/ Flashscan, Standard Base | 1 | 0.0003 | 0.0065 |  |  |  |  | FALSE | TRUE | FLUSH |  | 4" SQ. DEEP | 3 "O" PLASTER RING | #FFFF0000 | FA-NFPA 170 HEAT DETECTOR | 1 | FALSE | FALSE | FALSE | 1403 |  |  | 7270-0028:0196 | [10 empty] | FALSE
NFPA 170 AMPLIFIER RACK | RISER AMP |  | North | Notifier |  | Amplifier |  |  |  | Assembly | TRUE | XPIQ (70V) | + | Quad Intelligent Audio Transponder (70 VRMS) | 1 | [6 empty] | FALSE |  | SURFACE |  |  |  | #FFFF0000 | FA-NFPA 170 AMPLIFIER RACK | 1 | FALSE | FALSE | FALSE | 300 | [8 empty] | 12,26 |  |  |  | 50 | TRUE
|  |  | North | Notifier |  | Cards & Components |  |  |  | Card | TRUE | ACM-24AT |  | ONYX Series ACS Annunciator | 1 | 0.016 | 0.07 |  |  |  |  | TRUE | FALSE |  |  |  |  | #FFFFFFFF |  |  | FALSE | FALSE | FALSE | [14 empty] | FALSE
NFPA 170 MANUAL PULL |  |  | North | Notifier |  | Manual Station |  |  |  | Module | TRUE | BNG-1TSRL | ++ | Manual Pull Station, single action | 1 | [6 empty] | FALSE | FALSE |  |  |  |  | #FFFF0000 | FA-NFPA 170 MANUAL PULL | 1 | FALSE | FALSE | FALSE | 957 | [13 empty] | FALSE
NFPA 170 ASPIRATING SMOKE DETECTOR |  |  | North | Notifier |  | Air Sampling Detection |  |  |  | Module | TRUE | FSA-5000 | ++ | Intelligent aspirating smoke detector for applications up to 5,000 sq.ft. | 1 | 0.2 | 0.23 |  |  |  |  | FALSE | TRUE |  |  |  |  | #FFFF0000 | FA-NFPA 170 ASPIRATING SMOKE DETECTOR | 1 | FALSE | FALSE | FALSE | 1408 | [13 empty] | FALSE
|  |  | North | Notifier |  | Cards & Components |  |  |  | Card | TRUE | NFC-BDA-70v (50W, 70V) | + | Expansion Card 50W 70V | 1 | 0.11 | 1.4 |  |  |  |  | TRUE | FALSE |  |  |  |  | #FFFFFFFF |  |  | FALSE | FALSE | FALSE | [14 empty] | FALSE
|  |  | North | Notifier |  | Cards & Components |  |  |  | Card | TRUE | NFC-CE6 (25V) | + | Speaker Circuit/Zone Expander Module | 1 | 0.02 | 0.189 |  |  |  |  | TRUE | FALSE |  |  |  |  | #FFFFFFFF |  |  | FALSE | FALSE | FALSE | [14 empty] | FALSE
NFPA 170 FIRE PHONE |  |  | North | Notifier |  | Fire Phone |  |  |  | Module | TRUE | FPJ |  | Fireman's Phone Jack | 1 | 0 | 0.02 |  |  |  |  | FALSE | [5 empty] | #FFFF0000 | FA-NFPA 170 FIRE PHONE | 1 | FALSE | FALSE | FALSE | 208 | [13 empty] | FALSE
NFPA 170 AMPLIFIER RACK | RISER AMP |  | North | Notifier |  | Amplifier |  |  |  | Assembly | TRUE | NFC-50BDA (100W, 25V) | + | Distributed (Remote) Audio Amplifier, 100 watts | 1 | [6 empty] | FALSE | [5 empty] | #FFFF0000 | FA-NFPA 170 AMPLIFIER RACK | 1 | FALSE | FALSE | FALSE | 300 | [8 empty] | 7,12,18,26,33 |  |  |  | 100 | TRUE
NFPA 170 SMOKE DETECTOR |  |  | North | Notifier |  | Smoke Detector |  |  |  | Module | TRUE | FSD-751RPL w/B224RB |  | DETECTOR, SMOKE, ADDRESSABLE PHOTO w/RELAY BASE | 1 | 0.00017 | 0.035 |  |  |  |  | FALSE | TRUE |  |  |  |  | #FFFF0000 | FA-NFPA 170 SMOKE DETECTOR | 1 | FALSE | FALSE | FALSE | 1408 | [13 empty] | FALSE |  |  | RB
NFPA 170 REMOTE ANNUNCIATOR | RISER ANNUNCIATOR |  | North | Notifier |  | Cards & Components |  |  |  | Card | TRUE | LCD-160 | + | Terminal and ACS mode. 160-character, backlit LCD display | 1 | 0.3 | 0.325 |  |  |  |  | TRUE | FALSE | SEMI-FLUSH |  | 9-3/16"X9-15/16"X3-3/4" | N/A | #FFFF0000 | FA-NFPA 170 REMOTE ANNUNCIATOR | 1 | FALSE | FALSE | FALSE |  |  |  | 7120-0028:0227 | [10 empty] | FALSE
NFPA 170 SMOKE DETECTOR |  |  | North | Notifier |  | Smoke Detector |  |  |  | Module | TRUE | FSL-751 w/B200SR | ++ | DETECTOR, SMOKE, ADDRESSABLE PHOTO w/SOUNDER BASE, LOW FREQUENCY | 1 | 0.00033 | 0.0065 |  |  |  |  | FALSE | TRUE |  |  |  |  | #FFFF0000 | FA-NFPA 170 SMOKE DETECTOR | 1 | FALSE | FALSE | FALSE | 1408 | [13 empty] | FALSE |  |  | LF¦SB
NFPA 170 AMPLIFIER RACK | RISER AMP |  | North | Notifier |  | Amplifier |  |  |  | Assembly | TRUE | AMPLIFIER CABINET (2x DS-AMP, 70V) | + | Amplifier Assembly with EQBB-B4, EQDR-B4, 2x DS-AMP, DS-DB, AMPS-24, CHS-6 | 1 | [6 empty] | FALSE |  | SURFACE |  | PROVIDED ("WX"HX"D) | N/A | #FFFF0000 | FA-NFPA 170 AMPLIFIER RACK | 1 | FALSE | FALSE | FALSE | 300 |  |  | 7165-0028:0224 | [5 empty] | 7,12,18,26,50 |  |  |  | 200 | TRUE
NFPA 170 SMOKE DETECTOR |  |  | North | Notifier |  | Smoke Detector |  |  |  | Module | TRUE | FSD-751RPL w/B200SR |  | DETECTOR, SMOKE, ADDRESSABLE PHOTO w/SOUNDER BASE | 1 | 0.0003 | 0.0003 |  |  |  |  | FALSE | TRUE |  |  |  |  | #FFFF0000 | FA-NFPA 170 SMOKE DETECTOR | 1 | FALSE | FALSE | FALSE | 1408 | [13 empty] | FALSE |  |  | SB
|  |  | North | Notifier |  | Cards & Components |  |  |  | Card | TRUE | FDU-80 CARD |  | Terminal mode. 80-character, backlit LCD display | 1 | 0.025 | 0.0643 |  |  |  |  | TRUE | FALSE |  |  |  |  | #FFFFFFFF |  |  | FALSE | FALSE | FALSE | [12 empty] | 0.064 | 0.064 | FALSE
NFPA 170 SMOKE DETECTOR |  |  | North | Notifier |  | Smoke Detector |  |  |  | Module | TRUE | 30-3003 | ++ | Optical Smoke Detector, Explosion Proof | 1 | 0.0001 | 0.035 |  |  |  |  | FALSE | FALSE |  |  |  |  | #FFFF0000 | FA-NFPA 170 SMOKE DETECTOR | 1 | FALSE | FALSE | FALSE | [14 empty] | FALSE |  |  | XP
NFPA 170 FLOW DETECTOR |  |  | North | Notifier |  | Flow Detector |  |  |  | Module | TRUE | WFD40 | + | Waterflow Detector, Schedule 10/40, 4" | 1 | [6 empty] | FALSE | FALSE |  |  |  |  | #FFFF0000 | FA-NFPA 170 FLOW DETECTOR | 1 | FALSE | FALSE | FALSE | 1700 | [13 empty] | FALSE
NFPA 170 SMOKE DETECTOR |  |  | North | Notifier |  | Smoke Detector |  |  |  | Module | TRUE | FSP-851 w/B200SR | ++ | DETECTOR, SMOKE, ADDRESSABLE PHOTO w/SOUNDER BASE | 1 | 0.0003 | 0.0065 |  |  |  |  | FALSE | TRUE | FLUSH |  | 4" SQ. DEEP | 3 "O" PLASTER RING | #FFFF0000 | FA-NFPA 170 SMOKE DETECTOR | 1 | FALSE | FALSE | FALSE | 1408 |  |  | 7272-0028:0206 | [10 empty] | FALSE |  |  | SB
NFPA 170 ADDRESSABLE OUTPUT MODULE |  |  | North | Notifier |  | Addressable Control/Relay |  |  |  | Module | TRUE | XP6-R | ++ | Six Relay Control Module w/BB-XP | 6 | 0.00145 | 0.032 |  |  |  |  | FALSE | FALSE |  |  |  |  | #FFFF0000 | FA-NFPA 170 ADDRESSABLE OUTPUT MODULE | 1 | FALSE | FALSE | FALSE | [14 empty] | FALSE |  |  | XP6-R
NFPA 170 REMOTE ANNUNCIATOR | RISER ANNUNCIATOR |  | North | Notifier |  | Remote Annunciator |  |  |  | Module | TRUE | ACM-30 | ++ | AIO Annunciator | 1 | 0.087 | 0.087 |  |  |  |  | TRUE | FALSE |  |  |  |  | #FFFF0000 | FA-NFPA 170 REMOTE ANNUNCIATOR | 1 | FALSE | FALSE | FALSE | 255 | [13 empty] | FALSE
NFPA 170 NOTIFICATION CIRCUIT EXTENDER PANEL | RISER NAC |  | North | Notifier |  | Notification Circuit Extender Panel |  |  |  | Assembly | TRUE | FCPS-24S6 | + | 6-Amp, 24-Volt Power Supply | 1 | [6 empty] | FALSE | FALSE |  |  |  |  | #FFFF0000 | FA-NFPA 170 NOTIFICATION CIRCUIT EXTENDER PANEL | 1 | FALSE | FALSE | FALSE | 212 | [8 empty] | 7,12,18 |  |  | 6 |  | TRUE
NFPA 170 WIRELESS CONTROL UNIT |  |  | North | Notifier |  | Wireless Control Unit |  |  |  | Module | TRUE | WAV-WL | + | Wireless AV base, wall, white | 2 | [6 empty] | FALSE | [5 empty] | #FFFF0000 | FA-NFPA 170 WIRELESS CONTROL UNIT | 1 | FALSE | FALSE | FALSE | [14 empty] | FALSE |  |  | WAV-CWL
|  |  | North | Notifier |  | Cards & Components |  |  |  | Card | TRUE | IZ-4 | ++ | Initiating Zone module. Provides four Style B (Class B) initiating zones. Includes ELRs. | 1 | 0.027 | 0.027 |  |  |  |  | TRUE | [5 empty] | #FFFFFFFF |  |  | FALSE | FALSE | FALSE
NFPA 170 HORN |  |  | North | Notifier |  | Horn |  |  |  | Module | TRUE | HWL-LF | + | LF Sounder, Wall, White | 1 | 0 | 0.047 |  |  |  |  | FALSE | [5 empty] | #FF0070C0 | FA-NFPA 170 HORN | 1 | FALSE | FALSE | FALSE | 2010 | [13 empty] | FALSE |  |  | LF
NFPA 170 SMOKE DETECTOR |  |  | North | Notifier |  | Smoke Detector |  |  |  | Module | TRUE | NP-200 w/B210LP | ++ | Intelligent Addressable Photo detector, with base. | 1 | 0.0002 | 0.0045 |  |  |  |  | FALSE | TRUE |  |  |  |  | #FFFF0000 | FA-NFPA 170 SMOKE DETECTOR | 1 | FALSE | FALSE | FALSE | 1408 | [13 empty] | FALSE
NFPA 170 HEAT DETECTOR |  |  | North | Notifier |  | Heat Detector |  |  |  | Module | TRUE | FST-951R-IV w/B300-6-IV | ++ | Low-profile, intelligent, rate-of-rise thermal sensor. Ivory. FlashScan and CLIP mode. | 1 | 0.0002 | 0.0045 |  |  |  |  | FALSE | TRUE | FLUSH |  | 4" SQ. DEEP | 3 "O" PLASTER RING | #FFFF0000 | FA-NFPA 170 HEAT DETECTOR | 1 | FALSE | FALSE | FALSE | 1403 |  |  | 7272-0028:0206 | [10 empty] | FALSE
NFPA 170 REMOTE ANNUNCIATOR | RISER ANNUNCIATOR |  | North | Notifier |  | Remote Annunciator |  |  |  | Module | TRUE | N-ANN-RLED | ++ | Annunciator module with alarm (red) indicators for up to 30 input zones or addressable points, includes black enclosure. | 1 | 0.028 | 0.068 |  |  |  |  | FALSE | [5 empty] | #FFFF0000 | FA-NFPA 170 REMOTE ANNUNCIATOR | 1 | FALSE | FALSE | FALSE | 255 | [8 empty] | 7,12,18 |  |  |  |  | TRUE
NFPA 170 SMOKE DETECTOR |  |  | North | Notifier |  | Smoke Detector |  |  |  | Module | TRUE | LPX-751 w/B210LP | ++ | Intelligent Laser Photoelectric Smoke Detector, low profile | 1 | 0.000255 | 0.0065 |  |  |  |  | FALSE | TRUE |  |  |  |  | #FFFF0000 | FA-NFPA 170 SMOKE DETECTOR | 1 | FALSE | FALSE | FALSE | 1408 | [13 empty] | FALSE
|  |  | North | Notifier |  | Cards & Components |  |  |  | Card | TRUE | PRN-7 |  | 80-column printer | 1 | [6 empty] | TRUE | FALSE |  |  |  |  | #FFFFFFFF |  |  | FALSE | FALSE | FALSE | [14 empty] | FALSE
NFPA 170 DGP |  |  | North | Notifier |  | Hardware |  |  |  | Hardware | TRUE | DR-B4R |  | Door assembly, window, two tiers, RED, 17.45 lbs. | 1 | [6 empty] | FALSE | [5 empty] | #FFFF0000 | FA-NFPA 170 DGP | 1 | FALSE | FALSE | FALSE | [9 empty] | 7,12,18 |  |  |  |  | TRUE
|  |  | North | Notifier |  | Cards & Components |  |  |  | Card | TRUE | CHG-120 | + | Remote battery charging system for lead-acid batteries with a rating of 55 to 120 AH. Requires additional BB-55F for mounting. | 1 | 0.06 | [5 empty] | TRUE | [5 empty] | #FFFFFFFF |  |  | FALSE | FALSE | FALSE | [9 empty] | 55,100,120
|  |  | North | Notifier |  | Hardware |  |  |  | Hardware | TRUE | DR-B4 |  | Door assembly, window, two tiers, BLACK, 17.45 lbs. | 1 | [6 empty] | FALSE | [5 empty] | #FFFFFFFF |  |  | FALSE | FALSE | FALSE | [14 empty] | FALSE
NFPA 170 SMOKE HEAT DETECTOR |  |  | North | Notifier |  | Smoke/Heat Detector |  |  |  | Module | TRUE | FPTI-951 w/B200S-LF-WH | + | Intelligent addressable multi-criteria photoelectric, thermal and infrared smoke detector, white w/ Intelligent sounder base, low frequency, white, UL-listed | 1 | 0.0002 | 0.0045 |  |  |  |  | FALSE | TRUE | FLUSH |  | 4" SQ. DEEP | 3 "O" PLASTER RING | #FFFF0000 | FA-NFPA 170 SMOKE HEAT DETECTOR | 1 | FALSE | FALSE | FALSE | 1402 | [13 empty] | FALSE |  |  | LF
NFPA 170 SMOKE DETECTOR |  |  | North | Notifier |  | Smoke Detector |  |  |  | Module | TRUE | FSD-751RP w/B224RB |  | DETECTOR, SMOKE, ADDRESSABLE PHOTO w/RELAY BASE | 1 | 0.0003 | 0.0003 |  |  |  |  | FALSE | TRUE |  |  |  |  | #FFFF0000 | FA-NFPA 170 SMOKE DETECTOR | 1 | FALSE | FALSE | FALSE | 1408 | [13 empty] | FALSE |  |  | RB
|  |  | North | Notifier |  | Cards & Components |  |  |  | Card | TRUE | LDM | + | Lamp Driver Modules LDM-32, LDM-E32, and LDM-R32; remote custom driver modules | 1 | 0.04 | 0.056 |  |  |  |  | TRUE | FALSE |  |  |  |  | #FFFFFFFF |  |  | FALSE | FALSE | FALSE | [14 empty] | FALSE
|  |  | North | Notifier |  | Hardware |  |  |  | Hardware | TRUE | IPENC |  | External enclosure for IPDACT, includes IPBRKT mounting bracket; Red | 1 | [6 empty] | FALSE | FALSE |  |  |  |  | #FFFFFFFF |  |  | FALSE | FALSE | FALSE | [14 empty] | FALSE
NFPA 170 NOTIFICATION CIRCUIT EXTENDER PANEL | RISER NAC |  | North | Notifier |  | Notification Circuit Extender Panel |  |  |  | Assembly | TRUE | HPFF12 | + | 12 AMP Fire Alarm Power Supply | 1 | [6 empty] | FALSE | [5 empty] | #FFFF0000 | FA-NFPA 170 NOTIFICATION CIRCUIT EXTENDER PANEL | 1 | FALSE | FALSE | FALSE | 212 | [8 empty] | 7,12,18,26 |  |  | 12 |  | TRUE
NFPA 170 HEAT DETECTOR |  |  | North | Notifier |  | Heat Detector |  |  |  | Module | TRUE | HD-604 | ++ | Heat Detector, 200°F (93°C) Fixed | 1 | [6 empty] | FALSE | TRUE |  |  |  |  | #FFFF0000 | FA-NFPA 170 HEAT DETECTOR | 1 | FALSE | FALSE | FALSE | 1403 | [13 empty] | FALSE
|  |  | North | Notifier |  | Cards & Components |  |  |  | Card | TRUE | CPU-400 | + | Fire Alarm Control Panel Main CPU | 1 | 0.225 | 0.42 |  |  |  |  | TRUE | FALSE |  |  |  |  | #FFFFFFFF |  |  | FALSE | FALSE | FALSE | [9 empty] | 7,12,18 |  |  |  |  | FALSE
NFPA 170 ADDRESSABLE OUTPUT MODULE |  |  | North | Notifier |  | Addressable Control/Relay |  |  |  | Module | TRUE | FCM-1-REL | ++ | Releasing Control Module | 1 | 0.0007 | 0.009 |  |  |  |  | FALSE | FALSE |  |  |  |  | #FFFF0000 | FA-NFPA 170 ADDRESSABLE OUTPUT MODULE | 1 | FALSE | FALSE | FALSE | 1100 | [13 empty] | FALSE |  |  | RCM
NFPA 170 HEAT DETECTOR |  |  | North | Notifier |  | Heat Detector |  |  |  | Module | TRUE | FST-851R w/B224RB | ++ | Intelligent Addressable Rate Of Rise Heat Detector w/ Flashscan, Isolator Base | 1 | 0.0003 | 0.0065 |  |  |  |  | FALSE | TRUE | FLUSH |  | 4" SQ. DEEP | 3 "O" PLASTER RING | #FFFF0000 | FA-NFPA 170 HEAT DETECTOR | 1 | FALSE | FALSE | FALSE | 1403 |  |  | 7270-0028:0196 | [10 empty] | FALSE
NFPA 170 LOCAL OPERATOR CONSOLE | RISER LOC |  | North | Notifier |  | Local Operator Console |  |  |  | Module | TRUE | DVC-RPU | + | Remote Paging Station | 1 | 0.36 | 0.36 |  |  |  |  | TRUE | [5 empty] | #FFFF0000 | FA-NFPA 170 LOCAL OPERATOR CONSOLE | 1 | FALSE | FALSE | FALSE | [14 empty] | FALSE
NFPA 170 FIRE ALARM CONTROL UNIT | RISER FACP |  | North | Notifier |  | Fire Alarm Control Unit |  |  |  | Assembly | TRUE | NFS2-3030D (DVC) | + | DVC, Addressable Assembly - 1x SBB-C4, 1x DR-C4, 1x CPU2-3030D, 1x CHS-M3, 1x LCM-320, 1x DP-DISP, 1x BMP-1, 1x UDACT-2, 1x NFN-GW-EM-3, 1x DVC-EM, 1x CA-1, (1x DVC-KD, 1x DPA-1, 1x DP-1B, 1x AMPS-24, 1x BP2-4, 1x CHS-4L | 1 | [6 empty] | FALSE | FALSE |  |  |  |  | #FFFF0000 | FA-NFPA 170 FIRE ALARM CONTROL UNIT | 1 | FALSE | FALSE | FALSE | 202 | [8 empty] | 26,55,100 |  |  |  |  | TRUE
|  |  | North | Notifier |  | Cards & Components |  |  |  | Card | TRUE | CHG-75 | ++ | Battery charger for lead-acid batteries with a rating of 25 to 75 AH | 1 | [6 empty] | TRUE | [5 empty] | #FFFFFFFF |  |  | FALSE | FALSE | FALSE
NFPA 170 SMOKE DETECTOR |  |  | North | Notifier |  | Smoke Detector |  |  |  | Module | TRUE | FSB-200 | ++ | Intelligent beam smoke detector | 1 | 0.002 | 0.0085 |  |  |  |  | FALSE | TRUE |  |  |  |  | #FFFF0000 | FA-NFPA 170 SMOKE DETECTOR | 1 | FALSE | FALSE | FALSE | 1408 | [13 empty] | FALSE
NFPA 170 SMOKE DETECTOR |  |  | North | Notifier |  | Smoke Detector |  |  |  | Module | TRUE | FS-OSI-RI | + | Intelligent imaging beam smoke detector including reflector, UL listed | 1 | 0.02 | 0.022 |  |  |  |  | FALSE | TRUE |  |  |  |  | #FFFF0000 | FA-NFPA 170 SMOKE DETECTOR | 1 | FALSE | FALSE | FALSE | 1408 | [13 empty] | FALSE |  |  | BT
NFPA 170 FLOW DETECTOR |  |  | North | Notifier |  | Flow Detector |  |  |  | Module | TRUE | WFD35 | + | Waterflow Detector, Schedule 10/40, 3-1/2" | 1 | [6 empty] | FALSE | FALSE |  |  |  |  | #FFFF0000 | FA-NFPA 170 FLOW DETECTOR | 1 | FALSE | FALSE | FALSE | 1700 | [13 empty] | FALSE
NFPA 170 SMOKE DETECTOR |  |  | North | Notifier |  | Smoke Detector |  |  |  | Module | TRUE | ED-PI | ++ | Photoelectric Smoke Detector, Eclipse™ Series | 1 | 0.00025 | 0.002 |  |  |  |  | FALSE | TRUE |  |  |  |  | #FFFF0000 | FA-NFPA 170 SMOKE DETECTOR | 1 | FALSE | FALSE | FALSE | 1408 | [13 empty] | FALSE
NFPA 170 MANUAL PULL |  |  | North | Notifier |  | Manual Station |  |  |  | Module | TRUE | BG-1 | ++ | Manual Pull Station, single action | 1 | 0 | 0 |  |  |  |  | FALSE | FALSE |  |  |  |  | #FFFF0000 | FA-NFPA 170 MANUAL PULL | 1 | FALSE | FALSE | FALSE | 957 | [13 empty] | FALSE
NFPA 170 HEAT DETECTOR |  |  | North | Notifier |  | Heat Detector |  |  |  | Module | TRUE | FWH-200ROR135 | + | Addressable Wireless Rate of Riser (135 Degrees) Heat Detector | 1 | [6 empty] | FALSE | [5 empty] | #FFFF0000 | FA-NFPA 170 HEAT DETECTOR | 1 | FALSE | FALSE | FALSE | 1403 | [13 empty] | FALSE |  |  | W
NFPA 170 MANUAL PULL |  |  | North | Notifier |  | Manual Station |  |  |  | Module | TRUE | RMS-1T-WP w/FMM-101 | ++ | Weatherproof fire alarm pull station with mini-monitor module | 1 | 0 | 0 |  |  |  |  | TRUE | [5 empty] | #FFFF0000 | FA-NFPA 170 MANUAL PULL | 1 | FALSE | FALSE | FALSE | 957 | [16 empty] | WP
NFPA 170 DOOR HOLDER |  |  | North | Notifier |  | Door Holder |  |  |  | Module | TRUE | FM980 | ++ | Surface floor-mount model for single door; 12 VDC, 24 VAC/VDC, 120 VAC. | 1 | 0.02 | 0.02 |  |  |  |  | FALSE |  | FLUSH |  | SINGLE GANG | 1-GANG | #FFFF0000 | FA-NFPA 170 DOOR HOLDER | 1 | FALSE | FALSE | FALSE | 2500 |  |  | 3550-0028:0210 | [10 empty] | FALSE
NFPA 170 MANUAL PULL |  |  | North | Notifier |  | Manual Station |  |  |  | Module | TRUE | LNG-1TSR | ++ | Manual Pull Station, terminal strip, double action | 1 | [6 empty] | FALSE | FALSE |  |  |  |  | #FFFF0000 | FA-NFPA 170 MANUAL PULL | 1 | FALSE | FALSE | FALSE | 957 | [13 empty] | FALSE
NFPA 170 SMOKE DETECTOR |  |  | North | Notifier |  | Smoke Detector |  |  |  | Module | TRUE | FSP-951-SELFT w/B300-6 | ++ | White, low-profile intelligent self-testing photoelectric sensor, FlashScan only | 1 | 0.0002 | 0.0045 |  |  |  |  | FALSE | TRUE | FLUSH |  | 4" SQ. DEEP | 3 "O" PLASTER RING | #FFFF0000 | FA-NFPA 170 SMOKE DETECTOR | 1 | FALSE | FALSE | FALSE | 1408 |  |  | 7272-0028:0206 | [10 empty] | FALSE
NFPA 170 HEAT DETECTOR |  |  | North | Notifier |  | Heat Detector |  |  |  | Module | TRUE | 302-194 | ++ | Heat Detector, 194°F (90°C) | 1 | [6 empty] | FALSE | TRUE |  |  |  |  | #FFFF0000 | FA-NFPA 170 HEAT DETECTOR | 1 | FALSE | FALSE | FALSE | 1403 | [13 empty] | FALSE
|  |  | North | Notifier |  | Cards & Components |  |  |  | Card | TRUE | PWRMOD24 | ++ | Power Expander Module | 1 | 0.007 | 0.008 | 3 |  |  |  | TRUE | [5 empty] | #FFFFFFFF |  |  | FALSE | FALSE | FALSE | [12 empty] | 3 |  | FALSE
NFPA 170 MANUAL PULL |  |  | North | Notifier |  | Manual Station |  |  |  | Module | TRUE | NBG-12LOB | ++ | Dual action lexan station, Outdoor applications | 1 | [6 empty] | FALSE | FALSE |  |  |  |  | #FFFF0000 | FA-NFPA 170 MANUAL PULL | 1 | FALSE | FALSE | FALSE | 957 | [13 empty] | FALSE
|  |  | North | Notifier |  | Cards & Components |  |  |  | Card | TRUE | MPS-24A | + | The MPS-24A is the main power supply for the AM2020, AFP1010, XP Transponder or System 5000 fire alarm control system | 1 | 0 | 0 | 3 |  |  |  | TRUE | FALSE |  |  |  |  | #FFFFFFFF |  |  | FALSE | FALSE | FALSE | [12 empty] | 6 |  | FALSE
NFPA 170 ADDRESSABLE OUTPUT MODULE |  |  | North | Notifier |  | Addressable Control/Relay |  |  |  | Module | TRUE | FDRM-1 | ++ | Dual Relay/Monitor Module | 2 | 0.0013 | 0.024 |  |  |  |  | FALSE | FALSE | FLUSH |  | 4" SQ. DEEP | N/A | #FFFF0000 | FA-NFPA 170 ADDRESSABLE OUTPUT MODULE | 1 | FALSE | FALSE | FALSE | 1100 |  |  | 7300-0028:0219 | [10 empty] | FALSE
NFPA 170 ADDRESSABLE OUTPUT MODULE |  |  | North | Notifier |  | Addressable Control/Relay |  |  |  | Module | TRUE | ACM-8R |  | Remote Relay Module with eight Form-C contacts | 8 | 0.03 | 0.158 |  |  |  |  | TRUE | FALSE |  |  |  |  | #FFFF0000 | FA-NFPA 170 ADDRESSABLE OUTPUT MODULE | 1 | FALSE | FALSE | FALSE | [14 empty] | FALSE
NFPA 170 SMOKE DETECTOR |  |  | North | Notifier |  | Smoke Detector |  |  |  | Module | TRUE | FSP-951 w/B300-6, STI-8200-W | ++ | Addressable low-profile photoelectric smoke detector. FlashScan only. Standard base, STI-8200-W guard. | 1 | 0.0002 | 0.0045 |  |  |  |  | FALSE | TRUE | FLUSH |  | 4" SQ. DEEP | 3 "O" PLASTER RING | #FFFF0000 | FA-NFPA 170 SMOKE DETECTOR | 1 | FALSE | FALSE | FALSE | 1408 |  |  | 7272-0028:0206 | [10 empty] | FALSE |  |  | WG
|  |  | North | Notifier | [5 empty] | Module | TRUE | HPX-751 w/B210LP | ++ | HARSH Analog Detector Head | 1 | 0.00029 | 0.00029 |  |  |  |  | FALSE | TRUE |  |  |  |  | #FFFFFFFF |  |  | FALSE | FALSE | FALSE | [14 empty] | FALSE
NFPA 170 SMOKE DETECTOR |  |  | North | Notifier |  | Smoke Detector |  |  |  | Module | TRUE | FSD-751RP w/B210LP |  | DETECTOR, SMOKE, ADDRESSABLE PHOTO w/STANDARD BASE | 1 | 0.0003 | 0.0003 |  |  |  |  | FALSE | TRUE |  |  |  |  | #FFFF0000 | FA-NFPA 170 SMOKE DETECTOR | 1 | FALSE | FALSE | FALSE | 1408 | [13 empty] | FALSE
NFPA 170 SMOKE CO DETECTOR |  |  | North | Notifier |  | Smoke/CO Detector |  |  |  | Module | TRUE | FPC-951 w/B300-6 | + | Intelligent multi-criteria photo/CO, bright white, Velociti w/ 6” Flanged mounting base, bright white | 1 | 0.0002 | 0.0045 |  |  |  |  | FALSE | TRUE | FLUSH |  | 4" SQ. DEEP | 3 "O" PLASTER RING | #FFFF0000 | FA-NFPA 170 SMOKE CO DETECTOR | 1 | FALSE | FALSE | FALSE | 1407 | [13 empty] | FALSE
NFPA 170 SMOKE DETECTOR |  |  | North | Notifier |  | Smoke Detector |  |  |  | Module | TRUE | FSL-751 w/B200S | ++ | DETECTOR, SMOKE, ADDRESSABLE PHOTO w/SOUNDER BASE | 1 | 0.00033 | 0.0065 |  |  |  |  | FALSE | TRUE |  |  |  |  | #FFFF0000 | FA-NFPA 170 SMOKE DETECTOR | 1 | FALSE | FALSE | FALSE | 1408 | [13 empty] | FALSE |  |  | SB
NFPA 170 HEAT DETECTOR |  |  | North | Notifier |  | Heat Detector |  |  |  | Module | TRUE | FST-851R w/B200SR | ++ | Intelligent Addressable Rate Of Rise Heat Detector w/ Flashscan, Sounder Base, Low Frequency | 1 | 0.0003 | 0.0065 |  |  |  |  | FALSE | TRUE | FLUSH |  | 4" SQ. DEEP | 3 "O" PLASTER RING | #FFFF0000 | FA-NFPA 170 HEAT DETECTOR | 1 | FALSE | FALSE | FALSE | 1403 |  |  | 7270-0028:0196 | [10 empty] | FALSE |  |  | LF¦SB
|  |  | North | Notifier |  | Cards & Components |  |  |  | Card | TRUE | NFC-50W-25V | + | 25V, 50 Watt Audio Amplifier Module | 1 | 0.1 | 0.235 |  |  |  |  | TRUE | FALSE |  |  |  |  | #FFFFFFFF |  |  | FALSE | FALSE | FALSE | [14 empty] | FALSE
NFPA 170 FIRE PHONE |  |  | North | Notifier |  | Fire Phone |  |  |  | Module | TRUE | AFAWS-TELC |  | Fireman's Telephone with Coiled Cord | 1 | 0 | 0.02 |  |  |  |  | FALSE | [5 empty] | #FFFF0000 | FA-NFPA 170 FIRE PHONE | 1 | FALSE | FALSE | FALSE | 208 | [13 empty] | FALSE
NFPA 170 AMPLIFIER RACK | RISER AMP |  | North | Notifier |  | Amplifier |  |  |  | Assembly | TRUE | AMPLIFIER CABINET (2x DAA2-5070) | + | Amplifier Assembly with EQBB-B4, EQDR-B4, 2x DAA2-5070, 2x PS-12140, CHS-BH1 | 1 | [6 empty] | FALSE |  | SURFACE |  | PROVIDED ("WX"HX"D) | N/A | #FFFF0000 | FA-NFPA 170 AMPLIFIER RACK | 1 | FALSE | FALSE | FALSE | 300 |  |  | 7165-0028:0224 | [5 empty] | 7,12,18,26,55,100 |  |  |  | 100 | TRUE
|  |  | North | Notifier |  | Cards & Components |  |  |  | Card | TRUE | ONYXWorks |  | UL-listed graphics PC workstation, software, and computer hardware. | 1 | [6 empty] | TRUE | FALSE |  |  |  |  | #FFFFFFFF |  |  | FALSE | FALSE | FALSE | [14 empty] | FALSE
|  |  | North | Notifier |  | Hardware |  |  |  | Hardware | TRUE | DR-D4 |  | Door assembly, window, four tiers, BLACK, 23.95 lbs. | 1 | [6 empty] | FALSE |  | SURFACE |  | PROVIDED ("WX"HX"D) | N/A | #FFFFFFFF |  |  | FALSE | FALSE | FALSE |  |  |  | 7165-0028:0224 | [10 empty] | FALSE
NFPA 170 SMOKE DETECTOR |  |  | North | Notifier |  | Smoke Detector |  |  |  | Module | TRUE | FTX-P1 | ++ | Photoelectric Smoke Detector, Filtrex™ Series | 1 | 0.00036 | 0.00036 |  |  |  |  | FALSE | TRUE |  |  |  |  | #FFFF0000 | FA-NFPA 170 SMOKE DETECTOR | 1 | FALSE | FALSE | FALSE | 1408 | [13 empty] | FALSE
NFPA 170 SMOKE DETECTOR |  |  | North | Notifier |  | Smoke Detector |  |  |  | Module | TRUE | 1400 | ++ | Ionization Detector, 2-wire direct | 1 | 0.00012 | 0.1 |  |  |  |  | FALSE | TRUE |  |  |  |  | #FFFF0000 | FA-NFPA 170 SMOKE DETECTOR | 1 | FALSE | FALSE | FALSE | 1408 | [13 empty] | FALSE
NFPA 170 FIRE SUPPRESSION CONTROL UNIT | RISER FACP |  | North | Notifier |  | Fire Suppression Control Panel |  |  |  | Assembly | TRUE | RP-2002 | + | Agent Release Panel | 1 | [6 empty] | FALSE | FALSE |  |  |  |  | #FFFF0000 | FA-NFPA 170 FIRE SUPPRESSION CONTROL UNIT | 1 | FALSE | FALSE | FALSE | 203 | [8 empty] | 7,12,18 |  |  | 7 |  | TRUE
|  |  | North | Notifier |  | Cards & Components |  |  |  | Card | TRUE | LEM-320 | + | Loop Expander Module, Provides Even Numbered SLC Loops | 1 | 0.1 | 0.1 |  |  |  |  | TRUE | FALSE | SURFACE |  | PROVIDED ("WX"HX"D) | N/A | #FFFFFFFF |  |  | FALSE | FALSE | FALSE |  |  |  | 7165-0028:0224 | [10 empty] | FALSE
DETECTOR_MULTI CRITERIA |  |  | North | Notifier |  | Multi Criteria Detector |  |  |  | Module | TRUE | FCP-951 w/B200S-WH |  | multi-criteria photo/CO detector with sounder base, white | 1 | [6 empty] | TRUE | [5 empty] | #FFFF0000 | FA-DETECTOR_MULTI CRITERIA | 1 | FALSE | FALSE | FALSE
|  |  | North | Notifier |  | Hardware |  |  |  | Hardware | TRUE | SEISKIT-320/B26 |  | Seismic mounting kit. Required for seismiccertified applications with NFS-320 and BB-26. Includes battery bracket for two 26 AH batteries. | 1 | [6 empty] | FALSE | FALSE |  |  |  |  | #FFFFFFFF |  |  | FALSE | FALSE | FALSE | [14 empty] | FALSE
NFPA 170 HORN STROBE |  |  | North | Notifier |  | Horn/Strobe |  |  |  | Module | TRUE | P2RL-LF | + | 2-Wire, Horn Strobe, Red | 1 | 0 | 0.245 |  |  |  |  | FALSE | [5 empty] | #FF0070C0 | FA-NFPA 170 HORN STROBE | 1 | FALSE | FALSE | FALSE | 2012 | [13 empty] | FALSE |  |  | LF
NFPA 170 DUCT SMOKE DETECTOR |  |  | North | Notifier |  | Duct Smoke Detector |  |  |  | Module | TRUE | DNR w/NP-200R | ++ | Intelligent Non-Relay Photoelectric Duct Detector/NP-200R | 1 | 0.0002 | 0.0045 |  |  |  |  | FALSE | TRUE | FLUSH |  | N/A | N/A | #FFFF0000 | FA-NFPA 170 DUCT SMOKE DETECTOR | 1 | FALSE | FALSE | FALSE | 1400 |  |  | 3242-1653:0209 | [10 empty] | FALSE
NFPA 170 ADDRESSABLE INPUT MONITOR MODULE |  |  | North | Notifier |  | Addressable Module |  |  |  | Module | TRUE | XP6-MA | ++ | Six Zone Interface Module w/BB-XP | 6 | 0.002 | 0.04 |  |  |  |  | TRUE | FALSE |  |  |  |  | #FFFF0000 | FA-NFPA 170 ADDRESSABLE INPUT MONITOR MODULE | 1 | FALSE | FALSE | FALSE | [14 empty] | FALSE
NFPA 170 ADDRESSABLE OUTPUT MODULE |  |  | North | Notifier |  | Addressable Control/Relay |  |  |  | Module | TRUE | FTM-1 | ++ | Addressable Firephone Control Module with FlashScan | 1 | 0.0075 | 0.0075 |  |  |  |  | FALSE | FALSE |  |  |  |  | #FFFF0000 | FA-NFPA 170 ADDRESSABLE OUTPUT MODULE | 1 | FALSE | FALSE | FALSE | 1100 | [13 empty] | FALSE
NFPA 170 SMOKE DETECTOR |  |  | North | Notifier |  | Smoke Detector |  |  |  | Module | TRUE | FSD-751PL w/B200SR | ++ | DETECTOR, SMOKE, ADDRESSABLE PHOTO w/SOUNDER BASE | 1 | 0.0003 | 0.0003 |  |  |  |  | FALSE | TRUE |  |  |  |  | #FFFF0000 | FA-NFPA 170 SMOKE DETECTOR | 1 | FALSE | FALSE | FALSE | 1408 | [13 empty] | FALSE |  |  | SB
NFPA 170 ADDRESSABLE INPUT MONITOR MODULE |  |  | North | Notifier |  | Addressable Module |  |  |  | Module | TRUE | NZM-100 | ++ | Monitor module, two-wire detectors. | 1 | 0.00027 | 0.0051 |  |  |  |  | FALSE | FALSE |  |  |  |  | #FFFF0000 | FA-NFPA 170 ADDRESSABLE INPUT MONITOR MODULE | 1 | FALSE | FALSE | FALSE | 1000 | [13 empty] | FALSE
NFPA 170 HEAT DETECTOR |  |  | North | Notifier |  | Heat Detector |  |  |  | Module | TRUE | FST-851 w/B200S-LF | ++ | Intelligent Addressable 135°F (57°C) Thermal Detector w/ Flashscan, European 4" Base | 1 | 0.0003 | 0.0065 |  |  |  |  | FALSE | TRUE | FLUSH |  | 4" SQ. DEEP | 3 "O" PLASTER RING | #FFFF0000 | FA-NFPA 170 HEAT DETECTOR | 1 | FALSE | FALSE | FALSE | 1403 |  |  | 7270-0028:0196 | [10 empty] | FALSE |  |  | LF
|  |  | North | Notifier |  | Cards & Components |  |  |  | Card | TRUE | UDACT |  | Universal Digital Alarm Communicator Transmitter | 1 | 0.04 | 0.1 |  |  |  |  | TRUE | [5 empty] | #FFFFFFFF |  |  | FALSE | FALSE | FALSE | [14 empty] | FALSE
|  |  | North | Notifier |  | Cards & Components |  |  |  | Card | TRUE | IPGSM-4G |  | Internet and Digital Cellular Fire Alarm Communicator | 1 | [6 empty] | TRUE | FALSE |  |  |  |  | #FFFFFFFF |  |  | FALSE | FALSE | FALSE | [14 empty] | FALSE
|  |  | North | Notifier |  | Cards & Components |  |  |  | Card | TRUE | CPU-2020 | + | AM2020 Fire Alarm Control Panel Main Board (Central Processing Unit) | 1 | 0.118 | 0.162 |  |  |  |  | TRUE | [5 empty] | #FFFFFFFF |  |  | FALSE | FALSE | FALSE | [14 empty] | FALSE
NFPA 170 SMOKE DETECTOR |  |  | North | Notifier |  | Smoke Detector |  |  |  | Module | TRUE | FSB-200S | ++ | Intelligent beam smoke detector with integral sensitivity test | 1 | 0.002 | 0.0085 |  |  |  |  | FALSE | TRUE | BEAMMMK |  | N/A | N/A | #FFFF0000 | FA-NFPA 170 SMOKE DETECTOR | 1 | FALSE | FALSE | FALSE | 1408 |  |  | 7260-0028:0228 | [10 empty] | FALSE |  |  | BEAM
|  |  | North | Notifier |  | Cards & Components |  |  |  | Card | TRUE | XPIQ-PS(E) | + | Power Supply | 1 | 0.022 | 0.022 |  |  |  |  | TRUE |  | SURFACE |  |  |  | #FFFFFFFF |  |  | FALSE | FALSE | FALSE | [9 empty] | 12,26 |  |  |  | 50 | FALSE
NFPA 170 SMOKE HEAT DETECTOR |  |  | North | Notifier |  | Smoke/Heat Detector |  |  |  | Module | TRUE | FPTI-951 w/B300-6 | + | Intelligent addressable multi-criteria photoelectric, thermal and infrared smoke detector, white w/ 6” Flanged mounting base, bright white | 1 | 0.0002 | 0.0045 |  |  |  |  | FALSE | TRUE | FLUSH |  | 4" SQ. DEEP | 3 "O" PLASTER RING | #FFFF0000 | FA-NFPA 170 SMOKE HEAT DETECTOR | 1 | FALSE | FALSE | FALSE | 1402 | [13 empty] | FALSE
NFPA 170 FIRE ALARM CONTROL UNIT | RISER FACP |  | North | Notifier |  | Fire Alarm Control Unit |  |  |  | Assembly | TRUE | NFS2-3030D | 2204152 | Fire Alarm Control Panel/Transponder Assembly - Configuration 2204152 | 1 | [6 empty] | FALSE | FALSE |  |  |  |  | #FFFF0000 | FA-NFPA 170 FIRE ALARM CONTROL UNIT | 1 | FALSE | FALSE | FALSE | 202 | [8 empty] | 26,55,100 |  |  |  |  | TRUE
|  |  | North | Notifier |  | Hardware |  |  |  | Hardware | TRUE | BAT-12120 | + | (1) 12V 12 AH BATTERY | 1 | [6 empty] | FALSE | [5 empty] | #FFFFFFFF |  |  | FALSE | FALSE | FALSE | [14 empty] | FALSE
NFPA 170 DUCT SMOKE DETECTOR |  |  | North | Notifier |  | Duct Smoke Detector |  |  |  | Module | TRUE | D4120W | ++ | 4-Wire Photoelectric Duct Smoke Detector, watertight | 1 | 0.021 | 0.065 |  |  |  |  | FALSE | TRUE |  |  |  |  | #FFFF0000 | FA-NFPA 170 DUCT SMOKE DETECTOR | 1 | FALSE | FALSE | FALSE | 1400 | [13 empty] | FALSE
|  |  | North | Notifier |  | Hardware |  |  |  | Hardware | TRUE | BP-4 |  | Battery Panel | 1 | [6 empty] | FALSE |  | SURFACE |  | PROVIDED ("WX"HX"D) | N/A | #FFFFFFFF |  |  | FALSE | FALSE | FALSE |  |  |  | 7165-0028:0224 | [10 empty] | FALSE
|  |  | North | Notifier | [5 empty] | Assembly | TRUE | BB-UZC |  | Backbox for housing the UZC-256 | 1 | [6 empty] | FALSE | FALSE |  |  |  |  | #FFFFFFFF |  |  | FALSE | FALSE | FALSE | [9 empty] | 7,12,18 |  |  |  |  | TRUE
NFPA 170 FIRE ALARM TRANSPONDER |  |  | North | Notifier |  | Transponder Cabinet |  |  |  | Assembly | TRUE | ONYXWKS-HNSF |  | Onyxworks UL Listed Workstation for NFN High Speed SM Fiber Network w/ Software for View + | 1 | [6 empty] | TRUE | [5 empty] | #FFFF0000 | FA-NFPA 170 FIRE ALARM TRANSPONDER | 1 | FALSE | FALSE | FALSE
NFPA 170 SMOKE DETECTOR |  |  | North | Notifier |  | Smoke Detector |  |  |  | Module | TRUE | FSD-751P w/B224BI | ++ | DETECTOR, SMOKE, ADDRESSABLE PHOTO w/ISOLATOR BASE | 1 | 0.0003 | 0.0003 |  |  |  |  | FALSE | TRUE |  |  |  |  | #FFFF0000 | FA-NFPA 170 SMOKE DETECTOR | 1 | FALSE | FALSE | FALSE | 1408 | [13 empty] | FALSE |  |  | IB
|  |  | North | Notifier |  | Cards & Components |  |  |  | Card | TRUE | NFC-50BDA Main Board (100W, 70V) | + | Main Board for ECC-50BDA | 1 | 0.11 | 1.4 |  |  |  |  | TRUE | FALSE |  |  |  |  | #FFFFFFFF |  |  | FALSE | FALSE | FALSE | [14 empty] | FALSE
NFPA 170 NOTIFICATION CIRCUIT EXTENDER PANEL | RISER NAC |  | North | Notifier |  | Notification Circuit Extender Panel |  |  |  | Assembly | TRUE | FCPS-24S8 | + | 8-Amp, 24-Volt Power Supply | 1 | [6 empty] | FALSE | FALSE | SURFACE |  | PROVIDED | N/A | #FFFF0000 | FA-NFPA 170 NOTIFICATION CIRCUIT EXTENDER PANEL | 1 | FALSE | FALSE | FALSE | 212 |  |  | 7315-0028:0225 | [5 empty] | 7,12,18 |  |  | 8 |  | TRUE
NFPA 170 FLOW DETECTOR |  |  | North | Notifier |  | Flow Detector |  |  |  | Module | TRUE | WFD80 | + | Waterflow Detector, Schedule 10/40, 8" | 1 | [6 empty] | FALSE | FALSE |  |  |  |  | #FFFF0000 | FA-NFPA 170 FLOW DETECTOR | 1 | FALSE | FALSE | FALSE | 1700 | [13 empty] | FALSE
NFPA 170 HEAT DETECTOR |  |  | North | Notifier |  | Heat Detector |  |  |  | Module | TRUE | HD-622 | ++ | Heat Detector, 200°F (93°C) Fixed & Rate-of-rise | 1 | [6 empty] | FALSE | TRUE |  |  |  |  | #FFFF0000 | FA-NFPA 170 HEAT DETECTOR | 1 | FALSE | FALSE | FALSE | 1403 | [13 empty] | FALSE
NFPA 170 BATTERY CABINET |  |  | North | Notifier |  | Enclosure |  |  |  | Assembly | TRUE | BB-200 |  | Battery Box | 1 | [12 empty] | #FFFF0000 | FA-NFPA 170 BATTERY CABINET | 1 | FALSE | FALSE | FALSE | 3000
|  |  | North | Notifier |  | Cards & Components |  |  |  | Card | TRUE | B200S-LF-WH |  | Low-frequency version of B200S | 1 | 0.00055 | 0.14 |  |  |  |  | TRUE | FALSE |  |  |  |  | #FFFFFFFF |  |  | FALSE | FALSE | FALSE | [14 empty] | FALSE
|  |  | North | Notifier |  | Hardware |  |  |  | Hardware | TRUE | DP-1B |  | Blank dress panel, covers one CAB-4 tier, BLACK. | 1 | [6 empty] | FALSE |  | SURFACE |  | PROVIDED ("WX"HX"D) | N/A | #FFFFFFFF |  |  | FALSE | FALSE | FALSE |  |  |  | 7165-0028:0224 | [10 empty] | FALSE
|  |  | North | Notifier |  | Hardware |  |  |  | Hardware | TRUE | 804R8 | + | DACT phone cords - 7 foot | 1 | [6 empty] | TRUE | [5 empty] | #FFFFFFFF |  |  | FALSE | FALSE | FALSE
|  |  | North | Notifier |  | Hardware |  |  |  | Hardware | TRUE | BAT-12260-BP |  | 2-unit bulk pack of BAT-12180 (12 V 18 AH) | 1 | [6 empty] | FALSE | [5 empty] | #FFFFFFFF |  |  | FALSE | FALSE | FALSE | [14 empty] | FALSE
NFPA 170 SMOKE DETECTOR |  |  | North | Notifier |  | Smoke Detector |  |  |  | Module | TRUE | FSV-951R w/B300-6 Base | + | Very Intelligent Early Warning smoke detector. Standard Base | 1 | 0.0002 | 0.0045 |  |  |  |  | FALSE | TRUE | FLUSH |  | 4" SQ. DEEP | 3 "O" PLASTER RING | #FFFF0000 | FA-NFPA 170 SMOKE DETECTOR | 1 | FALSE | FALSE | FALSE | 1403 |  |  | 7272-0028:0206 | [10 empty] | FALSE
NFPA 170 SMOKE DETECTOR |  |  | North | Notifier |  | Smoke Detector |  |  |  | Module | TRUE | FSD-751RPL w/B200SR-LF |  | DETECTOR, SMOKE, ADDRESSABLE PHOTO w/SOUNDER BASE, LOW FREQUENCY | 1 | 0.0003 | 0.0003 |  |  |  |  | FALSE | TRUE |  |  |  |  | #FFFF0000 | FA-NFPA 170 SMOKE DETECTOR | 1 | FALSE | FALSE | FALSE | 1408 | [13 empty] | FALSE |  |  | LF¦SB
NFPA 170 HEAT DETECTOR |  |  | North | Notifier |  | Heat Detector |  |  |  | Module | TRUE | HD-621 | ++ | Heat Detector, 135°F (57°C) Fixed & Rate-of-rise | 1 | [6 empty] | FALSE | TRUE |  |  |  |  | #FFFF0000 | FA-NFPA 170 HEAT DETECTOR | 1 | FALSE | FALSE | FALSE | 1403 | [13 empty] | FALSE
|  |  | North | Notifier |  | Cards & Components |  |  |  | Card | TRUE | XPIQ-MB | + | Mother Board | 1 | 0.075 | 0.075 |  |  |  |  | TRUE |  | SURFACE |  |  |  | #FFFFFFFF |  |  | FALSE | FALSE | FALSE | [9 empty] | 12,26 |  |  |  | 50 | FALSE
NFPA 170 AMPLIFIER RACK | RISER AMP |  | North | Notifier |  | Amplifier |  |  |  | Assembly | TRUE | NFC-50/100 (100W, 70V) | + | (Primary Operating Console) 100 Watt, 70VRMS single speaker zone emergency voice evacuation system, integral microphone, built in tone generator and 14 recordable messages. | 1 | [6 empty] | FALSE | [5 empty] | #FFFF0000 | FA-NFPA 170 AMPLIFIER RACK | 1 | FALSE | FALSE | FALSE | 300 | [8 empty] | 7,12,18,26 |  |  | 7.5 | 100 | TRUE
|  |  | North | Notifier |  | Cards & Components |  |  |  | Card | TRUE | DCADC (70V) |  | Class A Expander 70V | 1 | [6 empty] | TRUE | [5 empty] | #FFFFFFFF |  |  | FALSE | FALSE | FALSE
NFPA 170 SMOKE DETECTOR |  |  | North | Notifier |  | Smoke Detector |  |  |  | Module | TRUE | FSP-851T w/B210LP | ++ | Intelligent Addressable Photo Detector w/ Flashscan, Plug-in Detector Base | 1 | 0.0003 | 0.0065 |  |  |  |  | FALSE | TRUE | FLUSH |  | 4" SQ. DEEP | 3 "O" PLASTER RING | #FFFF0000 | FA-NFPA 170 SMOKE DETECTOR | 1 | FALSE | FALSE | FALSE | 1408 |  |  | 7272-0028:0206 | [10 empty] | FALSE
NFPA 170 DGP |  |  | North | Notifier |  | Hardware |  |  |  | Hardware | TRUE | ADDR-C4 |  | Three-tier-sized door designed for use with a CA-2 chassis mounted in the top rows. BLACK. | 1 | [6 empty] | FALSE | [5 empty] | #FFFF0000 | FA-NFPA 170 DGP | 1 | FALSE | FALSE | FALSE | [9 empty] | 7,12,18 |  |  |  |  | TRUE
NFPA 170 ADDRESSABLE INPUT MONITOR MODULE |  |  | North | Notifier |  | Addressable Module |  |  |  | Module | TRUE | FD7044 MM-101 |  | Addressable Mini Monitor Module | 1 | 0.0003 | 0.0003 |  |  |  |  | FALSE | FALSE | FLUSH |  | 4"SQ. DEEP | W/ COVER | #FFFF0000 | FA-NFPA 170 ADDRESSABLE INPUT MONITOR MODULE | 1 | FALSE | FALSE | FALSE | 1000 |  |  | 7300-0028:0219 | [10 empty] | FALSE
|  |  | North | Notifier |  | Cards & Components |  |  |  | Card | TRUE | APS-26R | + | 6.0 Amp Auxiliary Power Supply | 1 | 0.025 | 0 | 6 |  |  |  | TRUE | FALSE |  |  |  |  | #FFFFFFFF |  |  | FALSE | FALSE | FALSE | [14 empty] | FALSE
|  |  | North | Notifier |  | Cards & Components |  |  |  | Card | TRUE | DVC-KD | + | Digital Voice Command, Keypad | 1 | 0.06 | 0.06 |  |  |  |  | TRUE |  | SURFACE |  | PROVIDED ("WX"HX"D) | N/A | #FFFFFFFF |  |  | FALSE | FALSE | FALSE |  |  |  | 7165-0028:0224 | [10 empty] | FALSE
|  |  | North | Notifier |  | Cards & Components |  |  |  | Card | TRUE | VESDA-HLI-GW |  | VESDAnet high-level interface gateway | 1 | [6 empty] | TRUE | FALSE |  |  |  |  | #FFFFFFFF |  |  | FALSE | FALSE | FALSE | [14 empty] | FALSE
|  |  | North | Notifier |  | Cards & Components |  |  |  | Card | TRUE | ACM-16AT |  | ONYX Series ACS Annunciator | 1 | 0.04 | 0.056 |  |  |  |  | TRUE | FALSE |  |  |  |  | #FFFFFFFF |  |  | FALSE | FALSE | FALSE | [14 empty] | FALSE
NFPA 170 REMOTE ANNUNCIATOR | RISER ANNUNCIATOR |  | North | Notifier |  | Remote Annunciator |  |  |  | Module | TRUE | RLD | + | Remote Display Annunciator | 1 | 0.2 | 0.2 |  |  |  |  | FALSE | [5 empty] | #FFFF0000 | FA-NFPA 170 REMOTE ANNUNCIATOR | 1 | FALSE | FALSE | FALSE | 255 | [8 empty] | 7,12,18 |  |  |  |  | TRUE
NFPA 170 REMOTE ANNUNCIATOR | RISER ANNUNCIATOR |  | North | Notifier |  | Remote Annunciator |  |  |  | Module | TRUE | N-ANN-80-W | ++ | White, 80 character LCD Annunciator | 1 | 0.015 | 0.04 |  |  |  |  | FALSE | [5 empty] | #FFFF0000 | FA-NFPA 170 REMOTE ANNUNCIATOR | 1 | FALSE | FALSE | FALSE | 255 | [8 empty] | 7,12,18 |  |  |  |  | TRUE
NFPA 170 FIRE ALARM CONTROL UNIT | RISER FACP |  | North | Notifier |  | Fire Alarm Control Unit |  |  |  | Assembly | TRUE | AFP-200 | + | Analog Fire Panel | 1 | [6 empty] | FALSE | [5 empty] | #FFFF0000 | FA-NFPA 170 FIRE ALARM CONTROL UNIT | 1 | FALSE | FALSE | FALSE | 202 | [8 empty] | 7,12,17 |  |  | 5 |  | TRUE
|  |  | North | Notifier |  | Cards & Components |  |  |  | Card | TRUE | PSE-10 MAIN BOARD | + | Fire Alarm Power Supply Main Board | 1 | 0.156 | 0.185 |  |  |  |  | TRUE | FALSE | SURFACE |  | PROVIDED | N/A | #FFFFFFFF |  |  | FALSE | FALSE | FALSE |  |  |  | 7315-0028:0225 | [10 empty] | FALSE
NFPA 170 MANUAL PULL |  |  | North | Notifier |  | Manual Station |  |  |  | Module | TRUE | NBG-12S | ++ | Manual Pull Station | 1 | [6 empty] | FALSE | FALSE |  |  |  |  | #FFFF0000 | FA-NFPA 170 MANUAL PULL | 1 | FALSE | FALSE | FALSE | 957 | [13 empty] | FALSE
NFPA 170 SMOKE HEAT CO DETECTOR |  |  | North | Notifier |  | Smoke/Heat/CO Detector |  |  |  | Module | TRUE | FSC-851 w/B300-6 | ++ | FlashScan IntelliQuad Advanced Multi-Criteria Detector | 1 | 0.0002 | 0.007 |  |  |  |  | FALSE | TRUE |  |  |  |  | #FFFF0000 | FA-NFPA 170 SMOKE HEAT CO DETECTOR | 1 | FALSE | FALSE | FALSE | 1410 | [13 empty] | FALSE
|  |  | North | Notifier |  | Cards & Components |  |  |  | Card | TRUE | DS-FM | + | Fiber Option Module | 1 | 0.06 | 0.06 |  |  |  |  | TRUE | [5 empty] | #FFFFFFFF |  |  | FALSE | FALSE | FALSE | [14 empty] | FALSE
NFPA 170 MANUAL PULL |  |  | North | Notifier |  | Manual Station |  |  |  | Module | TRUE | BNG-1 | ++ | Manual Pull Station, single action | 1 | [6 empty] | FALSE | FALSE |  |  |  |  | #FFFF0000 | FA-NFPA 170 MANUAL PULL | 1 | FALSE | FALSE | FALSE | 957 | [13 empty] | FALSE
|  |  | North | Notifier |  | Cards & Components |  |  |  | Card | TRUE | DS-AMP (25V, 125W) | + | Digital Series Amplifier | 1 | 0.125 | 8.03 |  |  |  |  | TRUE |  | SURFACE |  | PROVIDED ("WX"HX"D) | N/A | #FFFFFFFF |  |  | FALSE | FALSE | FALSE |  |  |  | 7165-0028:0224 | [9 empty] | 125 | FALSE
NFPA 170 SMOKE DETECTOR |  |  | North | Notifier |  | Smoke Detector |  |  |  | Module | TRUE | FSP-851 w/B224RB | ++ | DETECTOR, SMOKE, ADDRESSABLE PHOTO w/RELAY BASE | 1 | 0.0003 | 0.0065 |  |  |  |  | FALSE | TRUE | FLUSH |  | 4" SQ. DEEP | 3 "O" PLASTER RING | #FFFF0000 | FA-NFPA 170 SMOKE DETECTOR | 1 | FALSE | FALSE | FALSE | 1408 |  |  | 7272-0028:0206 | [10 empty] | FALSE |  |  | RB
NFPA 170 HEAT DETECTOR |  |  | North | Notifier |  | Heat Detector |  |  |  | Module | TRUE | FST-851 w/B224BI | ++ | Intelligent Addressable 135°F (57°C) Thermal Detector w/ Flashscan, Standard Base | 1 | 0.0003 | 0.0065 |  |  |  |  | FALSE | TRUE | FLUSH |  | 4" SQ. DEEP | 3 "O" PLASTER RING | #FFFF0000 | FA-NFPA 170 HEAT DETECTOR | 1 | FALSE | FALSE | FALSE | 1403 |  |  | 7270-0028:0196 | [10 empty] | FALSE
|  |  | North | Notifier | [5 empty] | Module | TRUE | N-ANN-S/PG | + | Serial/Parallel Printer Interface Module | 1 | 0.045 | 0.045 |  |  |  |  | FALSE | [5 empty] | #FFFFFFFF |  |  | FALSE | FALSE | FALSE | [9 empty] | 7,12,18 |  |  |  |  | TRUE
|  |  | North | Notifier |  | Hardware |  |  |  | Hardware | TRUE | DPA-1 |  | Dress Plate, 2nd Row | 1 | [6 empty] | FALSE |  | SURFACE |  | PROVIDED ("WX"HX"D) | N/A | #FFFFFFFF |  |  | FALSE | FALSE | FALSE |  |  |  | 7165-0028:0224 | [10 empty] | FALSE
NFPA 170 MANUAL PULL |  |  | North | Notifier |  | Manual Station |  |  |  | Module | TRUE | BNG-1TSL | ++ | Manual Pull Station, single action | 1 | [6 empty] | FALSE | FALSE |  |  |  |  | #FFFF0000 | FA-NFPA 170 MANUAL PULL | 1 | FALSE | FALSE | FALSE | 957 | [13 empty] | FALSE
NFPA 170 HEAT DETECTOR |  |  | North | Notifier |  | Heat Detector |  |  |  | Module | TRUE | HD-603 | ++ | Heat Detector, 135°F (57°C) Fixed | 1 | [6 empty] | FALSE | TRUE |  |  |  |  | #FFFF0000 | FA-NFPA 170 HEAT DETECTOR | 1 | FALSE | FALSE | FALSE | 1403 | [13 empty] | FALSE
NFPA 170 SMOKE DETECTOR |  |  | North | Notifier |  | Smoke Detector |  |  |  | Module | TRUE | FSD-751P w/B200S | ++ | DETECTOR, SMOKE, ADDRESSABLE PHOTO w/SOUNDER BASE | 1 | 0.0003 | 0.0003 |  |  |  |  | FALSE | TRUE |  |  |  |  | #FFFF0000 | FA-NFPA 170 SMOKE DETECTOR | 1 | FALSE | FALSE | FALSE | 1408 | [13 empty] | FALSE |  |  | SB
NFPA 170 REMOTE ANNUNCIATOR | RISER ANNUNCIATOR |  | North | Notifier |  | Remote Annunciator |  |  |  | Assembly | TRUE | LCD-160 | 2204154 | Remote Display Annunciator Assembly - Configuration 2204154 | 1 | [6 empty] | FALSE |  | SEMI-FLUSH |  | 9-3/16"X9-15/16"X3-3/4" | N/A | #FFFF0000 | FA-NFPA 170 REMOTE ANNUNCIATOR | 1 | FALSE | FALSE | FALSE | 255 |  |  | 7120-0028:0227 | [10 empty] | FALSE
|  |  | North | Notifier |  | Hardware |  |  |  | Hardware | TRUE | NFS-LBB |  | Battery Box (required for batteries larger than 26 AH). | 1 | [6 empty] | FALSE | FALSE | SURFACE |  | PROVIDED ("WX"HX"D) | N/A | #FFFFFFFF |  |  | FALSE | FALSE | FALSE |  |  |  | 7165-0028:0224 | [10 empty] | FALSE
NFPA 170 HORN |  |  | North | Notifier |  | Horn |  |  |  | Module | TRUE | HGWL-LF | + | LF Sounder Strobe, Wall, White, Compact | 1 | 0 | 0.047 |  |  |  |  | FALSE | [5 empty] | #FF0070C0 | FA-NFPA 170 HORN | 1 | FALSE | FALSE | FALSE | 2010 | [13 empty] | FALSE |  |  | LF
NFPA 170 MANUAL PULL |  |  | North | Notifier |  | Manual Station |  |  |  | Module | TRUE | NBG-12LXBL | ++ | Addressable Pull Station | 1 | 0.000375 | 0.0003 |  |  |  |  | FALSE | FALSE |  |  |  |  | #FFFF0000 | FA-NFPA 170 MANUAL PULL | 1 | FALSE | FALSE | FALSE | 957 | [13 empty] | FALSE
NFPA 170 ADDRESSABLE INPUT MONITOR MODULE |  |  | North | Notifier |  | Addressable Module |  |  |  | Module | TRUE | NZM-100-6 | ++ | Six-zone conventional-detector interface module. | 6 | 0.002 | 0.04 |  |  |  |  | FALSE | FALSE |  |  |  |  | #FFFF0000 | FA-NFPA 170 ADDRESSABLE INPUT MONITOR MODULE | 1 | FALSE | FALSE | FALSE | [14 empty] | FALSE |  |  | 6
NFPA 170 HEAT DETECTOR |  |  | North | Notifier |  | Heat Detector |  |  |  | Module | TRUE | 302-AW-135 | ++ | Heat Detector, 135°F (57°C) | 1 | [6 empty] | FALSE | TRUE |  |  |  |  | #FFFF0000 | FA-NFPA 170 HEAT DETECTOR | 1 | FALSE | FALSE | FALSE | 1403 | [13 empty] | FALSE
NFPA 170 HEAT DETECTOR |  |  | North | Notifier |  | Heat Detector |  |  |  | Module | TRUE | FST-951-SELFT w/B300-6 | ++ | White, low-profile intelligent self-testing 135°F fixed thermal sensor, FlashScan only | 1 | 0.0002 | 0.0045 |  |  |  |  | FALSE | TRUE | FLUSH |  | 4" SQ. DEEP | 3 "O" PLASTER RING | #FFFF0000 | FA-NFPA 170 HEAT DETECTOR | 1 | FALSE | FALSE | FALSE | 1408 |  |  | 7272-0028:0206 | [10 empty] | FALSE |  |  | 135° FT
NFPA 170 SMOKE DETECTOR |  |  | North | Notifier |  | Smoke Detector |  |  |  | Module | TRUE | FSL-751 w/B210LP | ++ | DETECTOR, SMOKE, ADDRESSABLE PHOTO w/SOUNDER BASE, LOW FREQUENCY | 1 | 0.00033 | 0.0065 |  |  |  |  | FALSE | TRUE |  |  |  |  | #FFFF0000 | FA-NFPA 170 SMOKE DETECTOR | 1 | FALSE | FALSE | FALSE | 1408 | [13 empty] | FALSE |  |  | LF¦SB
NFPA 170 ADDRESSABLE INPUT MONITOR MODULE |  |  | North | Notifier |  | Addressable Module |  |  |  | Module | TRUE | NMM-100 | ++ | Monitor module. | 1 | 0.000375 | 0.005 |  |  |  |  | FALSE | FALSE |  |  |  |  | #FFFF0000 | FA-NFPA 170 ADDRESSABLE INPUT MONITOR MODULE | 1 | FALSE | FALSE | FALSE | 1000 | [13 empty] | FALSE
NFPA 170 SMOKE DETECTOR |  |  | North | Notifier |  | Smoke Detector |  |  |  | Module | TRUE | FSP-951 w/B300-6 | ++ | Addressable low-profile photoelectric smoke detector. FlashScan only. | 1 | 0.0002 | 0.0045 |  |  |  |  | FALSE | TRUE | FLUSH |  | 4" SQ. DEEP | 3 "O" PLASTER RING | #FFFF0000 | FA-NFPA 170 SMOKE DETECTOR | 1 | FALSE | FALSE | FALSE | 1408 |  |  | 7272-0028:0206 | [10 empty] | FALSE
NFPA 170 DUCT SMOKE DETECTOR |  |  | North | Notifier |  | Duct Smoke Detector |  |  |  | Module | TRUE | DH200RPL(220/240 VAC) | ++ | Intelligent Duct Detector Housing with Relay, 220/240 VAC | 1 | 0.0003 | 0.0003 |  |  |  |  | FALSE | TRUE |  |  |  |  | #FFFF0000 | FA-NFPA 170 DUCT SMOKE DETECTOR | 1 | FALSE | FALSE | FALSE | 1400 | [13 empty] | FALSE
NFPA 170 AMPLIFIER RACK | RISER AMP |  | North | Notifier |  | Amplifier |  |  |  | Assembly | TRUE | DAA2-5025 Assembly | + | Amplifier Assembly with 1x DAA2-5025 | 1 | [6 empty] | FALSE |  | SURFACE |  | PROVIDED ("WX"HX"D) | N/A | #FFFF0000 | FA-NFPA 170 AMPLIFIER RACK | 1 | FALSE | FALSE | FALSE | 300 |  |  | 7165-0028:0224 | [5 empty] | 7,12,18,26,55,100 |  |  |  | 50 | TRUE
NFPA 170 SMOKE DETECTOR |  |  | North | Notifier |  | Smoke Detector |  |  |  | Module | TRUE | FSD-751P w/B200S-LF | ++ | DETECTOR, SMOKE, ADDRESSABLE PHOTO w/SOUNDER BASE, LOW FREQUENCY | 1 | 0.0003 | 0.0003 |  |  |  |  | FALSE | TRUE |  |  |  |  | #FFFF0000 | FA-NFPA 170 SMOKE DETECTOR | 1 | FALSE | FALSE | FALSE | 1408 | [13 empty] | FALSE |  |  | LF¦SB
NFPA 170 DGP |  |  | North | Notifier |  | Hardware |  |  |  | Hardware | TRUE | DR-A4BR |  | Door assembly, solid door, one tier, RED, 15 lbs. | 1 | [6 empty] | FALSE | [5 empty] | #FFFF0000 | FA-NFPA 170 DGP | 1 | FALSE | FALSE | FALSE | [9 empty] | 7,12,18 |  |  |  |  | TRUE
NFPA 170 HEAT DETECTOR |  |  | North | Notifier |  | Heat Detector |  |  |  | Module | TRUE | FST-851H w/B501 | ++ | Intelligent Addressable 195°F (88°C) Thermal Heat Detector w/ Flashscan, Relay Base | 1 | 0.0003 | 0.0065 |  |  |  |  | FALSE | TRUE | FLUSH |  | 4" SQ. DEEP | 3 "O" PLASTER RING | #FFFF0000 | FA-NFPA 170 HEAT DETECTOR | 1 | FALSE | FALSE | FALSE | 1403 |  |  | 7270-0028:0196 | [10 empty] | FALSE |  |  | RB
NFPA 170 AMPLIFIER RACK | RISER AMP |  | North | Notifier |  | Amplifier |  |  |  | Assembly | TRUE | NFC-50DA (50W, 25V) | + | Distributed (Remote) Audio Amplifier, 50 watts | 1 | [6 empty] | FALSE | [5 empty] | #FFFF0000 | FA-NFPA 170 AMPLIFIER RACK | 1 | FALSE | FALSE | FALSE | 300 | [8 empty] | 7,12,18,26,33 |  |  |  | 50 | TRUE
|  |  | North | Notifier |  | Cards & Components |  |  |  | Card | TRUE | EBFI | ++ | Detector Base Flanged mouting 4" | 1 | [6 empty] | TRUE | FALSE |  |  |  |  | #FFFFFFFF |  |  | FALSE | FALSE | FALSE | [14 empty] | FALSE
NFPA 170 SMOKE DETECTOR |  |  | North | Notifier |  | Smoke Detector |  |  |  | Module | TRUE | NI-100 | ++ | Intelligent Addressable ION detector; with base. | 1 | 0.0003 | 0.0065 |  |  |  |  | FALSE | TRUE |  |  |  |  | #FFFF0000 | FA-NFPA 170 SMOKE DETECTOR | 1 | FALSE | FALSE | FALSE | 1408 | [13 empty] | FALSE
|  |  | North | Notifier |  | Cards & Components |  |  |  | Card | TRUE | AMPS-24 | ++ | Addressable Power Supply/Battery Charger | 5 | 0.13 |  | 5.5 |  |  |  | TRUE | [5 empty] | #FFFFFFFF |  |  | FALSE | FALSE | FALSE | [9 empty] | 7,12,26,33,55,60,65,100,200 |  |  |  |  | FALSE
NFPA 170 HEAT DETECTOR |  |  | North | Notifier |  | Heat Detector |  |  |  | Module | TRUE | FST-951H w/B300-6 | ++ | Low-profile intelligent 190°F/88°C fixed thermal sensor. FlashScan only. | 1 | 0.0002 | 0.0045 |  |  |  |  | FALSE | TRUE | FLUSH |  | 4" SQ. DEEP | 3 "O" PLASTER RING | #FFFF0000 | FA-NFPA 170 HEAT DETECTOR | 1 | FALSE | FALSE | FALSE | 1403 |  |  | 7272-0028:0206 | [10 empty] | FALSE
NFPA 170 DGP |  |  | North | Notifier |  | Hardware |  |  |  | Hardware | TRUE | TR-A4 |  | Accessory semi-flush-mount trim ring, one tier (opening 24.062" [61.118 cm] W x 20.062" [50.958 cm] H), BLACK, 2.5 lbs. | 1 | [6 empty] | FALSE | [5 empty] | #FFFF0000 | FA-NFPA 170 DGP | 1 | FALSE | FALSE | FALSE | [9 empty] | 7,12,18 |  |  |  |  | TRUE
NFPA 170 SMOKE HEAT CO DETECTOR |  |  | North | Notifier |  | Smoke/Heat/CO Detector |  |  |  | Module | TRUE | FCO-951 w/B210LP | + | Addressable, low-profile device that provides fire, heat, and carbon monoxide (CO) detection, Standard Base | 1 | 0.0003 | 0.0072 |  |  |  |  | FALSE | TRUE |  |  |  |  | #FFFF0000 | FA-NFPA 170 SMOKE HEAT CO DETECTOR | 1 | FALSE | FALSE | FALSE | 1408 | [13 empty] | FALSE |  |  | CO
|  |  | North | Notifier |  | Hardware |  |  |  | Hardware | TRUE | CHS-6 |  | Chassis | 1 | [6 empty] | FALSE |  | SURFACE |  | PROVIDED ("WX"HX"D) | N/A | #FFFFFFFF |  |  | FALSE | FALSE | FALSE |  |  |  | 7165-0028:0224 | [10 empty] | FALSE
NFPA 170 SMOKE DETECTOR |  |  | North | Notifier |  | Smoke Detector |  |  |  | Module | TRUE | FSP-851T w/B224BI | ++ | DETECTOR, SMOKE, ADDRESSABLE PHOTO w/STANDARD BASE | 1 | 0.0003 | 0.0065 |  |  |  |  | FALSE | TRUE | FLUSH |  | 4" SQ. DEEP | 3 "O" PLASTER RING | #FFFF0000 | FA-NFPA 170 SMOKE DETECTOR | 1 | FALSE | FALSE | FALSE | 1408 |  |  | 7272-0028:0206 | [10 empty] | FALSE
NFPA 170 REMOTE ANNUNCIATOR | RISER ANNUNCIATOR |  | North | Notifier |  | Remote Annunciator |  |  |  | Assembly | TRUE | NCD Assembly | ++ | Network Control Display | 1 | [6 empty] | TRUE | [5 empty] | #FFFF0000 | FA-NFPA 170 REMOTE ANNUNCIATOR | 1 | FALSE | FALSE | FALSE | 255 | [13 empty] | FALSE
NFPA 170 SMOKE CO DETECTOR |  |  | North | Notifier |  | Smoke/CO Detector |  |  |  | Module | TRUE | FPC-951 w/B501-BL | + | Intelligent multi-criteria photo/CO, bright white, Velociti w/ 4” Flangeless mounting base, black | 1 | 0.0002 | 0.0045 |  |  |  |  | FALSE | TRUE | FLUSH |  | 4" SQ. DEEP | 3 "O" PLASTER RING | #FFFF0000 | FA-NFPA 170 SMOKE CO DETECTOR | 1 | FALSE | FALSE | FALSE | 1407 | [13 empty] | FALSE
NFPA 170 GAS DETECTOR |  |  | North | Notifier |  | Gas Detection |  |  |  | Module | TRUE | FSCO-951 w/B200S-IV | + | Intelligent addressable carbon monoxide detector, white w/ Intelligent sounder base, ivory, UL listed | 1 | 0.0002 | 0.0045 |  |  |  |  | FALSE | TRUE | FLUSH |  | 4" SQ. DEEP | 3 "O" PLASTER RING | #FFFF0000 | FA-NFPA 170 GAS DETECTOR | 1 | FALSE | FALSE | FALSE | 1402 | [13 empty] | FALSE |  |  | S
NFPA 170 SMOKE DETECTOR |  |  | North | Notifier |  | Smoke Detector |  |  |  | Module | TRUE | FSI-851 w/B300-6 | ++ | Low-profile FlashScan ionization detector | 1 | 0.0003 | 0.0065 |  |  |  |  | FALSE | TRUE |  |  |  |  | #FFFF0000 | FA-NFPA 170 SMOKE DETECTOR | 1 | FALSE | FALSE | FALSE | 1408 | [13 empty] | FALSE
NFPA 170 SMOKE DETECTOR |  |  | North | Notifier |  | Smoke Detector |  |  |  | Module | TRUE | 1151 | ++ | Ionization Plug-In Detector, 100 Series™,Low Profile | 1 | 4e-05 | 0 |  |  |  |  | FALSE | TRUE |  |  |  |  | #FFFF0000 | FA-NFPA 170 SMOKE DETECTOR | 1 | FALSE | FALSE | FALSE | 1408 | [13 empty] | FALSE
NFPA 170 FIRE ALARM CONTROL UNIT | RISER FACP |  | North | Notifier |  | Fire Alarm Control Unit |  |  |  | Assembly | TRUE | SFP-2402 |  | FIRE ALARM CONTROL PANEL, CONVENTIONAL | 1 | [6 empty] | FALSE | FALSE |  |  |  |  | #FFFF0000 | FA-NFPA 170 FIRE ALARM CONTROL UNIT | 1 | FALSE | FALSE | FALSE | 203 | [8 empty] | 7,12,18 |  |  |  |  | TRUE
NFPA 170 AMPLIFIER RACK | RISER AMP |  | North | Notifier |  | Amplifier |  |  |  | Assembly | TRUE | DAA2-5070-CLA | 2204153 | Digital Audio Amplifier Transponder Assembly - Configuration 2204153 | 1 | [6 empty] | FALSE |  | SURFACE |  | PROVIDED ("WX"HX"D) | N/A | #FFFF0000 | FA-NFPA 170 AMPLIFIER RACK | 1 | FALSE | FALSE | FALSE | 300 |  |  | 7165-0028:0224 | [5 empty] | 7,12,18,26,55,100 |  |  |  |  | TRUE
|  |  | North | Notifier |  | Cards & Components |  |  |  | Card | TRUE | ACE-1 | + | Card | 1 | [6 empty] | TRUE | [5 empty] | #FFFFFFFF |  |  | FALSE | FALSE | FALSE
|  |  | North | Notifier |  | Cards & Components |  |  |  | Card | TRUE | XPIQ-SLI | + | Signaling Line Interface | 1 | 0.023 | 0.023 |  |  |  |  | TRUE |  | SURFACE |  |  |  | #FFFFFFFF |  |  | FALSE | FALSE | FALSE | [9 empty] | 12,26 |  |  |  | 50 | FALSE
|  |  | North | Notifier |  | Cards & Components |  |  |  | Card | TRUE | DS-SFM | + | Fiber Option Module | 1 | 0.06 | 0.06 |  |  |  |  | FALSE | [5 empty] | #FFFFFFFF |  |  | FALSE | FALSE | FALSE | [14 empty] | FALSE
NFPA 170 HEAT DETECTOR |  |  | North | Notifier |  | Heat Detector |  |  |  | Module | TRUE | FST-851 w/B210LP | ++ | Intelligent Addressable 135°F (57°C) Thermal Detector w/ Flashscan, Plug-in Detector Base | 1 | 0.0003 | 0.0065 |  |  |  |  | FALSE | TRUE | FLUSH |  | 4" SQ. DEEP | 3 "O" PLASTER RING | #FFFF0000 | FA-NFPA 170 HEAT DETECTOR | 1 | FALSE | FALSE | FALSE | 1403 |  |  | 7270-0028:0196 | [10 empty] | FALSE
|  |  | North | Notifier |  | Cards & Components |  |  |  | Card | TRUE | FCPS-24S8 MAIN BOARD | + | Fire Alarm Power Supply Main Board | 1 | 0.091 | 0.145 |  |  |  |  | TRUE | FALSE | SURFACE |  | PROVIDED | N/A | #FFFFFFFF |  |  | FALSE | FALSE | FALSE |  |  |  | 7315-0028:0225 | [10 empty] | FALSE
NFPA 170 SMOKE HEAT CO DETECTOR |  |  | North | Notifier |  | Smoke/Heat/CO Detector |  |  |  | Module | TRUE | FCO-851 w/B210LP | + | Addressable, low-profile device that provides fire, heat, and carbon monoxide (CO) detection, Standard Base | 1 | 0.0003 | 0.0072 |  |  |  |  | FALSE | TRUE |  |  |  |  | #FFFF0000 | FA-NFPA 170 SMOKE HEAT CO DETECTOR | 1 | FALSE | FALSE | FALSE | 1408 | [13 empty] | FALSE |  |  | CO
NFPA 170 AMPLIFIER RACK | RISER AMP |  | North | Notifier |  | Amplifier |  |  |  | Assembly | TRUE | DAA2-7525-CLA Assembly | + | Amplifier Assembly with 1x DAA2-7525-CLA | 1 | [6 empty] | FALSE |  | SURFACE |  | PROVIDED ("WX"HX"D) | N/A | #FFFF0000 | FA-NFPA 170 AMPLIFIER RACK | 1 | FALSE | FALSE | FALSE | 300 |  |  | 7165-0028:0224 | [5 empty] | 7,12,18,26,50 |  |  |  | 75 | TRUE
NFPA 170 ADDRESSABLE INPUT MONITOR MODULE |  |  | North | Notifier |  | Addressable Module |  |  |  | Module | TRUE | FW-MM | + | Wireless Monitor Module | 1 | [6 empty] | FALSE | [5 empty] | #FFFF0000 | FA-NFPA 170 ADDRESSABLE INPUT MONITOR MODULE | 1 | FALSE | FALSE | FALSE | 1000 | [13 empty] | FALSE |  |  | W
NFPA 170 DIGITAL ALARM COMMNUCATOR TRANSMITTER | RISER DACT |  | North | Notifier |  | Communicator |  |  |  | Module | TRUE | 411 | + | Slave Digital Alarm Communicator Transmitters | 1 | 0.064 | 0.12 |  |  |  |  | TRUE | FALSE |  |  |  |  | #FFFF0000 | FA-NFPA 170 DIGITAL ALARM COMMNUCATOR TRANSMITTER | 1 | FALSE | FALSE | FALSE | 250 | [13 empty] | FALSE
NFPA 170 SMOKE HEAT CO DETECTOR |  |  | North | Notifier |  | Smoke/Heat/CO Detector |  |  |  | Module | TRUE | FCO-951 w/B200S-WH | + | Addressable, low-profile device that provides fire, heat, and carbon monoxide (CO) detection, Sounder Base | 1 | 0.0003 | 0.0072 |  |  |  |  | FALSE | TRUE |  |  |  |  | #FFFF0000 | FA-NFPA 170 SMOKE HEAT CO DETECTOR | 1 | FALSE | FALSE | FALSE | 1408 | [13 empty] | FALSE |  |  | CO, SB
NFPA 170 HEAT DETECTOR |  |  | North | Notifier |  | Heat Detector |  |  |  | Module | TRUE | FST-951 w/B501 | ++ | Low-profile 135°F fixed thermal sensor. FlashScan only. | 1 | 0.0002 | 0.0045 |  |  |  |  | FALSE | TRUE | FLUSH |  | 4" SQ. DEEP | 3 "O" PLASTER RING | #FFFF0000 | FA-NFPA 170 HEAT DETECTOR | 1 | FALSE | FALSE | FALSE | 1403 |  |  | 7272-0028:0206 | [10 empty] | FALSE
NFPA 170 SMOKE CO DETECTOR |  |  | North | Notifier |  | Smoke/CO Detector |  |  |  | Module | TRUE | FPC-951 w/B200S-LF-WH | + | Intelligent multi-criteria photo/CO, bright white, Velociti w/ Intelligent sounder base, low frequency, white, UL-listed | 1 | 0.0002 | 0.0045 |  |  |  |  | FALSE | TRUE | FLUSH |  | 4" SQ. DEEP | 3 "O" PLASTER RING | #FFFF0000 | FA-NFPA 170 SMOKE CO DETECTOR | 1 | FALSE | FALSE | FALSE | 1407 | [13 empty] | FALSE |  |  | LF
|  |  | North | Notifier |  | Cards & Components |  |  |  | Card | TRUE | BDA-70v (50W, 70V) | + | Back-up Digital Amplifier for 70VRMS | 1 | 0.11 | 1.4 |  |  |  |  | TRUE | FALSE |  |  |  |  | #FFFFFFFF |  |  | FALSE | FALSE | FALSE | [14 empty] | FALSE
NFPA 170 FIRE ALARM CONTROL UNIT | RISER FACP |  | North | Notifier |  | Fire Alarm Control Unit |  |  |  | Assembly | TRUE | AM2020 | + | FACP, Addressable | 1 | [6 empty] | FALSE | FALSE |  |  |  |  | #FFFF0000 | FA-NFPA 170 FIRE ALARM CONTROL UNIT | 1 | FALSE | FALSE | FALSE | 202 | [8 empty] | 26,55,100 |  |  | 5 |  | TRUE
NFPA 170 DGP |  |  | North | Notifier |  | Hardware |  |  |  | Hardware | TRUE | TR-B4 |  | Accessory semi-flush-mount trim ring, two tiers (opening 24.062" [61.118 cm] W x 28.562" [72.548 cm] H), BLACK, 3 lbs. | 1 | [6 empty] | FALSE | [5 empty] | #FFFF0000 | FA-NFPA 170 DGP | 1 | FALSE | FALSE | FALSE | [9 empty] | 7,12,18 |  |  |  |  | TRUE
NFPA 170 LOCAL OPERATOR CONSOLE | RISER LOC |  | North | Notifier |  | Local Operator Console |  |  |  | Module | TRUE | NFC-LOC | + | Local Operator Console (Complete user interface) | 1 | 0.085 | 0.1 |  |  |  |  | TRUE | FALSE |  |  |  |  | #FFFF0000 | FA-NFPA 170 LOCAL OPERATOR CONSOLE | 1 | FALSE | FALSE | FALSE | 211 | [13 empty] | FALSE
|  |  | North | Notifier |  | Cards & Components |  |  |  | Card | TRUE | DAX-5025 | + | 120 VAC Digital Audio Amplifier (50 W, 25 VRMS), Max Alarm Current | 1 | 0.275 | 3.6 |  |  |  |  | TRUE |  | SURFACE |  | PROVIDED ("WX"HX"D) | N/A | #FFFFFFFF |  |  | FALSE | FALSE | FALSE |  |  |  | 7165-0028:0234 | [9 empty] | 50 | FALSE
NFPA 170 SMOKE DETECTOR |  |  | North | Notifier |  | Smoke Detector |  |  |  | Module | TRUE | FSP-851 w/B501 | ++ | DETECTOR, SMOKE, ADDRESSABLE PHOTO w/EUROPEAN 4" BASE | 1 | 0.0003 | 0.0065 |  |  |  |  | FALSE | TRUE | FLUSH |  | 4" SQ. DEEP | 3 "O" PLASTER RING | #FFFF0000 | FA-NFPA 170 SMOKE DETECTOR | 1 | FALSE | FALSE | FALSE | 1408 |  |  | 7272-0028:0206 | [10 empty] | FALSE
NFPA 170 HEAT DETECTOR |  |  | North | Notifier |  | Heat Detector |  |  |  | Module | TRUE | NH-200R | ++ | White, low-profile intelligent rate-of-rise thermal sensor, FlashScan only | 1 | 0.0002 | 0.0045 |  |  |  |  | FALSE | TRUE | FLUSH |  | 4" SQ. DEEP | 3 "O" PLASTER RING | #FFFF0000 | FA-NFPA 170 HEAT DETECTOR | 1 | FALSE | FALSE | FALSE | 1403 |  |  | 7270-0028:0502 |  |  | S747 | [7 empty] | FALSE
NFPA 170 SMOKE HEAT CO DETECTOR |  |  | North | Notifier |  | Smoke/Heat/CO Detector |  |  |  | Module | TRUE | FCO-951 w/B300-6 | ++ | Addressable, low-profile device that provides fire, heat, and carbon monoxide (CO) detection, Standard Base | 1 | 0.0002 | 0.0045 |  |  |  |  | FALSE | TRUE | FLUSH |  | 4" SQ. DEEP | 3 "O" PLASTER RING | #FFFF0000 | FA-NFPA 170 SMOKE HEAT CO DETECTOR | 1 | FALSE | FALSE | FALSE | 1408 |  |  | 7272-0028:0206 | [10 empty] | FALSE
NFPA 170 SMOKE DETECTOR |  |  | North | Notifier |  | Smoke Detector |  |  |  | Module | TRUE | FSP-951R w/B300-6 | ++ | Addressable low-profile photoelectric smoke detector w/Remote Test. FlashScan only. | 1 | 0.0002 | 0.0045 |  |  |  |  | FALSE | TRUE | FLUSH |  | 4" SQ. DEEP | 3 "O" PLASTER RING | #FFFF0000 | FA-NFPA 170 SMOKE DETECTOR | 1 | FALSE | FALSE | FALSE | 1408 |  |  | 7272-0028:0206 | [10 empty] | FALSE
NFPA 170 SMOKE DETECTOR |  |  | North | Notifier |  | Smoke Detector |  |  |  | Module | TRUE | FSP-951 w/B224RB-WH | ++ | Addressable low-profile photoelectric detector with relay base, white | 1 | 0.0002 | 0.0045 |  |  |  |  | TRUE | TRUE |  |  |  |  | #FFFF0000 | FA-NFPA 170 SMOKE DETECTOR | 1 | FALSE | FALSE | FALSE | 1408
NFPA 170 HEAT DETECTOR |  |  | North | Notifier |  | Heat Detector |  |  |  | Module | TRUE | NH-200 | ++ | White, low-profile intelligent 135°F fixed thermal sensor, FlashScan only | 1 | 0.0002 | 0.0045 |  |  |  |  | FALSE | TRUE | FLUSH |  | 4" SQ. DEEP | 3 "O" PLASTER RING | #FFFF0000 | FA-NFPA 170 HEAT DETECTOR | 1 | FALSE | FALSE | FALSE | 1403 |  |  | 7270-0028:0502 |  |  | S747 | [7 empty] | FALSE
NFPA 170 ADDRESSABLE INPUT MONITOR MODULE |  |  | North | Notifier |  | Addressable Module |  |  |  | Module | TRUE | FMM-101 | ++ | Addressable Mini Monitor Module | 1 | 0.00035 | 0.0006 |  |  |  |  | FALSE | FALSE | FLUSH |  | 4"SQ. DEEP | W/ COVER | #FFFF0000 | FA-NFPA 170 ADDRESSABLE INPUT MONITOR MODULE | 1 | FALSE | FALSE | FALSE | 1000 |  |  | 7300-0028:0219 | [10 empty] | FALSE
NFPA 170 GAS DETECTOR |  |  | North | Notifier |  | Gas Detection |  |  |  | Module | TRUE | FSCO-951 w/B224RB-IV | + | Intelligent addressable carbon monoxide detector, white w/ Intelligent relay base, ivory, UL listed | 1 | 0.0002 | 0.0045 |  |  |  |  | FALSE | TRUE | FLUSH |  | 4" SQ. DEEP | 3 "O" PLASTER RING | #FFFF0000 | FA-NFPA 170 GAS DETECTOR | 1 | FALSE | FALSE | FALSE | 1402 | [13 empty] | FALSE |  |  | R
|  |  | North | Notifier |  | Cards & Components |  |  |  | Card | TRUE | BE-500 CPU | ++ | Fire Alarm Control Panel CPU | 1 | 0.031 | 0.223 |  |  |  |  | TRUE | FALSE |  |  |  |  | #FFFFFFFF |  |  | FALSE | FALSE | FALSE | [14 empty] | FALSE
NFPA 170 AMPLIFIER RACK | RISER AMP |  | North | Notifier |  | Hardware |  |  |  | Hardware | TRUE | EQBB-C4 |  | Equipment Backbox with Ventilated Locking Door, Three Tiers, Black | 1 | [6 empty] | FALSE | [5 empty] | #FFFF0000 | FA-NFPA 170 AMPLIFIER RACK | 1 | FALSE | FALSE | FALSE | 300 | [8 empty] | 7,12,18 |  |  |  |  | TRUE
NFPA 170 SMOKE DETECTOR |  |  | North | Notifier |  | Smoke Detector |  |  |  | Module | TRUE | FSL-751 w/B501 | ++ | DETECTOR, SMOKE, ADDRESSABLE PHOTO w/RELAY BASE | 1 | 0.00033 | 0.0065 |  |  |  |  | FALSE | TRUE |  |  |  |  | #FFFF0000 | FA-NFPA 170 SMOKE DETECTOR | 1 | FALSE | FALSE | FALSE | 1408 | [13 empty] | FALSE |  |  | RB
NFPA 170 SMOKE DETECTOR |  |  | North | Notifier |  | Smoke Detector |  |  |  | Module | TRUE | FSP-951T-IV w/B300-6-IV | ++ | Addressable low-profile photoelectric smoke detector with thermal sensor. Ivory. FlashScan and CLIP mode. | 1 | 0.0002 | 0.0045 |  |  |  |  | FALSE | TRUE | FLUSH |  | 4" SQ. DEEP | 3 "O" PLASTER RING | #FFFF0000 | FA-NFPA 170 SMOKE DETECTOR | 1 | FALSE | FALSE | FALSE | 1408 |  |  | 7272-0028:0206 | [10 empty] | FALSE
NFPA 170 LOW TEMPERATURE SWITCH |  |  | North | nVent |  | Temperature Switch |  |  |  | Module | TRUE | AMC-1H |  | Ambient-Sensing Thermostat For Hazardous Locations | 1 | [6 empty] | FALSE | [5 empty] | #FFFF0000 | FA-NFPA 170 LOW TEMPERATURE SWITCH | 1 | FALSE | FALSE | FALSE | 913 | [13 empty] | FALSE |  |  | HZ
NFPA 170 LOW TEMPERATURE SWITCH |  |  | North | nVent |  | Temperature Switch |  |  |  | Module | TRUE | AMC-1A |  | Ambient-Sensing Thermostat For Nonhazardous Locations | 1 | [6 empty] | FALSE | [5 empty] | #FFFF0000 | FA-NFPA 170 LOW TEMPERATURE SWITCH | 1 | FALSE | FALSE | FALSE | 913 | [13 empty] | FALSE
GenericN MOTION DETECTOR CEILING |  |  | North | Optex |  | Motion Detector |  |  |  | Module | TRUE | FX-360 | ++ | Passive Infrared Motion Detector 360° ceiling mount | 1 | 0.012 | 0.02 | [5 empty] | TRUE |  |  |  |  | #FFFF0000 | FA-GenericN MOTION DETECTOR CEILING | 1 | FALSE | FALSE | FALSE
GenericN MOTION DETECTOR WALL |  |  | North | Optex |  | Motion Detector |  |  |  | Module | TRUE | MX-40PI | + | Dual Tech Microwave/PIR | 1 | 0.018 | 0.018 | [10 empty] | #FFFF0000 | FA-GenericN MOTION DETECTOR WALL | 1 | FALSE | FALSE | FALSE
|  |  | North | Oracle |  | Hardware |  |  |  | Hardware | TRUE | FS1278 | ++ | 12V 8Ah Sealed Lead Acid AGM Battery | 1 | [6 empty] | FALSE | [5 empty] | #FFFFFFFF |  |  | FALSE | FALSE | FALSE | [14 empty] | FALSE
|  |  | North | Oracle |  | Hardware |  |  |  | Hardware | TRUE | HD12480 | ++ | 12V 48Ah Sealed Lead Acid AGM Battery | 1 | [6 empty] | FALSE | [5 empty] | #FFFFFFFF |  |  | FALSE | FALSE | FALSE | [14 empty] | FALSE
|  |  | North | Oracle |  | Hardware |  |  |  | Hardware | TRUE | FS12180 | ++ | 12V 18Ah Sealed Lead Acid AGM Battery | 1 | [6 empty] | FALSE | [5 empty] | #FFFFFFFF |  |  | FALSE | FALSE | FALSE | [14 empty] | FALSE
|  |  | North | Oracle |  | Hardware |  |  |  | Hardware | TRUE | HD121000 | ++ | 12V 100Ah Sealed Lead Acid AGM Battery | 1 | [6 empty] | FALSE | [5 empty] | #FFFFFFFF |  |  | FALSE | FALSE | FALSE | [14 empty] | FALSE
|  |  | North | Oracle |  | Hardware |  |  |  | Hardware | TRUE | HD1290 | ++ | 12V 9.0Ah Sealed Lead Acid AGM Battery | 1 | [6 empty] | FALSE | [5 empty] | #FFFFFFFF |  |  | FALSE | FALSE | FALSE | [14 empty] | FALSE
|  |  | North | Oracle |  | Hardware |  |  |  | Hardware | TRUE | HD12800 | ++ | 12V 80Ah Sealed Lead Acid AGM Battery | 1 | [6 empty] | FALSE | [5 empty] | #FFFFFFFF |  |  | FALSE | FALSE | FALSE | [14 empty] | FALSE
|  |  | North | Oracle |  | Hardware |  |  |  | Hardware | TRUE | HD12350 | ++ | 12V 35Ah Sealed Lead Acid AGM Battery | 1 | [6 empty] | FALSE | [5 empty] | #FFFFFFFF |  |  | FALSE | FALSE | FALSE | [14 empty] | FALSE
|  |  | North | Oracle |  | Hardware |  |  |  | Hardware | TRUE | HD12600 | ++ | 12V 60Ah Sealed Lead Acid AGM Battery | 1 | [6 empty] | FALSE | [5 empty] | #FFFFFFFF |  |  | FALSE | FALSE | FALSE | [14 empty] | FALSE
|  |  | North | Oracle |  | Hardware |  |  |  | Hardware | TRUE | FS1272 | ++ | 12V 7Ah Sealed Lead Acid AGM Battery | 1 | [6 empty] | FALSE | [5 empty] | #FFFFFFFF |  |  | FALSE | FALSE | FALSE | [14 empty] | FALSE
NFPA 170 DOOR CLOSER |  |  | East | Overhead Door |  | Door Holder |  |  |  | Module | TRUE | FSAX24V | ++ | FIRE SENTINEL® FAIL-SAFE RELEASE DEVICE | 1 | 0.385 | 0.61 |  |  | 24 |  | FALSE | FALSE | PROVIDED BY SPRINKLER CONTRACTOR |  | PROVIDED BY OTHERS |  | #FFFF0000 | FA-NFPA 170 DOOR CLOSER | 1 | FALSE | FALSE | FALSE | [14 empty] | FALSE
|  |  | North | PEDESTAL PRO | Security/Access Control |  |  |  |  | Module | TRUE | TOP CAP |  |  | 1 | [12 empty] | #FFFFFFFF |  |  | FALSE | FALSE | FALSE
|  |  | North | PEDESTAL PRO | Security/Access Control |  |  |  |  | Module | TRUE | PLTFAC-34 |  |  | 1 | [12 empty] | #FFFFFFFF |  |  | FALSE | FALSE | FALSE
|  |  | North | PEDESTAL PRO | Security/Access Control |  |  |  |  | Module | TRUE | 44PE1-SESP-01-CRS |  |  | 1 | [12 empty] | #FFFFFFFF |  |  | FALSE | FALSE | FALSE
GenericN AUX POWER SUPPLY |  |  | North | PhoenixContact |  | Auxilliary Power Supply |  |  |  | Module | TRUE | QUINT4-PS/1AC/24DC/20/+ |  | Power Supply Unit 20 Amp | 1 | [6 empty] | TRUE | [5 empty] | #FFFF0000 | FA-GenericN AUX POWER SUPPLY | 1 | FALSE | FALSE | FALSE
|  |  | North | Potter |  | Hardware |  |  |  | Hardware | TRUE | AB-4 |  | 4 Inch Addressable Detector Base | 1 | [6 empty] | FALSE | [5 empty] | #FFFFFFFF |  |  | FALSE | FALSE | FALSE |  |  |  | 7272-0328:0194 | [10 empty] | FALSE
|  |  | North | Potter | [5 empty] | Module | TRUE | BPS Series |  | Baseless Photoelectric Smoke | 1 | [6 empty] | FALSE | [5 empty] | #FFFFFFFF |  |  | FALSE | FALSE | FALSE | [14 empty] | FALSE
NFPA 170 SPEAKER WALL |  |  | North | Potter |  | Speaker |  |  |  | Module | TRUE | SPHX-DVSMR | ++ | 25/70 Vrms Explosion Proof Loudspeaker, .5, 1, 2, , 7, 15w taps | 1 | [6 empty] | FALSE | [5 empty] | #FF0070C0 | FA-NFPA 170 SPEAKER WALL | 1 | FALSE | FALSE | FALSE | 2021 | [13 empty] | FALSE
|  |  | North | Potter | [5 empty] | Module | TRUE | FR3000 EXD |  | Explosion Proof Flame Proof Optical Beam Smoke Detector | 1 | [6 empty] | FALSE | [5 empty] | #FFFFFFFF |  |  | FALSE | FALSE | FALSE | [14 empty] | FALSE
|  |  | North | Potter | [5 empty] | Module | TRUE | CAM |  | Class A Output Module | 1 | [6 empty] | FALSE | [5 empty] | #FFFFFFFF |  |  | FALSE | FALSE | FALSE |  |  |  | 7165-0328:0170 | [10 empty] | FALSE
NFPA 170 SMOKE DETECTOR |  |  | North | Potter |  | Smoke Detector |  |  |  | Module | TRUE | PAD100-PD w/PAD1004DB | + | Photoelectric Smoke Detector with 4" Standard Base | 1 | 0.0003 | 0.0003 |  |  |  |  | FALSE | TRUE |  |  |  |  | #FFFF0000 | FA-NFPA 170 SMOKE DETECTOR | 1 | FALSE | FALSE | FALSE | 1408 | [13 empty] | FALSE |  |  | 4DB
NFPA 170 SMOKE HEAT CO DETECTOR |  |  | North | Potter |  | Smoke/Heat/CO Detector |  |  |  | Module | TRUE | PAD200-PCHD w/PAD100-SB | + | Photoelectric Smoke/Hea/CO Detector with 6" Base with One Form-C Relay Contact | 1 | 0.0005 | 0.0005 |  |  |  |  | FALSE | TRUE |  |  |  |  | #FFFF0000 | FA-NFPA 170 SMOKE HEAT CO DETECTOR | 1 | FALSE | FALSE | FALSE | 1411 | [13 empty] | FALSE |  |  | SB
NFPA 170 FIRE FIGHTER INTERFACE | NFPA 170 FIRE FIGHTER INTERFACE |  | North | Potter |  | Cards & Components |  |  |  | Card | TRUE | FFT-1000 Main Board | + | Main Board | 1 | 0.154 | 0.295 |  |  |  |  | TRUE | [5 empty] | #FFFF0000 | FA-NFPA 170 FIRE FIGHTER INTERFACE | 1 | FALSE | FALSE | FALSE | 300 | [13 empty] | FALSE
NFPA 170 HORN STROBE CEILING |  |  | North | Potter |  | Horn/Strobe |  |  |  | Module | TRUE | CHS-24PW |  | Horn Strobe, Ceiling, Plain White | 1 | 0 | 0.344 |  |  |  |  | FALSE | TRUE |  |  |  |  | #FF0070C0 | FA-NFPA 170 HORN STROBE CEILING | 1 | FALSE | FALSE | FALSE | 2013 |  |  | 7135-0328:0210 | [10 empty] | FALSE |  |  | C
NFPA 170 STROBE WALL |  |  | North | Potter |  | Strobe |  |  |  | Module | TRUE | SL-1224 |  | Selectable Candela Strobe | 1 | 0 | 0.176 |  |  |  |  | FALSE | [5 empty] | #FF0070C0 | FA-NFPA 170 STROBE WALL | 1 | FALSE | FALSE | FALSE | 2023 | [13 empty] | FALSE
NFPA 170 FIRE ALARM CONTROL UNIT | RISER FACP |  | North | Potter |  | Fire Alarm Control Unit |  |  |  | Assembly | TRUE | PFC-6075 |  | 75 Point Addressable Fire Alarm Control Panel | 1 | [6 empty] | FALSE | [5 empty] | #FFFF0000 | FA-NFPA 170 FIRE ALARM CONTROL UNIT | 1 | FALSE | FALSE | FALSE | 202 | [8 empty] | 7,12,18 |  |  |  |  | TRUE
|  |  | North | Potter | [5 empty] | Module | TRUE | PS120 Series |  | Supervisory Pressure Switch for Excess Pressure Systems | 1 | [6 empty] | FALSE | [5 empty] | #FFFFFFFF |  |  | FALSE | FALSE | FALSE |  |  |  | 7770-0328:0010 | [10 empty] | FALSE
NFPA 170 VOICE EVACUATION CONTROL UNIT |  |  | North | Potter |  | Voice Evac Control Unit |  |  |  | Assembly | TRUE | PVX-200/16Z |  | 200W Voice Evacuation System with 16 Speaker Zones | 1 | [6 empty] | FALSE | [5 empty] | #FFFF0000 | FA-NFPA 170 VOICE EVACUATION CONTROL UNIT | 1 | FALSE | FALSE | FALSE | 211 | [8 empty] | 7,12,18 |  |  |  |  | TRUE
NFPA 170 HORN STROBE |  |  | North | Potter |  | Horn/Strobe |  |  |  | Module | TRUE | CHSLP-24WA-WP |  | Horn Strobe, Wall, White, Amber, Outdoor, Low Profile | 1 | 0 | 0.226 |  |  |  |  | FALSE | FALSE |  |  |  |  | #FF0070C0 | FA-NFPA 170 HORN STROBE | 1 | FALSE | FALSE | FALSE | 2012 | [13 empty] | FALSE
|  |  | North | Potter |  | Cards & Components |  |  |  | Card | TRUE | PVX-100 Main Board |  | Main Board for PVX 100W Voice Evacuation System | 1 | 0.018 | 2.4 |  |  |  |  | TRUE | [5 empty] | #FFFFFFFF |  |  | FALSE | FALSE | FALSE | [14 empty] | FALSE
|  |  | North | Potter | [5 empty] | Module | TRUE | HSC-1 |  | High Security Contact | 1 | [6 empty] | FALSE | [5 empty] | #FFFFFFFF |  |  | FALSE | FALSE | FALSE | [14 empty] | FALSE
NFPA 170 HORN |  |  | North | Potter |  | Horn |  |  |  | Module | TRUE | H-1224R |  | Electronic Horn, Wall, Red | 1 | 0 | 0.087 |  |  |  |  | FALSE | [5 empty] | #FF0070C0 | FA-NFPA 170 HORN | 1 | FALSE | FALSE | FALSE | 2010 | [13 empty] | FALSE
|  |  | North | Potter | [5 empty] | Module | TRUE | LTR |  | Residential Low Water Cutoff | 1 | [6 empty] | FALSE | [5 empty] | #FFFFFFFF |  |  | FALSE | FALSE | FALSE | [14 empty] | FALSE
NFPA 170 SPEAKER WALL |  |  | North | Potter |  | Speaker |  |  |  | Module | TRUE | FASPK-WPW | + | Low Profile Speaker, Wall, White, WP | 1 | [6 empty] | FALSE | FALSE |  |  |  |  | #FF0070C0 | FA-NFPA 170 SPEAKER WALL | 1 | FALSE | FALSE | FALSE | 2019 | [13 empty] | FALSE |  |  | WP
NFPA 170 SMOKE HEAT CO DETECTOR |  |  | North | Potter |  | Smoke/Heat/CO Detector |  |  |  | Module | TRUE | PAD200-PCHD w/PAD100-IB (Split) | + | Photoelectric Smoke/Hea/CO Detector with Isolator Module Included | 1 | 0.00045 | 0.00045 |  |  |  |  | FALSE | TRUE |  |  |  |  | #FFFF0000 | FA-NFPA 170 SMOKE HEAT CO DETECTOR | 1 | FALSE | FALSE | FALSE | 1411 | [13 empty] | FALSE |  |  | IB
NFPA 170 SMOKE HEAT CO DETECTOR |  |  | North | Potter |  | Smoke/Heat/CO Detector |  |  |  | Module | TRUE | PAD200-PHCD w/PAD100-SPKB (Split) | + | Photoelectric Smoke/Hea/CO Detector with Speaker Base with One Form-C Relay Contact | 1 | 0.00045 | 0.00045 |  |  |  |  | FALSE | TRUE |  |  |  |  | #FFFF0000 | FA-NFPA 170 SMOKE HEAT CO DETECTOR | 1 | FALSE | FALSE | FALSE | 1411 | [13 empty] | FALSE |  |  | SB
NFPA 170 SPEAKER STROBE |  |  | North | Potter |  | Speaker/Strobe |  |  |  | Module | TRUE | SPKSTR-24WLPW-WP | + | Speaker/Strobe White Fire Label | 1 | [6 empty] | FALSE | FALSE |  |  |  |  | #FF0070C0 | FA-NFPA 170 SPEAKER STROBE | 1 | FALSE | FALSE | FALSE | 2019 | [13 empty] | FALSE |  |  | WP
|  |  | North | Potter | [5 empty] | Module | TRUE | SS-2 |  | Dual-Tone Electronic Siren | 1 | [6 empty] | FALSE | [5 empty] | #FFFFFFFF |  |  | FALSE | FALSE | FALSE | [14 empty] | FALSE
NFPA 170 REMOTE ANNUNCIATOR | RISER ANNUNCIATOR |  | North | Potter |  | Remote Annunciator |  |  |  | Module | TRUE | RA-7630 |  | LCD Remote Annunciator | 1 | 0.02 | 0.025 |  |  |  |  | TRUE | [5 empty] | #FFFF0000 | FA-NFPA 170 REMOTE ANNUNCIATOR | 1 | FALSE | FALSE | FALSE | 255 | [13 empty] | FALSE
|  |  | North | Potter | [5 empty] | Module | TRUE | BAC-PAK |  | Bacterium Test Kit | 1 | [6 empty] | FALSE | [5 empty] | #FFFFFFFF |  |  | FALSE | FALSE | FALSE | [14 empty] | FALSE
NFPA 170 SMOKE HEAT DETECTOR |  |  | North | Potter |  | Smoke/Heat Detector |  |  |  | Module | TRUE | PAD300-PHD w/PAD300-SB (Split) | ++ | Photoelectric Smoke/Heat Detector with 6" Base with One Form-C Relay Contact | 1 | 0.0006 | 0.0006 |  |  |  |  | FALSE | TRUE |  |  |  |  | #FFFF0000 | FA-NFPA 170 SMOKE HEAT DETECTOR | 1 | FALSE | FALSE | FALSE | 1411 | [13 empty] | FALSE |  |  | SB
|  |  | North | Potter | [5 empty] | Module | TRUE | F2000 EExd |  | Explosion Proof Beam Smoke Detector | 1 | [6 empty] | FALSE | [5 empty] | #FFFFFFFF |  |  | FALSE | FALSE | FALSE | [14 empty] | FALSE
NFPA 170 FIRE ALARM CONTROL UNIT | RISER FACP |  | North | Potter |  | Fire Alarm Control Unit |  |  |  | Assembly | TRUE | PFC-6800 |  | 127 Expandable to 1,016 Point Addressable Fire Alarm Control Panel | 1 | [6 empty] | FALSE | [5 empty] | #FFFF0000 | FA-NFPA 170 FIRE ALARM CONTROL UNIT | 1 | FALSE | FALSE | FALSE | 202 | [8 empty] | 7,12,18 |  |  |  |  | TRUE
NFPA 170 HORN STROBE |  |  | North | Potter |  | Horn/Strobe |  |  |  | Module | TRUE | CHS-24AW |  | Horn Strobe, Wall, White, Amber | 1 | 0 | 0.259 |  |  |  |  | FALSE | FALSE |  |  |  |  | #FF0070C0 | FA-NFPA 170 HORN STROBE | 1 | FALSE | FALSE | FALSE | 2012 |  |  | 7135-0328:0210 | [10 empty] | FALSE
NFPA 170 SMOKE HEAT DETECTOR |  |  | North | Potter |  | Smoke/Heat Detector |  |  |  | Module | TRUE | PAD100-PHD w/PAD100-6DB | + | Photoelectric Smoke/Heat Detector with 6" Standard Base | 1 | 0.0003 | 0.0003 |  |  |  |  | FALSE | TRUE |  |  |  |  | #FFFF0000 | FA-NFPA 170 SMOKE HEAT DETECTOR | 1 | FALSE | FALSE | FALSE | 1411 | [13 empty] | FALSE |  |  | 6DB
NFPA 170 AMPLIFIER RACK | RISER AMP |  | North | Potter |  | Amplifier |  |  |  | Assembly | TRUE | SCA-2570 (70V) | + | SINGLE CHANNEL 25W, 25V OR 70V SELECTABLE AMPLIFIER | 1 | [6 empty] | FALSE | [5 empty] | #FFFF0000 | FA-NFPA 170 AMPLIFIER RACK | 1 | FALSE | FALSE | FALSE | 300 | [8 empty] | 12 |  |  |  | 25 | TRUE
|  |  | North | Potter | [5 empty] | Module | TRUE | THERMOFLEX® CF-MP Series |  | Indoor Outdoor Fixed Temperature Heat Detector | 1 | [6 empty] | FALSE | [5 empty] | #FFFFFFFF |  |  | FALSE | FALSE | FALSE | [14 empty] | FALSE
NFPA 170 SMOKE CO DETECTOR |  |  | North | Potter |  | Smoke/CO Detector |  |  |  | Module | TRUE | PAD200-PCD w/PAD100-4DB (Split) | + | Photoelectric Smoke/CO Detector with 4" Standard Base | 1 | 0.0003 | 0.0003 |  |  |  |  | FALSE | TRUE |  |  |  |  | #FFFF0000 | FA-NFPA 170 SMOKE CO DETECTOR | 1 | FALSE | FALSE | FALSE | 1411 | [13 empty] | FALSE |  |  | 4DB
|  |  | North | Potter | [5 empty] | Module | TRUE | PAAR-B |  | Automatic Air Release with Drip Pan | 1 | [6 empty] | FALSE | [5 empty] | #FFFFFFFF |  |  | FALSE | FALSE | FALSE | [14 empty] | FALSE
|  |  | North | Potter | [5 empty] | Module | TRUE | IFS Series |  | Industrial Flow Switch | 1 | [6 empty] | FALSE | [5 empty] | #FFFFFFFF |  |  | FALSE | FALSE | FALSE | [14 empty] | FALSE
NFPA 170 HEAT DETECTOR |  |  | North | Potter |  | Heat Detector |  |  |  | Module | TRUE | 302-194 | ++ | Heat Detector, 194°F (90°C) | 1 | [6 empty] | FALSE | TRUE |  |  |  |  | #FFFF0000 | FA-NFPA 170 HEAT DETECTOR | 1 | FALSE | FALSE | FALSE | 1403 |  |  | 7270-0021:0001 | [10 empty] | FALSE
NFPA 170 VOICE EVACUATION CONTROL UNIT |  |  | North | Potter |  | Voice Evac Control Unit |  |  |  | Assembly | TRUE | PVC-MP48 | + | Master Panel, 48 Switch Control | 1 | [6 empty] | FALSE | [5 empty] | #FFFF0000 | FA-NFPA 170 VOICE EVACUATION CONTROL UNIT | 1 | FALSE | FALSE | FALSE | 211 | [8 empty] | 7,12,18 |  |  |  |  | TRUE
NFPA 170 HORN |  |  | North | Potter |  | Horn |  |  |  | Module | TRUE | PE-LFHNW | ++ | Low Frequency Sounder, White, Fire | 1 | [6 empty] | FALSE | [5 empty] | #FF0070C0 | FA-NFPA 170 HORN | 1 | FALSE | FALSE | FALSE | 2010 | [13 empty] | FALSE |  |  | LF
NFPA 170 HORN STROBE CEILING |  |  | North | Potter |  | Horn/Strobe |  |  |  | Module | TRUE | PE-HSRC | ++ | 2-Wire, Horn Strobe, Ceiling, Red | 1 | 0 | 0.071 |  |  |  |  | FALSE | TRUE |  |  |  |  | #FF0070C0 | FA-NFPA 170 HORN STROBE CEILING | 1 | FALSE | FALSE | FALSE | 2013 | [13 empty] | FALSE |  |  | C
|  |  | North | Potter | [5 empty] | Module | TRUE | INS-PV |  | IntelliPurge® Nitrogen Purge Valve | 1 | [6 empty] | FALSE | [5 empty] | #FFFFFFFF |  |  | FALSE | FALSE | FALSE | [14 empty] | FALSE
|  |  | North | Potter | [5 empty] | Module | TRUE | PAD100-SPKB | + | Addressable Speaker Base | 1 | 0.00015 | 0.00015 |  |  |  |  | FALSE | [5 empty] | #FFFFFFFF |  |  | FALSE | FALSE | FALSE | [14 empty] | FALSE
NFPA 170 HEAT DETECTOR |  |  | North | Potter |  | Heat Detector |  |  |  | Module | TRUE | CF-285MP | 1000164 | Indoor Outdoor Fixed Temperature Heat Detector, 285°F (140°C) | 1 | [6 empty] | FALSE | [5 empty] | #FFFF0000 | FA-NFPA 170 HEAT DETECTOR | 1 | FALSE | FALSE | FALSE | 1403 | [13 empty] | FALSE |  |  | 285° F
NFPA 170 HORN |  |  | North | Potter |  | Horn |  |  |  | Module | TRUE | PE-LFHNW-N | ++ | Low Frequency Sounder, White, No Lettering | 1 | [6 empty] | FALSE | [5 empty] | #FF0070C0 | FA-NFPA 170 HORN | 1 | FALSE | FALSE | FALSE | 2010 | [13 empty] | FALSE |  |  | LF
NFPA 170 SMOKE HEAT CO DETECTOR |  |  | North | Potter |  | Smoke/Heat/CO Detector |  |  |  | Module | TRUE | PAD200-PHCD w/PAD100-RB | + | Photoelectric Smoke/Hea/CO Detector with 6" Base with One Form-C Relay Contact | 1 | 0.0005 | 0.0005 |  |  |  |  | FALSE | TRUE |  |  |  |  | #FFFF0000 | FA-NFPA 170 SMOKE HEAT CO DETECTOR | 1 | FALSE | FALSE | FALSE | 1411 | [13 empty] | FALSE |  |  | RB
|  |  | North | Potter | [5 empty] | Module | TRUE | PSW-21 |  | 3/8 inch Plunger Switch | 1 | [6 empty] | FALSE | [5 empty] | #FFFFFFFF |  |  | FALSE | FALSE | FALSE | [14 empty] | FALSE
|  |  | North | Potter | [5 empty] | Module | TRUE | AquaN2 Kit |  | Wet System Inerting Kit | 1 | [6 empty] | FALSE | [5 empty] | #FFFFFFFF |  |  | FALSE | FALSE | FALSE | [14 empty] | FALSE
|  |  | North | Potter |  | Cards & Components |  |  |  | Card | TRUE | EVX-25E | + | 25W Voice Evacuation Module | 1 | 0.18 | 2.5 |  |  |  |  | TRUE | [5 empty] | #FFFFFFFF |  |  | FALSE | FALSE | FALSE
|  |  | North | Potter |  | Hardware |  |  |  | Hardware | TRUE | ABB-1033 |  | Slimline Rugged Outdoor Bell Box | 1 | [6 empty] | FALSE | [5 empty] | #FFFFFFFF |  |  | FALSE | FALSE | FALSE | [14 empty] | FALSE
NFPA 170 SMOKE DETECTOR |  |  | North | Potter |  | Smoke Detector |  |  |  | Module | TRUE | 5000-103 (Detector) | + | Fireray 5000 Beam Detector Head | 1 | [6 empty] | FALSE | TRUE |  |  |  |  | #FFFF0000 | FA-NFPA 170 SMOKE DETECTOR | 1 | FALSE | FALSE | FALSE | 1408 | [13 empty] | FALSE |  |  | SBD
NFPA 170 WIRELESS CONTROL UNIT |  |  | North | Potter |  | Wireless Control Unit |  |  |  | Module | TRUE | WR | + | Wireless Repeater | 1 | 0.023 | 0.023 |  |  |  |  | FALSE | [5 empty] | #FFFF0000 | FA-NFPA 170 WIRELESS CONTROL UNIT | 1 | FALSE | FALSE | FALSE | [14 empty] | FALSE |  |  | RPT
NFPA 170 REMOTE ANNUNCIATOR | RISER ANNUNCIATOR |  | North | Potter |  | Remote Annunciator |  |  |  | Module | TRUE | LED-AN |  | LED Annunciator for PFC-8500 | 1 | [6 empty] | FALSE | [5 empty] | #FFFF0000 | FA-NFPA 170 REMOTE ANNUNCIATOR | 1 | FALSE | FALSE | FALSE | 255 | [13 empty] | FALSE
NFPA 170 HORN STROBE |  |  | North | Potter |  | Horn/Strobe |  |  |  | Module | TRUE | LFHS-110R | ++ | Low Profile Horn Strobe, Low Frequency, Fixed 110 Candela, Red | 1 | 0 | 0.326 |  |  |  |  | FALSE | [5 empty] | #FF0070C0 | FA-NFPA 170 HORN STROBE | 1 | FALSE | FALSE | FALSE | 2012 | [13 empty] | FALSE |  |  | LF
|  |  | North | Potter | [5 empty] | Module | TRUE | PS120A Series |  | High/Low Pressure Switch | 1 | [6 empty] | FALSE | [5 empty] | #FFFFFFFF |  |  | FALSE | FALSE | FALSE |  |  |  | 7770-0328:0010 | [10 empty] | FALSE
|  |  | North | Potter | [5 empty] | Module | TRUE | NGP-SPV AUTO |  | Self Purging Valve Kit with Automatic Valve | 1 | [6 empty] | FALSE | [5 empty] | #FFFFFFFF |  |  | FALSE | FALSE | FALSE | [14 empty] | FALSE
NFPA 170 LOCAL OPERATOR CONSOLE |  |  | North | Potter |  | Local Operator Console |  |  |  | Module | TRUE | PVX-RM8 |  | Remote Microphone With Select Switches | 1 | 0.012 | 0.0365 |  |  |  |  | FALSE | [5 empty] | #FFFF0000 | FA-NFPA 170 LOCAL OPERATOR CONSOLE | 1 | FALSE | FALSE | FALSE | 265 | [13 empty] | FALSE
NFPA 170 SPEAKER STROBE |  |  | North | Potter |  | Speaker/Strobe |  |  |  | Module | TRUE | WCSPKSTR-24GW |  | Weatherproof Plain Green Speaker/Strobe, Wall, White | 1 | 0 | 0.36 |  |  |  |  | FALSE | [5 empty] | #FF0070C0 | FA-NFPA 170 SPEAKER STROBE | 1 | FALSE | FALSE | FALSE | 2019 |  |  | 7320-0328:0206 | [10 empty] | FALSE
NFPA 170 AMPLIFIER RACK | RISER AMP |  | North | Potter |  | Amplifier |  |  |  | Assembly | TRUE | SCA-5070 (70V) | + | SINGLE CHANNEL 50W, 25V OR 70V SELECTABLE AMPLIFIER | 1 | [6 empty] | FALSE | [5 empty] | #FFFF0000 | FA-NFPA 170 AMPLIFIER RACK | 1 | FALSE | FALSE | FALSE | 300 | [8 empty] | 12 |  |  |  | 50 | TRUE
NFPA 170 LOCAL OPERATOR CONSOLE | RISER LOC |  | North | Potter |  | Local Operator Console |  |  |  | Assembly | TRUE | LOC-1000 | + | Local Operator Console | 1 | [6 empty] | FALSE | [5 empty] | #FFFF0000 | FA-NFPA 170 LOCAL OPERATOR CONSOLE | 1 | FALSE | FALSE | FALSE | 300 | [8 empty] | 12 |  |  |  | 100 | TRUE
NFPA 170 SMOKE CO DETECTOR |  |  | North | Potter |  | Smoke/CO Detector |  |  |  | Module | TRUE | PAD300-PCD w/PAD300-RB (Split) | ++ | Photoelectric Smoke/CO Detector with 6" Base with One Form-C Relay Contact | 1 | 0.0006 | 0.0006 |  |  |  |  | FALSE | TRUE |  |  |  |  | #FFFF0000 | FA-NFPA 170 SMOKE CO DETECTOR | 1 | FALSE | FALSE | FALSE | 1411 | [13 empty] | FALSE |  |  | RB
NFPA 170 ADDRESSABLE INPUT MONITOR MODULE |  |  | North | Potter |  | Addressable Module |  |  |  | Module | TRUE | MCM | + | Miniature Contact Module | 1 | 0.000325 | 0.000325 |  |  |  |  | FALSE | [5 empty] | #FFFF0000 | FA-NFPA 170 ADDRESSABLE INPUT MONITOR MODULE | 1 | FALSE | FALSE | FALSE | 1000 | [13 empty] | FALSE
NFPA 170 NON ADDRESSABLE RELAY |  |  | North | Potter |  | Non-Addressable Relay |  |  |  | Module | TRUE | PAM-4 |  | Polarized Relay Module | 1 | [6 empty] | FALSE | [5 empty] | #FFFF0000 | FA-NFPA 170 NON ADDRESSABLE RELAY | 1 | FALSE | FALSE | FALSE | 1300 | [13 empty] | FALSE
|  |  | North | Potter |  | Cards & Components |  |  |  | Card | TRUE | FIB-1000 | + | Fiber Interface Bridge | 1 | 0.03 | 0.03 |  |  |  |  | TRUE | [5 empty] | #FFFFFFFF |  |  | FALSE | FALSE | FALSE | [14 empty] | FALSE
NFPA 170 SMOKE HEAT DETECTOR |  |  | North | Potter |  | Smoke/Heat Detector |  |  |  | Module | TRUE | PAD300-PHD w/PAD300-4DB (Split) | ++ | Photoelectric Smoke/Heat Detector with 4" Standard Base | 1 | 0.0003 | 0.0003 |  |  |  |  | FALSE | TRUE |  |  |  |  | #FFFF0000 | FA-NFPA 170 SMOKE HEAT DETECTOR | 1 | FALSE | FALSE | FALSE | 1411 | [13 empty] | FALSE |  |  | 4DB
|  |  | North | Potter | [5 empty] | Module | TRUE | CRTK |  | Coupon Replacement and Test Kit | 1 | [6 empty] | FALSE | [5 empty] | #FFFFFFFF |  |  | FALSE | FALSE | FALSE | [14 empty] | FALSE
NFPA 170 BELL |  |  | North | Potter |  | Bell |  |  |  | Module | TRUE | PDC-6-12 | ++ | 6" Bell | 1 | 0 | 0.02 |  |  | 12 |  | FALSE | [5 empty] | #FFFF0000 | FA-NFPA 170 BELL | 1 | FALSE | FALSE | FALSE | 2000 | [13 empty] | FALSE
NFPA 170 SPEAKER STROBE |  |  | North | Potter |  | Speaker/Strobe |  |  |  | Module | TRUE | SPKSTR-24WLPR-WP | + | Speaker/Strobe Red Fire Label | 1 | [6 empty] | FALSE | FALSE |  |  |  |  | #FF0070C0 | FA-NFPA 170 SPEAKER STROBE | 1 | FALSE | FALSE | FALSE | 2019 | [13 empty] | FALSE |  |  | WP
|  |  | North | Potter |  | Cards & Components |  |  |  | Card | TRUE | PVC-FPO | + | Fire Phone Output Card | 1 | [6 empty] | TRUE | [5 empty] | #FFFFFFFF |  |  | FALSE | FALSE | FALSE
NFPA 170 SMOKE HEAT DETECTOR |  |  | North | Potter |  | Smoke/Heat Detector |  |  |  | Module | TRUE | PAD100-PHD w/PAD100-SB | + | Photoelectric Smoke/Heat Detector with 6" Base with One Form-C Relay Contact | 1 | 0.0005 | 0.0005 |  |  |  |  | FALSE | TRUE |  |  |  |  | #FFFF0000 | FA-NFPA 170 SMOKE HEAT DETECTOR | 1 | FALSE | FALSE | FALSE | 1411 | [13 empty] | FALSE |  |  | SB
NFPA 170 SMOKE HEAT DETECTOR |  |  | North | Potter |  | Smoke/Heat Detector |  |  |  | Module | TRUE | PAD100-PHD w/PAD100-SPKB | + | Photoelectric Smoke/Heat Detector with Speaker Base with One Form-C Relay Contact | 1 | 0.00045 | 0.00045 |  |  |  |  | FALSE | TRUE |  |  |  |  | #FFFF0000 | FA-NFPA 170 SMOKE HEAT DETECTOR | 1 | FALSE | FALSE | FALSE | 1411 | [13 empty] | FALSE |  |  | SB
NFPA 170 SMOKE HEAT DETECTOR |  |  | North | Potter |  | Smoke/Heat Detector |  |  |  | Module | TRUE | PAD200-PHD w/PAD100-4DB (Split) | + | Photoelectric Smoke/Heat Detector with 4" Standard Base | 1 | 0.0003 | 0.0003 |  |  |  |  | FALSE | TRUE |  |  |  |  | #FFFF0000 | FA-NFPA 170 SMOKE HEAT DETECTOR | 1 | FALSE | FALSE | FALSE | 1411 | [13 empty] | FALSE |  |  | 4DB
NFPA 170 REMOTE ANNUNCIATOR | RISER ANNUNCIATOR |  | North | Potter |  | Remote Annunciator |  |  |  | Module | TRUE | RA-6500 | ++ | 160 Character LCD Annunciator | 1 | 0.02 | 0.025 |  |  |  |  | TRUE | [5 empty] | #FFFF0000 | FA-NFPA 170 REMOTE ANNUNCIATOR | 1 | FALSE | FALSE | FALSE | 255 | [13 empty] | FALSE
NFPA 170 STROBE CEILING |  |  | North | Potter |  | Strobe |  |  |  | Module | TRUE | CS-24PW |  | Strobe, Ceiling, Plain White | 1 | 0 | 0.22 |  |  |  |  | FALSE | TRUE |  |  |  |  | #FF0070C0 | FA-NFPA 170 STROBE CEILING | 1 | FALSE | FALSE | FALSE | 2022 |  |  | 7135-0328:0209 | [10 empty] | FALSE |  |  | C
NFPA 170 STROBE WALL |  |  | North | Potter |  | Strobe |  |  |  | Module | TRUE | CS-24WRW |  | Strobe, Wall, White, Red | 1 | 0 | 0.203 |  |  |  |  | FALSE | FALSE |  |  |  |  | #FF0070C0 | FA-NFPA 170 STROBE WALL | 1 | FALSE | FALSE | FALSE | 2023 |  |  | 7135-0328:0209 | [10 empty] | FALSE
|  |  | North | Potter | [5 empty] | Module | TRUE | BT Series |  | Batteries | 1 | [6 empty] | FALSE | [5 empty] | #FFFFFFFF |  |  | FALSE | FALSE | FALSE | [14 empty] | FALSE
NFPA 170 SMOKE HEAT DETECTOR |  |  | North | Potter |  | Smoke/Heat Detector |  |  |  | Module | TRUE | PAD200-PHD w/PAD100-4DB | + | Photoelectric Smoke/Heat Detector with 4" Standard Base | 1 | 0.0003 | 0.0003 |  |  |  |  | FALSE | TRUE |  |  |  |  | #FFFF0000 | FA-NFPA 170 SMOKE HEAT DETECTOR | 1 | FALSE | FALSE | FALSE | 1411 | [13 empty] | FALSE |  |  | 4DB
NFPA 170 HORN STROBE |  |  | North | Potter |  | Horn/Strobe |  |  |  | Module | TRUE | HSLP-24WR |  | Outdoor Horn Strobe, Fixed 75 Candela, Low Profile Enclosure, Red | 1 | 0 | 0.168 |  |  |  |  | FALSE | [5 empty] | #FF0070C0 | FA-NFPA 170 HORN STROBE | 1 | FALSE | FALSE | FALSE | 2012 | [13 empty] | FALSE |  |  | WP
NFPA 170 SMOKE HEAT CO DETECTOR |  |  | North | Potter |  | Smoke/Heat/CO Detector |  |  |  | Module | TRUE | PAD200-PHCD w/PAD100-IB (Split) | + | Photoelectric Smoke/Hea/CO Detector with Isolator Module Included | 1 | 0.00045 | 0.00045 |  |  |  |  | FALSE | TRUE |  |  |  |  | #FFFF0000 | FA-NFPA 170 SMOKE HEAT CO DETECTOR | 1 | FALSE | FALSE | FALSE | 1411 | [13 empty] | FALSE |  |  | IB
NFPA 170 SMOKE DETECTOR |  |  | North | Potter |  | Smoke Detector |  |  |  | Module | TRUE | 1430185 (Detector) | ++ | Fireray Hub Systems Beam Detector Head | 1 | 0.0025 | 0.0025 |  |  |  |  | FALSE | TRUE |  |  |  |  | #FFFF0000 | FA-NFPA 170 SMOKE DETECTOR | 1 | FALSE | FALSE | FALSE | 1408 | [13 empty] | FALSE |  |  | SBD
NFPA 170 SMOKE DETECTOR |  |  | North | Potter |  | Smoke Detector |  |  |  | Module | TRUE | PAD300-PD w/PAD300-SB | ++ | Photoelectric Smoke Detector with 6" Base with Sounder Module Included | 1 | 0.0006 | 0.0006 |  |  |  |  | FALSE | TRUE |  |  |  |  | #FFFF0000 | FA-NFPA 170 SMOKE DETECTOR | 1 | FALSE | FALSE | FALSE | 1408 | [13 empty] | FALSE |  |  | SB
|  |  | North | Potter |  | Cards & Components |  |  |  | Card | TRUE | SPG-1000 | + | Serial Parallel Gateway | 1 | 0.04 | 0.04 |  |  |  |  | TRUE | [5 empty] | #FFFFFFFF |  |  | FALSE | FALSE | FALSE | [14 empty] | FALSE
NFPA 170 HEAT DETECTOR |  |  | North | Potter |  | Heat Detector |  |  |  | Module | TRUE | CF-165MP | 1000163 | Indoor Outdoor Fixed Temperature Heat Detector, 165°F (71°C) | 1 | [6 empty] | FALSE | [5 empty] | #FFFF0000 | FA-NFPA 170 HEAT DETECTOR | 1 | FALSE | FALSE | FALSE | 1403 | [13 empty] | FALSE |  |  | 165° F
NFPA 170 AMPLIFIER RACK | RISER AMP |  | North | Potter |  | Amplifier |  |  |  | Assembly | TRUE | PVC-DPS25 (70V) | + | Distributed Panel, Single Channel, 25W | 1 | [6 empty] | FALSE | [5 empty] | #FFFF0000 | FA-NFPA 170 AMPLIFIER RACK | 1 | FALSE | FALSE | FALSE | 300 | [8 empty] | 7,12,18 |  |  |  | 25 | TRUE
|  |  | North | Potter | [5 empty] | Module | TRUE | AMS-20 |  | 1/4 inch Recessed Contact | 1 | [6 empty] | FALSE | [5 empty] | #FFFFFFFF |  |  | FALSE | FALSE | FALSE | [14 empty] | FALSE
NFPA 170 GAS DETECTOR |  |  | North | Potter |  | Gas Detection |  |  |  | Module | TRUE | PAD100-CD w/PAD100-4DB | + | Carbon-Monoxide Detector with 4" Standard Base | 1 | 0.0003 | 0.0003 |  |  |  |  | FALSE | [5 empty] | #FFFF0000 | FA-NFPA 170 GAS DETECTOR | 1 | FALSE | FALSE | FALSE | 1402 | [13 empty] | FALSE |  |  | 4DB
|  |  | North | Potter | [5 empty] | Module | TRUE | EFT-C |  | Coded Electric Fire Alarm Transmitter | 1 | [6 empty] | FALSE | [5 empty] | #FFFFFFFF |  |  | FALSE | FALSE | FALSE | [14 empty] | FALSE
NFPA 170 MINI HORN |  |  | North | Potter |  | Horn |  |  |  | Module | TRUE | MH-120 |  | AC Low Current Remote Mini Horn | 1 | [6 empty] | FALSE | [5 empty] | #FF0070C0 | FA-NFPA 170 MINI HORN | 1 | FALSE | FALSE | FALSE | 2014 | [13 empty] | FALSE
NFPA 170 HORN STROBE |  |  | North | Potter |  | Horn/Strobe |  |  |  | Module | TRUE | CHS-24AR |  | Horn Strobe, Wall, Red, Amber | 1 | 0 | 0.259 |  |  |  |  | FALSE | FALSE |  |  |  |  | #FF0070C0 | FA-NFPA 170 HORN STROBE | 1 | FALSE | FALSE | FALSE | 2012 |  |  | 7135-0328:0210 | [10 empty] | FALSE
NFPA 170 SMOKE DETECTOR |  |  | North | Potter |  | Smoke Detector |  |  |  | Module | TRUE | 5000-103 (Prism) | + | Fireray 5000 Beam Detector Prism | 1 | [6 empty] | FALSE | TRUE |  |  |  |  | #FFFF0000 | FA-NFPA 170 SMOKE DETECTOR | 1 | FALSE | FALSE | FALSE | 1408 | [13 empty] | FALSE |  |  | SBP
NFPA 170 SMOKE HEAT CO DETECTOR |  |  | North | Potter |  | Smoke/Heat/CO Detector |  |  |  | Module | TRUE | PAD200-PHCD w/PAD100-SB | + | Photoelectric Smoke/Hea/CO Detector with 6" Base with One Form-C Relay Contact | 1 | 0.0005 | 0.0005 |  |  |  |  | FALSE | TRUE |  |  |  |  | #FFFF0000 | FA-NFPA 170 SMOKE HEAT CO DETECTOR | 1 | FALSE | FALSE | FALSE | 1411 | [13 empty] | FALSE |  |  | SB
|  |  | North | Potter | [5 empty] | Module | TRUE | VDP-100 |  | Video-Eye People Counter | 1 | [6 empty] | FALSE | [5 empty] | #FFFFFFFF |  |  | FALSE | FALSE | FALSE | [14 empty] | FALSE
NFPA 170 STROBE WALL |  |  | North | Potter |  | Strobe |  |  |  | Module | TRUE | CS-24WB-WP |  | Strobe, Wall, White, Blue, Outdoor | 1 | 0 | 0.164 |  |  |  |  | FALSE | FALSE |  |  |  |  | #FF0070C0 | FA-NFPA 170 STROBE WALL | 1 | FALSE | FALSE | FALSE | 2023 |  |  | 7135-0328:0213 | [10 empty] | FALSE
|  |  | North | Potter | [5 empty] | Module | TRUE | PVX-100M/200M |  | Mass Notification System | 1 | [6 empty] | FALSE | [5 empty] | #FFFFFFFF |  |  | FALSE | FALSE | FALSE | [14 empty] | FALSE
NFPA 170 STROBE CEILING |  |  | North | Potter |  | Strobe |  |  |  | Module | TRUE | CCS-24AW |  | Strobe, Ceiling, White, Amber | 1 | 0 | 0.283 |  |  |  |  | FALSE | TRUE |  |  |  |  | #FF0070C0 | FA-NFPA 170 STROBE CEILING | 1 | FALSE | FALSE | FALSE | 2022 |  |  | 7135-0328:0211 | [10 empty] | FALSE |  |  | C
NFPA 170 HORN STROBE CEILING |  |  | North | Potter |  | Horn/Strobe |  |  |  | Module | TRUE | CCHS-24RR |  | Horn Strobe, Ceiling, Red, Red | 1 | 0 | 0.147 |  |  |  |  | FALSE | TRUE |  |  |  |  | #FF0070C0 | FA-NFPA 170 HORN STROBE CEILING | 1 | FALSE | FALSE | FALSE | 2013 |  |  | 7135-0328:0205 | [10 empty] | FALSE |  |  | C
NFPA 170 TEMPERATURE SEPERVISORY SWITCH |  |  | North | Potter |  | Temperature Switch |  |  |  | Module | TRUE | RTS-O | + | Normally Open Room Temperature Switch | 1 | [6 empty] | FALSE | [5 empty] | #FFFF0000 | FA-NFPA 170 TEMPERATURE SEPERVISORY SWITCH | 1 | FALSE | FALSE | FALSE | [14 empty] | FALSE |  |  | RT
NFPA 170 SPEAKER STROBE |  |  | North | Potter |  | Speaker/Strobe |  |  |  | Module | TRUE | SPKSTR-24WLPPR |  | Low Profile Speaker/Strobe, Wall, Plain Red | 1 | 0 | 0.18 |  |  |  |  | FALSE | [5 empty] | #FF0070C0 | FA-NFPA 170 SPEAKER STROBE | 1 | FALSE | FALSE | FALSE | 2019 | [13 empty] | FALSE
NFPA 170 SMOKE DETECTOR |  |  | North | Potter |  | Smoke Detector |  |  |  | Module | TRUE | U5015 | + | SmokeWatch™ Explosion Proof Smoke Detector | 1 | 0.1458 | 0.1458 |  |  |  |  | TRUE | TRUE |  |  |  |  | #FFFF0000 | FA-NFPA 170 SMOKE DETECTOR | 1 | FALSE | FALSE | FALSE | 1408 | [16 empty] | XP
|  |  | North | Potter | [5 empty] | Module | TRUE | TTS Series |  | Tank Temperature Switch | 1 | [6 empty] | FALSE | [5 empty] | #FFFFFFFF |  |  | FALSE | FALSE | FALSE | [14 empty] | FALSE
NFPA 170 HORN STROBE CEILING |  |  | North | Potter |  | Horn/Strobe |  |  |  | Module | TRUE | CCHS-24BW |  | Horn Strobe, Ceiling, White, Blue | 1 | 0 | 0.147 |  |  |  |  | FALSE | TRUE |  |  |  |  | #FF0070C0 | FA-NFPA 170 HORN STROBE CEILING | 1 | FALSE | FALSE | FALSE | 2013 |  |  | 7135-0328:0205 | [10 empty] | FALSE |  |  | C
NFPA 170 HEAT DETECTOR |  |  | North | Potter |  | Heat Detector |  |  |  | Module | TRUE | PAD100-HD w/PAD100-4DB | + | Heat Detector with 4" Standard Base | 1 | 0.0003 | 0.0003 |  |  |  |  | FALSE | [5 empty] | #FFFF0000 | FA-NFPA 170 HEAT DETECTOR | 1 | FALSE | FALSE | FALSE | 1403 | [13 empty] | FALSE |  |  | 4DB
NFPA 170 VOICE EVACUATION CONTROL UNIT |  |  | North | Potter |  | Voice Evac Control Unit |  |  |  | Assembly | TRUE | PVC-MP80/P | + | Master Panel, 80 Switch Control, Master Fire Phone | 1 | [6 empty] | FALSE | [5 empty] | #FFFF0000 | FA-NFPA 170 VOICE EVACUATION CONTROL UNIT | 1 | FALSE | FALSE | FALSE | 211 | [8 empty] | 7,12,18 |  |  |  |  | TRUE
|  |  | North | Potter | [5 empty] | Module | TRUE | CF-165W |  | Fixed Temperature Heat Detector, 165°F (71°C) | 1 | [6 empty] | FALSE | [5 empty] | #FFFFFFFF |  |  | FALSE | FALSE | FALSE | [14 empty] | FALSE
NFPA 170 SMOKE DETECTOR |  |  | North | Potter |  | Smoke Detector |  |  |  | Module | TRUE | PAD100-PHD | + | Photoelectric Smoke/Heat Detector Combination | 1 | 0.0003 | 0.0003 |  |  |  |  | FALSE | TRUE |  |  |  |  | #FFFF0000 | FA-NFPA 170 SMOKE DETECTOR | 1 | FALSE | FALSE | FALSE | 1408 | [13 empty] | FALSE
NFPA 170 HORN STROBE CEILING |  |  | North | Potter |  | Horn/Strobe |  |  |  | Module | TRUE | CCHS-24BR |  | Horn Strobe, Ceiling, Red, Blue | 1 | 0 | 0.147 |  |  |  |  | FALSE | TRUE |  |  |  |  | #FF0070C0 | FA-NFPA 170 HORN STROBE CEILING | 1 | FALSE | FALSE | FALSE | 2013 |  |  | 7135-0328:0205 | [10 empty] | FALSE |  |  | C
NFPA 170 STROBE WALL |  |  | North | Potter |  | Strobe |  |  |  | Module | TRUE | CS-24WA-WP |  | Strobe, Wall, White, Amber, Outdoor | 1 | 0 | 0.164 |  |  |  |  | FALSE | FALSE |  |  |  |  | #FF0070C0 | FA-NFPA 170 STROBE WALL | 1 | FALSE | FALSE | FALSE | 2023 |  |  | 7135-0328:0213 | [10 empty] | FALSE
NFPA 170 SPEAKER CEILING |  |  | North | Potter |  | Speaker |  |  |  | Module | TRUE | PE-SPKWC | ++ | Speaker, Ceiling, White | 1 | 0 | 0.043 |  |  |  |  | FALSE | TRUE |  |  |  |  | #FF0070C0 | FA-NFPA 170 SPEAKER CEILING | 1 | FALSE | FALSE | FALSE | 2023 | [13 empty] | FALSE |  |  | C
NFPA 170 STROBE CEILING |  |  | North | Potter |  | Strobe |  |  |  | Module | TRUE | PE-STRC | ++ | Strobe, Ceiling, Red | 1 | 0 | 0.043 |  |  |  |  | FALSE | TRUE |  |  |  |  | #FF0070C0 | FA-NFPA 170 STROBE CEILING | 1 | FALSE | FALSE | FALSE | 2023 | [13 empty] | FALSE
NFPA 170 SPEAKER STROBE |  |  | North | Potter |  | Speaker/Strobe |  |  |  | Module | TRUE | PE-SPSTR | ++ | Speaker/Strobe, Wall, Red | 1 | 0 | 0.043 |  |  |  |  | FALSE | [5 empty] | #FF0070C0 | FA-NFPA 170 SPEAKER STROBE | 1 | FALSE | FALSE | FALSE | 2023 | [13 empty] | FALSE
NFPA 170 STROBE WALL |  |  | North | Potter |  | Strobe |  |  |  | Module | TRUE | SL-401 Series |  | 60,000 Candle Power Output Strobe | 1 | [6 empty] | FALSE | [5 empty] | #FF0070C0 | FA-NFPA 170 STROBE WALL | 1 | FALSE | FALSE | FALSE | 2023 | [13 empty] | FALSE
NFPA 170 BELL |  |  | North | Potter |  | Bell |  |  |  | Module | TRUE | PDC-10-12 | ++ | 10" Bell | 1 | 0 | 0.02 |  |  | 12 |  | FALSE | [5 empty] | #FFFF0000 | FA-NFPA 170 BELL | 1 | FALSE | FALSE | FALSE | 2000 | [13 empty] | FALSE
NFPA 170 MANUAL PULL |  |  | North | Potter |  | Manual Station |  |  |  | Module | TRUE | PAD100-PSSA | + | Addressable Pull Station Single Action | 1 | 0.0002 | 0.0002 |  |  |  |  | FALSE | [5 empty] | #FFFF0000 | FA-NFPA 170 MANUAL PULL | 1 | FALSE | FALSE | FALSE | 957 | [13 empty] | FALSE
NFPA 170 DOOR HOLDER |  |  | North | Potter |  | Door Holder |  |  |  | Module | TRUE | DH1224 |  | Electromagnetic Door Holder | 1 | 0.04 | [5 empty] | FALSE | [5 empty] | #FFFF0000 | FA-NFPA 170 DOOR HOLDER | 1 | FALSE | FALSE | FALSE | 2500 |  |  | 3550-1039:0100 | [10 empty] | FALSE
NFPA 170 AMPLIFIER RACK | RISER AMP |  | North | Potter |  | Amplifier |  |  |  | Assembly | TRUE | PVC-DP100 (70V) | + | Distributed Panel, Dual Channel, 100W | 1 | [6 empty] | FALSE | [5 empty] | #FFFF0000 | FA-NFPA 170 AMPLIFIER RACK | 1 | FALSE | FALSE | FALSE | 300 | [8 empty] | 7,12,18 |  |  |  | 100 | TRUE
|  |  | North | Potter | [5 empty] | Module | TRUE | PFC-3002T |  | Conventional 2 Zone Fire Panel | 1 | [6 empty] | FALSE | [5 empty] | #FFFFFFFF |  |  | FALSE | FALSE | FALSE | [14 empty] | FALSE
NFPA 170 MINI HORN |  |  | North | Potter |  | Horn |  |  |  | Module | TRUE | MH-12/24TR |  | Mini-Horn, Red, Terminals | 1 | 0 | 0.015 |  |  |  |  | FALSE | [5 empty] | #FF0070C0 | FA-NFPA 170 MINI HORN | 1 | FALSE | FALSE | FALSE | 2014 | [13 empty] | FALSE
NFPA 170 STROBE WALL |  |  | North | Potter |  | Strobe |  |  |  | Module | TRUE | CSLP-24WB-WP |  | Strobe, Wall, White, Blue, Outdoor, Low Profile | 1 | 0 | 0.164 |  |  |  |  | FALSE | FALSE |  |  |  |  | #FF0070C0 | FA-NFPA 170 STROBE WALL | 1 | FALSE | FALSE | FALSE | 2023 | [13 empty] | FALSE
NFPA 170 GAS DETECTOR |  |  | North | Potter |  | Gas Detection |  |  |  | Module | TRUE | PAD300-CD w/PAD300-IB | ++ | Carbon-Monoxide Detector with 6” Base with an Isolator Module Included | 1 | 0.0006 | 0.0006 |  |  |  |  | FALSE | [5 empty] | #FFFF0000 | FA-NFPA 170 GAS DETECTOR | 1 | FALSE | FALSE | FALSE | 1402 | [13 empty] | FALSE |  |  | IB
|  |  | North | Potter | [5 empty] | Module | TRUE | FSS-26T |  | Dynamic Flat Trumpet Siren | 1 | [6 empty] | FALSE | [5 empty] | #FFFFFFFF |  |  | FALSE | FALSE | FALSE | [14 empty] | FALSE
|  |  | North | Potter |  | Cards & Components |  |  |  | Card | TRUE | PFC-6006 MAIN BOARD | + | Main Board for PFC-6006 Conventional Fire Alarm Control Panel | 1 | 0.105 | 0.16 |  |  |  |  | TRUE | [5 empty] | #FFFFFFFF |  |  | FALSE | FALSE | FALSE | [14 empty] | FALSE
NFPA 170 SMOKE CO DETECTOR |  |  | North | Potter |  | Smoke/CO Detector |  |  |  | Module | TRUE | PAD200-PCD w/PAD100-RB (Split) | + | Photoelectric Smoke/CO Detector with 6" Base with One Form-C Relay Contact | 1 | 0.0005 | 0.0005 |  |  |  |  | FALSE | TRUE |  |  |  |  | #FFFF0000 | FA-NFPA 170 SMOKE CO DETECTOR | 1 | FALSE | FALSE | FALSE | 1411 | [13 empty] | FALSE |  |  | RB
|  |  | North | Potter | [5 empty] | Module | TRUE | PSW-2 |  | Plunger Switch | 1 | [6 empty] | FALSE | [5 empty] | #FFFFFFFF |  |  | FALSE | FALSE | FALSE | [14 empty] | FALSE
NFPA 170 HORN STROBE |  |  | North | Potter |  | Horn/Strobe |  |  |  | Module | TRUE | SSX-52C | ++ | 115dBA Durable Siren or Siren Strobe | 1 |  | 0.748 |  |  | 12 |  | FALSE | [5 empty] | #FF0070C0 | FA-NFPA 170 HORN STROBE | 1 | FALSE | FALSE | FALSE | 2012 | [13 empty] | FALSE
|  |  | North | Potter | [5 empty] | Module | TRUE | AMS-38 |  | Mechanical Surface Mount Contact | 1 | [6 empty] | FALSE | [5 empty] | #FFFFFFFF |  |  | FALSE | FALSE | FALSE | [14 empty] | FALSE
NFPA 170 SMOKE HEAT DETECTOR |  |  | North | Potter |  | Smoke/Heat Detector |  |  |  | Module | TRUE | PAD300-PHD w/PAD300-RB | ++ | Photoelectric Smoke/Heat Detector with 6" Base with One Form-C Relay Contact | 1 | 0.0006 | 0.0006 |  |  |  |  | FALSE | TRUE |  |  |  |  | #FFFF0000 | FA-NFPA 170 SMOKE HEAT DETECTOR | 1 | FALSE | FALSE | FALSE | 1411 | [13 empty] | FALSE |  |  | RB
NFPA 170 HORN STROBE CEILING |  |  | North | Potter |  | Horn/Strobe |  |  |  | Module | TRUE | SH24C-3075110 |  | Selectable Candela Ceiling Horn Strobe | 1 | 0 | 0.16 |  |  |  |  | FALSE | TRUE |  |  |  |  | #FF0070C0 | FA-NFPA 170 HORN STROBE CEILING | 1 | FALSE | FALSE | FALSE | 2013 | [13 empty] | FALSE |  |  | C
NFPA 170 MANUAL PULL |  |  | North | Potter |  | Manual Station |  |  |  | Module | TRUE | RMS-6T-EXP-WP |  | Explosion Proof Pull Station | 1 | [6 empty] | FALSE | [5 empty] | #FFFF0000 | FA-NFPA 170 MANUAL PULL | 1 | FALSE | FALSE | FALSE | 957 | [13 empty] | FALSE |  |  | XP
NFPA 170 DUCT SMOKE DETECTOR |  |  | North | Potter |  | Duct Smoke Detector |  |  |  | Module | TRUE | PAD200-DUCTR | + | Analog Addressable Duct Detector W/ Relay | 1 | 0.0005 | 0.0005 |  |  |  |  | FALSE | TRUE |  |  |  |  | #FFFF0000 | FA-NFPA 170 DUCT SMOKE DETECTOR | 1 | FALSE | FALSE | FALSE | 1400 | [13 empty] | FALSE |  |  | R
NFPA 170 FLOW DETECTOR |  |  | North | Potter |  | Flow Detector |  |  |  | Module | TRUE | VSR-SFT | + | Waterflow Alarm Switch with Union | 1 | [6 empty] | FALSE | [5 empty] | #FFFF0000 | FA-NFPA 170 FLOW DETECTOR | 1 | FALSE | FALSE | FALSE |  |  |  | 7770-0328:0001 | [10 empty] | FALSE
|  |  | North | Potter | [5 empty] | Module | TRUE | CF-285W |  | Fixed Temperature Heat Detector, 285°F (140°C) | 1 | [6 empty] | FALSE | [5 empty] | #FFFFFFFF |  |  | FALSE | FALSE | FALSE | [14 empty] | FALSE
|  |  | North | Potter | [5 empty] | Module | TRUE | AMS-39 Series |  | Standard Surface Mount Contact | 1 | [6 empty] | FALSE | [5 empty] | #FFFFFFFF |  |  | FALSE | FALSE | FALSE | [14 empty] | FALSE
NFPA 170 STROBE WALL |  |  | North | Potter |  | Strobe |  |  |  | Module | TRUE | SL-24H-WP |  | Weatherproof Selectable Candela Strobe High Intensity | 1 | 0 | 0.151 |  |  |  |  | FALSE | [5 empty] | #FF0070C0 | FA-NFPA 170 STROBE WALL | 1 | FALSE | FALSE | FALSE | 2023 | [13 empty] | FALSE
NFPA 170 STROBE WALL |  |  | North | Potter |  | Strobe |  |  |  | Module | TRUE | SLP-24WW-WP |  | Outdoor Strobe, Fixed 75 Candela, Low Profile Enclosure, White | 1 | 0 | 0.112 |  |  |  |  | FALSE | [5 empty] | #FF0070C0 | FA-NFPA 170 STROBE WALL | 1 | FALSE | FALSE | FALSE | 2023 | [13 empty] | FALSE |  |  | WP
NFPA 170 HEAT DETECTOR |  |  | North | Potter |  | Heat Detector |  |  |  | Module | TRUE | FHA | + | Addressable Fixed Temperature Heat Detector | 1 | 0.000325 | 0.000325 |  |  |  |  | FALSE | [5 empty] | #FFFF0000 | FA-NFPA 170 HEAT DETECTOR | 1 | FALSE | FALSE | FALSE | 1403 | [13 empty] | FALSE |  |  | F
NFPA 170 SMOKE HEAT CO DETECTOR |  |  | North | Potter |  | Smoke/Heat/CO Detector |  |  |  | Module | TRUE | PAD200-PCHD w/PAD100-4DB (Split) | + | Photoelectric Smoke/Heat/CO Detector with 4" Standard Base | 1 | 0.0003 | 0.0003 |  |  |  |  | FALSE | TRUE |  |  |  |  | #FFFF0000 | FA-NFPA 170 SMOKE HEAT CO DETECTOR | 1 | FALSE | FALSE | FALSE | 1411 | [13 empty] | FALSE |  |  | 4DB
NFPA 170 HORN STROBE |  |  | North | Potter |  | Horn/Strobe |  |  |  | Module | TRUE | SSX-51 Series |  | 15W Armored Siren or Siren Strobe | 1 | [6 empty] | FALSE | [5 empty] | #FF0070C0 | FA-NFPA 170 HORN STROBE | 1 | FALSE | FALSE | FALSE | 2012 | [13 empty] | FALSE
|  |  | North | Potter |  | Hardware |  |  |  | Hardware | TRUE | ABB-1012 |  | Slimline Rugged Outdoor Bell Box | 1 | [6 empty] | FALSE | [5 empty] | #FFFFFFFF |  |  | FALSE | FALSE | FALSE | [14 empty] | FALSE
|  |  | North | Potter | [5 empty] | Module | TRUE | NGP-1000D-M3 |  | Nitrogen Generator with 1,000 Gallon Largest Riser Fill and 5,000 gallons of Total Sprinkler System Capacity | 1 | [6 empty] | FALSE | [5 empty] | #FFFFFFFF |  |  | FALSE | FALSE | FALSE | [14 empty] | FALSE
NFPA 170 CELL COMM | RISER CELL COMM |  | North | Potter |  | Cellular Communicator |  |  |  | Module | TRUE | IntelliCom-5GV | ++ | 5G LTE-M Sole & Dual Path Cellular Commercial Fire Alarm Communicators VERIZON | 1 | 0.068 | 0.14 |  |  |  |  | TRUE |  | Plastic housing includes three keyhole slots for triple gang boxes |  | 8 x 5-29/64 x 1½" (20.3 x 13.9 x 3.8cm) |  | #FFFF0000 | FA-NFPA 170 CELL COMM | 1 | FALSE | FALSE | FALSE | 250 | [13 empty] | FALSE
|  |  | North | Potter |  | Cards & Components |  |  |  | Card | TRUE | PAD100-SLCE (50pt) | + | SLC Loop Expander | 1 | 0.06 | 0.06 |  |  |  |  | TRUE | [5 empty] | #FFFFFFFF |  |  | FALSE | FALSE | FALSE | [14 empty] | FALSE
NFPA 170 SMOKE DETECTOR |  |  | North | Potter |  | Smoke Detector |  |  |  | Module | TRUE | PAD200-PD w/PAD100-SPKB | + | Photoelectric Smoke Detector with 6" Base with Speaker Module Included | 1 | 0.00045 | 0.00045 |  |  |  |  | FALSE | TRUE |  |  |  |  | #FFFF0000 | FA-NFPA 170 SMOKE DETECTOR | 1 | FALSE | FALSE | FALSE | 1408 | [13 empty] | FALSE |  |  | SB
NFPA 170 DOOR HOLDER |  |  | North | Potter |  | Door Holder |  |  |  | Module | TRUE | DH24120 |  | Electromagnetic Door Holder | 1 | 0.02 | [5 empty] | FALSE | [5 empty] | #FFFF0000 | FA-NFPA 170 DOOR HOLDER | 1 | FALSE | FALSE | FALSE | 2500 |  |  | 3550-1039:0100 | [10 empty] | FALSE
NFPA 170 FIRE ALARM CONTROL UNIT | RISER FACP |  | North | Potter |  | Fire Alarm Control Unit |  |  |  | Assembly | TRUE | PFC-6200 | + | 127 Expandable to 254 Points Addressable Fire Alarm Control Panel | 1 | [6 empty] | FALSE | [5 empty] | #FFFF0000 | FA-NFPA 170 FIRE ALARM CONTROL UNIT | 1 | FALSE | FALSE | FALSE | 202 | [8 empty] | 7,12,18 |  |  |  |  | TRUE
NFPA 170 SMOKE HEAT CO DETECTOR |  |  | North | Potter |  | Smoke/Heat/CO Detector |  |  |  | Module | TRUE | PAD200-PCHD w/PAD100-6DB (Split) | + | Photoelectric Smoke/Hea/CO Detector with 6" Standard Base | 1 | 0.0003 | 0.0003 |  |  |  |  | FALSE | TRUE |  |  |  |  | #FFFF0000 | FA-NFPA 170 SMOKE HEAT CO DETECTOR | 1 | FALSE | FALSE | FALSE | 1411 | [13 empty] | FALSE |  |  | 6DB
|  |  | North | Potter |  | Cards & Components |  |  |  | Card | TRUE | PVX-IL8 |  | LED Input Module | 1 | 0.003 | 0.0052 |  |  |  |  | TRUE | [5 empty] | #FFFFFFFF |  |  | FALSE | FALSE | FALSE | [14 empty] | FALSE
|  |  | North | Potter |  | Cards & Components |  |  |  | Card | TRUE | 70V-1000 |  | 70V Extender | 1 | 0.002 | 0.562 |  |  |  |  | TRUE | [5 empty] | #FFFFFFFF |  |  | FALSE | FALSE | FALSE
|  |  | North | Potter |  | Cards & Components |  |  |  | Card | TRUE | PSN-106 MAIN BOARD | + | PSN-106 MAIN BOARD | 1 | 0.075 | 0.075 |  |  |  |  | TRUE | [5 empty] | #FFFFFFFF |  |  | FALSE | FALSE | FALSE | [14 empty] | FALSE
NFPA 170 HORN |  |  | North | Potter |  | Horn |  |  |  | Module | TRUE | FHEX-24 SMR | ++ | Explosion-proof Horn, 24VDC, Red | 1 | [6 empty] | FALSE | [5 empty] | #FF0070C0 | FA-NFPA 170 HORN | 1 | FALSE | FALSE | FALSE | 2010 | [13 empty] | FALSE
NFPA 170 STROBE WALL |  |  | North | Potter |  | Strobe |  |  |  | Module | TRUE | S-24WW-WP | ++ | Outdoor Strobe, Fixed 75 Candela, Standard Enclosure, White | 1 | 0 | 0.112 |  |  |  |  | FALSE | FALSE |  |  |  |  | #FF0070C0 | FA-NFPA 170 STROBE WALL | 1 | FALSE | FALSE | FALSE | 2023 | [13 empty] | FALSE |  |  | WP
NFPA 170 AMPLIFIER RACK | RISER AMP |  | North | Potter |  | Amplifier |  |  |  | Assembly | TRUE | SCA-10070 (70V) | + | SINGLE CHANNEL 100W, 25V OR 70V SELECTABLE AMPLIFIER | 1 | [6 empty] | FALSE | [5 empty] | #FFFF0000 | FA-NFPA 170 AMPLIFIER RACK | 1 | FALSE | FALSE | FALSE | 300 | [8 empty] | 12 |  |  |  | 100 | TRUE
|  |  | North | Potter | [5 empty] | Module | TRUE | Special Application Pull Station Series |  | Conventional Special Application Pull Station | 1 | [6 empty] | FALSE | [5 empty] | #FFFFFFFF |  |  | FALSE | FALSE | FALSE | [14 empty] | FALSE
NFPA 170 SMOKE DETECTOR |  |  | North | Potter |  | Smoke Detector |  |  |  | Module | TRUE | PAD100-PHD w/PAD100-LFSB (Split) | + | Photoelectric Smoke/Heat Detector with 6" Base with LF Sounder Module Included | 1 | 0.0005 | 0.0005 |  |  |  |  | FALSE | TRUE |  |  |  |  | #FFFF0000 | FA-NFPA 170 SMOKE DETECTOR | 1 | FALSE | FALSE | FALSE | 1408 | [13 empty] | FALSE |  |  | LF¦SB
|  |  | North | Potter |  | Cards & Components |  |  |  | Card | TRUE | EVX-50EM | + | 50W Voice Evacuation Module w/ mic | 1 | 0.13 | 3.2 |  |  |  |  | TRUE | [5 empty] | #FFFFFFFF |  |  | FALSE | FALSE | FALSE
|  |  | North | Potter |  | Cards & Components |  |  |  | Card | TRUE | CA-6500 |  | Class A Expander for PFC-6800 | 1 | 0.06 | 0.1 |  |  |  |  | TRUE | [5 empty] | #FFFFFFFF |  |  | FALSE | FALSE | FALSE |  |  |  | 7165-0328:0198 | [10 empty] | FALSE
NFPA 170 STROBE WALL |  |  | North | Potter |  | Strobe |  |  |  | Module | TRUE | FSEX-24PMA-MOD | ++ | Amber Explosion Proof Strobe | 1 | [6 empty] | FALSE | [5 empty] | #FF0070C0 | FA-NFPA 170 STROBE WALL | 1 | FALSE | FALSE | FALSE | 2010 | [13 empty] | FALSE
NFPA 170 HORN STROBE |  |  | North | Potter |  | Horn/Strobe |  |  |  | Module | TRUE | HS-24WR | ++ | Horn Strobe, 24 VDC, Red | 1 | 0 | 0.136 |  |  |  |  | FALSE | FALSE |  |  |  |  | #FF0070C0 | FA-NFPA 170 HORN STROBE | 1 | FALSE | FALSE | FALSE | 2012 | [13 empty] | FALSE
NFPA 170 FIRE FIGHTER INTERFACE | NFPA 170 FIRE FIGHTER INTERFACE |  | North | Potter |  | Fire Fighter Interface |  |  |  | Assembly | TRUE | FFT-1000 | + | Firefighter Telephone Motherboard | 1 | [6 empty] | FALSE | [5 empty] | #FFFF0000 | FA-NFPA 170 FIRE FIGHTER INTERFACE | 1 | FALSE | FALSE | FALSE | 300 | [8 empty] | 12 |  |  |  |  | TRUE
NFPA 170 HEAT DETECTOR |  |  | North | Potter |  | Heat Detector |  |  |  | Module | TRUE | PAD300-HD w/PAD300-RB | ++ | Heat Detector with 6" Base with One Form-C Relay Contact | 1 | 0.0006 | 0.0006 |  |  |  |  | FALSE | [5 empty] | #FFFF0000 | FA-NFPA 170 HEAT DETECTOR | 1 | FALSE | FALSE | FALSE | 1403 | [13 empty] | FALSE |  |  | RB
NFPA 170 STROBE WALL |  |  | North | Potter |  | Strobe |  |  |  | Module | TRUE | CS-24R-WP |  | Strobe, Wall, Red, Red, Outdoor | 1 | 0 | 0.164 |  |  |  |  | FALSE | FALSE |  |  |  |  | #FF0070C0 | FA-NFPA 170 STROBE WALL | 1 | FALSE | FALSE | FALSE | 2023 |  |  | 7135-0328:0213 | [10 empty] | FALSE
NFPA 170 HEAT DETECTOR |  |  | North | Potter |  | Heat Detector |  |  |  | Module | TRUE | CR-200MP | 1000139 | Indoor Outdoor Rate of Rise Heat Detector, 200°F (93°C) | 1 | [6 empty] | FALSE | [5 empty] | #FFFF0000 | FA-NFPA 170 HEAT DETECTOR | 1 | FALSE | FALSE | FALSE | 1403 | [13 empty] | FALSE |  |  | 200° R
|  |  | North | Potter |  | Cards & Components |  |  |  | Card | TRUE | P400 Main Board |  | Main Board for P400 Fire Alarm Control Panel | 1 | [6 empty] | TRUE | [5 empty] | #FFFFFFFF |  |  | FALSE | FALSE | FALSE | [14 empty] | FALSE
NFPA 170 SMOKE DETECTOR |  |  | North | Potter |  | Smoke Detector |  |  |  | Module | TRUE | PAD100-PD w/PAD100-SPKB | + | Photoelectric Smoke Detector with 6" Base with Speaker Module Included | 1 | 0.00045 | 0.00045 |  |  |  |  | FALSE | TRUE |  |  |  |  | #FFFF0000 | FA-NFPA 170 SMOKE DETECTOR | 1 | FALSE | FALSE | FALSE | 1408 | [13 empty] | FALSE |  |  | SB
NFPA 170 FLOW DETECTOR |  |  | North | Potter |  | Flow Detector |  |  |  | Module | TRUE | WF |  | CONTACT DEVICE | 1 | [6 empty] | FALSE | [5 empty] | #FFFF0000 | FA-NFPA 170 FLOW DETECTOR | 1 | FALSE | FALSE | FALSE | 1700 | [13 empty] | FALSE
NFPA 170 FIRE FIGHTER INTERFACE | NFPA 170 FIRE FIGHTER INTERFACE |  | North | Potter |  | Cards & Components |  |  |  | Card | TRUE | FFT-EXP | + | Main Board | 1 | 0.056 | 0.116 |  |  |  |  | TRUE | [5 empty] | #FFFF0000 | FA-NFPA 170 FIRE FIGHTER INTERFACE | 1 | FALSE | FALSE | FALSE | 300 | [13 empty] | FALSE
NFPA 170 HEAT DETECTOR |  |  | North | Potter |  | Heat Detector |  |  |  | Module | TRUE | 302-EPM-194 | ++ | Heat Detector, 194°F (90°C) | 1 | [6 empty] | FALSE | TRUE |  |  |  |  | #FFFF0000 | FA-NFPA 170 HEAT DETECTOR | 1 | FALSE | FALSE | FALSE | 1403 |  |  | 7270-0021:0001 | [10 empty] | FALSE
NFPA 170 FIRE ALARM CONTROL UNIT | RISER FACP |  | North | Potter |  | Fire Alarm Control Unit |  |  |  | Assembly | TRUE | IPA-4000 | + | Fire Alarm Control Panel | 1 | [6 empty] | FALSE | [5 empty] | #FFFF0000 | FA-NFPA 170 FIRE ALARM CONTROL UNIT | 1 | FALSE | FALSE | FALSE | 202 | [8 empty] | 8,18,55 |  |  | 10 |  | TRUE
|  |  | North | Potter |  | Cards & Components |  |  |  | Card | TRUE | PSN-106B MAIN BOARD | + | PSN-106 MAIN BOARD | 1 | 0.075 | 0.075 |  |  |  |  | TRUE | [5 empty] | #FFFFFFFF |  |  | FALSE | FALSE | FALSE | [14 empty] | FALSE
|  |  | North | Potter | [5 empty] | Module | TRUE | ARM-8 | + | DPDT Auxiliary Relay Module | 1 | 0.005 | 0.16 |  |  |  |  | FALSE | [5 empty] | #FFFFFFFF |  |  | FALSE | FALSE | FALSE |  |  |  | 7165-0328:0155 | [10 empty] | FALSE
|  |  | North | Potter |  | Cards & Components |  |  |  | Card | TRUE | PVC-MBK | + | Motherboard Relay Card | 1 | 0.003 | 0.031 |  |  |  |  | TRUE | [5 empty] | #FFFFFFFF |  |  | FALSE | FALSE | FALSE
NFPA 170 STROBE CEILING |  |  | North | Potter |  | Strobe |  |  |  | Module | TRUE | CCS-24BR |  | Strobe, Ceiling, Red, Blue | 1 | 0 | 0.212 |  |  |  |  | FALSE | TRUE |  |  |  |  | #FF0070C0 | FA-NFPA 170 STROBE CEILING | 1 | FALSE | FALSE | FALSE | 2022 |  |  | 7135-0328:0211 | [10 empty] | FALSE |  |  | C
NFPA 170 REMOTE ANNUNCIATOR | RISER ANNUNCIATOR |  | North | Potter |  | Remote Annunciator |  |  |  | Module | TRUE | RA-6500F | ++ | LCD Annunciator Flush Mount - RED | 1 | 0.02 | 0.025 |  |  |  |  | TRUE | [5 empty] | #FFFF0000 | FA-NFPA 170 REMOTE ANNUNCIATOR | 1 | FALSE | FALSE | FALSE | 255 | [13 empty] | FALSE
NFPA 170 HORN |  |  | North | Potter |  | Horn |  |  |  | Module | TRUE | LFH-24W |  | Low Profile Horn, Low Frequency, White | 1 | 0 | 0.0994 |  |  |  |  | FALSE | [5 empty] | #FF0070C0 | FA-NFPA 170 HORN | 1 | FALSE | FALSE | FALSE | 2010 | [13 empty] | FALSE |  |  | LF
NFPA 170 HORN |  |  | North | Potter |  | Horn |  |  |  | Module | TRUE | PE-HNW | ++ | Horn, Wall, White | 1 | 0 | 0.043 |  |  |  |  | FALSE | [5 empty] | #FF0070C0 | FA-NFPA 170 HORN | 1 | FALSE | FALSE | FALSE | 2023 | [13 empty] | FALSE
|  |  | North | Potter |  | Cards & Components |  |  |  | Card | TRUE | PVX-OL8 |  | LED Output Module | 1 | 0.003 | 0.028 |  |  |  |  | TRUE | [5 empty] | #FFFFFFFF |  |  | FALSE | FALSE | FALSE | [14 empty] | FALSE
|  |  | North | Potter | [5 empty] | Module | TRUE | NGP-2200D-M3 |  | Nitrogen Generator with 2,200 Gallon Largest Riser Fill and 5,000 gallons of Total Sprinkler System Capacity | 1 | [6 empty] | FALSE | [5 empty] | #FFFFFFFF |  |  | FALSE | FALSE | FALSE | [14 empty] | FALSE
|  |  | North | Potter | [5 empty] | Module | TRUE | AFS-101B |  | Armored Cable Fence Detector System | 1 | [6 empty] | FALSE | [5 empty] | #FFFFFFFF |  |  | FALSE | FALSE | FALSE | [14 empty] | FALSE
NFPA 170 WIRELESS CONTROL UNIT |  |  | North | Potter |  | Wireless Control Unit |  |  |  | Module | TRUE | WRX-R | + | Wireless Reciever | 1 | 0.055 | 0.075 |  |  |  |  | FALSE | [5 empty] | #FFFF0000 | FA-NFPA 170 WIRELESS CONTROL UNIT | 1 | FALSE | FALSE | FALSE | [14 empty] | FALSE |  |  | RX
NFPA 170 HORN STROBE |  |  | North | Potter |  | Horn/Strobe |  |  |  | Module | TRUE | CHSLP-24G-WP |  | Horn Strobe, Wall, Red, Green, Outdoor, Low Profile | 1 | 0 | 0.22 |  |  |  |  | FALSE | FALSE |  |  |  |  | #FF0070C0 | FA-NFPA 170 HORN STROBE | 1 | FALSE | FALSE | FALSE | 2012 | [13 empty] | FALSE
|  |  | North | Potter |  | Cards & Components |  |  |  | Card | TRUE | PFC-4064 MAIN BOARD | + | Main Board for PFC-4064 Conventional Fire Alarm Control Panel | 1 | 0.07 | 0.235 |  |  |  |  | TRUE | [5 empty] | #FFFFFFFF |  |  | FALSE | FALSE | FALSE | [14 empty] | FALSE
NFPA 170 HORN STROBE |  |  | North | Potter |  | Horn/Strobe |  |  |  | Module | TRUE | SH-1224WP-W |  | Weatherproof Horn Strobe, Wall, White | 1 | 0 | 0.374 |  |  |  |  | FALSE | [5 empty] | #FF0070C0 | FA-NFPA 170 HORN STROBE | 1 | FALSE | FALSE | FALSE | 2012 | [13 empty] | FALSE
NFPA 170 FLOW DETECTOR |  |  | North | Potter |  | Flow Detector |  |  |  | Module | TRUE | PS10-EX | + | Explosion Proof Pressure Type Waterflow Switch | 1 | [6 empty] | FALSE | [5 empty] | #FFFF0000 | FA-NFPA 170 FLOW DETECTOR | 1 | FALSE | FALSE | FALSE |  |  |  | 7770-0328:0141 | [10 empty] | FALSE
NFPA 170 STROBE WALL |  |  | North | Potter |  | Strobe |  |  |  | Module | TRUE | FSEX-24PMC-MOD | ++ | Clear Explosion Proof Strobe | 1 | [6 empty] | FALSE | [5 empty] | #FF0070C0 | FA-NFPA 170 STROBE WALL | 1 | FALSE | FALSE | FALSE | 2010 | [13 empty] | FALSE
|  |  | North | Potter | [5 empty] | Module | TRUE | EBP-407C |  | Door Annunciator System | 1 | [6 empty] | FALSE | [5 empty] | #FFFFFFFF |  |  | FALSE | FALSE | FALSE | [14 empty] | FALSE
NFPA 170 HORN |  |  | North | Potter |  | Horn |  |  |  | Module | TRUE | LFH-24R |  | Low Profile Horn, Low Frequency, Red | 1 | 0 | 0.1572 |  |  |  |  | FALSE | [5 empty] | #FF0070C0 | FA-NFPA 170 HORN | 1 | FALSE | FALSE | FALSE | 2010 | [13 empty] | FALSE |  |  | LF
NFPA 170 SPEAKER CEILING |  |  | North | Potter |  | Speaker |  |  |  | Module | TRUE | FASPKR-R | + | Low Profile Speaker, Ceiling, Red | 1 | [6 empty] | FALSE | TRUE |  |  |  |  | #FF0070C0 | FA-NFPA 170 SPEAKER CEILING | 1 | FALSE | FALSE | FALSE | 2019 | [13 empty] | FALSE |  |  | C
NFPA 170 DUCT SMOKE DETECTOR |  |  | North | Potter |  | Duct Smoke Detector |  |  |  | Module | TRUE | PAD300-DUCTR w/PAD300-DD | ++ | Analog Addressable Duct Detector W/ Relay | 1 | 0.0005 | 0.0005 |  |  |  |  | FALSE | TRUE |  |  |  |  | #FFFF0000 | FA-NFPA 170 DUCT SMOKE DETECTOR | 1 | FALSE | FALSE | FALSE | 1400 | [13 empty] | FALSE |  |  | R
|  |  | North | Potter | [5 empty] | Module | TRUE | PAD100-RB | + | Addressable Relay Base | 1 | 0.0002 | 0.0002 |  |  |  |  | FALSE | [5 empty] | #FFFFFFFF |  |  | FALSE | FALSE | FALSE | [14 empty] | FALSE
NFPA 170 STROBE WALL |  |  | North | Potter |  | Strobe |  |  |  | Module | TRUE | CSLP-24A-WP |  | Strobe, Wall, Red, Amber, Outdoor, Low Profile | 1 | 0 | 0.164 |  |  |  |  | FALSE | FALSE |  |  |  |  | #FF0070C0 | FA-NFPA 170 STROBE WALL | 1 | FALSE | FALSE | FALSE | 2023 | [13 empty] | FALSE
NFPA 170 MINI HORN |  |  | North | Potter |  | Horn |  |  |  | Module | TRUE | MHT-1224PR |  | Low Current Mini-Horn, Plain Red | 1 | 0 | 0.022 |  |  |  |  | FALSE | [5 empty] | #FF0070C0 | FA-NFPA 170 MINI HORN | 1 | FALSE | FALSE | FALSE | 2014 | [13 empty] | FALSE
NFPA 170 VOICE EVACUATION CONTROL UNIT |  |  | North | Potter |  | Voice Evac Control Unit |  |  |  | Assembly | TRUE | PVC-MP32/P | + | Master Panel, 32 Switch Control, Master Fire Phone | 1 | [6 empty] | FALSE | [5 empty] | #FFFF0000 | FA-NFPA 170 VOICE EVACUATION CONTROL UNIT | 1 | FALSE | FALSE | FALSE | 211 | [8 empty] | 7,12,18 |  |  |  |  | TRUE
NFPA 170 SMOKE HEAT DETECTOR |  |  | North | Potter |  | Smoke/Heat Detector |  |  |  | Module | TRUE | PAD200-PHD w/PAD100-IB | + | Photoelectric Smoke/Heat Detector with Isolator Module Included | 1 | 0.00045 | 0.00045 |  |  |  |  | FALSE | TRUE |  |  |  |  | #FFFF0000 | FA-NFPA 170 SMOKE HEAT DETECTOR | 1 | FALSE | FALSE | FALSE | 1411 | [13 empty] | FALSE |  |  | IB
|  |  | North | Potter |  | Cards & Components |  |  |  | Card | TRUE | PFC-6800 MAIN BOARD |  | Main Board for PFC-6800 Fire Alarm Control Panel | 1 | 0.13 | 0.22 |  |  |  |  | TRUE | [5 empty] | #FFFFFFFF |  |  | FALSE | FALSE | FALSE | [14 empty] | FALSE
NFPA 170 SMOKE DETECTOR |  |  | North | Potter |  | Smoke Detector |  |  |  | Module | TRUE | PAD100-PD w/PAD100-SB | + | Photoelectric Smoke Detector with 6" Base with Sounder Module Included | 2 | 0.0005 | 0.0005 |  |  |  |  | FALSE | TRUE |  |  |  |  | #FFFF0000 | FA-NFPA 170 SMOKE DETECTOR | 1 | FALSE | FALSE | FALSE | 1408 | [13 empty] | FALSE |  |  | SB
NFPA 170 HORN STROBE |  |  | North | Potter |  | Horn/Strobe |  |  |  | Module | TRUE | LFHS-177W |  | Low Profile Horn Strobe, Low Frequency, Fixed 177 Candela, White | 1 | 0 | 0.293 |  |  |  |  | FALSE | FALSE |  |  |  |  | #FF0070C0 | FA-NFPA 170 HORN STROBE | 1 | FALSE | FALSE | FALSE | 2012 | [13 empty] | FALSE |  |  | LF
NFPA 170 STROBE WALL |  |  | North | Potter |  | Strobe |  |  |  | Module | TRUE | CSLP-24WG-WP |  | Strobe, Wall, White, Green, Outdoor, Low Profile | 1 | 0 | 0.164 |  |  |  |  | FALSE | FALSE |  |  |  |  | #FF0070C0 | FA-NFPA 170 STROBE WALL | 1 | FALSE | FALSE | FALSE | 2023 | [13 empty] | FALSE
NFPA 170 VOICE EVACUATION CONTROL UNIT |  |  | North | Potter |  | Voice Evac Control Unit |  |  |  | Assembly | TRUE | PVC-MP16/P | + | Master Panel, 16 Switch Control, Master Fire Phone | 1 | [6 empty] | FALSE | [5 empty] | #FFFF0000 | FA-NFPA 170 VOICE EVACUATION CONTROL UNIT | 1 | FALSE | FALSE | FALSE | 211 | [8 empty] | 7,12,18 |  |  |  |  | TRUE
|  |  | North | Potter | [5 empty] | Module | TRUE | PIR-TECT 2 |  | Dual PIR / Microwave External Motion Detector | 1 | [6 empty] | FALSE | [5 empty] | #FFFFFFFF |  |  | FALSE | FALSE | FALSE | [14 empty] | FALSE
NFPA 170 NOTIFICATION CIRCUIT EXTENDER PANEL | RISER NAC |  | North | Potter |  | Notification Circuit Extender Panel |  |  |  | Assembly | TRUE | PSN-64 | + | 6A Conventional Power Supply with 4 Outputs | 1 | [6 empty] | FALSE | [5 empty] | #FFFF0000 | FA-NFPA 170 NOTIFICATION CIRCUIT EXTENDER PANEL | 1 | FALSE | FALSE | FALSE | 212 |  |  | 7315-0328:0189 | [5 empty] | 7,12,18 |  |  | 6 |  | TRUE
NFPA 170 SMOKE DETECTOR |  |  | North | Potter |  | Smoke Detector |  |  |  | Module | TRUE | PAD100-PD w/PAD100-6DB | + | Photoelectric Smoke Detector with 6" Standard Base | 1 | 0.0003 | 0.0003 |  |  |  |  | FALSE | TRUE |  |  |  |  | #FFFF0000 | FA-NFPA 170 SMOKE DETECTOR | 1 | FALSE | FALSE | FALSE | 1408 | [13 empty] | FALSE |  |  | 6DB
NFPA 170 FIRE ALARM CONTROL UNIT | RISER FACP |  | North | Potter |  | Fire Alarm Control Unit |  |  |  | Assembly | TRUE | IPA-100 | + | Fire Alarm Control Panel | 1 | [6 empty] | FALSE | [5 empty] | #FFFF0000 | FA-NFPA 170 FIRE ALARM CONTROL UNIT | 1 | FALSE | FALSE | FALSE | 202 | [8 empty] | 8,18,55 |  |  | 5 |  | TRUE
NFPA 170 SMOKE DETECTOR |  |  | North | Potter |  | Smoke Detector |  |  |  | Module | TRUE | PAD100-PD w/PAD100-IB | + | Photoelectric Smoke Detector with 6" Base with Isolator Module Included | 1 | 0.00045 | 0.00045 |  |  |  |  | FALSE | TRUE |  |  |  |  | #FFFF0000 | FA-NFPA 170 SMOKE DETECTOR | 1 | FALSE | FALSE | FALSE | 1408 | [13 empty] | FALSE |  |  | IB
NFPA 170 SPEAKER STROBE |  |  | North | Potter |  | Speaker/Strobe |  |  |  | Module | TRUE | SPKSTR-24WLPPW-WP | + | Speaker/Strobe White Plain Label | 1 | [6 empty] | FALSE | FALSE |  |  |  |  | #FF0070C0 | FA-NFPA 170 SPEAKER STROBE | 1 | FALSE | FALSE | FALSE | 2019 | [13 empty] | FALSE |  |  | WP
NFPA 170 SPEAKER STROBE CEILING |  |  | North | Potter |  | Speaker/Strobe |  |  |  | Module | TRUE | CSPKSTR-24AR |  | Alert Amber Speaker/Strobe, Ceiling, Red | 1 | 0 | 0.148 |  |  |  |  | FALSE | TRUE |  |  |  |  | #FF0070C0 | FA-NFPA 170 SPEAKER STROBE CEILING | 1 | FALSE | FALSE | FALSE | 2020 |  |  | 7320-0328:0206 | [10 empty] | FALSE |  |  | C
|  |  | North | Potter | [5 empty] | Module | TRUE | NGP-2200D-M4 |  | Nitrogen Generator with 2,200 Gallon Largest Riser Fill and 9,500 gallons of Total Sprinkler System Capacity | 1 | [6 empty] | FALSE | [5 empty] | #FFFFFFFF |  |  | FALSE | FALSE | FALSE | [14 empty] | FALSE
NFPA 170 SMOKE DETECTOR |  |  | North | Potter |  | Smoke Detector |  |  |  | Module | TRUE | CPS-24 w/SB | + | Conventional Photoelectric Smoke Detector w/SB Base | 1 |  | 0.15 |  |  |  |  | FALSE | [5 empty] | #FFFF0000 | FA-NFPA 170 SMOKE DETECTOR | 1 | FALSE | FALSE | FALSE | 957 |  |  | 7272-0328:0507 | [10 empty] | FALSE
NFPA 170 FIRE FIGHTER INTERFACE |  |  | North | Potter |  | Fire Fighter Interface |  |  |  | Assembly | TRUE | PVC-TC |  | NFPA 170 FIRE FIGHTER PHONE HANDSET CABINET | 1 | [12 empty] | #FFFF0000 | FA-NFPA 170 FIRE FIGHTER INTERFACE | 1 | FALSE | FALSE | FALSE | 207
NFPA 170 SPEAKER STROBE |  |  | North | Potter |  | Speaker/Strobe |  |  |  | Module | TRUE | WCSPKSTR-24RR |  | Weatherproof Plain Red Speaker/Strobe, Wall, Red | 1 | 0 | 0.397 |  |  |  |  | FALSE | [5 empty] | #FF0070C0 | FA-NFPA 170 SPEAKER STROBE | 1 | FALSE | FALSE | FALSE | 2019 |  |  | 7320-0328:0206 | [10 empty] | FALSE
NFPA 170 FLOW DETECTOR |  |  | North | Potter |  | Flow Detector |  |  |  | Module | TRUE | VSR-SF | + | Waterflow Alarm Switch for Small Pipe | 1 | [6 empty] | FALSE | [5 empty] | #FFFF0000 | FA-NFPA 170 FLOW DETECTOR | 1 | FALSE | FALSE | FALSE |  |  |  | 7770-0328:0001 | [10 empty] | FALSE
NFPA 170 STROBE WALL |  |  | North | Potter |  | Strobe |  |  |  | Module | TRUE | PE-STR | ++ | Strobe, Wall, Red | 1 | 0 | 0.043 |  |  |  |  | FALSE | [5 empty] | #FF0070C0 | FA-NFPA 170 STROBE WALL | 1 | FALSE | FALSE | FALSE | 2023 | [13 empty] | FALSE
|  |  | North | Potter | [5 empty] | Module | TRUE | VSD-208 |  | Multi-Tone High Power Siren Driver | 1 | [6 empty] | FALSE | [5 empty] | #FFFFFFFF |  |  | FALSE | FALSE | FALSE | [14 empty] | FALSE
|  |  | North | Potter |  | Cards & Components |  |  |  | Card | TRUE | PSN-1000(E) MAIN BOARD | + | Main Board for PSN-1000(E) Intelligent Notification Power Expander | 1 | 0.06 | 0.2 |  |  |  |  | TRUE | [5 empty] | #FFFFFFFF |  |  | FALSE | FALSE | FALSE | [14 empty] | FALSE
|  |  | North | Potter |  | Cards & Components |  |  |  | Card | TRUE | IDC-6 (P-LINK+) | + | Initiating Device Circuit Expander | 1 | 0.05 | 0.29 |  |  |  |  | TRUE | [5 empty] | #FFFFFFFF |  |  | FALSE | FALSE | FALSE
NFPA 170 HORN STROBE |  |  | North | Potter |  | Horn/Strobe |  |  |  | Module | TRUE | CHS-24WG-WP |  | Horn Strobe, Wall, White, Green, Outdoor | 1 | 0 | 0.22 |  |  |  |  | FALSE | FALSE |  |  |  |  | #FF0070C0 | FA-NFPA 170 HORN STROBE | 1 | FALSE | FALSE | FALSE | 2012 |  |  | 7135-0328:0212 | [10 empty] | FALSE
NFPA 170 SPEAKER STROBE |  |  | North | Potter |  | Speaker/Strobe |  |  |  | Module | TRUE | WCSPKSTR-24RW |  | Weatherproof Plain Red Speaker/Strobe, Wall, White | 1 | 0 | 0.397 |  |  |  |  | FALSE | [5 empty] | #FF0070C0 | FA-NFPA 170 SPEAKER STROBE | 1 | FALSE | FALSE | FALSE | 2019 |  |  | 7320-0328:0206 | [10 empty] | FALSE
|  |  | North | Potter |  | Cards & Components |  |  |  | Card | TRUE | EVX-100E | + | 100W Voice Evacuation Module | 1 | 0.18 | 6.4 |  |  |  |  | TRUE | [5 empty] | #FFFFFFFF |  |  | FALSE | FALSE | FALSE
|  |  | North | Potter | [5 empty] | Module | TRUE | AMS-9 Series |  | Micro-Mini Surface Mount Magnetic Contact | 1 | [6 empty] | FALSE | [5 empty] | #FFFFFFFF |  |  | FALSE | FALSE | FALSE | [14 empty] | FALSE
NFPA 170 AMPLIFIER RACK | RISER AMP |  | North | Potter |  | Amplifier |  |  |  | Assembly | TRUE | PVC-DP25/P (25V) | + | Distributed Panel, Dual Channel, 25W, Fire Phone | 1 | [6 empty] | FALSE | [5 empty] | #FFFF0000 | FA-NFPA 170 AMPLIFIER RACK | 1 | FALSE | FALSE | FALSE | 300 | [8 empty] | 7,12,18 |  |  |  | 25 | TRUE
NFPA 170 HORN STROBE |  |  | North | Potter |  | Horn/Strobe |  |  |  | Module | TRUE | CHSLP-24WB-WP |  | Horn Strobe, Wall, White, Blue, Outdoor, Low Profile | 1 | 0 | 0.22 |  |  |  |  | FALSE | FALSE |  |  |  |  | #FF0070C0 | FA-NFPA 170 HORN STROBE | 1 | FALSE | FALSE | FALSE | 2012 | [13 empty] | FALSE
NFPA 170 SMOKE CO DETECTOR |  |  | North | Potter |  | Smoke/CO Detector |  |  |  | Module | TRUE | PAD300-PCD w/PAD300-6DB (Split) | ++ | Photoelectric Smoke/CO Detector with 6" Standard Base | 1 | 0.0003 | 0.0003 |  |  |  |  | FALSE | TRUE |  |  |  |  | #FFFF0000 | FA-NFPA 170 SMOKE CO DETECTOR | 1 | FALSE | FALSE | FALSE | 1411 | [13 empty] | FALSE |  |  | 6DB
NFPA 170 STROBE CEILING |  |  | North | Potter |  | Strobe |  |  |  | Module | TRUE | PE-STWC | ++ | Strobe, Ceiling, White | 1 | 0 | 0.043 |  |  |  |  | FALSE | TRUE |  |  |  |  | #FF0070C0 | FA-NFPA 170 STROBE CEILING | 1 | FALSE | FALSE | FALSE | 2023 | [13 empty] | FALSE
|  |  | North | Potter | [5 empty] | Module | TRUE | INS-1000 |  | Nitrogen Generator with 1,000 Gallon Largest Riser Fill and 3,400 gallons of Total Sprinkler System Capacity | 1 | [6 empty] | FALSE | [5 empty] | #FFFFFFFF |  |  | FALSE | FALSE | FALSE | [14 empty] | FALSE
NFPA 170 AMPLIFIER RACK | RISER AMP |  | North | Potter |  | Amplifier |  |  |  | Assembly | TRUE | PVC-DP50 (70V) | + | Distributed Panel, Dual Channel, 50W | 1 | [6 empty] | FALSE | [5 empty] | #FFFF0000 | FA-NFPA 170 AMPLIFIER RACK | 1 | FALSE | FALSE | FALSE | 300 | [8 empty] | 7,12,18 |  |  |  | 50 | TRUE
NFPA 170 SMOKE HEAT DETECTOR |  |  | North | Potter |  | Smoke/Heat Detector |  |  |  | Module | TRUE | PAD100-PHD w/PAD100-IB | + | Photoelectric Smoke/Heat Detector with Isolator Module Included | 1 | 0.00045 | 0.00045 |  |  |  |  | FALSE | TRUE |  |  |  |  | #FFFF0000 | FA-NFPA 170 SMOKE HEAT DETECTOR | 1 | FALSE | FALSE | FALSE | 1411 | [13 empty] | FALSE |  |  | IB
NFPA 170 DUCT SMOKE DETECTOR |  |  | North | Potter |  | Duct Smoke Detector |  |  |  | Module | TRUE | DDA | + | Addressable Duct Detector | 1 | 0.000325 | 0.000325 |  |  |  |  | FALSE | TRUE |  |  |  |  | #FFFF0000 | FA-NFPA 170 DUCT SMOKE DETECTOR | 1 | FALSE | FALSE | FALSE | 1400 |  |  | 3242-0328:0218 | [10 empty] | FALSE
NFPA 170 MINI HORN |  |  | North | Potter |  | Horn |  |  |  | Module | TRUE | MHT-1224R |  | Low Current Mini-Horn, Red | 1 | 0 | 0.018 |  |  |  |  | FALSE | [5 empty] | #FF0070C0 | FA-NFPA 170 MINI HORN | 1 | FALSE | FALSE | FALSE | 2014 | [13 empty] | FALSE
|  |  | North | Potter | [5 empty] | Module | TRUE | PVX-150 Series |  | 150 Watt Voice Evacuation System | 1 | [6 empty] | FALSE | [5 empty] | #FFFFFFFF |  |  | FALSE | FALSE | FALSE | [14 empty] | FALSE
NFPA 170 HORN STROBE |  |  | North | Potter |  | Horn/Strobe |  |  |  | Module | TRUE | HS-24WR-WP | ++ | Outdoor Horn Strobe, Fixed 75 Candela, Standard Enclosure, Red | 1 | 0 | 0.226 |  |  |  |  | FALSE | [5 empty] | #FF0070C0 | FA-NFPA 170 HORN STROBE | 1 | FALSE | FALSE | FALSE | 2012 | [13 empty] | FALSE |  |  | WP
NFPA 170 STROBE CEILING |  |  | North | Potter |  | Strobe |  |  |  | Module | TRUE | CSA-24PCR |  | Strobe, 24 VDC, red, - Amber Lens | 1 | [6 empty] | FALSE | TRUE |  |  |  |  | #FF0070C0 | FA-NFPA 170 STROBE CEILING | 1 | FALSE | FALSE | FALSE | 2022 | [13 empty] | FALSE |  |  | C
NFPA 170 STROBE WALL |  |  | North | Potter |  | Strobe |  |  |  | Module | TRUE | CS-24WAW |  | Strobe, Wall, White, Amber | 1 | 0 | 0.047 |  |  |  |  | FALSE | FALSE |  |  |  |  | #FF0070C0 | FA-NFPA 170 STROBE WALL | 1 | FALSE | FALSE | FALSE | 2023 |  |  | 7135-0328:0209 | [10 empty] | FALSE
NFPA 170 SMOKE HEAT DETECTOR |  |  | North | Potter |  | Smoke/Heat Detector |  |  |  | Module | TRUE | PAD100-PHD w/PAD100-6DB (Split) | + | Photoelectric Smoke/Heat Detector with 6" Standard Base | 1 | 0.0003 | 0.0003 |  |  |  |  | FALSE | TRUE |  |  |  |  | #FFFF0000 | FA-NFPA 170 SMOKE HEAT DETECTOR | 1 | FALSE | FALSE | FALSE | 1411 | [13 empty] | FALSE |  |  | 6DB
|  |  | North | Potter |  | Cards & Components |  |  |  | Card | TRUE | PVX-ZM |  | Supervised Zone Module | 1 | 0.051 | 0.13 |  |  |  |  | TRUE | [5 empty] | #FFFFFFFF |  |  | FALSE | FALSE | FALSE | [14 empty] | FALSE
NFPA 170 SMOKE DETECTOR |  |  | North | Potter |  | Smoke Detector |  |  |  | Module | TRUE | PAD300-PD w/PAD300-6DB | ++ | Photoelectric Smoke Detector with 6" Standard Base | 1 | 0.0003 | 0.0003 |  |  |  |  | FALSE | TRUE |  |  |  |  | #FFFF0000 | FA-NFPA 170 SMOKE DETECTOR | 1 | FALSE | FALSE | FALSE | 1408 | [13 empty] | FALSE |  |  | 6DB
NFPA 170 SMOKE DETECTOR |  |  | North | Potter |  | Smoke Detector |  |  |  | Module | TRUE | 1430185 (Prism) | ++ | Fireray Hub Systems Beam Detector Prism | 1 | [6 empty] | FALSE | TRUE |  |  |  |  | #FFFF0000 | FA-NFPA 170 SMOKE DETECTOR | 1 | FALSE | FALSE | FALSE | 1408 | [13 empty] | FALSE |  |  | SBP
|  |  | North | Potter |  | Cards & Components |  |  |  | Card | TRUE | PFC-5008 MAIN BOARD | + | Main Board for PFC-5008 Conventional Fire Alarm Control Panel | 1 | 0.11 | 0.22 |  |  |  |  | TRUE | [5 empty] | #FFFFFFFF |  |  | FALSE | FALSE | FALSE | [12 empty] | 5 |  | FALSE
NFPA 170 HORN STROBE |  |  | North | Potter |  | Horn/Strobe |  |  |  | Module | TRUE | CHS-24BR |  | Horn Strobe, Wall, Red, Blue | 1 | 0 | 0.366 |  |  |  |  | FALSE | FALSE |  |  |  |  | #FF0070C0 | FA-NFPA 170 HORN STROBE | 1 | FALSE | FALSE | FALSE | 2012 |  |  | 7135-0328:0210 | [10 empty] | FALSE
NFPA 170 ADDRESSABLE INPUT MONITOR MODULE |  |  | North | Potter |  | Addressable Module |  |  |  | Module | TRUE | PAD100-ZM CL-A | + | Dual Input Module | 1 | 0.00024 | 0.00024 |  |  |  |  | FALSE | [5 empty] | #FFFF0000 | FA-NFPA 170 ADDRESSABLE INPUT MONITOR MODULE | 1 | FALSE | FALSE | FALSE | 1000 | [13 empty] | FALSE |  |  | 2
|  |  | North | Potter | [5 empty] | Module | TRUE | INS-2000 |  | Nitrogen Generator with 2,400 Gallon Largest Riser Fill and 12,000 gallons of Total Sprinkler System Capacity | 1 | [6 empty] | FALSE | [5 empty] | #FFFFFFFF |  |  | FALSE | FALSE | FALSE | [14 empty] | FALSE
|  |  | North | Potter | [5 empty] | Module | TRUE | PVX-50 Series |  | 50 Watt Voice Evacuation System | 1 | [6 empty] | FALSE | [5 empty] | #FFFFFFFF |  |  | FALSE | FALSE | FALSE | [14 empty] | FALSE
|  |  | North | Potter | [5 empty] | Assembly | TRUE | P300 |  | Fire Alarm Control Panel | 1 | [6 empty] | FALSE | [5 empty] | #FFFFFFFF |  |  | FALSE | FALSE | FALSE | [9 empty] | 7,12,18 |  |  |  |  | TRUE
|  |  | North | Potter | [5 empty] | Module | TRUE | SMD10-3A |  | Daisy Chain Sync Module | 1 | [6 empty] | FALSE | [5 empty] | #FFFFFFFF |  |  | FALSE | FALSE | FALSE | [14 empty] | FALSE
NFPA 170 AMPLIFIER RACK | RISER AMP |  | North | Potter |  | Amplifier |  |  |  | Assembly | TRUE | PVC-DPS100/P (70V) | + | Distributed Panel, Single Channel, 25W, Fire Phone | 1 | [6 empty] | FALSE | [5 empty] | #FFFF0000 | FA-NFPA 170 AMPLIFIER RACK | 1 | FALSE | FALSE | FALSE | 300 | [8 empty] | 7,12,18 |  |  |  | 25 | TRUE
NFPA 170 REMOTE INDICATOR |  |  | North | Potter |  | Remote Indicator |  |  |  | Module | TRUE | PAD100-LED | + | Addressable LED Module | 1 | 0.00024 | 0.00024 |  |  |  |  | FALSE | [5 empty] | #FFFF0000 | FA-NFPA 170 REMOTE INDICATOR | 1 | FALSE | FALSE | FALSE | 2016 | [13 empty] | FALSE
NFPA 170 AMPLIFIER RACK | RISER AMP |  | North | Potter |  | Amplifier |  |  |  | Assembly | TRUE | DCA-5025 (25V) | + | DUAL CHANNEL 50W, 25V AMPLIFIER | 1 | [6 empty] | FALSE | [5 empty] | #FFFF0000 | FA-NFPA 170 AMPLIFIER RACK | 1 | FALSE | FALSE | FALSE | 300 | [8 empty] | 12 |  |  |  | 50 | TRUE
|  |  | North | Potter |  | Cards & Components |  |  |  | Card | TRUE | PVC-MMC | + |  | 1 | 0.046 | 0.046 |  |  |  |  | TRUE | [5 empty] | #FFFFFFFF |  |  | FALSE | FALSE | FALSE
NFPA 170 GAS DETECTOR |  |  | North | Potter |  | Gas Detection |  |  |  | Module | TRUE | PAD100-CD w/PAD100-6DB | + | Carbon-Monoxide Detector with 6" Standard Base | 1 | 0.0003 | 0.0003 |  |  |  |  | FALSE | [5 empty] | #FFFF0000 | FA-NFPA 170 GAS DETECTOR | 1 | FALSE | FALSE | FALSE | 1402 | [13 empty] | FALSE |  |  | 6DB
|  |  | North | Potter | [5 empty] | Module | TRUE | EWP-202C |  | Wireless Traffic Counter and Announcer | 1 | [6 empty] | FALSE | [5 empty] | #FFFFFFFF |  |  | FALSE | FALSE | FALSE | [14 empty] | FALSE
NFPA 170 SMOKE CO DETECTOR |  |  | North | Potter |  | Smoke/CO Detector |  |  |  | Module | TRUE | PAD300-PCD w/PAD300-4DB | ++ | Photoelectric Smoke/CO Detector with 4" Standard Base | 1 | 0.0003 | 0.0003 |  |  |  |  | FALSE | TRUE |  |  |  |  | #FFFF0000 | FA-NFPA 170 SMOKE CO DETECTOR | 1 | FALSE | FALSE | FALSE | 1411 | [13 empty] | FALSE |  |  | 4DB
NFPA 170 SMOKE DETECTOR |  |  | North | Potter |  | Smoke Detector |  |  |  | Module | TRUE | PAD200-PD w/PAD100-SB | + | Photoelectric Smoke Detector with 6" Base with Sounder Module Included | 1 | 0.0005 | 0.0005 |  |  |  |  | FALSE | TRUE |  |  |  |  | #FFFF0000 | FA-NFPA 170 SMOKE DETECTOR | 1 | FALSE | FALSE | FALSE | 1408 | [13 empty] | FALSE |  |  | SB
NFPA 170 SPEAKER STROBE |  |  | North | Potter |  | Speaker/Strobe |  |  |  | Module | TRUE | SPKSTR-24WLPW |  | Low Profile Speaker/Strobe, Wall, White | 1 | 0 | 0.18 |  |  |  |  | FALSE | [5 empty] | #FF0070C0 | FA-NFPA 170 SPEAKER STROBE | 1 | FALSE | FALSE | FALSE | 2019 | [13 empty] | FALSE
|  |  | North | Potter | [5 empty] | Module | TRUE | NCPR |  | Nitrogen Cylinder Pressure Regulator with Hose | 1 | [6 empty] | FALSE | [5 empty] | #FFFFFFFF |  |  | FALSE | FALSE | FALSE | [14 empty] | FALSE
|  |  | North | Potter | [5 empty] | Module | TRUE | GSC-20N |  | Glass Shock Sensor | 1 | [6 empty] | FALSE | [5 empty] | #FFFFFFFF |  |  | FALSE | FALSE | FALSE | [14 empty] | FALSE
|  |  | North | Potter | [5 empty] | Module | TRUE | EVD-S |  | Electronic Vibration Detector System | 1 | [6 empty] | FALSE | [5 empty] | #FFFFFFFF |  |  | FALSE | FALSE | FALSE | [14 empty] | FALSE
NFPA 170 HORN STROBE |  |  | North | Potter |  | Horn/Strobe |  |  |  | Module | TRUE | SSX-52 | ++ | 115dBA Durable Siren or Siren Strobe | 1 |  | 0.62 |  |  | 12 |  | FALSE | [5 empty] | #FF0070C0 | FA-NFPA 170 HORN STROBE | 1 | FALSE | FALSE | FALSE | 2012 | [13 empty] | FALSE
NFPA 170 FIRE ALARM CONTROL UNIT | RISER FACP |  | North | Potter |  | Fire Alarm Control Unit |  |  |  | Assembly | TRUE | PFC-6030 | ++ | 30 Point Addressable Fire Alarm Control Panel | 1 | [6 empty] | FALSE |  |  |  | Size(W x H x D): 16" x 17" x 3 7/8" |  | #FFFF0000 | FA-NFPA 170 FIRE ALARM CONTROL UNIT | 1 | FALSE | FALSE | FALSE | 202 | [8 empty] | 7,12,18 |  |  |  |  | TRUE
NFPA 170 NOTIFICATION CIRCUIT EXTENDER PANEL | RISER NAC |  | North | Potter |  | Notification Circuit Extender Panel |  |  |  | Assembly | TRUE | PSN-106 | + | 10A Conventional Power Supply with 6 Outputs | 1 | [6 empty] | FALSE |  |  |  | 16 1/8"W x 16 3/4"H x 3 1/2"D |  | #FFFF0000 | FA-NFPA 170 NOTIFICATION CIRCUIT EXTENDER PANEL | 1 | FALSE | FALSE | FALSE | 212 |  |  | 7315-0328:0189 | [5 empty] | 7,12,18,55 |  |  | 10 |  | TRUE
NFPA 170 HORN |  |  | North | Potter |  | Horn |  |  |  | Module | TRUE | PE-LFHNR | ++ | Low Frequency Sounder, Red, Fire | 1 | [6 empty] | FALSE | [5 empty] | #FF0070C0 | FA-NFPA 170 HORN | 1 | FALSE | FALSE | FALSE | 2010 | [13 empty] | FALSE |  |  | LF
NFPA 170 HORN STROBE |  |  | North | Potter |  | Horn/Strobe |  |  |  | Module | TRUE | CHS-24A-WP |  | Horn Strobe, Wall, Red, Amber, Outdoor | 1 | 0 | 0.226 |  |  |  |  | FALSE | FALSE |  |  |  |  | #FF0070C0 | FA-NFPA 170 HORN STROBE | 1 | FALSE | FALSE | FALSE | 2012 |  |  | 7135-0328:0212 | [10 empty] | FALSE
NFPA 170 GAS DETECTOR |  |  | North | Potter |  | Gas Detection |  |  |  | Module | TRUE | PAD300-CD w/PAD300-4DB | ++ | Carbon-Monoxide Detector with 4" Standard Base | 1 | 0.0003 | 0.0003 |  |  |  |  | FALSE | [5 empty] | #FFFF0000 | FA-NFPA 170 GAS DETECTOR | 1 | FALSE | FALSE | FALSE | 1402 | [13 empty] | FALSE |  |  | 4DB
|  |  | North | Potter | [5 empty] | Module | TRUE | Facility Management Software |  | Facility Management Software for PFC Series Fire Systems | 1 | [6 empty] | FALSE | [5 empty] | #FFFFFFFF |  |  | FALSE | FALSE | FALSE | [14 empty] | FALSE
| RISER AMP |  | North | Potter |  | Cards & Components |  |  |  | Card | TRUE | BUA-1000 | + | Backup Amplifier | 1 | 0.048 | 0.052 |  | 50 | 24 |  | TRUE | [5 empty] | #FFFFFFFF |  |  | FALSE | FALSE | FALSE | 300 | [13 empty] | FALSE
NFPA 170 STROBE WALL |  |  | North | Potter |  | Strobe |  |  |  | Module | TRUE | SLP-24WR-WP |  | Outdoor Strobe, Fixed 75 Candela, Low Profile Enclosure, Red | 1 | 0 | 0.112 |  |  |  |  | FALSE | [5 empty] | #FF0070C0 | FA-NFPA 170 STROBE WALL | 1 | FALSE | FALSE | FALSE | 2023 | [13 empty] | FALSE |  |  | WP
|  |  | North | Potter | [5 empty] | Assembly | TRUE | AE-14 |  | 14 Card Expansion Enclosure | 1 | [6 empty] | FALSE | [5 empty] | #FFFFFFFF |  |  | FALSE | FALSE | FALSE |  |  |  | 7165-0328:0195 | [5 empty] | 7,12,18 |  |  |  |  | TRUE
|  |  | North | Potter | [5 empty] | Assembly | TRUE | P100 |  | Fire Alarm Control Panel | 1 | [6 empty] | FALSE | [5 empty] | #FFFFFFFF |  |  | FALSE | FALSE | FALSE | [9 empty] | 7,12,18 |  |  |  |  | TRUE
NFPA 170 AMPLIFIER RACK | RISER AMP |  | North | Potter |  | Cards & Components |  |  |  | Card | TRUE | SCA-5070 (25V) Main Board | + | Main Board | 1 | 0.058 | 0.608 |  |  |  |  | TRUE | [5 empty] | #FFFF0000 | FA-NFPA 170 AMPLIFIER RACK | 1 | FALSE | FALSE | FALSE | 300 | [13 empty] | FALSE
NFPA 170 BELL |  |  | North | Potter |  | Bell |  |  |  | Module | TRUE | PAC12010 | ++ | 10" Bell | 1 | 0 | 0.05 |  |  | 120 |  | FALSE | [5 empty] | #FFFF0000 | FA-NFPA 170 BELL | 1 | FALSE | FALSE | FALSE | 2000 | [13 empty] | FALSE
NFPA 170 HEAT DETECTOR |  |  | North | Potter |  | Heat Detector |  |  |  | Module | TRUE | PAD100-HD | + | Fixed Temperature Heat Sensor | 1 | 0.0003 | 0.0003 |  |  |  |  | FALSE | [5 empty] | #FFFF0000 | FA-NFPA 170 HEAT DETECTOR | 1 | FALSE | FALSE | FALSE | 1403 | [13 empty] | FALSE
NFPA 170 STROBE WALL |  |  | North | Potter |  | Strobe |  |  |  | Module | TRUE | PE-STW | ++ | Strobe, Wall, White | 1 | 0 | 0.043 |  |  |  |  | FALSE | [5 empty] | #FF0070C0 | FA-NFPA 170 STROBE WALL | 1 | FALSE | FALSE | FALSE | 2023 | [13 empty] | FALSE
NFPA 170 SMOKE DETECTOR |  |  | North | Potter |  | Smoke Detector |  |  |  | Module | TRUE | PAD100-PD w/PAD100-LFSB | + | Photoelectric Smoke Detector with 6" Base with LF Sounder Module Included | 2 | 0.0005 | 0.0005 |  |  |  |  | FALSE | TRUE |  |  |  |  | #FFFF0000 | FA-NFPA 170 SMOKE DETECTOR | 1 | FALSE | FALSE | FALSE | 1408 | [13 empty] | FALSE |  |  | LF¦SB
NFPA 170 HORN STROBE |  |  | North | Potter |  | Horn/Strobe |  |  |  | Module | TRUE | CHS-24B-WP |  | Horn Strobe, Wall, Red, Blue, Outdoor | 1 | 0 | 0.22 |  |  |  |  | FALSE | FALSE |  |  |  |  | #FF0070C0 | FA-NFPA 170 HORN STROBE | 1 | FALSE | FALSE | FALSE | 2012 |  |  | 7135-0328:0212 | [10 empty] | FALSE
NFPA 170 HORN STROBE |  |  | North | Potter |  | Horn/Strobe |  |  |  | Module | TRUE | HS24-177PR |  | Horn Strobe, High Candela (Fixed 177 Candela), Plain Red | 1 | 0 | 0.152 |  |  |  |  | FALSE | [5 empty] | #FF0070C0 | FA-NFPA 170 HORN STROBE | 1 | FALSE | FALSE | FALSE | 2012 | [13 empty] | FALSE
NFPA 170 HORN |  |  | North | Potter |  | Horn |  |  |  | Module | TRUE | ED-889DAW |  | Explosion-Proof AdaptaHorn | 1 | [6 empty] | FALSE | [5 empty] | #FF0070C0 | FA-NFPA 170 HORN | 1 | FALSE | FALSE | FALSE | 2010 | [13 empty] | FALSE |  |  | XP, WP
NFPA 170 VOICE EVACUATION CONTROL UNIT |  |  | North | Potter |  | Voice Evac Control Unit |  |  |  | Assembly | TRUE | PVC-MP64 | + | Master Panel, 64 Switch Control | 1 | [6 empty] | FALSE | [5 empty] | #FFFF0000 | FA-NFPA 170 VOICE EVACUATION CONTROL UNIT | 1 | FALSE | FALSE | FALSE | 211 | [8 empty] | 7,12,18 |  |  |  |  | TRUE
NFPA 170 SMOKE HEAT CO DETECTOR |  |  | North | Potter |  | Smoke/Heat/CO Detector |  |  |  | Module | TRUE | PAD200-PHCD w/PAD100-4DB | + | Photoelectric Smoke/Heat/CO Detector with 4" Standard Base | 1 | 0.0003 | 0.0003 |  |  |  |  | FALSE | TRUE |  |  |  |  | #FFFF0000 | FA-NFPA 170 SMOKE HEAT CO DETECTOR | 1 | FALSE | FALSE | FALSE | 1411 | [13 empty] | FALSE |  |  | 4DB
|  |  | North | Potter | [5 empty] | Module | TRUE | PFC-100RC |  | Releasing Control Panel | 1 | [6 empty] | FALSE | [5 empty] | #FFFFFFFF |  |  | FALSE | FALSE | FALSE | [14 empty] | FALSE
NFPA 170 VOICE EVACUATION CONTROL UNIT |  |  | North | Potter |  | Voice Evac Control Unit |  |  |  | Assembly | TRUE | PVX-200E |  | 200W Voice Evacuation System Expander | 1 | [6 empty] | FALSE | [5 empty] | #FFFF0000 | FA-NFPA 170 VOICE EVACUATION CONTROL UNIT | 1 | FALSE | FALSE | FALSE | 211 | [8 empty] | 7,12,18 |  |  |  |  | TRUE
NFPA 170 VALVE SUPERVISORY SWITCH |  |  | North | Potter |  | Valve Supervisory Switch |  |  |  | Module | TRUE | OSYSU Series | + | Outside Screw and Yoke Valve Supervisory Switch | 1 | [6 empty] | FALSE | [5 empty] | #FFFF0000 | FA-NFPA 170 VALVE SUPERVISORY SWITCH | 1 | FALSE | FALSE | FALSE |  |  |  | 7770-0328:0010 | [10 empty] | FALSE
NFPA 170 ADDRESSABLE INPUT MONITOR MODULE |  |  | North | Potter |  | Addressable Module |  |  |  | Module | TRUE | PAD100-MIM | + | Micro Input Module | 1 | 0.0002 | 0.0002 |  |  |  |  | FALSE | [5 empty] | #FFFF0000 | FA-NFPA 170 ADDRESSABLE INPUT MONITOR MODULE | 1 | FALSE | FALSE | FALSE | 1000 | [13 empty] | FALSE
NFPA 170 HORN STROBE |  |  | North | Potter |  | Horn/Strobe |  |  |  | Module | TRUE | CHS-24GR |  | Horn Strobe, Wall, Red, Green | 1 | 0 | 0.366 |  |  |  |  | FALSE | FALSE |  |  |  |  | #FF0070C0 | FA-NFPA 170 HORN STROBE | 1 | FALSE | FALSE | FALSE | 2012 |  |  | 7135-0328:0210 | [10 empty] | FALSE
|  |  | North | Potter | [5 empty] | Module | TRUE | TAM |  | Trouble Annunciator Module | 1 | [6 empty] | FALSE | [5 empty] | #FFFFFFFF |  |  | FALSE | FALSE | FALSE | [14 empty] | FALSE
NFPA 170 AMPLIFIER RACK | RISER AMP |  | North | Potter |  | Cards & Components |  |  |  | Card | TRUE | SCA-5070 (70V) Main Board | + | Main Board | 1 | 0.058 | 0.608 |  |  |  |  | TRUE | [5 empty] | #FFFF0000 | FA-NFPA 170 AMPLIFIER RACK | 1 | FALSE | FALSE | FALSE | 300 | [13 empty] | FALSE
|  |  | North | Potter | [5 empty] | Module | TRUE | BVL |  | Lever Type Bleeder Valve | 1 | [6 empty] | FALSE | [5 empty] | #FFFFFFFF |  |  | FALSE | FALSE | FALSE | [14 empty] | FALSE
NFPA 170 HORN STROBE |  |  | North | Potter |  | Horn/Strobe |  |  |  | Module | TRUE | HS24-177R |  | Horn Strobe, High Candela (Fixed 177 Candela), Red | 1 | 0 | 0.269 |  |  |  |  | FALSE | [5 empty] | #FF0070C0 | FA-NFPA 170 HORN STROBE | 1 | FALSE | FALSE | FALSE | 2012 | [13 empty] | FALSE
|  |  | North | Potter |  | Cards & Components |  |  |  | Card | TRUE | PFC-6030 MAIN BOARD | ++ | Main Board | 1 | 0.13 | 0.22 | 3.5 |  |  |  | TRUE | [5 empty] | #FFFFFFFF |  |  | FALSE | FALSE | FALSE | [14 empty] | FALSE
NFPA 170 SPEAKER STROBE CEILING |  |  | North | Potter |  | Speaker/Strobe |  |  |  | Module | TRUE | CSPKSTR-24BR |  | Plain Blue Speaker/Strobe, Ceiling, Red | 1 | 0 | 0.28 |  |  |  |  | FALSE | TRUE |  |  |  |  | #FF0070C0 | FA-NFPA 170 SPEAKER STROBE CEILING | 1 | FALSE | FALSE | FALSE | 2020 |  |  | 7320-0328:0206 | [10 empty] | FALSE |  |  | C
NFPA 170 HORN |  |  | North | Potter |  | Horn |  |  |  | Module | TRUE | PE-LFHNR-N | ++ | Low Frequency Sounder, Red, No Lettering | 1 | [6 empty] | FALSE | [5 empty] | #FF0070C0 | FA-NFPA 170 HORN | 1 | FALSE | FALSE | FALSE | 2010 | [13 empty] | FALSE |  |  | LF
NFPA 170 HORN STROBE CEILING |  |  | North | Potter |  | Horn/Strobe |  |  |  | Module | TRUE | CHS-24PR |  | Horn Strobe, Ceiling, Plain Red | 1 | 0 | 0.223 |  |  |  |  | FALSE | TRUE |  |  |  |  | #FF0070C0 | FA-NFPA 170 HORN STROBE CEILING | 1 | FALSE | FALSE | FALSE | 2013 |  |  | 7135-0328:0210 | [10 empty] | FALSE |  |  | C
|  |  | North | Potter | [5 empty] | Module | TRUE | THERMOFLEX® CR-MP Series |  | Indoor Outdoor Rate of Rise Heat Detector | 1 | [6 empty] | FALSE | [5 empty] | #FFFFFFFF |  |  | FALSE | FALSE | FALSE | [14 empty] | FALSE
NFPA 170 SPEAKER STROBE CEILING |  |  | North | Potter |  | Speaker/Strobe |  |  |  | Module | TRUE | PE-SPSTWC | ++ | Speaker/Strobe, Ceiling, White | 1 | 0 | 0.043 |  |  |  |  | FALSE | TRUE |  |  |  |  | #FF0070C0 | FA-NFPA 170 SPEAKER STROBE CEILING | 1 | FALSE | FALSE | FALSE | 2023 | [13 empty] | FALSE |  |  | C
NFPA 170 PRESSURE SWITCH |  |  | North | Potter |  | Pressure Switch |  |  |  | Module | TRUE | PS25 | + | Low/High Supervisory Pressure Switch for Low Differential Dry and Preaction Valves - Nominal System Pressure 25 psi | 1 | [6 empty] | FALSE | [5 empty] | #FFFF0000 | FA-NFPA 170 PRESSURE SWITCH | 1 | FALSE | FALSE | FALSE | [14 empty] | FALSE
NFPA 170 HEAT DETECTOR |  |  | North | Potter |  | Heat Detector |  |  |  | Module | TRUE | PAD300-HD w/PAD300-4DB | ++ | Heat Detector with 4" Standard Base | 1 | 0.0003 | 0.0003 |  |  |  |  | FALSE | [5 empty] | #FFFF0000 | FA-NFPA 170 HEAT DETECTOR | 1 | FALSE | FALSE | FALSE | 1403 | [13 empty] | FALSE |  |  | 4DB
|  |  | North | Potter |  | Cards & Components |  |  |  | Card | TRUE | AFC-100 Main Board |  | Fire Alarm Control Panel Main Board | 1 | 0.13 | 0.2 |  |  |  |  | TRUE | [5 empty] | #FFFFFFFF |  |  | FALSE | FALSE | FALSE | [12 empty] | 5 |  | FALSE
|  |  | North | Potter | [5 empty] | Module | TRUE | IS-24 |  | Ionization Smoke Detector | 1 | [6 empty] | FALSE | [5 empty] | #FFFFFFFF |  |  | FALSE | FALSE | FALSE | [14 empty] | FALSE
|  |  | North | Potter |  | Cards & Components |  |  |  | Card | TRUE | UDACT-9100 | + | Digital Alarm Communicator Transmitter / Dialer Module | 1 | 0.045 | 0.12 |  |  |  |  | TRUE | [5 empty] | #FFFFFFFF |  |  | FALSE | FALSE | FALSE |  |  |  | 7165-0328:0155 | [10 empty] | FALSE
|  |  | North | Potter | [5 empty] | Module | TRUE | SCV |  | Safe Contact | 1 | [6 empty] | FALSE | [5 empty] | #FFFFFFFF |  |  | FALSE | FALSE | FALSE | [14 empty] | FALSE
|  |  | North | Potter |  | Cards & Components |  |  |  | Card | TRUE | DRV-50 (P-LINK+) | + | LED Driver Module | 1 | 0.035 | 0.24 |  |  |  |  | TRUE | [5 empty] | #FFFFFFFF |  |  | FALSE | FALSE | FALSE |  |  |  | 7305-0328:0200 | [10 empty] | FALSE
NFPA 170 STROBE CEILING |  |  | North | Potter |  | Strobe |  |  |  | Module | TRUE | CS-24R |  | Strobe, Ceiling, Red | 1 | 0 | 0.22 |  |  |  |  | FALSE | TRUE |  |  |  |  | #FF0070C0 | FA-NFPA 170 STROBE CEILING | 1 | FALSE | FALSE | FALSE | 2022 |  |  | 7135-0328:0209 | [10 empty] | FALSE |  |  | C
NFPA 170 HORN STROBE |  |  | North | Potter |  | Horn/Strobe |  |  |  | Module | TRUE | CHSLP-24R-WP |  | Horn Strobe, Wall, Red, Red, Outdoor, Low Profile | 1 | 0 | 0.22 |  |  |  |  | FALSE | FALSE |  |  |  |  | #FF0070C0 | FA-NFPA 170 HORN STROBE | 1 | FALSE | FALSE | FALSE | 2012 | [13 empty] | FALSE
|  |  | North | Potter |  | Cards & Components |  |  |  | Card | TRUE | CA-6075 | + | Class A Expander for PFC-6075 | 1 | 0.012 | 0.044 |  |  |  |  | TRUE | [5 empty] | #FFFFFFFF |  |  | FALSE | FALSE | FALSE |  |  |  | 7165-0328:0195 | [10 empty] | FALSE
|  |  | North | Potter |  | Cards & Components |  |  |  | Card | TRUE | UD-2000 | + | PFC Series Digital Alarm Communicator Transmitter | 1 | 0.016 | 0.023 |  |  |  |  | TRUE | [5 empty] | #FFFFFFFF |  |  | FALSE | FALSE | FALSE | [14 empty] | FALSE
NFPA 170 SMOKE HEAT DETECTOR |  |  | North | Potter |  | Smoke/Heat Detector |  |  |  | Module | TRUE | PAD200-PHD w/PAD100-LFSB | + | Photoelectric Smoke/Heat Detector with 6" Base with LF Sounder Module Included | 1 | 0.0005 | 0.0005 |  |  |  |  | FALSE | TRUE |  |  |  |  | #FFFF0000 | FA-NFPA 170 SMOKE HEAT DETECTOR | 1 | FALSE | FALSE | FALSE | 1408 | [13 empty] | FALSE |  |  | LF¦SB
NFPA 170 HEAT DETECTOR |  |  | North | Potter |  | Heat Detector |  |  |  | Module | TRUE | CF-200EWT | 1000135 | 200°F Fixed Temperature XP Heat Detector | 1 | [6 empty] | FALSE | [5 empty] | #FFFF0000 | FA-NFPA 170 HEAT DETECTOR | 1 | FALSE | FALSE | FALSE | 1403 | [13 empty] | FALSE |  |  | 200° F
NFPA 170 HORN STROBE CEILING |  |  | North | Potter |  | Horn/Strobe |  |  |  | Module | TRUE | CCHS-24AW |  | Horn Strobe, Ceiling, White, Amber | 1 | 0 | 0.147 |  |  |  |  | FALSE | TRUE |  |  |  |  | #FF0070C0 | FA-NFPA 170 HORN STROBE CEILING | 1 | FALSE | FALSE | FALSE | 2013 |  |  | 7135-0328:0205 | [10 empty] | FALSE |  |  | C
|  |  | North | Potter | [5 empty] | Module | TRUE | PVC-MP |  | High Rise Evacuation System | 1 | [6 empty] | FALSE | [5 empty] | #FFFFFFFF |  |  | FALSE | FALSE | FALSE | [14 empty] | FALSE
NFPA 170 STROBE WALL |  |  | North | Potter |  | Strobe |  |  |  | Module | TRUE | CSLP-24R-WP |  | Strobe, Wall, Red, Red, Outdoor, Low Profile | 1 | 0 | 0.164 |  |  |  |  | FALSE | FALSE |  |  |  |  | #FF0070C0 | FA-NFPA 170 STROBE WALL | 1 | FALSE | FALSE | FALSE | 2023 | [13 empty] | FALSE
|  |  | North | Potter | [5 empty] | Module | TRUE | INS-1500 |  | Nitrogen Generator with 2,000 Gallon Largest Riser Fill and 6,200 gallons of Total Sprinkler System Capacity | 1 | [6 empty] | FALSE | [5 empty] | #FFFFFFFF |  |  | FALSE | FALSE | FALSE | [14 empty] | FALSE
|  |  | North | Potter | [5 empty] | Module | TRUE | MRS |  | Main Reserve Switch | 1 | [6 empty] | FALSE | [5 empty] | #FFFFFFFF |  |  | FALSE | FALSE | FALSE | [14 empty] | FALSE
|  |  | North | Potter |  | Cards & Components |  |  |  | Card | TRUE | P300 Main Board |  | Main Board for P300 Fire Alarm Control Panel | 1 | [6 empty] | TRUE | [5 empty] | #FFFFFFFF |  |  | FALSE | FALSE | FALSE | [14 empty] | FALSE
NFPA 170 VOICE EVACUATION CONTROL UNIT |  |  | North | Potter |  | Voice Evac Control Unit |  |  |  | Assembly | TRUE | PVX-200/8Z |  | 200W Voice Evacuation System with 8 Zones | 1 | [6 empty] | FALSE | [5 empty] | #FFFF0000 | FA-NFPA 170 VOICE EVACUATION CONTROL UNIT | 1 | FALSE | FALSE | FALSE | 211 | [8 empty] | 7,12,18 |  |  |  |  | TRUE
NFPA 170 HORN STROBE |  |  | North | Potter |  | Horn/Strobe |  |  |  | Module | TRUE | HS-24PWR-WP |  | Outdoor Horn Strobe, Fixed 75 Candela, Standard Enclosure, Red-Plain | 1 | 0 | 0.168 |  |  |  |  | FALSE | [5 empty] | #FF0070C0 | FA-NFPA 170 HORN STROBE | 1 | FALSE | FALSE | FALSE | 2012 | [13 empty] | FALSE |  |  | WP
NFPA 170 MINI HORN |  |  | North | Potter |  | Horn |  |  |  | Module | TRUE | HP-25TR |  | Mini-Horn, Red | 1 | 0 | 0.0164 |  |  |  |  | FALSE | [5 empty] | #FF0070C0 | FA-NFPA 170 MINI HORN | 1 | FALSE | FALSE | FALSE | 2014 | [13 empty] | FALSE
|  |  | North | Potter | [5 empty] | Module | TRUE | PRTI-1 |  | Remote Trouble Indicator | 1 | [6 empty] | FALSE | [5 empty] | #FFFFFFFF |  |  | FALSE | FALSE | FALSE | [14 empty] | FALSE
NFPA 170 GAS DETECTOR |  |  | North | Potter |  | Gas Detection |  |  |  | Module | TRUE | PAD300-CD w/PAD300-SB | ++ | Carbon-Monoxide Detector with 6" Base with Sounder Module Included | 1 | 0.0006 | 0.0006 |  |  |  |  | FALSE | [5 empty] | #FFFF0000 | FA-NFPA 170 GAS DETECTOR | 1 | FALSE | FALSE | FALSE | 1402 | [13 empty] | FALSE |  |  | SB
NFPA 170 BELL |  |  | North | Potter |  | Bell |  |  |  | Module | TRUE | PDC-6-24 | ++ | 6" Bell | 1 | 0 | 0.02 |  |  | 24 |  | FALSE | [5 empty] | #FFFF0000 | FA-NFPA 170 BELL | 1 | FALSE | FALSE | FALSE | 2000 | [13 empty] | FALSE
NFPA 170 SMOKE HEAT DETECTOR |  |  | North | Potter |  | Smoke/Heat Detector |  |  |  | Module | TRUE | PAD200-PHD w/PAD100-SB (Split) | + | Photoelectric Smoke/Heat Detector with 6" Base with One Form-C Relay Contact | 1 | 0.0005 | 0.0005 |  |  |  |  | FALSE | TRUE |  |  |  |  | #FFFF0000 | FA-NFPA 170 SMOKE HEAT DETECTOR | 1 | FALSE | FALSE | FALSE | 1411 | [13 empty] | FALSE |  |  | SB
NFPA 170 SMOKE HEAT CO DETECTOR |  |  | North | Potter |  | Smoke/Heat/CO Detector |  |  |  | Module | TRUE | PAD200-PHCD w/PAD100-6DB | + | Photoelectric Smoke/Hea/CO Detector with 6" Standard Base | 1 | 0.0003 | 0.0003 |  |  |  |  | FALSE | TRUE |  |  |  |  | #FFFF0000 | FA-NFPA 170 SMOKE HEAT CO DETECTOR | 1 | FALSE | FALSE | FALSE | 1411 | [13 empty] | FALSE |  |  | 6DB
NFPA 170 MANUAL PULL |  |  | North | Potter |  | Manual Station |  |  |  | Module | TRUE | RMS-6T-EXP-WP-LP |  | Explosion Proof Pull Station | 1 | [6 empty] | FALSE | [5 empty] | #FFFF0000 | FA-NFPA 170 MANUAL PULL | 1 | FALSE | FALSE | FALSE | 957 | [13 empty] | FALSE |  |  | XP
NFPA 170 REMOTE ANNUNCIATOR | RISER ANNUNCIATOR |  | North | Potter |  | Remote Annunciator |  |  |  | Module | TRUE | RA8F | + | 8 Zone Remote Annunciator | 1 | 0.035 | 0.09 |  |  |  |  | FALSE | [5 empty] | #FFFF0000 | FA-NFPA 170 REMOTE ANNUNCIATOR | 1 | FALSE | FALSE | FALSE | 255 | [13 empty] | FALSE
NFPA 170 VOICE EVACUATION CONTROL UNIT |  |  | North | Potter |  | Voice Evac Control Unit |  |  |  | Assembly | TRUE | PVX-50/8Z |  | 50W Voice Evacuation System with 8 Speaker Zones | 1 | [6 empty] | FALSE | [5 empty] | #FFFF0000 | FA-NFPA 170 VOICE EVACUATION CONTROL UNIT | 1 | FALSE | FALSE | FALSE | 211 | [8 empty] | 7,12,18 |  |  |  |  | TRUE
|  |  | North | Potter | [5 empty] | Module | TRUE | FHS-2 |  | Flat Trumpet Speaker | 1 | [6 empty] | FALSE | [5 empty] | #FFFFFFFF |  |  | FALSE | FALSE | FALSE | [14 empty] | FALSE
|  |  | North | Potter |  | Cards & Components |  |  |  | Card | TRUE | PAD100-IB | + | Addressable Isolator Base | 1 | 0.00015 | 0.00015 |  |  |  |  | TRUE | [5 empty] | #FFFFFFFF |  |  | FALSE | FALSE | FALSE | [14 empty] | FALSE
|  |  | North | Potter |  | Cards & Components |  |  |  | Card | TRUE | IPA-4000V MAIN BOARD | + | Main Board for IPA-4000V Fire Alarm Control Panel | 1 | 0.13 | 0.22 |  |  |  |  | TRUE | [5 empty] | #FFFFFFFF |  |  | FALSE | FALSE | FALSE | [12 empty] | 10 |  | FALSE
NFPA 170 STROBE WALL |  |  | North | Potter |  | Strobe |  |  |  | Module | TRUE | S-24PWW-WP |  | Outdoor Strobe, Fixed 75 Candela, Standard Enclosure, White-Plain | 1 | 0 | 0.17 |  |  |  |  | FALSE | [5 empty] | #FF0070C0 | FA-NFPA 170 STROBE WALL | 1 | FALSE | FALSE | FALSE | 2023 | [13 empty] | FALSE
|  |  | North | Potter |  | Cards & Components |  |  |  | Card | TRUE | PFC-6075 MAIN BOARD |  | Main Board | 1 | 0.13 | 0.22 |  |  |  |  | TRUE | [5 empty] | #FFFFFFFF |  |  | FALSE | FALSE | FALSE | [14 empty] | FALSE
|  |  | North | Potter | [5 empty] | Module | TRUE | INS-RA |  | IntelliPurge® Remote Annunciator for INS-PV | 1 | [6 empty] | FALSE | [5 empty] | #FFFFFFFF |  |  | FALSE | FALSE | FALSE | [14 empty] | FALSE
NFPA 170 DOOR HOLDER |  |  | North | Potter |  | Door Holder |  |  |  | Module | TRUE | DH Series |  | Magnetic Door Holder | 1 | [6 empty] | FALSE | [5 empty] | #FFFF0000 | FA-NFPA 170 DOOR HOLDER | 1 | FALSE | FALSE | FALSE |  |  |  | 3550-1039:0100 | [10 empty] | FALSE
|  |  | North | Potter | [5 empty] | Module | TRUE | ARM Series |  | Auxiliary Relay Card | 1 | [6 empty] | FALSE | [5 empty] | #FFFFFFFF |  |  | FALSE | FALSE | FALSE |  |  |  | 7165-0328:0155 | [10 empty] | FALSE
NFPA 170 SMOKE BEAM DETECTOR CONTROLLER |  |  | North | Potter |  | Beam Detector |  |  |  | Module | TRUE | 5000-103 (Controller) | + | Fireray 5000 Beam Detector Controller | 1 | 0.0085 | 0.0085 |  |  |  |  | FALSE | TRUE |  |  |  |  | #FFFF0000 | FA-NFPA 170 SMOKE BEAM DETECTOR CONTROLLER | 1 | FALSE | FALSE | FALSE | 1406 | [13 empty] | FALSE
NFPA 170 REMOTE TEST SWITCH |  |  | North | Potter |  | REMOTE TEST SWITCH |  |  |  | Module | TRUE | MS-KA/P/R |  | Remote Alarm LED (Red), Pilot LED (Green), and Key-Operated Test/Reset Switch | 1 | 0.015 | 0.015 |  |  |  |  | FALSE | [5 empty] | #FFFF0000 | FA-NFPA 170 REMOTE TEST SWITCH | 1 | FALSE | FALSE | FALSE | 914 | [13 empty] | FALSE
NFPA 170 STROBE WALL |  |  | North | Potter |  | Strobe |  |  |  | Module | TRUE | CSLP-24WR-WP |  | Strobe, Wall, White, Red, Outdoor, Low Profile | 1 | 0 | 0.164 |  |  |  |  | FALSE | FALSE |  |  |  |  | #FF0070C0 | FA-NFPA 170 STROBE WALL | 1 | FALSE | FALSE | FALSE | 2023 | [13 empty] | FALSE
NFPA 170 NOTIFICATION CIRCUIT EXTENDER PANEL | RISER NAC |  | North | Potter |  | Notification Circuit Extender Panel |  |  |  | Assembly | TRUE | PSN-1000(E) | + | Intelligent Notification Power Expander | 1 | [6 empty] | FALSE | [5 empty] | #FFFF0000 | FA-NFPA 170 NOTIFICATION CIRCUIT EXTENDER PANEL | 1 | FALSE | FALSE | FALSE | 212 | [8 empty] | 7,12,18,55 |  |  | 10 |  | TRUE
NFPA 170 SMOKE CO DETECTOR |  |  | North | Potter |  | Smoke/CO Detector |  |  |  | Module | TRUE | PAD200-PCD | + | Photoelectric Smoke/CO Detector | 1 | 0.0003 | 0.0003 |  |  |  |  | FALSE | TRUE |  |  |  |  | #FFFF0000 | FA-NFPA 170 SMOKE CO DETECTOR | 1 | FALSE | FALSE | FALSE | 1411 | [13 empty] | FALSE |  |  | SB
NFPA 170 SMOKE HEAT CO DETECTOR |  |  | North | Potter |  | Smoke/Heat/CO Detector |  |  |  | Module | TRUE | PAD200-PCHD w/PAD100-SPKB | + | Photoelectric Smoke/Hea/CO Detector with Speaker Base with One Form-C Relay Contact | 1 | 0.00045 | 0.00045 |  |  |  |  | FALSE | TRUE |  |  |  |  | #FFFF0000 | FA-NFPA 170 SMOKE HEAT CO DETECTOR | 1 | FALSE | FALSE | FALSE | 1411 | [13 empty] | FALSE |  |  | SB
NFPA 170 STROBE WALL |  |  | North | Potter |  | Strobe |  |  |  | Module | TRUE | SL-5 Series |  | Conical Strobe | 1 | [6 empty] | FALSE | [5 empty] | #FF0070C0 | FA-NFPA 170 STROBE WALL | 1 | FALSE | FALSE | FALSE | 2023 | [13 empty] | FALSE
|  |  | North | Potter | [5 empty] | Assembly | TRUE | TVSS |  | Total Surge Protection | 1 | [6 empty] | FALSE | [5 empty] | #FFFFFFFF |  |  | FALSE | FALSE | FALSE | [9 empty] | 7,12,18 |  |  |  |  | TRUE
NFPA 170 STROBE CEILING |  |  | North | Potter |  | Strobe |  |  |  | Module | TRUE | CCS-24GW |  | Strobe, Ceiling, White, Green | 1 | 0 | 0.147 |  |  |  |  | FALSE | TRUE |  |  |  |  | #FF0070C0 | FA-NFPA 170 STROBE CEILING | 1 | FALSE | FALSE | FALSE | 2022 |  |  | 7135-0328:0211 | [10 empty] | FALSE |  |  | C
NFPA 170 SMOKE DETECTOR |  |  | North | Potter |  | Smoke Detector |  |  |  | Module | TRUE | PAD200-PHD (Split) | + | Photoelectric Smoke/Heat Detector Combination | 1 | 0.0003 | 0.0003 |  |  |  |  | FALSE | TRUE |  |  |  |  | #FFFF0000 | FA-NFPA 170 SMOKE DETECTOR | 1 | FALSE | FALSE | FALSE | 1408 | [13 empty] | FALSE
NFPA 170 HORN STROBE CEILING |  |  | North | Potter |  | Horn/Strobe |  |  |  | Module | TRUE | SH24C-177 |  | 177 Candela Ceiling Horn Strobe | 1 | 0 | 0.419 |  |  |  |  | FALSE | TRUE |  |  |  |  | #FF0070C0 | FA-NFPA 170 HORN STROBE CEILING | 1 | FALSE | FALSE | FALSE | 2013 | [13 empty] | FALSE |  |  | C
NFPA 170 ADDRESSABLE INPUT MONITOR MODULE |  |  | North | Potter |  | Addressable Module |  |  |  | Module | TRUE | DCM-4 | + | Dual Contact Module | 2 | 0.000325 | 0.001 |  |  |  |  | FALSE | [5 empty] | #FFFF0000 | FA-NFPA 170 ADDRESSABLE INPUT MONITOR MODULE | 1 | FALSE | FALSE | FALSE | 1000 |  |  | 7165-0328:0196 | [10 empty] | FALSE |  |  | D
NFPA 170 STROBE WALL |  |  | North | Potter |  | Strobe |  |  |  | Module | TRUE | S24-177W |  | Strobe, High Candela (Fixed 177 Candela), White | 1 | 0 | 0.213 |  |  |  |  | FALSE | [5 empty] | #FF0070C0 | FA-NFPA 170 STROBE WALL | 1 | FALSE | FALSE | FALSE | 2023 | [13 empty] | FALSE
|  |  | North | Potter |  | Cards & Components |  |  |  | Card | TRUE | IPA-100 MAIN BOARD | + | Main Board for IPA-100 Fire Alarm Control Panel | 1 | 0.13 | 0.22 |  |  |  |  | TRUE | [5 empty] | #FFFFFFFF |  |  | FALSE | FALSE | FALSE | [12 empty] | 5 |  | FALSE
NFPA 170 SMOKE HEAT CO DETECTOR |  |  | North | Potter |  | Smoke/Heat/CO Detector |  |  |  | Module | TRUE | PAD200-PHCD w/PAD100-SPKB | + | Photoelectric Smoke/Hea/CO Detector with Speaker Base with One Form-C Relay Contact | 1 | 0.00045 | 0.00045 |  |  |  |  | FALSE | TRUE |  |  |  |  | #FFFF0000 | FA-NFPA 170 SMOKE HEAT CO DETECTOR | 1 | FALSE | FALSE | FALSE | 1411 | [13 empty] | FALSE |  |  | SB
NFPA 170 ADDRESSABLE INPUT MONITOR MODULE |  |  | North | Potter |  | Addressable Module |  |  |  | Module | TRUE | WTX-M | + | Wireless Transmitter | 1 | 0.00028 | 0.00028 |  |  |  |  | FALSE | [5 empty] | #FFFF0000 | FA-NFPA 170 ADDRESSABLE INPUT MONITOR MODULE | 1 | FALSE | FALSE | FALSE | 1000 | [13 empty] | FALSE
NFPA 170 NON ADDRESSABLE RELAY |  |  | North | Potter |  | Non-Addressable Relay |  |  |  | Module | TRUE | PAM-1 | + | Multi-voltage Relay Module | 1 | 0.015 | 0.015 |  |  |  |  | FALSE | [5 empty] | #FFFF0000 | FA-NFPA 170 NON ADDRESSABLE RELAY | 1 | FALSE | FALSE | FALSE | 1300 | [13 empty] | FALSE
POTTER_AE-2 ENCLOSURE |  |  | North | Potter |  | Enclosure |  |  |  | Assembly | TRUE | AE-2 |  | Accessory Enclosure | 1 | [6 empty] | FALSE | [5 empty] | #FFFF0000 | FA-POTTER_AE-2 ENCLOSURE | 1 | FALSE | FALSE | FALSE |  |  |  | 7165-0328:0500 | [5 empty] | 7,12,18 |  |  |  |  | TRUE
NFPA 170 AMPLIFIER RACK | RISER AMP |  | North | Potter |  | Amplifier |  |  |  | Assembly | TRUE | PVC-DPS25/P (70V) | + | Distributed Panel, Single Channel, 25W, Fire Phone | 1 | [6 empty] | FALSE | [5 empty] | #FFFF0000 | FA-NFPA 170 AMPLIFIER RACK | 1 | FALSE | FALSE | FALSE | 300 | [8 empty] | 7,12,18 |  |  |  | 25 | TRUE
NFPA 170 HEAT DETECTOR |  |  | North | Potter |  | Heat Detector |  |  |  | Module | TRUE | PAD100-HD w/PAD100-LFSB | + | Heat Detector with 6" Base LF Sounder Module Included | 1 | 0.0005 | 0.0005 |  |  |  |  | FALSE | [5 empty] | #FFFF0000 | FA-NFPA 170 HEAT DETECTOR | 1 | FALSE | FALSE | FALSE | 1403 | [13 empty] | FALSE |  |  | LF¦SB
|  |  | North | Potter | [5 empty] | Module | TRUE | IFS-WPS Series |  | Industrial Flow Switch | 1 | [6 empty] | FALSE | [5 empty] | #FFFFFFFF |  |  | FALSE | FALSE | FALSE | [14 empty] | FALSE
NFPA 170 HORN STROBE |  |  | North | Potter |  | Horn/Strobe |  |  |  | Module | TRUE | CHSLP-24WR-WP |  | Horn Strobe, Wall, White, Red, Outdoor, Low Profile | 1 | 0 | 0.22 |  |  |  |  | FALSE | FALSE |  |  |  |  | #FF0070C0 | FA-NFPA 170 HORN STROBE | 1 | FALSE | FALSE | FALSE | 2012 | [13 empty] | FALSE
NFPA 170 HORN STROBE |  |  | North | Potter |  | Horn/Strobe |  |  |  | Module | TRUE | HS-24WW | ++ | Horn Strobe, 24 VDC, White | 1 | 0 | 0.172 |  |  |  |  | FALSE | FALSE |  |  |  |  | #FF0070C0 | FA-NFPA 170 HORN STROBE | 1 | FALSE | FALSE | FALSE | 2012 | [13 empty] | FALSE
|  |  | North | Potter | [5 empty] | Module | TRUE | PVX-200 Series |  | 200 Watt Voice Evacuation System | 1 | [6 empty] | FALSE | [5 empty] | #FFFFFFFF |  |  | FALSE | FALSE | FALSE | [14 empty] | FALSE
NFPA 170 SMOKE CO DETECTOR |  |  | North | Potter |  | Smoke/CO Detector |  |  |  | Module | TRUE | PAD200-PCD w/PAD100-6DB (Split) | + | Photoelectric Smoke/CO Detector with 6" Standard Base | 1 | 0.0003 | 0.0003 |  |  |  |  | FALSE | TRUE |  |  |  |  | #FFFF0000 | FA-NFPA 170 SMOKE CO DETECTOR | 1 | FALSE | FALSE | FALSE | 1411 | [13 empty] | FALSE |  |  | 6DB
NFPA 170 STROBE WALL |  |  | North | Potter |  | Strobe |  |  |  | Module | TRUE | S24-177PR |  | Strobe, High Candela (Fixed 177 Candela), Plain Red | 1 | 0 | 0.096 |  |  |  |  | FALSE | [5 empty] | #FF0070C0 | FA-NFPA 170 STROBE WALL | 1 | FALSE | FALSE | FALSE | 2023 | [13 empty] | FALSE
|  |  | North | Potter | [5 empty] | Module | TRUE | HUR-S |  | Hold-up Rail | 1 | [6 empty] | FALSE | [5 empty] | #FFFFFFFF |  |  | FALSE | FALSE | FALSE | [14 empty] | FALSE
|  |  | North | Potter | [5 empty] | Module | TRUE | WLS |  | Tank Water Level Switch | 1 | [6 empty] | FALSE | [5 empty] | #FFFFFFFF |  |  | FALSE | FALSE | FALSE |  |  |  | 7770-0328:0010 | [10 empty] | FALSE
NFPA 170 HORN STROBE |  |  | North | Potter |  | Horn/Strobe |  |  |  | Module | TRUE | CHS-24WR-WP |  | Horn Strobe, Wall, White, Red, Outdoor | 1 | 0 | 0.22 |  |  |  |  | FALSE | FALSE |  |  |  |  | #FF0070C0 | FA-NFPA 170 HORN STROBE | 1 | FALSE | FALSE | FALSE | 2012 |  |  | 7135-0328:0212 | [10 empty] | FALSE
|  |  | North | Potter |  | Cards & Components |  |  |  | Card | TRUE | AFC-50 Main Board | + | Fire Alarm Control Panel Main Board | 1 | 0.13 | 0.22 |  |  |  |  | TRUE | [5 empty] | #FFFFFFFF |  |  | FALSE | FALSE | FALSE | [12 empty] | 5 |  | FALSE
NFPA 170 HORN STROBE CEILING |  |  | North | Potter |  | Horn/Strobe |  |  |  | Module | TRUE | CCHS-24GW |  | Horn Strobe, Ceiling, White, Green | 1 | 0 | 0.147 |  |  |  |  | FALSE | TRUE |  |  |  |  | #FF0070C0 | FA-NFPA 170 HORN STROBE CEILING | 1 | FALSE | FALSE | FALSE | 2013 |  |  | 7135-0328:0205 | [10 empty] | FALSE |  |  | C
|  |  | North | Potter |  | Cards & Components |  |  |  | Card | TRUE | P100 Main Board |  | Main Board for P100 Fire Alarm Control Panel | 1 | [6 empty] | TRUE | [5 empty] | #FFFFFFFF |  |  | FALSE | FALSE | FALSE | [14 empty] | FALSE
NFPA 170 HORN STROBE |  |  | North | Potter |  | Horn/Strobe |  |  |  | Module | TRUE | HS-24WW-WP | ++ | Outdoor Horn Strobe, Fixed 75 Candela, Standard Enclosure, White | 1 | 0 | 0.168 |  |  |  |  | FALSE | [5 empty] | #FF0070C0 | FA-NFPA 170 HORN STROBE | 1 | FALSE | FALSE | FALSE | 2012 | [13 empty] | FALSE |  |  | WP
NFPA 170 STROBE CEILING |  |  | North | Potter |  | Strobe |  |  |  | Module | TRUE | CCS-24GR |  | Strobe, Ceiling, Red, Green | 1 | 0 | 0.147 |  |  |  |  | FALSE | TRUE |  |  |  |  | #FF0070C0 | FA-NFPA 170 STROBE CEILING | 1 | FALSE | FALSE | FALSE | 2022 |  |  | 7135-0328:0211 | [10 empty] | FALSE |  |  | C
NFPA 170 SMOKE DETECTOR |  |  | North | Potter |  | Smoke Detector |  |  |  | Module | TRUE | PAD200-PD w/PAD100-6DB | + | Photoelectric Smoke Detector with 6" Standard Base | 1 | 0.0003 | 0.0003 |  |  |  |  | FALSE | TRUE |  |  |  |  | #FFFF0000 | FA-NFPA 170 SMOKE DETECTOR | 1 | FALSE | FALSE | FALSE | 1408 | [13 empty] | FALSE |  |  | 6DB
NFPA 170 SPEAKER STROBE |  |  | North | Potter |  | Speaker/Strobe |  |  |  | Module | TRUE | SPKSTR-24WLPPW |  | Low Profile Speaker/Strobe, Wall, Plain White | 1 | 0 | 0.18 |  |  |  |  | FALSE | [5 empty] | #FF0070C0 | FA-NFPA 170 SPEAKER STROBE | 1 | FALSE | FALSE | FALSE | 2019 | [13 empty] | FALSE
NFPA 170 ISOLATION MODULE |  |  | North | Potter |  | Isolator Module |  |  |  | Module | TRUE | SCI | + | Short Circuit Isolator | 1 | 0.000325 | 0.00234 |  |  |  |  | FALSE | [5 empty] | #FFFF0000 | FA-NFPA 170 ISOLATION MODULE | 1 | FALSE | FALSE | FALSE | 1200 | [13 empty] | FALSE
NFPA 170 SMOKE CO DETECTOR |  |  | North | Potter |  | Smoke/CO Detector |  |  |  | Module | TRUE | PAD200-PCD (Split) | + | Photoelectric Smoke/CO Detector | 1 | 0.0003 | 0.0003 |  |  |  |  | FALSE | TRUE |  |  |  |  | #FFFF0000 | FA-NFPA 170 SMOKE CO DETECTOR | 1 | FALSE | FALSE | FALSE | 1411 | [13 empty] | FALSE |  |  | SB
NFPA 170 FLOW DETECTOR |  |  | North | Potter |  | Flow Detector |  |  |  | Module | TRUE | VSR-C | + | Waterflow Alarm Switch for Copper Pipe | 1 | [6 empty] | FALSE | [5 empty] | #FFFF0000 | FA-NFPA 170 FLOW DETECTOR | 1 | FALSE | FALSE | FALSE |  |  |  | 7770-0328:0001 | [10 empty] | FALSE
NFPA 170 AMPLIFIER RACK | RISER AMP |  | North | Potter |  | Amplifier |  |  |  | Assembly | TRUE | PVC-DP25 (70V) | + | Distributed Panel, Dual Channel, 25W | 1 | [6 empty] | FALSE | [5 empty] | #FFFF0000 | FA-NFPA 170 AMPLIFIER RACK | 1 | FALSE | FALSE | FALSE | 300 | [8 empty] | 7,12,18 |  |  |  | 25 | TRUE
NFPA 170 STROBE WALL |  |  | North | Potter |  | Strobe |  |  |  | Module | TRUE | LSEX-24WMC |  | Explosionproof Strobe 24Vdc, wall mount, clear lens | 1 | [6 empty] | FALSE | [5 empty] | #FF0070C0 | FA-NFPA 170 STROBE WALL | 1 | FALSE | FALSE | FALSE | 2023 | [13 empty] | FALSE |  |  | XP
|  |  | North | Potter | [5 empty] | Module | TRUE | CF-200W |  | Fixed Temperature Heat Detector, 200°F (93°C) | 1 | [6 empty] | FALSE | [5 empty] | #FFFFFFFF |  |  | FALSE | FALSE | FALSE | [14 empty] | FALSE
NFPA 170 SMOKE HEAT CO DETECTOR |  |  | North | Potter |  | Smoke/Heat/CO Detector |  |  |  | Module | TRUE | PAD200-PHCD w/PAD100-IB | + | Photoelectric Smoke/Hea/CO Detector with Isolator Module Included | 1 | 0.00045 | 0.00045 |  |  |  |  | FALSE | TRUE |  |  |  |  | #FFFF0000 | FA-NFPA 170 SMOKE HEAT CO DETECTOR | 1 | FALSE | FALSE | FALSE | 1411 | [13 empty] | FALSE |  |  | IB
NFPA 170 HEAT DETECTOR |  |  | North | Potter |  | Heat Detector |  |  |  | Module | TRUE | CR-135EWT | 1000148 | 135°F Rate of Rise/Fixed Temperature XP Heat Detector | 1 | [6 empty] | FALSE | [5 empty] | #FFFF0000 | FA-NFPA 170 HEAT DETECTOR | 1 | FALSE | FALSE | FALSE | 1403 | [13 empty] | FALSE |  |  | 135° R
|  |  | North | Potter | [5 empty] | Module | TRUE | ARM-44 |  | Relay Module for PFC-4410RC Series | 1 | [6 empty] | FALSE | [5 empty] | #FFFFFFFF |  |  | FALSE | FALSE | FALSE |  |  |  | 7165-0328:0170 | [10 empty] | FALSE
|  |  | North | Potter | [5 empty] | Module | TRUE | AMS-37 Series |  | Industrial Magnetic Contact | 1 | [6 empty] | FALSE | [5 empty] | #FFFFFFFF |  |  | FALSE | FALSE | FALSE | [14 empty] | FALSE
|  |  | North | Potter | [5 empty] | Module | TRUE | PFC-5004E |  | Microprocessor-Based 4 Zone Expandable Fire Alarm Control Panel | 1 | [6 empty] | FALSE | [5 empty] | #FFFFFFFF |  |  | FALSE | FALSE | FALSE |  |  |  | 7165-0328:0155 | [10 empty] | FALSE
NFPA 170 SMOKE CO DETECTOR |  |  | North | Potter |  | Smoke/CO Detector |  |  |  | Module | TRUE | PAD200-PCD w/PAD100-4DB | + | Photoelectric Smoke/CO Detector with 4" Standard Base | 1 | 0.0003 | 0.0003 |  |  |  |  | FALSE | TRUE |  |  |  |  | #FFFF0000 | FA-NFPA 170 SMOKE CO DETECTOR | 1 | FALSE | FALSE | FALSE | 1411 | [13 empty] | FALSE |  |  | 4DB
|  |  | North | Potter | [5 empty] | Assembly | TRUE | SPG-1000 RM |  | Serial Parallel Gateway Rack Mount | 1 | [6 empty] | FALSE | [5 empty] | #FFFFFFFF |  |  | FALSE | FALSE | FALSE | [9 empty] | 7,12,18 |  |  |  |  | TRUE
|  |  | North | Potter | [5 empty] | Module | TRUE | LCD-AN |  | LCD Annunciator for PFC-8500 | 1 | [6 empty] | FALSE | [5 empty] | #FFFFFFFF |  |  | FALSE | FALSE | FALSE | [14 empty] | FALSE
NFPA 170 FLOW DETECTOR |  |  | North | Potter |  | Flow Detector |  |  |  | Module | TRUE | VSG | + | Waterflow Alarm Switch for Low Flow | 1 | [6 empty] | FALSE | [5 empty] | #FFFF0000 | FA-NFPA 170 FLOW DETECTOR | 1 | FALSE | FALSE | FALSE |  |  |  | 7770-0328:0001 | [10 empty] | FALSE
NFPA 170 FIRE PHONE |  |  | North | Potter |  | Fire Phone |  |  |  | Module | TRUE | FFT-FPJ | + | Telephone Jack | 1 | [6 empty] | FALSE | [5 empty] | #FFFF0000 | FA-NFPA 170 FIRE PHONE | 1 | FALSE | FALSE | FALSE | [14 empty] | FALSE
NFPA 170 SPEAKER STROBE |  |  | North | Potter |  | Speaker/Strobe |  |  |  | Module | TRUE | WCSPKSTR-24AW |  | Weatherproof Alert Amber Speaker/Strobe, Wall, White | 1 | 0 | 0.148 |  |  |  |  | FALSE | [5 empty] | #FF0070C0 | FA-NFPA 170 SPEAKER STROBE | 1 | FALSE | FALSE | FALSE | 2019 |  |  | 7320-0328:0206 | [10 empty] | FALSE
NFPA 170 SMOKE DETECTOR |  |  | North | Potter |  | Smoke Detector |  |  |  | Module | TRUE | PAD200-PD w/PAD100-RB | + | Photoelectric Smoke Detector with 6" Base with One Form-C Relay Contact | 1 | 0.0005 | 0.0005 |  |  |  |  | FALSE | TRUE |  |  |  |  | #FFFF0000 | FA-NFPA 170 SMOKE DETECTOR | 1 | FALSE | FALSE | FALSE | 1408 | [13 empty] | FALSE |  |  | RB
|  |  | North | Potter | [5 empty] | Module | TRUE | PVC-WS |  | Warden Station | 1 | [6 empty] | FALSE | [5 empty] | #FFFFFFFF |  |  | FALSE | FALSE | FALSE | [14 empty] | FALSE
NFPA 170 VALVE SUPERVISORY SWITCH |  |  | North | Potter |  | Valve Supervisory Switch |  |  |  | Module | TRUE | PIVS-U-EX | + | Explosion Proof Post Indicator Valve Switch | 1 | [6 empty] | FALSE | [5 empty] | #FFFF0000 | FA-NFPA 170 VALVE SUPERVISORY SWITCH | 1 | FALSE | FALSE | FALSE | [14 empty] | FALSE
NFPA 170 AMPLIFIER RACK | RISER AMP |  | North | Potter |  | Amplifier |  |  |  | Assembly | TRUE | PVC-DPS25 (25V) | + | Distributed Panel, Single Channel, 25W | 1 | [6 empty] | FALSE | [5 empty] | #FFFF0000 | FA-NFPA 170 AMPLIFIER RACK | 1 | FALSE | FALSE | FALSE | 300 | [8 empty] | 7,12,18 |  |  |  | 25 | TRUE
|  |  | North | Potter | [5 empty] | Module | TRUE | MR Series |  | Multi-voltage Control Relays | 1 | [6 empty] | FALSE | [5 empty] | #FFFFFFFF |  |  | FALSE | FALSE | FALSE | [14 empty] | FALSE
NFPA 170 HORN STROBE |  |  | North | Potter |  | Horn/Strobe |  |  |  | Module | TRUE | CHS-24WB-WP |  | Horn Strobe, Wall, White, Blue, Outdoor | 1 | 0 | 0.22 |  |  |  |  | FALSE | FALSE |  |  |  |  | #FF0070C0 | FA-NFPA 170 HORN STROBE | 1 | FALSE | FALSE | FALSE | 2012 |  |  | 7135-0328:0212 | [10 empty] | FALSE
NFPA 170 BELL |  |  | North | Potter |  | Bell |  |  |  | Module | TRUE | PDC-8-12 | ++ | 8" Bell | 1 | 0 | 0.02 |  |  | 12 |  | FALSE | [5 empty] | #FFFF0000 | FA-NFPA 170 BELL | 1 | FALSE | FALSE | FALSE | 2000 | [13 empty] | FALSE
NFPA 170 PRESSURE SWITCH |  |  | North | Potter |  | Pressure Switch |  |  |  | Module | TRUE | WFSR-F | + | Pressure Activated Waterflow Alarm Switch with Retard | 1 | [6 empty] | FALSE | [5 empty] | #FFFF0000 | FA-NFPA 170 PRESSURE SWITCH | 1 | FALSE | FALSE | FALSE |  |  |  | 7770-0328:0001 | [10 empty] | FALSE
NFPA 170 HORN STROBE |  |  | North | Potter |  | Horn/Strobe |  |  |  | Module | TRUE | SSX-81 Series |  | 25W Armored Siren or Siren Strobe | 1 | [6 empty] | FALSE | [5 empty] | #FF0070C0 | FA-NFPA 170 HORN STROBE | 1 | FALSE | FALSE | FALSE | 2012 | [13 empty] | FALSE
NFPA 170 AMPLIFIER RACK | RISER AMP |  | North | Potter |  | Amplifier |  |  |  | Assembly | TRUE | DCA-10025 (25V) | + | DUAL CHANNEL 100W, 25V AMPLIFIER | 1 | 0.048 | 0.52 |  |  |  |  | FALSE | [5 empty] | #FFFF0000 | FA-NFPA 170 AMPLIFIER RACK | 1 | FALSE | FALSE | FALSE | 300 | [8 empty] | 12 |  |  |  | 100 | TRUE
|  |  | North | Potter | [5 empty] | Module | TRUE | FEP |  | Flush Mount Expander Plate | 1 | [6 empty] | FALSE | [5 empty] | #FFFFFFFF |  |  | FALSE | FALSE | FALSE | [14 empty] | FALSE
|  |  | North | Potter | [5 empty] | Module | TRUE | PSW-1 |  | Plunger Switch | 1 | [6 empty] | FALSE | [5 empty] | #FFFFFFFF |  |  | FALSE | FALSE | FALSE | [14 empty] | FALSE
NFPA 170 FLOW DETECTOR |  |  | North | Potter |  | Flow Detector |  |  |  | Module | TRUE | VSR-ST | + | Waterflow Alarm Switch with Union | 1 | [6 empty] | FALSE | [5 empty] | #FFFF0000 | FA-NFPA 170 FLOW DETECTOR | 1 | FALSE | FALSE | FALSE |  |  |  | 7770-0328:0001 | [10 empty] | FALSE
|  |  | North | Potter | [5 empty] | Module | TRUE | NDC Series |  | 2 Conductor Transfer Cord | 1 | [6 empty] | FALSE | [5 empty] | #FFFFFFFF |  |  | FALSE | FALSE | FALSE | [14 empty] | FALSE
NFPA 170 SMOKE CO DETECTOR |  |  | North | Potter |  | Smoke/CO Detector |  |  |  | Module | TRUE | PAD300-PCD w/PAD300-SB (Split) | ++ | Photoelectric Smoke/CO Detector with 6" Base with Sounder Module Included | 1 | 0.0006 | 0.0006 |  |  |  |  | FALSE | TRUE |  |  |  |  | #FFFF0000 | FA-NFPA 170 SMOKE CO DETECTOR | 1 | FALSE | FALSE | FALSE | 1411 | [13 empty] | FALSE |  |  | SB
NFPA 170 SPEAKER STROBE CEILING |  |  | North | Potter |  | Speaker/Strobe |  |  |  | Module | TRUE | SPKSTR-24CLPR |  | Low Profile Speaker/Strobe, Ceiling, Red | 1 | 0 | 0.22 |  |  |  |  | FALSE | TRUE |  |  |  |  | #FF0070C0 | FA-NFPA 170 SPEAKER STROBE CEILING | 1 | FALSE | FALSE | FALSE | 2020 | [13 empty] | FALSE |  |  | C
|  |  | North | Potter | [5 empty] | Module | TRUE | MS Series |  | Remote Duct Accessories | 1 | [6 empty] | FALSE | [5 empty] | #FFFFFFFF |  |  | FALSE | FALSE | FALSE | [14 empty] | FALSE
NFPA 170 HORN STROBE |  |  | North | Potter |  | Horn/Strobe |  |  |  | Module | TRUE | CHS-24G-WP |  | Horn Strobe, Wall, Red, Green, Outdoor | 1 | 0 | 0.22 |  |  |  |  | FALSE | FALSE |  |  |  |  | #FF0070C0 | FA-NFPA 170 HORN STROBE | 1 | FALSE | FALSE | FALSE | 2012 |  |  | 7135-0328:0212 | [10 empty] | FALSE
NFPA 170 HORN STROBE CEILING |  |  | North | Potter |  | Horn/Strobe |  |  |  | Module | TRUE | CCHS-24AR |  | Horn Strobe, Ceiling, Red, Amber | 1 | 0 | 0.147 |  |  |  |  | FALSE | TRUE |  |  |  |  | #FF0070C0 | FA-NFPA 170 HORN STROBE CEILING | 1 | FALSE | FALSE | FALSE | 2013 |  |  | 7135-0328:0205 | [10 empty] | FALSE |  |  | C
NFPA 170 SMOKE DETECTOR |  |  | North | Potter |  | Smoke Detector |  |  |  | Module | TRUE | PAD100-PHD (Split) | + | Photoelectric Smoke/Heat Detector Combination | 1 | 0.0003 | 0.0003 |  |  |  |  | FALSE | TRUE |  |  |  |  | #FFFF0000 | FA-NFPA 170 SMOKE DETECTOR | 1 | FALSE | FALSE | FALSE | 1408 | [13 empty] | FALSE
NFPA 170 SPEAKER WALL |  |  | North | Potter |  | Speaker |  |  |  | Module | TRUE | PE-SPKW | ++ | Speaker, Wall, White | 1 | 0 | 0.043 |  |  |  |  | FALSE | [5 empty] | #FF0070C0 | FA-NFPA 170 SPEAKER WALL | 1 | FALSE | FALSE | FALSE | 2023 | [13 empty] | FALSE
NFPA 170 SMOKE CO DETECTOR |  |  | North | Potter |  | Smoke/CO Detector |  |  |  | Module | TRUE | PAD200-PCD w/PAD100-6DB | + | Photoelectric Smoke/CO Detector with 6" Standard Base | 1 | 0.0003 | 0.0003 |  |  |  |  | FALSE | TRUE |  |  |  |  | #FFFF0000 | FA-NFPA 170 SMOKE CO DETECTOR | 1 | FALSE | FALSE | FALSE | 1411 | [13 empty] | FALSE |  |  | 6DB
NFPA 170 STROBE WALL |  |  | North | Potter |  | Strobe |  |  |  | Module | TRUE | SLP-24PWW-WP |  | Outdoor Strobe, Fixed 75 Candela, Low Profile Enclosure, Off-White-Plain | 1 | 0 | 0.17 |  |  |  |  | FALSE | [5 empty] | #FF0070C0 | FA-NFPA 170 STROBE WALL | 1 | FALSE | FALSE | FALSE | 2023 | [13 empty] | FALSE |  |  | WP
KEY SWITCH |  |  | North | Potter |  | Switch |  |  |  | Module | TRUE | RCDS-1 |  | Releasing Circuit Disable Switch | 1 | 0.01 | 0.01 |  |  |  |  | FALSE | [5 empty] | #FFFF0000 | FA-KEY SWITCH | 1 | FALSE | FALSE | FALSE | [14 empty] | FALSE |  |  | REL
|  |  | North | Potter |  | Hardware |  |  |  | Hardware | TRUE | AB-6 |  | 6 Inch Addressable Detector Base | 1 | [6 empty] | FALSE | [5 empty] | #FFFFFFFF |  |  | FALSE | FALSE | FALSE |  |  |  | 7272-0328:0194 | [10 empty] | FALSE
NFPA 170 STROBE WALL |  |  | North | Potter |  | Strobe |  |  |  | Module | TRUE | CS-24A-WP |  | Strobe, Wall, Red, Amber, Outdoor | 1 | 0 | 0.164 |  |  |  |  | FALSE | FALSE |  |  |  |  | #FF0070C0 | FA-NFPA 170 STROBE WALL | 1 | FALSE | FALSE | FALSE | 2023 |  |  | 7135-0328:0213 | [10 empty] | FALSE
|  |  | North | Potter |  | Cards & Components |  |  |  | Card | TRUE | PVC-FPI | + | Fire Phone Interface Card | 1 | 0.041 | 0.041 |  |  |  |  | TRUE | [5 empty] | #FFFFFFFF |  |  | FALSE | FALSE | FALSE
NFPA 170 SMOKE HEAT DETECTOR |  |  | North | Potter |  | Smoke/Heat Detector |  |  |  | Module | TRUE | PAD100-PHD w/PAD100-IB (Split) | + | Photoelectric Smoke/Heat Detector with Isolator Module Included | 1 | 0.00045 | 0.00045 |  |  |  |  | FALSE | TRUE |  |  |  |  | #FFFF0000 | FA-NFPA 170 SMOKE HEAT DETECTOR | 1 | FALSE | FALSE | FALSE | 1411 | [13 empty] | FALSE |  |  | IB
NFPA 170 SMOKE DETECTOR |  |  | North | Potter |  | Smoke Detector |  |  |  | Module | TRUE | PS-24 w/SB | + | Conventional Photoelectric Smoke Detector | 1 |  | 0.15 |  |  |  |  | FALSE | [5 empty] | #FFFF0000 | FA-NFPA 170 SMOKE DETECTOR | 1 | FALSE | FALSE | FALSE | [14 empty] | FALSE
NFPA 170 HEAT DETECTOR |  |  | North | Potter |  | Heat Detector |  |  |  | Module | TRUE | CF-135EWT | 1000134 | 135°F Fixed Temperature XP Heat Detector | 1 | [6 empty] | FALSE | [5 empty] | #FFFF0000 | FA-NFPA 170 HEAT DETECTOR | 1 | FALSE | FALSE | FALSE | 1403 | [13 empty] | FALSE |  |  | 135° F
NFPA 170 VOICE EVACUATION CONTROL UNIT |  |  | North | Potter |  | Voice Evac Control Unit |  |  |  | Assembly | TRUE | PVX-100/4Z |  | 100W Voice Evacuation System with 4 Speaker Zones | 1 | [6 empty] | FALSE | [5 empty] | #FFFF0000 | FA-NFPA 170 VOICE EVACUATION CONTROL UNIT | 1 | FALSE | FALSE | FALSE | 211 | [8 empty] | 7,12,18 |  |  |  |  | TRUE
|  |  | North | Potter | [5 empty] | Module | TRUE | NGP-SPV |  | Self-Purging Valve Kit | 1 | [6 empty] | FALSE | [5 empty] | #FFFFFFFF |  |  | FALSE | FALSE | FALSE | [14 empty] | FALSE
NFPA 170 HORN STROBE |  |  | North | Potter |  | Horn/Strobe |  |  |  | Module | TRUE | HPS-24 Series |  | Remote Horn with Silencer | 1 | [6 empty] | FALSE | [5 empty] | #FF0070C0 | FA-NFPA 170 HORN STROBE | 1 | FALSE | FALSE | FALSE | 2012 | [13 empty] | FALSE
NFPA 170 MINI HORN |  |  | North | Potter |  | Horn |  |  |  | Module | TRUE | PAL-328 | ++ | PAL328 Series Electronic Piezo Alert Buzzer | 1 | [6 empty] | FALSE | [5 empty] | #FF0070C0 | FA-NFPA 170 MINI HORN | 1 | FALSE | FALSE | FALSE | [14 empty] | FALSE |  |  | M
NFPA 170 FLOW DETECTOR |  |  | North | Potter |  | Flow Detector |  |  |  | Module | TRUE | VSR-CF | + | Waterflow Alarm Switch for Copper or Plastic Pipe | 1 | [6 empty] | FALSE | [5 empty] | #FFFF0000 | FA-NFPA 170 FLOW DETECTOR | 1 | FALSE | FALSE | FALSE |  |  |  | 7770-0328:0001 | [10 empty] | FALSE
NFPA 170 VOICE EVACUATION CONTROL UNIT |  |  | North | Potter |  | Voice Evac Control Unit |  |  |  | Assembly | TRUE | PVC-MP16 | + | Master Panel, 16 Switch Control | 1 | [6 empty] | FALSE | [5 empty] | #FFFF0000 | FA-NFPA 170 VOICE EVACUATION CONTROL UNIT | 1 | FALSE | FALSE | FALSE | 211 | [8 empty] | 7,12,18 |  |  |  |  | TRUE
NFPA 170 AMPLIFIER RACK | RISER AMP |  | North | Potter |  | Cards & Components |  |  |  | Card | TRUE | DCA-10025 (70V) Main Board | + | Main Board | 1 | 0.048 | 0.52 |  |  |  |  | TRUE | [5 empty] | #FFFF0000 | FA-NFPA 170 AMPLIFIER RACK | 1 | FALSE | FALSE | FALSE | 300 | [13 empty] | FALSE
|  |  | North | Potter |  | Cards & Components |  |  |  | Card | TRUE | PVC-MFP | + | Master Fire Phone | 1 | 0.009 | 0.009 |  |  |  |  | TRUE | [5 empty] | #FFFFFFFF |  |  | FALSE | FALSE | FALSE
NFPA 170 HORN STROBE CEILING |  |  | North | Potter |  | Horn/Strobe |  |  |  | Module | TRUE | CCHS-24GR |  | Horn Strobe, Ceiling, Red, Green | 1 | 0 | 0.147 |  |  |  |  | FALSE | TRUE |  |  |  |  | #FF0070C0 | FA-NFPA 170 HORN STROBE CEILING | 1 | FALSE | FALSE | FALSE | 2013 |  |  | 7135-0328:0205 | [10 empty] | FALSE |  |  | C
NFPA 170 VOICE EVACUATION CONTROL UNIT |  |  | North | Potter |  | Voice Evac Control Unit |  |  |  | Assembly | TRUE | PVX-100/8Z |  | 100W Voice Evacuation System with 8 Speaker Zones | 1 | [6 empty] | FALSE | [5 empty] | #FFFF0000 | FA-NFPA 170 VOICE EVACUATION CONTROL UNIT | 1 | FALSE | FALSE | FALSE | 211 | [8 empty] | 7,12,18 |  |  |  |  | TRUE
NFPA 170 FIRE ALARM CONTROL UNIT | RISER FACP |  | North | Potter |  | Fire Alarm Control Unit |  |  |  | Module | TRUE | PFC-8500 |  | 127 Point Addressable Fire Alarm Control Panel | 1 | [6 empty] | FALSE | [5 empty] | #FFFF0000 | FA-NFPA 170 FIRE ALARM CONTROL UNIT | 1 | FALSE | FALSE | FALSE | 202 | [13 empty] | FALSE
NFPA 170 GAS DETECTOR |  |  | North | Potter |  | Gas Detection |  |  |  | Module | TRUE | PAD100-CD w/PAD100-RB | + | Carbon-Monoxide Detector with 6" Base with One Form-C Relay Contact | 1 | 0.0005 | 0.0005 |  |  |  |  | FALSE | [5 empty] | #FFFF0000 | FA-NFPA 170 GAS DETECTOR | 1 | FALSE | FALSE | FALSE | 1402 | [13 empty] | FALSE |  |  | RB
NFPA 170 SMOKE HEAT DETECTOR |  |  | North | Potter |  | Smoke/Heat Detector |  |  |  | Module | TRUE | PAD200-PHD w/PAD100-RB (Split) | + | Photoelectric Smoke/Heat Detector with 6" Base with One Form-C Relay Contact | 1 | 0.0005 | 0.0005 |  |  |  |  | FALSE | TRUE |  |  |  |  | #FFFF0000 | FA-NFPA 170 SMOKE HEAT DETECTOR | 1 | FALSE | FALSE | FALSE | 1411 | [13 empty] | FALSE |  |  | RB
NFPA 170 STROBE WALL |  |  | North | Potter |  | Strobe |  |  |  | Module | TRUE | CS-24WR-WP |  | Strobe, Wall, White, Red, Outdoor | 1 | 0 | 0.164 |  |  |  |  | FALSE | FALSE |  |  |  |  | #FF0070C0 | FA-NFPA 170 STROBE WALL | 1 | FALSE | FALSE | FALSE | 2023 |  |  | 7135-0328:0213 | [10 empty] | FALSE
NFPA 170 SMOKE CO DETECTOR |  |  | North | Potter |  | Smoke/CO Detector |  |  |  | Module | TRUE | PAD200-PCD w/PAD100-SPKB (Split) | + | Photoelectric Smoke/CO Detector with Speaker Base with One Form-C Relay Contact | 1 | 0.00045 | 0.00045 |  |  |  |  | FALSE | TRUE |  |  |  |  | #FFFF0000 | FA-NFPA 170 SMOKE CO DETECTOR | 1 | FALSE | FALSE | FALSE | 1411 | [13 empty] | FALSE |  |  | SB
NFPA 170 STROBE WALL |  |  | North | Potter |  | Strobe |  |  |  | Module | TRUE | CS-24WGW |  | Strobe, Wall, White, Green | 1 | 0 | 0.203 |  |  |  |  | FALSE | FALSE |  |  |  |  | #FF0070C0 | FA-NFPA 170 STROBE WALL | 1 | FALSE | FALSE | FALSE | 2023 |  |  | 7135-0328:0209 | [10 empty] | FALSE
NFPA 170 SMOKE HEAT DETECTOR |  |  | North | Potter |  | Smoke/Heat Detector |  |  |  | Module | TRUE | PAD300-PHD w/PAD300-4DB | ++ | Photoelectric Smoke/Heat Detector with 4" Standard Base | 1 | 0.0003 | 0.0003 |  |  |  |  | FALSE | TRUE |  |  |  |  | #FFFF0000 | FA-NFPA 170 SMOKE HEAT DETECTOR | 1 | FALSE | FALSE | FALSE | 1411 | [13 empty] | FALSE |  |  | 4DB
|  |  | North | Potter | Security/Access Control |  |  |  |  | Module | TRUE | HUB-M |  |  | 1 | [12 empty] | #FFFFFFFF |  |  | FALSE | FALSE | FALSE
NFPA 170 HORN STROBE |  |  | North | Potter |  | Horn/Strobe |  |  |  | Module | TRUE | HS-24PWW-WP |  | Outdoor Horn Strobe, Fixed 75 Candela, Standard Enclosure, Off-White-Plain | 1 | 0 | 0.226 |  |  |  |  | FALSE | [5 empty] | #FF0070C0 | FA-NFPA 170 HORN STROBE | 1 | FALSE | FALSE | FALSE | 2012 | [13 empty] | FALSE |  |  | WP
NFPA 170 ADDRESSABLE OUTPUT MODULE |  |  | North | Potter |  | Addressable Control/Relay |  |  |  | Module | TRUE | PAD100-SM | + | Speaker Module | 1 | 0.00024 | 0.00024 |  |  |  |  | FALSE | [5 empty] | #FFFF0000 | FA-NFPA 170 ADDRESSABLE OUTPUT MODULE | 1 | FALSE | FALSE | FALSE | 1100 | [13 empty] | FALSE
| RISER AMP |  | North | Potter |  | Cards & Components |  |  |  | Card | TRUE | SCA-5070INT (70V) | + | SINGLE CHANNEL 50W, 70V SELECTABLE INTEGRATED AMPLIFIER 3 | 1 | 0.05 | 0.138 |  | 50 | 24 |  | TRUE | [5 empty] | #FFFFFFFF |  |  | FALSE | FALSE | FALSE | 300 | [13 empty] | FALSE
NFPA 170 SPEAKER STROBE CEILING |  |  | North | Potter |  | Speaker/Strobe |  |  |  | Module | TRUE | CSPKSTR-24GR |  | Plain Green Speaker/Strobe, Ceiling, Red | 1 | 0 | 0.36 |  |  |  |  | FALSE | TRUE |  |  |  |  | #FF0070C0 | FA-NFPA 170 SPEAKER STROBE CEILING | 1 | FALSE | FALSE | FALSE | 2020 |  |  | 7320-0328:0206 | [10 empty] | FALSE |  |  | C
NFPA 170 ADDRESSABLE INPUT MONITOR MODULE |  |  | North | Potter |  | Addressable Module |  |  |  | Module | TRUE | PAD100-DIM | + | Dual Input Module | 2 | 0.00024 | 0.00024 |  |  |  |  | FALSE | [5 empty] | #FFFF0000 | FA-NFPA 170 ADDRESSABLE INPUT MONITOR MODULE | 1 | FALSE | FALSE | FALSE | 1000 | [13 empty] | FALSE |  |  | 2
NFPA 170 HEAT DETECTOR |  |  | North | Potter |  | Heat Detector |  |  |  | Module | TRUE | CR-135W |  | Rate of Rise Heat Detector, 135°F (57°C) | 1 | [6 empty] | FALSE | [5 empty] | #FFFF0000 | FA-NFPA 170 HEAT DETECTOR | 1 | FALSE | FALSE | FALSE | 1403 | [13 empty] | FALSE
NFPA 170 HORN STROBE |  |  | North | Potter |  | Horn/Strobe |  |  |  | Module | TRUE | PE-HSR | ++ | 2-Wire, Horn Strobe, Red | 1 | 0 | 0.245 |  |  |  |  | FALSE | [5 empty] | #FF0070C0 | FA-NFPA 170 HORN STROBE | 1 | FALSE | FALSE | FALSE | 2012 | [13 empty] | FALSE
|  |  | North | Potter | [5 empty] | Module | TRUE | EWF |  | Electric Water Feeder | 1 | [6 empty] | FALSE | [5 empty] | #FFFFFFFF |  |  | FALSE | FALSE | FALSE | [14 empty] | FALSE
NFPA 170 NOTIFICATION CIRCUIT EXTENDER PANEL | RISER NAC |  | North | Potter |  | Notification Circuit Extender Panel |  |  |  | Assembly | TRUE | PSN-106B | + | 10 A Power Supply, 6 NAC Circuits, Black Enclosure | 1 | [6 empty] | FALSE |  |  |  | 16 1/8"W x 16 3/4"H x 3 1/2"D |  | #FFFF0000 | FA-NFPA 170 NOTIFICATION CIRCUIT EXTENDER PANEL | 1 | FALSE | FALSE | FALSE | 212 |  |  | 7315-0328:0189 | [5 empty] | 7,12,18,55 |  |  | 10 |  | TRUE
NFPA 170 HEAT DETECTOR |  |  | North | Potter |  | Heat Detector |  |  |  | Module | TRUE | CF-135MP | 1000136 | Indoor Outdoor Fixed Temperature Heat Detector, 135°F (57°C) | 1 | [6 empty] | FALSE | [5 empty] | #FFFF0000 | FA-NFPA 170 HEAT DETECTOR | 1 | FALSE | FALSE | FALSE | 1403 | [13 empty] | FALSE |  |  | 135° F
NFPA 170 AMPLIFIER RACK | RISER AMP |  | North | Potter |  | Amplifier |  |  |  | Assembly | TRUE | PVC-DP100/P (70V) | + | Distributed Panel, Dual Channel, 100W, Fire Phone | 1 | [6 empty] | FALSE | [5 empty] | #FFFF0000 | FA-NFPA 170 AMPLIFIER RACK | 1 | FALSE | FALSE | FALSE | 300 | [8 empty] | 7,12,18 |  |  |  | 200 | TRUE
NFPA 170 HORN STROBE |  |  | North | Potter |  | Horn/Strobe |  |  |  | Module | TRUE | PE-HSW | ++ | 2-Wire, Horn Strobe, White | 1 | 0 | 0.245 |  |  |  |  | FALSE | [5 empty] | #FF0070C0 | FA-NFPA 170 HORN STROBE | 1 | FALSE | FALSE | FALSE | 2012 | [13 empty] | FALSE
NFPA 170 SMOKE DETECTOR |  |  | North | Potter |  | Smoke Detector |  |  |  | Module | TRUE | PAD200-PD | + | Photoelectric Smoke Sensor | 1 | 0.0003 | 0.0003 |  |  |  |  | FALSE | TRUE |  |  |  |  | #FFFF0000 | FA-NFPA 170 SMOKE DETECTOR | 1 | FALSE | FALSE | FALSE | 1408 | [13 empty] | FALSE
NFPA 170 STROBE CEILING |  |  | North | Potter |  | Strobe |  |  |  | Module | TRUE | CSR-24PCR |  | Strobe, 24 VDC, red, - Red Lens | 1 | [6 empty] | FALSE | TRUE |  |  |  |  | #FF0070C0 | FA-NFPA 170 STROBE CEILING | 1 | FALSE | FALSE | FALSE | 2022 | [13 empty] | FALSE |  |  | C
NFPA 170 STROBE CEILING |  |  | North | Potter |  | Strobe |  |  |  | Module | TRUE | CCS-24BW |  | Strobe, Ceiling, White, Blue | 1 | 0 | 0.147 |  |  |  |  | FALSE | TRUE |  |  |  |  | #FF0070C0 | FA-NFPA 170 STROBE CEILING | 1 | FALSE | FALSE | FALSE | 2022 |  |  | 7135-0328:0211 | [10 empty] | FALSE |  |  | C
|  |  | North | Potter | [5 empty] | Module | TRUE | NGP-500D |  | Nitrogen Generator with 500 Gallon Largest Riser Fill and 1,200 gallons of Total Sprinkler System Capacity | 1 | [6 empty] | FALSE | [5 empty] | #FFFFFFFF |  |  | FALSE | FALSE | FALSE | [14 empty] | FALSE
|  |  | North | Potter | [5 empty] | Module | TRUE | AMS-59 |  | Concealed Leads Surface Contact | 1 | [6 empty] | FALSE | [5 empty] | #FFFFFFFF |  |  | FALSE | FALSE | FALSE | [14 empty] | FALSE
NFPA 170 SMOKE HEAT DETECTOR |  |  | North | Potter |  | Smoke/Heat Detector |  |  |  | Module | TRUE | PSHA | + | Addressable Photoelectric Smoke / Heat Detector | 1 | 0.000325 | 0.000325 |  |  |  |  | FALSE | TRUE |  |  |  |  | #FFFF0000 | FA-NFPA 170 SMOKE HEAT DETECTOR | 1 | FALSE | FALSE | FALSE | [14 empty] | FALSE
NFPA 170 AMPLIFIER RACK | RISER AMP |  | North | Potter |  | Cards & Components |  |  |  | Card | TRUE | LOC-1000 Main Board | + | Main Board | 1 | 0.077 | 0.107 |  |  |  |  | TRUE | [5 empty] | #FFFF0000 | FA-NFPA 170 AMPLIFIER RACK | 1 | FALSE | FALSE | FALSE | 300 | [13 empty] | FALSE
NFPA 170 AMPLIFIER RACK | RISER AMP |  | North | Potter |  | Amplifier |  |  |  | Assembly | TRUE | PVC-DP100/P (25V) | + | Distributed Panel, Dual Channel, 100W, Fire Phone | 1 | [6 empty] | FALSE | [5 empty] | #FFFF0000 | FA-NFPA 170 AMPLIFIER RACK | 1 | FALSE | FALSE | FALSE | 300 | [8 empty] | 7,12,18 |  |  |  | 200 | TRUE
NFPA 170 SMOKE DETECTOR |  |  | North | Potter |  | Smoke Detector |  |  |  | Module | TRUE | PAD100-PD w/PAD100-RB | + | Photoelectric Smoke Detector with 6" Base with One Form-C Relay Contact | 2 | 0.0005 | 0.0005 |  |  |  |  | FALSE | TRUE |  |  |  |  | #FFFF0000 | FA-NFPA 170 SMOKE DETECTOR | 1 | FALSE | FALSE | FALSE | 1408 | [13 empty] | FALSE |  |  | RB
NFPA 170 MINI HORN |  |  | North | Potter |  | Horn |  |  |  | Module | TRUE | MHT-1224W |  | Low Current Mini-Horn, White | 1 | 0 | 0.013 |  |  |  |  | FALSE | [5 empty] | #FF0070C0 | FA-NFPA 170 MINI HORN | 1 | FALSE | FALSE | FALSE | 2014 | [13 empty] | FALSE
|  |  | North | Potter |  | Cards & Components |  |  |  | Card | TRUE | PVC-II | + | Audio Module Interface Card | 1 | [6 empty] | TRUE | [5 empty] | #FFFFFFFF |  |  | FALSE | FALSE | FALSE
|  |  | North | Potter | [5 empty] | Module | TRUE | RD13 Series |  | Residential Riser | 1 | [6 empty] | FALSE | [5 empty] | #FFFFFFFF |  |  | FALSE | FALSE | FALSE | [14 empty] | FALSE
|  |  | North | Potter | [5 empty] | Module | TRUE | DPCMS-RM |  | Riser Mount Corrosion Monitoring Station for Dry Systems | 1 | [6 empty] | FALSE | [5 empty] | #FFFFFFFF |  |  | FALSE | FALSE | FALSE | [14 empty] | FALSE
|  |  | North | Potter | [5 empty] | Module | TRUE | BSC |  | Break Safe Contacts | 1 | [6 empty] | FALSE | [5 empty] | #FFFFFFFF |  |  | FALSE | FALSE | FALSE | [14 empty] | FALSE
NFPA 170 STROBE WALL |  |  | North | Potter |  | Strobe |  |  |  | Module | TRUE | S-24WW | ++ | Strobe, 24 VDC, White | 1 | 0 | 0.103 |  |  |  |  | FALSE | FALSE |  |  |  |  | #FF0070C0 | FA-NFPA 170 STROBE WALL | 1 | FALSE | FALSE | FALSE | 2023 | [13 empty] | FALSE
NFPA 170 ADDRESSABLE OUTPUT MODULE |  |  | North | Potter |  | Addressable Control/Relay |  |  |  | Module | TRUE | PAD100-NAC | + | Notification Appliance Circuit | 1 | 0.0002 | 0.0002 |  |  |  |  | FALSE | [5 empty] | #FFFF0000 | FA-NFPA 170 ADDRESSABLE OUTPUT MODULE | 1 | FALSE | FALSE | FALSE | 1100 | [13 empty] | FALSE
NFPA 170 STROBE WALL |  |  | North | Potter |  | Strobe |  |  |  | Module | TRUE | CS-24B-WP |  | Strobe, Wall, Red, Blue, Outdoor | 1 | 0 | 0.164 |  |  |  |  | FALSE | FALSE |  |  |  |  | #FF0070C0 | FA-NFPA 170 STROBE WALL | 1 | FALSE | FALSE | FALSE | 2023 |  |  | 7135-0328:0213 | [10 empty] | FALSE
NFPA 170 VOICE EVACUATION CONTROL UNIT |  |  | North | Potter |  | Voice Evac Control Unit |  |  |  | Assembly | TRUE | PVX-150/16Z |  | 150W Voice Evacuation System with 16 Speaker Zones | 1 | [6 empty] | FALSE | [5 empty] | #FFFF0000 | FA-NFPA 170 VOICE EVACUATION CONTROL UNIT | 1 | FALSE | FALSE | FALSE | 211 | [8 empty] | 7,12,18 |  |  |  |  | TRUE
|  |  | North | Potter | [5 empty] | Module | TRUE | AMS-7 Series |  | Mini Surface / Press Fit Magnetic Contact | 1 | [6 empty] | FALSE | [5 empty] | #FFFFFFFF |  |  | FALSE | FALSE | FALSE | [14 empty] | FALSE
NFPA 170 SMOKE HEAT DETECTOR |  |  | North | Potter |  | Smoke/Heat Detector |  |  |  | Module | TRUE | PAD200-PHD w/PAD100-SPKB | + | Photoelectric Smoke/Heat Detector with Speaker Base with One Form-C Relay Contact | 1 | 0.00045 | 0.00045 |  |  |  |  | FALSE | TRUE |  |  |  |  | #FFFF0000 | FA-NFPA 170 SMOKE HEAT DETECTOR | 1 | FALSE | FALSE | FALSE | 1411 | [13 empty] | FALSE |  |  | SB
NFPA 170 GAS DETECTOR |  |  | North | Potter |  | Gas Detection |  |  |  | Module | TRUE | PAD100-CD w/PAD100-SB | + | Carbon-Monoxide Detector with 6" Base with Sounder Module Included | 1 | 0.0005 | 0.0005 |  |  |  |  | FALSE | [5 empty] | #FFFF0000 | FA-NFPA 170 GAS DETECTOR | 1 | FALSE | FALSE | FALSE | 1402 | [13 empty] | FALSE |  |  | SB
NFPA 170 AMPLIFIER RACK | RISER AMP |  | North | Potter |  | Amplifier |  |  |  | Assembly | TRUE | PVC-DPS50 (70V) | + | Distributed Panel, Single Channel, 50W | 1 | [6 empty] | FALSE | [5 empty] | #FFFF0000 | FA-NFPA 170 AMPLIFIER RACK | 1 | FALSE | FALSE | FALSE | 300 | [8 empty] | 7,12,18 |  |  |  | 50 | TRUE
NFPA 170 GAS DETECTOR |  |  | North | Potter |  | Gas Detection |  |  |  | Module | TRUE | PAD100-CD w/PAD100-SPKB | + | Carbon-Monoxide Detector with 6" Base with Speaker Module Included | 1 | 0.00045 | 0.00045 |  |  |  |  | FALSE | [5 empty] | #FFFF0000 | FA-NFPA 170 GAS DETECTOR | 1 | FALSE | FALSE | FALSE | 1402 | [13 empty] | FALSE |  |  | SB
|  |  | North | Potter |  | Cards & Components |  |  |  | Card | TRUE | SLCE-127 (50pt) | + | SLC Loop Expander | 1 | 0.06 | 0.06 |  |  |  |  | TRUE | [5 empty] | #FFFFFFFF |  |  | FALSE | FALSE | FALSE | [14 empty] | FALSE
NFPA 170 SPEAKER STROBE |  |  | North | Potter |  | Speaker/Strobe |  |  |  | Module | TRUE | WCSPKSTR-24GR |  | Weatherproof Plain Green Speaker/Strobe, Wall, Red | 1 | 0 | 0.36 |  |  |  |  | FALSE | [5 empty] | #FF0070C0 | FA-NFPA 170 SPEAKER STROBE | 1 | FALSE | FALSE | FALSE | 2019 |  |  | 7320-0328:0206 | [10 empty] | FALSE
NFPA 170 SMOKE DETECTOR |  |  | North | Potter |  | Smoke Detector |  |  |  | Module | TRUE | PAD200-PHD | + | Photoelectric Smoke/Heat Detector Combination | 1 | 0.0003 | 0.0003 |  |  |  |  | FALSE | TRUE |  |  |  |  | #FFFF0000 | FA-NFPA 170 SMOKE DETECTOR | 1 | FALSE | FALSE | FALSE | 1408 | [13 empty] | FALSE
NFPA 170 GAS DETECTOR |  |  | North | Potter |  | Gas Detection |  |  |  | Module | TRUE | PAD300-CD w/PAD300-LFSB | ++ | Carbon-Monoxide Detector with 6” Base with 520Hz sounder module included | 1 | 0.0006 | 0.0006 |  |  |  |  | FALSE | [5 empty] | #FFFF0000 | FA-NFPA 170 GAS DETECTOR | 1 | FALSE | FALSE | FALSE | 1402 | [13 empty] | FALSE |  |  | LF
|  |  | North | Potter | [5 empty] | Module | TRUE | AMS-51CV |  | Insulation Displacement Surface Mount Contact | 1 | [6 empty] | FALSE | [5 empty] | #FFFFFFFF |  |  | FALSE | FALSE | FALSE | [14 empty] | FALSE
NFPA 170 ISOLATION MODULE |  |  | North | Potter |  | Isolator Module |  |  |  | Module | TRUE | PAD100-IM | + | Isolator Module | 1 | 0.00015 | 0.00015 |  |  |  |  | FALSE | [5 empty] | #FFFF0000 | FA-NFPA 170 ISOLATION MODULE | 1 | FALSE | FALSE | FALSE | 1200 | [13 empty] | FALSE
NFPA 170 HEAT DETECTOR |  |  | North | Potter |  | Heat Detector |  |  |  | Module | TRUE | CR-165MP | 1000162 | Indoor Outdoor Rate of Rise Heat Detector, 165°F (71°C) | 1 | [6 empty] | FALSE | [5 empty] | #FFFF0000 | FA-NFPA 170 HEAT DETECTOR | 1 | FALSE | FALSE | FALSE | 1403 | [13 empty] | FALSE |  |  | 165° R
NFPA 170 SMOKE HEAT DETECTOR |  |  | North | Potter |  | Smoke/Heat Detector |  |  |  | Module | TRUE | PAD200-PHD w/PAD100-RB | + | Photoelectric Smoke/Heat Detector with 6" Base with One Form-C Relay Contact | 1 | 0.0005 | 0.0005 |  |  |  |  | FALSE | TRUE |  |  |  |  | #FFFF0000 | FA-NFPA 170 SMOKE HEAT DETECTOR | 1 | FALSE | FALSE | FALSE | 1411 | [13 empty] | FALSE |  |  | RB
NFPA 170 PRESSURE SWITCH |  |  | North | Potter |  | Pressure Switch |  |  |  | Module | TRUE | PS40-EX | + | Explosion Proof Low/High Supervisory Pressure Switch for Dry Valves - Nominal System Pressure 40 psi | 1 | [6 empty] | FALSE | [5 empty] | #FFFF0000 | FA-NFPA 170 PRESSURE SWITCH | 1 | FALSE | FALSE | FALSE | 913 |  |  | 7770-0328:0141 | [10 empty] | FALSE
|  |  | North | Potter | [5 empty] | Module | TRUE | DACT-5000 |  | Digital Alarm Communicator Transmitter for PFC-5000 | 1 | [6 empty] | FALSE | [5 empty] | #FFFFFFFF |  |  | FALSE | FALSE | FALSE | [14 empty] | FALSE
|  |  | North | Potter | [5 empty] | Module | TRUE | PSW-22 |  | 3/8 inch Plunger Switch with Flange | 1 | [6 empty] | FALSE | [5 empty] | #FFFFFFFF |  |  | FALSE | FALSE | FALSE | [14 empty] | FALSE
NFPA 170 SPEAKER WALL |  |  | North | Potter |  | Speaker |  |  |  | Module | TRUE | FASPKR-WR | + | Low Profile Speaker, Wall, Red | 1 | [6 empty] | FALSE | FALSE |  |  |  |  | #FF0070C0 | FA-NFPA 170 SPEAKER WALL | 1 | FALSE | FALSE | FALSE | 2019 | [13 empty] | FALSE
NFPA 170 FIRE ALARM CONTROL UNIT | RISER FACP |  | North | Potter |  | Fire Alarm Control Unit |  |  |  | Assembly | TRUE | P200 | + | Analog Addressable FACP, 75 Points | 1 | [6 empty] | FALSE | [5 empty] | #FFFF0000 | FA-NFPA 170 FIRE ALARM CONTROL UNIT | 1 | FALSE | FALSE | FALSE | 202 | [8 empty] | 7,12,18 |  | 18 |  |  | TRUE
|  |  | North | Potter | [5 empty] | Module | TRUE | NGP-1000D-M2 |  | Nitrogen Generator with 1,000 Gallon Largest Riser Fill and 3,000 gallons of Total Sprinkler System Capacity | 1 | [6 empty] | FALSE | [5 empty] | #FFFFFFFF |  |  | FALSE | FALSE | FALSE | [14 empty] | FALSE
|  |  | North | Potter | [5 empty] | Module | TRUE | ALE-127 |  | Addressable Loop Expander for PFC-8500 | 1 | [6 empty] | FALSE | [5 empty] | #FFFFFFFF |  |  | FALSE | FALSE | FALSE |  |  |  | 7165-0328:0196 | [10 empty] | FALSE
NFPA 170 AMPLIFIER RACK | RISER AMP |  | North | Potter |  | Amplifier |  |  |  | Assembly | TRUE | PVC-DPS100/P (25V) | + | Distributed Panel, Single Channel, 25W, Fire Phone | 1 | [6 empty] | FALSE | [5 empty] | #FFFF0000 | FA-NFPA 170 AMPLIFIER RACK | 1 | FALSE | FALSE | FALSE | 300 | [8 empty] | 7,12,18 |  |  |  | 25 | TRUE
NFPA 170 VALVE SUPERVISORY SWITCH |  |  | North | Potter |  | Valve Supervisory Switch |  |  |  | Module | TRUE | PCVS Series | + | Control Valve Supervisory Switch | 1 | [6 empty] | FALSE | [5 empty] | #FFFF0000 | FA-NFPA 170 VALVE SUPERVISORY SWITCH | 1 | FALSE | FALSE | FALSE |  |  |  | 7770-0328:0010 | [10 empty] | FALSE
NFPA 170 SMOKE CO DETECTOR |  |  | North | Potter |  | Smoke/CO Detector |  |  |  | Module | TRUE | PAD200-PCD w/PAD100-IB (Split) | + | Photoelectric Smoke/CO Detector with Isolator Module Included | 1 | 0.00045 | 0.00045 |  |  |  |  | FALSE | TRUE |  |  |  |  | #FFFF0000 | FA-NFPA 170 SMOKE CO DETECTOR | 1 | FALSE | FALSE | FALSE | 1411 | [13 empty] | FALSE |  |  | IB
NFPA 170 HORN STROBE |  |  | North | Potter |  | Horn/Strobe |  |  |  | Module | TRUE | SSX-52B | ++ | 115dBA Durable Siren or Siren Strobe | 1 |  | 0.748 |  |  | 12 |  | FALSE | [5 empty] | #FF0070C0 | FA-NFPA 170 HORN STROBE | 1 | FALSE | FALSE | FALSE | 2012 | [13 empty] | FALSE
NFPA 170 ADDRESSABLE OUTPUT MODULE |  |  | North | Potter |  | Addressable Control/Relay |  |  |  | Module | TRUE | PAD100-RM | + | Relay Module | 1 | 0.00024 | 0.00024 |  |  |  |  | FALSE | [5 empty] | #FFFF0000 | FA-NFPA 170 ADDRESSABLE OUTPUT MODULE | 1 | FALSE | FALSE | FALSE | 1100 | [13 empty] | FALSE
|  |  | North | Potter | [5 empty] | Module | TRUE | VSA-2 Series |  | Vault Sound Alarm System | 1 | [6 empty] | FALSE | [5 empty] | #FFFFFFFF |  |  | FALSE | FALSE | FALSE | [14 empty] | FALSE
NFPA 170 HEAT DETECTOR |  |  | North | Potter |  | Heat Detector |  |  |  | Module | TRUE | CR-135MP | 1000137 | Indoor Outdoor Rate of Rise Heat Detector, 135°F (57°C) | 1 | [6 empty] | FALSE | [5 empty] | #FFFF0000 | FA-NFPA 170 HEAT DETECTOR | 1 | FALSE | FALSE | FALSE | 1403 | [13 empty] | FALSE |  |  | 135° R
NFPA 170 SMOKE HEAT DETECTOR |  |  | North | Potter |  | Smoke/Heat Detector |  |  |  | Module | TRUE | PAD300-PHD w/PAD300-SB | ++ | Photoelectric Smoke/Heat Detector with 6" Base with One Form-C Relay Contact | 1 | 0.0006 | 0.0006 |  |  |  |  | FALSE | TRUE |  |  |  |  | #FFFF0000 | FA-NFPA 170 SMOKE HEAT DETECTOR | 1 | FALSE | FALSE | FALSE | 1411 | [13 empty] | FALSE |  |  | SB
NFPA 170 PRESSURE SWITCH |  |  | North | Potter |  | Pressure Switch |  |  |  | Module | TRUE | PS10 Series | + | Pressure Type Waterflow Switch | 1 | [6 empty] | FALSE | [5 empty] | #FFFF0000 | FA-NFPA 170 PRESSURE SWITCH | 1 | FALSE | FALSE | FALSE |  |  |  | 7770-0328:0001 | [10 empty] | FALSE
NFPA 170 HORN STROBE |  |  | North | Potter |  | Horn/Strobe |  |  |  | Module | TRUE | SH-1224R |  | Horn Strobe, Wall, Red | 1 | 0 | 0.218 |  |  |  |  | FALSE | [5 empty] | #FF0070C0 | FA-NFPA 170 HORN STROBE | 1 | FALSE | FALSE | FALSE | 2012 | [13 empty] | FALSE
|  |  | North | Potter |  | Cards & Components |  |  |  | Card | TRUE | UD-1000 | + | PFC Series Digital Alarm Communicator Transmitter | 1 | 0.016 | 0.023 |  |  |  |  | TRUE | [5 empty] | #FFFFFFFF |  |  | FALSE | FALSE | FALSE | [14 empty] | FALSE
NFPA 170 SMOKE DETECTOR |  |  | North | Potter |  | Smoke Detector |  |  |  | Module | TRUE | PAD200-PD w/PAD100-IB | + | Photoelectric Smoke Detector with 6" Base with Isolator Module Included | 1 | 0.00045 | 0.00045 |  |  |  |  | FALSE | TRUE |  |  |  |  | #FFFF0000 | FA-NFPA 170 SMOKE DETECTOR | 1 | FALSE | FALSE | FALSE | 1408 | [13 empty] | FALSE |  |  | IB
NFPA 170 HEAT DETECTOR |  |  | North | Potter |  | Heat Detector |  |  |  | Module | TRUE | CR-200EWT | 1000149 | 200°F Rate of Rise/Fixed Temperature XP Heat Detector | 1 | [6 empty] | FALSE | [5 empty] | #FFFF0000 | FA-NFPA 170 HEAT DETECTOR | 1 | FALSE | FALSE | FALSE | 1403 | [13 empty] | FALSE |  |  | 200° R
NFPA 170 MANUAL PULL |  |  | North | Potter |  | Manual Releasing Station |  |  |  | Module | TRUE | MAS-Y | ++ | Yellow Fire Suppression Pull Station | 1 | 0 | 0 |  |  |  |  | TRUE |  |  |  | 6" x 6" x 3" |  | #FFFF0000 | FA-NFPA 170 MANUAL PULL | 1 | FALSE | FALSE | FALSE | 957
NFPA 170 SMOKE CO DETECTOR |  |  | North | Potter |  | Smoke/CO Detector |  |  |  | Module | TRUE | PAD300-PCD w/PAD300-LFSB | ++ | Photoelectric Smoke/CO Detector with 6” Base with 520Hz sounder module included | 1 | 0.0006 | 0.0006 |  |  |  |  | FALSE | TRUE |  |  |  |  | #FFFF0000 | FA-NFPA 170 SMOKE CO DETECTOR | 1 | FALSE | FALSE | FALSE | 1411 | [13 empty] | FALSE |  |  | LF
NFPA 170 HORN STROBE |  |  | North | Potter |  | Horn/Strobe |  |  |  | Module | TRUE | SH-24H |  | High Intensity Horn Strobe | 1 | 0 | 0.313 |  |  |  |  | FALSE | [5 empty] | #FF0070C0 | FA-NFPA 170 HORN STROBE | 1 | FALSE | FALSE | FALSE | 2012 | [13 empty] | FALSE
NFPA 170 AMPLIFIER RACK | RISER AMP |  | North | Potter |  | Amplifier |  |  |  | Assembly | TRUE | SCA-10070 (25V) | + | SINGLE CHANNEL 100W, 25V OR 70V SELECTABLE AMPLIFIER | 1 | [6 empty] | FALSE | [5 empty] | #FFFF0000 | FA-NFPA 170 AMPLIFIER RACK | 1 | FALSE | FALSE | FALSE | 300 | [8 empty] | 12 |  |  |  | 100 | TRUE
|  |  | North | Potter |  | Cards & Components |  |  |  | Card | TRUE | PFC-4410RC MAIN BOARD | + | PFC-4410RC MAIN BOARD | 1 | 0.121 | 0.274 |  |  |  |  | TRUE | [5 empty] | #FFFFFFFF |  |  | FALSE | FALSE | FALSE | [12 empty] | 5 |  | FALSE
NFPA 170 HEAT DETECTOR |  |  | North | Potter |  | Heat Detector |  |  |  | Module | TRUE | PAD100-HD w/PAD100-SB | + | Heat Detector with 6" Base with Sounder Module Included | 1 | 0.0005 | 0.0005 |  |  |  |  | FALSE | [5 empty] | #FFFF0000 | FA-NFPA 170 HEAT DETECTOR | 1 | FALSE | FALSE | FALSE | 1403 | [13 empty] | FALSE |  |  | SB
NFPA 170 BELL |  |  | North | Potter |  | Bell |  |  |  | Module | TRUE | PAC1208 | ++ | 8" Bell | 1 | 0 | 0.05 |  |  | 120 |  | FALSE | [5 empty] | #FFFF0000 | FA-NFPA 170 BELL | 1 | FALSE | FALSE | FALSE | 2000 | [13 empty] | FALSE
NFPA 170 HORN |  |  | North | Potter |  | Horn |  |  |  | Module | TRUE | EH-24W |  | Low Profile Electric Horn, Off-White | 1 | 0 | 0.056 |  |  |  |  | FALSE | [5 empty] | #FF0070C0 | FA-NFPA 170 HORN | 1 | FALSE | FALSE | FALSE | 2010 | [13 empty] | FALSE
NFPA 170 HEAT DETECTOR |  |  | North | Potter |  | Heat Detector |  |  |  | Module | TRUE | 302-AW-194 | ++ | Heat Detector, 194°F (90°C) | 1 | [6 empty] | FALSE | FALSE |  |  |  |  | #FFFF0000 | FA-NFPA 170 HEAT DETECTOR | 1 | FALSE | FALSE | FALSE | 1403 |  |  | 7270-0021:0001 | [10 empty] | FALSE
NFPA 170 HORN STROBE |  |  | North | Potter |  | Horn/Strobe |  |  |  | Module | TRUE | SSX-52A | ++ | 115dBA Durable Siren or Siren Strobe | 1 |  | 0.748 |  |  | 12 |  | FALSE | [5 empty] | #FF0070C0 | FA-NFPA 170 HORN STROBE | 1 | FALSE | FALSE | FALSE | 2012 | [13 empty] | FALSE
NFPA 170 HEAT DETECTOR |  |  | North | Potter |  | Heat Detector |  |  |  | Module | TRUE | PAD100-HD w/PAD100-IB | + | Heat Detector with 6" Base with Isolator Module Included | 1 | 0.00045 | 0.00045 |  |  |  |  | FALSE | [5 empty] | #FFFF0000 | FA-NFPA 170 HEAT DETECTOR | 1 | FALSE | FALSE | FALSE | 1403 | [13 empty] | FALSE |  |  | IB
GenericN DOOR CONTACT |  |  | North | Potter |  | Door Contact |  |  |  | Module | TRUE | AMS-21 Series |  | 3/8 inch Recessed Contact | 1 | [6 empty] | FALSE | [5 empty] | #FFFF0000 | FA-GenericN DOOR CONTACT | 1 | FALSE | FALSE | FALSE | [14 empty] | FALSE
|  |  | North | Potter |  | Cards & Components |  |  |  | Card | TRUE | EVX-100EM | + | 100W Voice Evacuation Module w/ mic | 1 | 0.18 | 6.4 |  |  |  |  | TRUE | [5 empty] | #FFFFFFFF |  |  | FALSE | FALSE | FALSE
NFPA 170 VOICE EVACUATION CONTROL UNIT |  |  | North | Potter |  | Voice Evac Control Unit |  |  |  | Assembly | TRUE | PVX-150/12Z |  | 150W Voice Evacuation System with 12 Speaker Zones | 1 | [6 empty] | FALSE | [5 empty] | #FFFF0000 | FA-NFPA 170 VOICE EVACUATION CONTROL UNIT | 1 | FALSE | FALSE | FALSE | 211 | [8 empty] | 7,12,18 |  |  |  |  | TRUE
NFPA 170 AMPLIFIER RACK | RISER AMP |  | North | Potter |  | Amplifier |  |  |  | Assembly | TRUE | PVC-DPS100 (25V) | + | Distributed Panel, Single Channel, 100W | 1 | [6 empty] | FALSE | [5 empty] | #FFFF0000 | FA-NFPA 170 AMPLIFIER RACK | 1 | FALSE | FALSE | FALSE | 300 | [8 empty] | 7,12,18 |  |  |  | 100 | TRUE
NFPA 170 ADDRESSABLE INPUT OUTPUT |  |  | North | Potter |  | Addressable Module |  |  |  | Module | TRUE | PAD100-TRTI CL-A | + | Two Relay Two Input Module | 2 | 0.00024 | 0.00024 |  |  |  |  | FALSE | [5 empty] | #FFFF0000 | FA-NFPA 170 ADDRESSABLE INPUT OUTPUT | 1 | FALSE | FALSE | FALSE | 1200 | [13 empty] | FALSE
NFPA 170 SPEAKER STROBE CEILING |  |  | North | Potter |  | Speaker/Strobe |  |  |  | Module | TRUE | PE-SPSTRC | ++ | Speaker/Strobe, Ceiling, Red | 1 | 0 | 0.043 |  |  |  |  | FALSE | TRUE |  |  |  |  | #FF0070C0 | FA-NFPA 170 SPEAKER STROBE CEILING | 1 | FALSE | FALSE | FALSE | 2023 | [13 empty] | FALSE |  |  | C
NFPA 170 HORN STROBE CEILING |  |  | North | Potter |  | Horn/Strobe |  |  |  | Module | TRUE | CHS-24R |  | Horn Strobe, Ceiling, Red | 1 | 0 | 0.344 |  |  |  |  | FALSE | TRUE |  |  |  |  | #FF0070C0 | FA-NFPA 170 HORN STROBE CEILING | 1 | FALSE | FALSE | FALSE | 2013 |  |  | 7135-0328:0210 | [10 empty] | FALSE |  |  | C
NFPA 170 SPEAKER STROBE |  |  | North | Potter |  | Speaker/Strobe |  |  |  | Module | TRUE | WCSPKSTR-24BW |  | Weatherproof Plain Blue Speaker/Strobe, Wall, White | 1 | 0 | 0.28 |  |  |  |  | FALSE | [5 empty] | #FF0070C0 | FA-NFPA 170 SPEAKER STROBE | 1 | FALSE | FALSE | FALSE | 2019 |  |  | 7320-0328:0206 | [10 empty] | FALSE
NFPA 170 AMPLIFIER RACK | RISER AMP |  | North | Potter |  | Cards & Components |  |  |  | Card | TRUE | SCA-2525 (25V) Main Board | + | Main Board | 1 | 0.058 | 0.608 |  |  |  |  | TRUE | [5 empty] | #FFFF0000 | FA-NFPA 170 AMPLIFIER RACK | 1 | FALSE | FALSE | FALSE | 300 | [13 empty] | FALSE
NFPA 170 SMOKE HEAT CO DETECTOR |  |  | North | Potter |  | Smoke/Heat/CO Detector |  |  |  | Module | TRUE | PAD200-PHCD w/PAD100-6DB (Split) | + | Photoelectric Smoke/Hea/CO Detector with 6" Standard Base | 1 | 0.0003 | 0.0003 |  |  |  |  | FALSE | TRUE |  |  |  |  | #FFFF0000 | FA-NFPA 170 SMOKE HEAT CO DETECTOR | 1 | FALSE | FALSE | FALSE | 1411 | [13 empty] | FALSE |  |  | 6DB
NFPA 170 STROBE CEILING |  |  | North | Potter |  | Strobe |  |  |  | Module | TRUE | CCS-24RR |  | Strobe, Ceiling, Red, Red | 1 | 0 | 0.147 |  |  |  |  | FALSE | TRUE |  |  |  |  | #FF0070C0 | FA-NFPA 170 STROBE CEILING | 1 | FALSE | FALSE | FALSE | 2022 |  |  | 7135-0328:0211 | [10 empty] | FALSE |  |  | C
|  |  | North | Potter |  | Cards & Components |  |  |  | Card | TRUE | PFC-4410G3 MAIN BOARD | + | MAIN BOARD | 1 | 0.1 | 0.215 |  |  |  |  | TRUE | [5 empty] | #FFFFFFFF |  |  | FALSE | FALSE | FALSE | [12 empty] | 5 |  | FALSE
NFPA 170 ADDRESSABLE INPUT MONITOR MODULE |  |  | North | Potter |  | Addressable Module |  |  |  | Module | TRUE | PAD100-ZM | + | Zone Module | 1 | 0.00024 | 0.00024 |  |  |  |  | FALSE | [5 empty] | #FFFF0000 | FA-NFPA 170 ADDRESSABLE INPUT MONITOR MODULE | 1 | FALSE | FALSE | FALSE | 1000 | [13 empty] | FALSE
NFPA 170 MANUAL PULL |  |  | North | Potter |  | Manual Station |  |  |  | Module | TRUE | RMS-1T-WP w/PAD100-MIM | + | Manual Station w/ Micro Input Module | 1 | 0.0002 | 0.0002 |  |  |  |  | FALSE | [5 empty] | #FFFF0000 | FA-NFPA 170 MANUAL PULL | 1 | FALSE | FALSE | FALSE | 1000 | [13 empty] | FALSE
NFPA 170 AMPLIFIER RACK | RISER AMP |  | North | Potter |  | Cards & Components |  |  |  | Card | TRUE | SCA-5025 (25V) Main Board | + | Main Board | 1 | 0.058 | 0.608 |  |  |  |  | TRUE | [5 empty] | #FFFF0000 | FA-NFPA 170 AMPLIFIER RACK | 1 | FALSE | FALSE | FALSE | 300 | [13 empty] | FALSE
NFPA 170 VOICE EVACUATION CONTROL UNIT |  |  | North | Potter |  | Voice Evac Control Unit |  |  |  | Assembly | TRUE | PVX-25/4Z |  | 25W Voice Evacuation System with 4 Speaker Zones | 1 | [6 empty] | FALSE | [5 empty] | #FFFF0000 | FA-NFPA 170 VOICE EVACUATION CONTROL UNIT | 1 | FALSE | FALSE | FALSE | 211 | [8 empty] | 7,12,18 |  |  |  |  | TRUE
NFPA 170 MANUAL PULL |  |  | North | Potter |  | Manual Station |  |  |  | Module | TRUE | APS-SA | + | Addressable Single Action Pull Station | 1 | 0.000325 | 0.000325 |  |  |  |  | FALSE | [5 empty] | #FFFF0000 | FA-NFPA 170 MANUAL PULL | 1 | FALSE | FALSE | FALSE | 957 |  |  | 7150-0328:0201 | [10 empty] | FALSE
NFPA 170 AMPLIFIER RACK | RISER AMP |  | North | Potter |  | Amplifier |  |  |  | Assembly | TRUE | PVC-DPS50 (25V) | + | Distributed Panel, Single Channel, 50W | 1 | [6 empty] | FALSE | [5 empty] | #FFFF0000 | FA-NFPA 170 AMPLIFIER RACK | 1 | FALSE | FALSE | FALSE | 300 | [8 empty] | 7,12,18 |  |  |  | 50 | TRUE
GenericN PANIC BUTTON |  |  | North | Potter |  | Panic Button |  |  |  | Module | TRUE | HUB-T | ++ | Hold-Up Button | 1 | [6 empty] | FALSE | [5 empty] | #FFFF0000 | FA-GenericN PANIC BUTTON | 1 | FALSE | FALSE | FALSE | [14 empty] | FALSE
NFPA 170 VALVE SUPERVISORY SWITCH |  |  | North | Potter |  | Valve Supervisory Switch |  |  |  | Module | TRUE | OSYSU-EX-O | + | Outdoor Explosion Proof Outside Screw and Yoke Valve Supervisory Switch | 1 | [6 empty] | FALSE | [5 empty] | #FFFF0000 | FA-NFPA 170 VALVE SUPERVISORY SWITCH | 1 | FALSE | FALSE | FALSE | 916 |  |  | 7770-0328:0010 | [10 empty] | FALSE
NFPA 170 AMPLIFIER RACK | RISER AMP |  | North | Potter |  | Amplifier |  |  |  | Assembly | TRUE | PVC-DP100 (25V) | + | Distributed Panel, Dual Channel, 100W | 1 | [6 empty] | FALSE | [5 empty] | #FFFF0000 | FA-NFPA 170 AMPLIFIER RACK | 1 | FALSE | FALSE | FALSE | 300 | [8 empty] | 7,12,18 |  |  |  | 100 | TRUE
NFPA 170 STROBE WALL |  |  | North | Potter |  | Strobe |  |  |  | Module | TRUE | FSEX-24PMB-MOD | ++ | Blue Explosion Proof Strobe | 1 | [6 empty] | FALSE | [5 empty] | #FF0070C0 | FA-NFPA 170 STROBE WALL | 1 | FALSE | FALSE | FALSE | 2010 | [13 empty] | FALSE
|  |  | North | Potter |  | Cards & Components |  |  |  | Card | TRUE | PVC-MBR (70V) | + |  | 1 | 0.031 | 0.031 |  |  |  |  | TRUE | [5 empty] | #FFFFFFFF |  |  | FALSE | FALSE | FALSE
NFPA 170 MANUAL PULL |  |  | North | Potter |  | Manual Releasing Station |  |  |  | Module | TRUE | MAS-R | ++ | Red Agent Release Pull Station | 1 | 0 | 0 |  |  |  |  | TRUE |  |  |  | 6" x 6" x 3" |  | #FFFF0000 | FA-NFPA 170 MANUAL PULL | 1 | FALSE | FALSE | FALSE | 957
NFPA 170 SMOKE HEAT CO DETECTOR |  |  | North | Potter |  | Smoke/Heat/CO Detector |  |  |  | Module | TRUE | PAD200-PHCD w/PAD100-RB (Split) | + | Photoelectric Smoke/Hea/CO Detector with 6" Base with One Form-C Relay Contact | 1 | 0.0005 | 0.0005 |  |  |  |  | FALSE | TRUE |  |  |  |  | #FFFF0000 | FA-NFPA 170 SMOKE HEAT CO DETECTOR | 1 | FALSE | FALSE | FALSE | 1411 | [13 empty] | FALSE |  |  | RB
|  |  | North | Potter | [5 empty] | Module | TRUE | EBP-401 |  | Long Range Door Annunciator System | 1 | [6 empty] | FALSE | [5 empty] | #FFFFFFFF |  |  | FALSE | FALSE | FALSE | [14 empty] | FALSE
NFPA 170 HORN STROBE |  |  | North | Potter |  | Horn/Strobe |  |  |  | Module | TRUE | SH-1224WP-R |  | Weatherproof Horn Strobe, Wall, Red | 1 | 0 | 0.374 |  |  |  |  | FALSE | [5 empty] | #FF0070C0 | FA-NFPA 170 HORN STROBE | 1 | FALSE | FALSE | FALSE | 2012 | [13 empty] | FALSE
NFPA 170 FIRE ALARM CONTROL UNIT | RISER FACP |  | North | Potter |  | Fire Alarm Control Unit |  |  |  | Assembly | TRUE | IPA-60 | + | Fire Alarm Control Panel | 1 | [6 empty] | FALSE | [5 empty] | #FFFF0000 | FA-NFPA 170 FIRE ALARM CONTROL UNIT | 1 | FALSE | FALSE | FALSE | 202 | [8 empty] | 8,18,55 |  |  | 5 |  | TRUE
NFPA 170 SMOKE CO DETECTOR |  |  | North | Potter |  | Smoke/CO Detector |  |  |  | Module | TRUE | PAD300-PCD w/PAD300-SB | ++ | Photoelectric Smoke/CO Detector with 6" Base with Sounder Module Included | 1 | 0.0006 | 0.0006 |  |  |  |  | FALSE | TRUE |  |  |  |  | #FFFF0000 | FA-NFPA 170 SMOKE CO DETECTOR | 1 | FALSE | FALSE | FALSE | 1411 | [13 empty] | FALSE |  |  | SB
NFPA 170 SYNC MODULE |  |  | North | Potter |  | Sync Module |  |  |  | Module | TRUE | AVSM-R |  | Gangable Synchronization Control Module | 1 | 0 | 0.047 |  |  |  |  | FALSE | [5 empty] | #FFFF0000 | FA-NFPA 170 SYNC MODULE | 1 | FALSE | FALSE | FALSE | 1300 |  |  | 7125-0328:0216 | [10 empty] | FALSE |  |  | SYNC
|  |  | North | Potter | [5 empty] | Module | TRUE | TSW-2T |  | Mechanical Tamper Switch | 1 | [6 empty] | FALSE | [5 empty] | #FFFFFFFF |  |  | FALSE | FALSE | FALSE | [14 empty] | FALSE
NFPA 170 AMPLIFIER RACK | RISER AMP |  | North | Potter |  | Amplifier |  |  |  | Assembly | TRUE | SCA-5025 (25V) | + | SINGLE CHANNEL 50W, 25V AMPLIFIER | 1 | [6 empty] | FALSE | [5 empty] | #FFFF0000 | FA-NFPA 170 AMPLIFIER RACK | 1 | FALSE | FALSE | FALSE | 300 | [8 empty] | 12 |  |  |  | 50 | TRUE
NFPA 170 SMOKE HEAT DETECTOR |  |  | North | Potter |  | Smoke/Heat Detector |  |  |  | Module | TRUE | PAD300-PHD w/PAD300-6DB (Split) | ++ | Photoelectric Smoke/Heat Detector with 6" Standard Base | 1 | 0.0003 | 0.0003 |  |  |  |  | FALSE | TRUE |  |  |  |  | #FFFF0000 | FA-NFPA 170 SMOKE HEAT DETECTOR | 1 | FALSE | FALSE | FALSE | 1411 | [13 empty] | FALSE |  |  | 6DB
|  |  | North | Potter | [5 empty] | Module | TRUE | ADPS |  | Adjustable Deadband Pressure Switch | 1 | [6 empty] | FALSE | [5 empty] | #FFFFFFFF |  |  | FALSE | FALSE | FALSE | [14 empty] | FALSE
NFPA 170 DUCT SMOKE DETECTOR |  |  | North | Potter |  | Duct Smoke Detector |  |  |  | Module | TRUE | PAD100-DUCT | + | Analog Addressable Duct Detector | 1 | 0.0003 | 0.0003 |  |  |  |  | FALSE | TRUE |  |  |  |  | #FFFF0000 | FA-NFPA 170 DUCT SMOKE DETECTOR | 1 | FALSE | FALSE | FALSE | 1400 | [13 empty] | FALSE
NFPA 170 SMOKE CO DETECTOR |  |  | North | Potter |  | Smoke/CO Detector |  |  |  | Module | TRUE | PAD300-PCD w/PAD300-4DB (Split) | ++ | Photoelectric Smoke/CO Detector with 4" Standard Base | 1 | 0.0003 | 0.0003 |  |  |  |  | FALSE | TRUE |  |  |  |  | #FFFF0000 | FA-NFPA 170 SMOKE CO DETECTOR | 1 | FALSE | FALSE | FALSE | 1411 | [13 empty] | FALSE |  |  | 4DB
NFPA 170 VOICE EVACUATION CONTROL UNIT |  |  | North | Potter |  | Voice Evac Control Unit |  |  |  | Assembly | TRUE | PVX-150E |  | 150W Voice Evacuation System Expander | 1 | [6 empty] | FALSE | [5 empty] | #FFFF0000 | FA-NFPA 170 VOICE EVACUATION CONTROL UNIT | 1 | FALSE | FALSE | FALSE | 211 | [8 empty] | 7,12,18 |  |  |  |  | TRUE
NFPA 170 HORN STROBE |  |  | North | Potter |  | Horn/Strobe |  |  |  | Module | TRUE | CHS-24WA-WP |  | Horn Strobe, Wall, White, Amber, Outdoor | 1 | 0 | 0.226 |  |  |  |  | FALSE | FALSE |  |  |  |  | #FF0070C0 | FA-NFPA 170 HORN STROBE | 1 | FALSE | FALSE | FALSE | 2012 |  |  | 7135-0328:0212 | [10 empty] | FALSE
NFPA 170 SPEAKER STROBE |  |  | North | Potter |  | Speaker/Strobe |  |  |  | Module | TRUE | SPKSTR-24WLPPR-WP | + | Speaker/Strobe Red Alert Label | 1 | [6 empty] | FALSE | FALSE |  |  |  |  | #FF0070C0 | FA-NFPA 170 SPEAKER STROBE | 1 | FALSE | FALSE | FALSE | 2019 | [13 empty] | FALSE |  |  | WP
NFPA 170 SMOKE HEAT DETECTOR |  |  | North | Potter |  | Smoke/Heat Detector |  |  |  | Module | TRUE | PAD300-PHD w/PAD300-IB | ++ | Photoelectric Smoke/Heat Detector with Isolator Module Included | 1 | 0.0006 | 0.0006 |  |  |  |  | FALSE | TRUE |  |  |  |  | #FFFF0000 | FA-NFPA 170 SMOKE HEAT DETECTOR | 1 | FALSE | FALSE | FALSE | 1411 | [13 empty] | FALSE |  |  | IB
NFPA 170 GAS DETECTOR |  |  | North | Potter |  | Gas Detection |  |  |  | Module | TRUE | PAD300-CD w/PAD300-6DB | ++ | Carbon-Monoxide Detector with 6" Standard Base | 1 | 0.0003 | 0.0003 |  |  |  |  | FALSE | [5 empty] | #FFFF0000 | FA-NFPA 170 GAS DETECTOR | 1 | FALSE | FALSE | FALSE | 1402 | [13 empty] | FALSE |  |  | 6DB
|  |  | North | Potter |  | Hardware |  |  |  | Hardware | TRUE | ABB-1014 |  | Slimline Rugged Outdoor Bell Box | 1 | [6 empty] | FALSE | [5 empty] | #FFFFFFFF |  |  | FALSE | FALSE | FALSE | [14 empty] | FALSE
NFPA 170 VOICE EVACUATION CONTROL UNIT |  |  | North | Potter |  | Voice Evac Control Unit |  |  |  | Assembly | TRUE | PVC-MP32 | + | Master Panel, 32 Switch Control | 1 | [6 empty] | FALSE | [5 empty] | #FFFF0000 | FA-NFPA 170 VOICE EVACUATION CONTROL UNIT | 1 | FALSE | FALSE | FALSE | 211 | [8 empty] | 7,12,18 |  |  |  |  | TRUE
|  |  | North | Potter | [5 empty] | Module | TRUE | AMS-10 Series |  | Mini Surface Mount Magnetic Contact with Leads and Snap-off Tabs | 1 | [6 empty] | FALSE | [5 empty] | #FFFFFFFF |  |  | FALSE | FALSE | FALSE | [14 empty] | FALSE
|  |  | North | Potter |  | Cards & Components |  |  |  | Card | TRUE | SLCE-127 (100pt) | + | SLC Loop Expander | 1 | 0.06 | 0.06 |  |  |  |  | TRUE | [5 empty] | #FFFFFFFF |  |  | FALSE | FALSE | FALSE | [14 empty] | FALSE
NFPA 170 SMOKE HEAT DETECTOR |  |  | North | Potter |  | Smoke/Heat Detector |  |  |  | Module | TRUE | PAD300-PHD w/PAD300-LFSB | ++ | Photoelectric Smoke/Heat Detector with 6" Base with LF Sounder Module Included | 1 | 0.0006 | 0.0006 |  |  |  |  | FALSE | TRUE |  |  |  |  | #FFFF0000 | FA-NFPA 170 SMOKE HEAT DETECTOR | 1 | FALSE | FALSE | FALSE | 1408 | [13 empty] | FALSE |  |  | LF
|  |  | North | Potter |  | Cards & Components |  |  |  | Card | TRUE | RLY-5 (P-LINK+) | + | Relay Expander | 1 | 0.035 | 0.17 |  |  |  |  | TRUE | [5 empty] | #FFFFFFFF |  |  | FALSE | FALSE | FALSE | [14 empty] | FALSE
NFPA 170 FLOW DETECTOR |  |  | North | Potter |  | Flow Detector |  |  |  | Module | TRUE | VSR-S Series | + | Waterflow Alarm Switch for Small Pipe | 1 | [6 empty] | FALSE | [5 empty] | #FFFF0000 | FA-NFPA 170 FLOW DETECTOR | 1 | FALSE | FALSE | FALSE |  |  |  | 7770-0328:0001 | [10 empty] | FALSE
NFPA 170 ADDRESSABLE OUTPUT MODULE |  |  | North | Potter |  | Addressable Control/Relay |  |  |  | Module | TRUE | TRM-4 | + | Twin Relay Module | 2 | 0.000325 | 0.001 |  |  |  |  | FALSE | [5 empty] | #FFFF0000 | FA-NFPA 170 ADDRESSABLE OUTPUT MODULE | 1 | FALSE | FALSE | FALSE | 1100 | [13 empty] | FALSE |  |  | R
|  |  | North | Potter | [5 empty] | Module | TRUE | PTS-C |  | Plug-type Supervisory Switch | 1 | [6 empty] | FALSE | [5 empty] | #FFFFFFFF |  |  | FALSE | FALSE | FALSE |  |  |  | 7770-0328:0010 | [10 empty] | FALSE
|  |  | North | Potter | [5 empty] | Module | TRUE | PVC-DP |  | Distributed Panel for High Rise Voice Evacuation System | 1 | [6 empty] | FALSE | [5 empty] | #FFFFFFFF |  |  | FALSE | FALSE | FALSE | [14 empty] | FALSE
NFPA 170 AMPLIFIER RACK | RISER AMP |  | North | Potter |  | Amplifier |  |  |  | Assembly | TRUE | DCA-10025 (70V) | + | DUAL CHANNEL 100W, 70V AMPLIFIER | 1 | 0.048 | 0.52 |  |  |  |  | FALSE | [5 empty] | #FFFF0000 | FA-NFPA 170 AMPLIFIER RACK | 1 | FALSE | FALSE | FALSE | 300 | [8 empty] | 12 |  |  |  | 100 | TRUE
NFPA 170 HEAT DETECTOR |  |  | North | Potter |  | Heat Detector |  |  |  | Module | TRUE | PAD300-HD w/PAD300-IB | ++ | Heat Detector with 6" Base with Isolator Module Included | 1 | 0.0006 | 0.0006 |  |  |  |  | FALSE | [5 empty] | #FFFF0000 | FA-NFPA 170 HEAT DETECTOR | 1 | FALSE | FALSE | FALSE | 1403 | [13 empty] | FALSE |  |  | IB
NFPA 170 REMOTE ANNUNCIATOR | RISER ANNUNCIATOR |  | North | Potter |  | Remote Annunciator |  |  |  | Module | TRUE | RA-4410RC | + | Releasing Panel Remote Annunciator | 1 | 0.011 | 0.013 |  |  |  |  | TRUE | [5 empty] | #FFFF0000 | FA-NFPA 170 REMOTE ANNUNCIATOR | 1 | FALSE | FALSE | FALSE | 255 |  |  | 7165-0328:0170 | [10 empty] | FALSE
|  |  | North | Potter | [5 empty] | Module | TRUE | CA2Z |  | Class A Initiating Module | 1 | [6 empty] | FALSE | [5 empty] | #FFFFFFFF |  |  | FALSE | FALSE | FALSE |  |  |  | 7165-0328:0170 | [10 empty] | FALSE
NFPA 170 HEAT DETECTOR |  |  | North | Potter |  | Heat Detector |  |  |  | Module | TRUE | 302-135 | ++ | Heat Detector, 135°F (57°C) | 1 | [6 empty] | FALSE | TRUE |  |  |  |  | #FFFF0000 | FA-NFPA 170 HEAT DETECTOR | 1 | FALSE | FALSE | FALSE | 1403 |  |  | 7270-0021:0001 | [10 empty] | FALSE
NFPA 170 FIRE ALARM CONTROL UNIT | RISER FACP |  | North | Potter |  | Fire Alarm Control Unit |  |  |  | Assembly | TRUE | AFC-1000 |  | Fire Alarm Control Panel | 1 | [6 empty] | FALSE | [5 empty] | #FFFF0000 | FA-NFPA 170 FIRE ALARM CONTROL UNIT | 1 | FALSE | FALSE | FALSE | 251 |  |  | 7165-0328:0509 | [5 empty] | 8,18,55 |  |  | 10 |  | TRUE
NFPA 170 SMOKE HEAT DETECTOR |  |  | North | Potter |  | Smoke/Heat Detector |  |  |  | Module | TRUE | PAD100-PHD w/PAD100-4DB (Split) | + | Photoelectric Smoke/Heat Detector with 4" Standard Base | 1 | 0.0003 | 0.0003 |  |  |  |  | FALSE | TRUE |  |  |  |  | #FFFF0000 | FA-NFPA 170 SMOKE HEAT DETECTOR | 1 | FALSE | FALSE | FALSE | 1411 | [13 empty] | FALSE |  |  | 4DB
NFPA 170 GAS DETECTOR |  |  | North | Potter |  | Gas Detection |  |  |  | Module | TRUE | PAD100-CD w/PAD100-IB | + | Carbon-Monoxide Detector with 6" Base with an Isolator Module Included | 1 | 0.00045 | 0.00045 |  |  |  |  | FALSE | [5 empty] | #FFFF0000 | FA-NFPA 170 GAS DETECTOR | 1 | FALSE | FALSE | FALSE | 1402 | [13 empty] | FALSE |  |  | IB
|  |  | North | Potter | [5 empty] | Module | TRUE | LWCO |  | Low Water Cutoff | 1 | [6 empty] | FALSE | [5 empty] | #FFFFFFFF |  |  | FALSE | FALSE | FALSE | [14 empty] | FALSE
NFPA 170 DUCT SMOKE DETECTOR |  |  | North | Potter |  | Duct Smoke Detector |  |  |  | Module | TRUE | PAD200-DUCT | + | Analog Addressable Duct Detector | 1 | 0.0003 | 0.0003 |  |  |  |  | FALSE | TRUE |  |  |  |  | #FFFF0000 | FA-NFPA 170 DUCT SMOKE DETECTOR | 1 | FALSE | FALSE | FALSE | 1400 | [13 empty] | FALSE
NFPA 170 REMOTE TEST SWITCH |  |  | North | Potter |  | REMOTE TEST SWITCH |  |  |  | Module | TRUE | PAD100-LEDK | + | Addressable LED with Key Switch | 1 | 0.0002 | 0.0002 |  |  |  |  | FALSE | [5 empty] | #FFFF0000 | FA-NFPA 170 REMOTE TEST SWITCH | 1 | FALSE | FALSE | FALSE | 914 | [13 empty] | FALSE
NFPA 170 NOTIFICATION CIRCUIT EXTENDER PANEL | RISER NAC |  | North | Potter |  | Cards & Components |  |  |  | Card | TRUE | PSB-10 MAIN BOARD | + | Bulk Power Supply Main Board | 1 | [6 empty] | TRUE | [5 empty] | #FFFF0000 | FA-NFPA 170 NOTIFICATION CIRCUIT EXTENDER PANEL | 1 | FALSE | FALSE | FALSE | [14 empty] | FALSE
NFPA 170 VOICE EVACUATION CONTROL UNIT |  |  | North | Potter |  | Voice Evac Control Unit |  |  |  | Assembly | TRUE | PVC-MP80 | + | Master Panel, 80 Switch Control | 1 | [6 empty] | FALSE | [5 empty] | #FFFF0000 | FA-NFPA 170 VOICE EVACUATION CONTROL UNIT | 1 | FALSE | FALSE | FALSE | 211 | [8 empty] | 7,12,18 |  |  |  |  | TRUE
NFPA 170 MANUAL PULL |  |  | North | Potter |  | Manual Station |  |  |  | Module | TRUE | APS-DA | + | Addressable Dual Action Pull Station | 1 | 0.000325 | 0.000325 |  |  |  |  | FALSE | [5 empty] | #FFFF0000 | FA-NFPA 170 MANUAL PULL | 1 | FALSE | FALSE | FALSE | 957 |  |  | 7150-0328:0201 | [10 empty] | FALSE
NFPA 170 HORN |  |  | North | Potter |  | Horn |  |  |  | Module | TRUE | ASHH-24SMR |  | Hazardous Location Amplified Speaker | 1 | 0 | 0.056 |  |  |  |  | FALSE | [5 empty] | #FF0070C0 | FA-NFPA 170 HORN | 1 | FALSE | FALSE | FALSE | 2010 |  |  | 7135-1517:0123 | [10 empty] | FALSE |  |  | XP
NFPA 170 MINI HORN |  |  | North | Potter |  | Horn |  |  |  | Module | TRUE | MH-12/24R |  | Mini-Horn, Red | 1 | 0 | 0.015 |  |  |  |  | FALSE | [5 empty] | #FF0070C0 | FA-NFPA 170 MINI HORN | 1 | FALSE | FALSE | FALSE | 2014 | [13 empty] | FALSE
|  |  | North | Potter |  | Hardware |  |  |  | Hardware | TRUE | AMS-17 Series |  | 3/8 inch Mini Recessed Contact | 1 | [6 empty] | FALSE | [5 empty] | #FFFFFFFF |  |  | FALSE | FALSE | FALSE | [14 empty] | FALSE
NFPA 170 STROBE WALL |  |  | North | Potter |  | Strobe |  |  |  | Module | TRUE | SL-24H |  | Selectable Candela Strobe High Intensity | 1 | 0 | 0.218 |  |  |  |  | FALSE | [5 empty] | #FF0070C0 | FA-NFPA 170 STROBE WALL | 1 | FALSE | FALSE | FALSE | 2023 | [13 empty] | FALSE
NFPA 170 SPEAKER STROBE CEILING |  |  | North | Potter |  | Speaker/Strobe |  |  |  | Module | TRUE | SPKSTR-24CLPPW |  | Low Profile Speaker/Strobe, Ceiling, Plain White | 1 | 0 | 0.22 |  |  |  |  | FALSE | TRUE |  |  |  |  | #FF0070C0 | FA-NFPA 170 SPEAKER STROBE CEILING | 1 | FALSE | FALSE | FALSE | 2020 | [13 empty] | FALSE |  |  | C
NFPA 170 SMOKE DETECTOR |  |  | North | Potter |  | Smoke Detector |  |  |  | Module | TRUE | PAD300-PD w/PAD300-RB | ++ | Photoelectric Smoke Detector with 6" Base with One Form-C Relay Contact | 1 | 0.0006 | 0.0006 |  |  |  |  | FALSE | TRUE |  |  |  |  | #FFFF0000 | FA-NFPA 170 SMOKE DETECTOR | 1 | FALSE | FALSE | FALSE | 1408 | [13 empty] | FALSE |  |  | RB
|  |  | North | Potter | [5 empty] | Module | TRUE | PCIS-B |  | Portable Chemical Injection System | 1 | [6 empty] | FALSE | [5 empty] | #FFFFFFFF |  |  | FALSE | FALSE | FALSE | [14 empty] | FALSE
NFPA 170 AMPLIFIER RACK | RISER AMP |  | North | Potter |  | Amplifier |  |  |  | Assembly | TRUE | PVC-DP50/P (25V) | + | Distributed Panel, Dual Channel, 50W, Fire Phone | 1 | [6 empty] | FALSE | [5 empty] | #FFFF0000 | FA-NFPA 170 AMPLIFIER RACK | 1 | FALSE | FALSE | FALSE | 300 | [8 empty] | 7,12,18 |  |  |  | 50 | TRUE
NFPA 170 SMOKE HEAT DETECTOR |  |  | North | Potter |  | Smoke/Heat Detector |  |  |  | Module | TRUE | PAD200-PHD w/PAD100-SB | + | Photoelectric Smoke/Heat Detector with 6" Base with One Form-C Relay Contact | 1 | 0.0005 | 0.0005 |  |  |  |  | FALSE | TRUE |  |  |  |  | #FFFF0000 | FA-NFPA 170 SMOKE HEAT DETECTOR | 1 | FALSE | FALSE | FALSE | 1411 | [13 empty] | FALSE |  |  | SB
NFPA 170 MINI HORN |  |  | North | Potter |  | Horn |  |  |  | Module | TRUE | MHT-1224PW |  | Low Current Mini-Horn, Plain White | 1 | 0 | 0.022 |  |  |  |  | FALSE | [5 empty] | #FF0070C0 | FA-NFPA 170 MINI HORN | 1 | FALSE | FALSE | FALSE | 2014 | [13 empty] | FALSE
NFPA 170 REMOTE ANNUNCIATOR | RISER ANNUNCIATOR |  | North | Potter |  | Remote Annunciator |  |  |  | Module | TRUE | RA-6075 | ++ | LCD Annunciator | 1 | 0.02 | 0.025 |  |  |  |  | TRUE | [5 empty] | #FFFF0000 | FA-NFPA 170 REMOTE ANNUNCIATOR | 1 | FALSE | FALSE | FALSE | 255 | [13 empty] | FALSE
NFPA 170 MINI HORN |  |  | North | Potter |  | Horn |  |  |  | Module | TRUE | HP-25TW |  | Mini-Horn, White | 1 | 0 | 0.0164 |  |  |  |  | FALSE | [5 empty] | #FF0070C0 | FA-NFPA 170 MINI HORN | 1 | FALSE | FALSE | FALSE | 2014 | [13 empty] | FALSE
NFPA 170 HORN |  |  | North | Potter |  | Horn |  |  |  | Module | TRUE | H-1224W |  | Electronic Horn, Wall, White | 1 | 0 | 0.087 |  |  |  |  | FALSE | [5 empty] | #FF0070C0 | FA-NFPA 170 HORN | 1 | FALSE | FALSE | FALSE | 2010 | [13 empty] | FALSE
NFPA 170 FLOW DETECTOR |  |  | North | Potter |  | Flow Detector |  |  |  | Module | TRUE | VSR-AT | + | Auto-Test Waterflow Alarm Switch with Electronic Retard | 1 | [6 empty] | FALSE | [5 empty] | #FFFF0000 | FA-NFPA 170 FLOW DETECTOR | 1 | FALSE | FALSE | FALSE |  |  |  | 7770-0328:0001 | [10 empty] | FALSE
|  |  | North | Potter | [5 empty] | Module | TRUE | PVX-100 Series |  | 100 Watt Voice Evacuation System | 1 | [6 empty] | FALSE | [5 empty] | #FFFFFFFF |  |  | FALSE | FALSE | FALSE | [14 empty] | FALSE
NFPA 170 HORN |  |  | North | Potter |  | Horn |  |  |  | Module | TRUE | PE-HNR | ++ | Horn, Wall, Red | 1 | 0 | 0.043 |  |  |  |  | FALSE | [5 empty] | #FF0070C0 | FA-NFPA 170 HORN | 1 | FALSE | FALSE | FALSE | 2023 | [13 empty] | FALSE
NFPA 170 SMOKE CO DETECTOR |  |  | North | Potter |  | Smoke/CO Detector |  |  |  | Module | TRUE | PAD300-PCD w/PAD300-IB | ++ | Photoelectric Smoke/CO Detector with Isolator Module Included | 1 | 0.0006 | 0.0006 |  |  |  |  | FALSE | TRUE |  |  |  |  | #FFFF0000 | FA-NFPA 170 SMOKE CO DETECTOR | 1 | FALSE | FALSE | FALSE | 1411 | [13 empty] | FALSE |  |  | IB
NFPA 170 SYNC MODULE |  |  | North | Potter |  | Sync Module |  |  |  | Module | TRUE | AVSM-W |  | Gangable Synchronization Control Module | 1 | 0 | 0.047 |  |  |  |  | FALSE | [5 empty] | #FFFF0000 | FA-NFPA 170 SYNC MODULE | 1 | FALSE | FALSE | FALSE | 1300 |  |  | 7125-0328:0216 | [10 empty] | FALSE |  |  | SYNC
NFPA 170 FIRE ALARM CONTROL UNIT | RISER FACP |  | North | Potter |  | Fire Alarm Control Unit |  |  |  | Assembly | TRUE | AFC-50 | + | Fire Alarm Control Panel | 1 | [6 empty] | FALSE | [5 empty] | #FFFF0000 | FA-NFPA 170 FIRE ALARM CONTROL UNIT | 1 | FALSE | FALSE | FALSE | 251 |  |  | 7165-0328:0509 | [5 empty] | 8,18,55 |  |  | 5 |  | TRUE
|  |  | North | Potter | [5 empty] | Module | TRUE | PCS |  | Pump Control Switch | 1 | [6 empty] | FALSE | [5 empty] | #FFFFFFFF |  |  | FALSE | FALSE | FALSE | [14 empty] | FALSE
NFPA 170 AMPLIFIER RACK | RISER AMP |  | North | Potter |  | Cards & Components |  |  |  | Card | TRUE | DCA-10025 (25V) Main Board | + | Main Board | 1 | 0.048 | 0.52 |  |  |  |  | TRUE | [5 empty] | #FFFF0000 | FA-NFPA 170 AMPLIFIER RACK | 1 | FALSE | FALSE | FALSE | 300 | [13 empty] | FALSE
NFPA 170 FIRE ALARM CONTROL UNIT | RISER FACP |  | North | Potter |  | Fire Alarm Control Unit |  |  |  | Assembly | TRUE | PFC-4064 | + | Conventional Fire Alarm Control Panel | 1 | [6 empty] | FALSE | [5 empty] | #FFFF0000 | FA-NFPA 170 FIRE ALARM CONTROL UNIT | 1 | FALSE | FALSE | FALSE | 202 | [8 empty] | 7,12,18 |  |  | 5 |  | TRUE
|  |  | North | Potter | [5 empty] | Module | TRUE | NRC Series |  | Retractable Door Cord | 1 | [6 empty] | FALSE | [5 empty] | #FFFFFFFF |  |  | FALSE | FALSE | FALSE | [14 empty] | FALSE
|  |  | North | Potter | [5 empty] | Module | TRUE | NGP-2200D-M2 |  | Nitrogen Generator with 2,200 Gallon Largest Riser Fill and 3,000 gallons of Total Sprinkler System Capacity | 1 | [6 empty] | FALSE | [5 empty] | #FFFFFFFF |  |  | FALSE | FALSE | FALSE | [14 empty] | FALSE
NFPA 170 HORN STROBE |  |  | North | Potter |  | Horn/Strobe |  |  |  | Module | TRUE | CHS-24GW |  | Horn Strobe, Wall, White, Green | 1 | 0 | 0.366 |  |  |  |  | FALSE | FALSE |  |  |  |  | #FF0070C0 | FA-NFPA 170 HORN STROBE | 1 | FALSE | FALSE | FALSE | 2012 |  |  | 7135-0328:0210 | [10 empty] | FALSE
NFPA 170 STROBE WALL |  |  | North | Potter |  | Strobe |  |  |  | Module | TRUE | CS-24WG-WP |  | Strobe, Wall, White, Green, Outdoor | 1 | 0 | 0.164 |  |  |  |  | FALSE | FALSE |  |  |  |  | #FF0070C0 | FA-NFPA 170 STROBE WALL | 1 | FALSE | FALSE | FALSE | 2023 |  |  | 7135-0328:0213 | [10 empty] | FALSE
|  |  | North | Potter | [5 empty] | Module | TRUE | MAS |  | Agent Release / Fire Suppression Pull and Abort Station | 1 | [6 empty] | FALSE | [5 empty] | #FFFFFFFF |  |  | FALSE | FALSE | FALSE | [14 empty] | FALSE
NFPA 170 SPEAKER STROBE |  |  | North | Potter |  | Speaker/Strobe |  |  |  | Module | TRUE | SHX-52 Series |  | 15 Watt Durable Speaker or Speaker Strobe | 1 | [6 empty] | FALSE | [5 empty] | #FF0070C0 | FA-NFPA 170 SPEAKER STROBE | 1 | FALSE | FALSE | FALSE | 2019 | [13 empty] | FALSE
NFPA 170 SPEAKER CEILING |  |  | North | Potter |  | Speaker |  |  |  | Module | TRUE | FASPKR-W | + | Low Profile Speaker, Ceiling, White | 1 | [6 empty] | FALSE | TRUE |  |  |  |  | #FF0070C0 | FA-NFPA 170 SPEAKER CEILING | 1 | FALSE | FALSE | FALSE | 2019 | [13 empty] | FALSE |  |  | C
NFPA 170 HORN STROBE |  |  | North | Potter |  | Horn/Strobe |  |  |  | Module | TRUE | SH-1224W |  | Horn Strobe, Wall, White | 1 | 0 | 0.218 |  |  |  |  | FALSE | [5 empty] | #FF0070C0 | FA-NFPA 170 HORN STROBE | 1 | FALSE | FALSE | FALSE | 2012 | [13 empty] | FALSE
NFPA 170 HEAT DETECTOR |  |  | North | Potter |  | Heat Detector |  |  |  | Module | TRUE | PAD300-HD w/PAD300-LFSB | ++ | Heat Detector with 6" Base LF Sounder Module Included | 1 | 0.0006 | 0.0006 |  |  |  |  | FALSE | [5 empty] | #FFFF0000 | FA-NFPA 170 HEAT DETECTOR | 1 | FALSE | FALSE | FALSE | 1403 | [13 empty] | FALSE |  |  | LF
NFPA 170 SMOKE HEAT DETECTOR |  |  | North | Potter |  | Smoke/Heat Detector |  |  |  | Module | TRUE | PAD100-PHD w/PAD100-SPKB (Split) | + | Photoelectric Smoke/Heat Detector with Speaker Base with One Form-C Relay Contact | 1 | 0.00045 | 0.00045 |  |  |  |  | FALSE | TRUE |  |  |  |  | #FFFF0000 | FA-NFPA 170 SMOKE HEAT DETECTOR | 1 | FALSE | FALSE | FALSE | 1411 | [13 empty] | FALSE |  |  | SB
NFPA 170 HORN STROBE |  |  | North | Potter |  | Horn/Strobe |  |  |  | Module | TRUE | CHSLP-24WG-WP |  | Horn Strobe, Wall, White, Green, Outdoor, Low Profile | 1 | 0 | 0.22 |  |  |  |  | FALSE | FALSE |  |  |  |  | #FF0070C0 | FA-NFPA 170 HORN STROBE | 1 | FALSE | FALSE | FALSE | 2012 | [13 empty] | FALSE
NFPA 170 REMOTE ANNUNCIATOR | RISER ANNUNCIATOR |  | North | Potter |  | Remote Annunciator |  |  |  | Module | TRUE | LED-16F (P-LINK+) | + | 16 Zone LED Annunciator Flush Mount | 1 | 0.015 | 0.21 |  |  |  |  | FALSE | [5 empty] | #FFFF0000 | FA-NFPA 170 REMOTE ANNUNCIATOR | 1 | FALSE | FALSE | FALSE | 255 | [13 empty] | FALSE
NFPA 170 SPEAKER WALL |  |  | North | Potter |  | Speaker |  |  |  | Module | TRUE | SPHP-DVSMR | ++ | High Output Speaker, Surface Mount | 1 | [6 empty] | FALSE | [5 empty] | #FF0070C0 | FA-NFPA 170 SPEAKER WALL | 1 | FALSE | FALSE | FALSE | 2021 | [13 empty] | FALSE
NFPA 170 VOICE EVACUATION CONTROL UNIT |  |  | North | Potter |  | Voice Evac Control Unit |  |  |  | Assembly | TRUE | PVX-50/4Z |  | 50W Voice Evacuation System with 4 Speaker Zones | 1 | [6 empty] | FALSE | [5 empty] | #FFFF0000 | FA-NFPA 170 VOICE EVACUATION CONTROL UNIT | 1 | FALSE | FALSE | FALSE | 211 | [8 empty] | 7,12,18 |  |  |  |  | TRUE
|  |  | North | Potter | [5 empty] | Module | TRUE | AMS-26 Series |  | 1 1/4 inch Press Fit Magnetic Contact | 1 | [6 empty] | FALSE | [5 empty] | #FFFFFFFF |  |  | FALSE | FALSE | FALSE | [14 empty] | FALSE
NFPA 170 STROBE WALL |  |  | North | Potter |  | Strobe |  |  |  | Module | TRUE | SL-1224-WP |  | Weatherproof Selectable Candela Strobe | 1 | 0 | 0.225 |  |  |  |  | FALSE | [5 empty] | #FF0070C0 | FA-NFPA 170 STROBE WALL | 1 | FALSE | FALSE | FALSE | 2023 | [13 empty] | FALSE
NFPA 170 SMOKE BEAM DETECTOR CONTROLLER |  |  | North | Potter |  | Beam Detector |  |  |  | Module | TRUE | 1430184 (Controller) | ++ | Fireray Hub Systems Beam Detector Controller | 1 | 0.0175 | 0.0175 |  |  |  |  | FALSE | TRUE |  |  |  |  | #FFFF0000 | FA-NFPA 170 SMOKE BEAM DETECTOR CONTROLLER | 1 | FALSE | FALSE | FALSE | 1406 | [13 empty] | FALSE
NFPA 170 SMOKE CO DETECTOR |  |  | North | Potter |  | Smoke/CO Detector |  |  |  | Module | TRUE | PAD200-PCD w/PAD100-SPKB | + | Photoelectric Smoke/CO Detector with Speaker Base with One Form-C Relay Contact | 1 | 0.00045 | 0.00045 |  |  |  |  | FALSE | TRUE |  |  |  |  | #FFFF0000 | FA-NFPA 170 SMOKE CO DETECTOR | 1 | FALSE | FALSE | FALSE | 1411 | [13 empty] | FALSE |  |  | SB
NFPA 170 SMOKE CO DETECTOR |  |  | North | Potter |  | Smoke/CO Detector |  |  |  | Module | TRUE | PAD200-PCD w/PAD100-RB | + | Photoelectric Smoke/CO Detector with 6" Base with One Form-C Relay Contact | 1 | 0.0005 | 0.0005 |  |  |  |  | FALSE | TRUE |  |  |  |  | #FFFF0000 | FA-NFPA 170 SMOKE CO DETECTOR | 1 | FALSE | FALSE | FALSE | 1411 | [13 empty] | FALSE |  |  | RB
|  |  | North | Potter |  | Cards & Components |  |  |  | Card | TRUE | PAD100-SLCE (127pt) | + | SLC Loop Expander | 1 | 0.06 | 0.06 |  |  |  |  | TRUE | [5 empty] | #FFFFFFFF |  |  | FALSE | FALSE | FALSE | [14 empty] | FALSE
|  |  | North | Potter | [5 empty] | Module | TRUE | Pipe Failure Corrosion Analysis |  | Pipe Failure Corrosion Analysis | 1 | [6 empty] | FALSE | [5 empty] | #FFFFFFFF |  |  | FALSE | FALSE | FALSE | [14 empty] | FALSE
|  |  | North | Potter |  | Cards & Components |  |  |  | Card | TRUE | IPA-60 MAIN BOARD | + | Main Board for IPA-60 Fire Alarm Control Panel | 1 | 0.13 | 0.22 |  |  |  |  | TRUE | [5 empty] | #FFFFFFFF |  |  | FALSE | FALSE | FALSE | [12 empty] | 5 |  | FALSE
|  |  | North | Potter | [5 empty] | Module | TRUE | CM24W |  | Wall Mount Chime | 1 | [6 empty] | FALSE | [5 empty] | #FFFFFFFF |  |  | FALSE | FALSE | FALSE | [14 empty] | FALSE
NFPA 170 ABORT SWITCH |  |  | North | Potter |  | Manual Releasing Station |  |  |  | Module | TRUE | MAS-MP | ++ | Mounting Plate for Manual Station -Includes Abort Switch and backbox suitable for RMS pullstations | 1 | 0 | 0 |  |  |  |  | TRUE |  |  |  | 6" x 6" x 3" |  | #FFFF0000 | FA-NFPA 170 ABORT SWITCH | 1 | FALSE | FALSE | FALSE | 957
NFPA 170 NOTIFICATION CIRCUIT EXTENDER PANEL | RISER NAC |  | North | Potter |  | Notification Circuit Extender Panel |  |  |  | Assembly | TRUE | PSB-10 | + | Bulk Power Supply | 1 | [6 empty] | FALSE | [5 empty] | #FFFF0000 | FA-NFPA 170 NOTIFICATION CIRCUIT EXTENDER PANEL | 1 | FALSE | FALSE | FALSE |  |  |  | 7315-0328:0189 | [5 empty] | 7,12,18 |  |  | 10 |  | TRUE
NFPA 170 FLOW DETECTOR |  |  | North | Potter |  | Flow Detector |  |  |  | Module | TRUE | VSR-10 | + | 10 Inch Vane Type Waterflow Alarm Switch with Retard | 1 | [6 empty] | FALSE | [5 empty] | #FFFF0000 | FA-NFPA 170 FLOW DETECTOR | 1 | FALSE | FALSE | FALSE | 1700 |  |  | 7770-0328:0001 | [10 empty] | FALSE
NFPA 170 HEAT DETECTOR |  |  | North | Potter |  | Heat Detector |  |  |  | Module | TRUE | 302-AW-135 | ++ | Heat Detector, 135°F (57°C) | 1 | [6 empty] | FALSE | TRUE |  |  |  |  | #FFFF0000 | FA-NFPA 170 HEAT DETECTOR | 1 | FALSE | FALSE | FALSE | 1403 |  |  | 7270-0021:0001 | [10 empty] | FALSE
NFPA 170 AMPLIFIER RACK | RISER AMP |  | North | Potter |  | Amplifier |  |  |  | Assembly | TRUE | PVC-DP25/P (70V) | + | Distributed Panel, Dual Channel, 25W, Fire Phone | 1 | [6 empty] | FALSE | [5 empty] | #FFFF0000 | FA-NFPA 170 AMPLIFIER RACK | 1 | FALSE | FALSE | FALSE | 300 | [8 empty] | 7,12,18 |  |  |  | 25 | TRUE
NFPA 170 SMOKE DETECTOR |  |  | North | Potter |  | Smoke Detector |  |  |  | Module | TRUE | PAD300-PD w/PAD300-IB | ++ | Photoelectric Smoke Detector with 6" Base with Isolator Module Included | 1 | 0.0006 | 0.0006 |  |  |  |  | FALSE | TRUE |  |  |  |  | #FFFF0000 | FA-NFPA 170 SMOKE DETECTOR | 1 | FALSE | FALSE | FALSE | 1408 | [13 empty] | FALSE |  |  | IB
|  |  | North | Potter |  | Cards & Components |  |  |  | Card | TRUE | SLCE-127 (127pt) | + | SLC Loop Expander | 1 | 0.06 | 0.06 |  |  |  |  | TRUE | [5 empty] | #FFFFFFFF |  |  | FALSE | FALSE | FALSE | [14 empty] | FALSE
NFPA 170 AMPLIFIER RACK | RISER AMP |  | North | Potter |  | Cards & Components |  |  |  | Card | TRUE | SCA-2570 (70V) Main Board | + | Main Board | 1 | 0.058 | 0.608 |  |  |  |  | TRUE | [5 empty] | #FFFF0000 | FA-NFPA 170 AMPLIFIER RACK | 1 | FALSE | FALSE | FALSE | 300 | [13 empty] | FALSE
NFPA 170 AMPLIFIER RACK | RISER AMP |  | North | Potter |  | Cards & Components |  |  |  | Card | TRUE | DCA-5025 (25V) Main Board | + | Main Board | 1 | 0.048 | 0.52 |  |  |  |  | TRUE | [5 empty] | #FFFF0000 | FA-NFPA 170 AMPLIFIER RACK | 1 | FALSE | FALSE | FALSE | 300 | [13 empty] | FALSE
NFPA 170 REMOTE VOICE EVACUATION MICROPHONE |  |  | North | Potter |  | Remote Microphone |  |  |  | Assembly | TRUE | PVX-RM |  | Remote Microphone | 1 | 0.012 | 0.0365 |  |  |  |  | FALSE | [5 empty] | #FFFF0000 | FA-NFPA 170 REMOTE VOICE EVACUATION MICROPHONE | 1 | FALSE | FALSE | FALSE | 265 | [8 empty] | 7,12,18 |  |  |  |  | TRUE
|  |  | North | Potter | [5 empty] | Module | TRUE | SPB-24N |  | Projected Beam Smoke Detector | 1 | [6 empty] | FALSE | [5 empty] | #FFFFFFFF |  |  | FALSE | FALSE | FALSE | [14 empty] | FALSE
NFPA 170 ADDRESSABLE INPUT MONITOR MODULE |  |  | North | Potter |  | Addressable Module |  |  |  | Module | TRUE | PAD100-SIM | + | Single Input Module | 1 | 0.00024 | 0.00024 |  |  |  |  | FALSE | [5 empty] | #FFFF0000 | FA-NFPA 170 ADDRESSABLE INPUT MONITOR MODULE | 1 | FALSE | FALSE | FALSE | 1000 | [13 empty] | FALSE
NFPA 170 PRESSURE SWITCH |  |  | North | Potter |  | Pressure Switch |  |  |  | Module | TRUE | PS40 Series | + | Low/High Supervisory Pressure Switch for Dry Valves - Nominal System Pressure 40 psi | 1 | [6 empty] | FALSE | [5 empty] | #FFFF0000 | FA-NFPA 170 PRESSURE SWITCH | 1 | FALSE | FALSE | FALSE | 913 |  |  | 7770-0328:0010 | [10 empty] | FALSE
NFPA 170 SMOKE HEAT DETECTOR |  |  | North | Potter |  | Smoke/Heat Detector |  |  |  | Module | TRUE | PAD200-PHD w/PAD100-6DB | + | Photoelectric Smoke/Heat Detector with 6" Standard Base | 1 | 0.0003 | 0.0003 |  |  |  |  | FALSE | TRUE |  |  |  |  | #FFFF0000 | FA-NFPA 170 SMOKE HEAT DETECTOR | 1 | FALSE | FALSE | FALSE | 1411 | [13 empty] | FALSE |  |  | 6DB
|  |  | North | Potter | [5 empty] | Module | TRUE | PAD100-SB | + | Addressable Sounder Base | 1 | 0.0002 | 0.0002 |  |  |  |  | FALSE | [5 empty] | #FFFFFFFF |  |  | FALSE | FALSE | FALSE | [14 empty] | FALSE
NFPA 170 HORN STROBE |  |  | North | Potter |  | Horn/Strobe |  |  |  | Module | TRUE | SSX-52R | ++ | 115dBA Durable Siren or Siren Strobe | 1 |  | 0.748 |  |  | 12 |  | FALSE | [5 empty] | #FF0070C0 | FA-NFPA 170 HORN STROBE | 1 | FALSE | FALSE | FALSE | 2012 | [13 empty] | FALSE
NFPA 170 REMOTE ANNUNCIATOR | RISER ANNUNCIATOR |  | North | Potter |  | Remote Annunciator |  |  |  | Module | TRUE | RA-6006 |  | LCD Remote Annunciator | 1 | 0.02 | 0.025 |  |  |  |  | TRUE | [5 empty] | #FFFF0000 | FA-NFPA 170 REMOTE ANNUNCIATOR | 1 | FALSE | FALSE | FALSE | 255 | [13 empty] | FALSE
NFPA 170 HORN STROBE |  |  | North | Potter |  | Horn/Strobe |  |  |  | Module | TRUE | YL60 |  | Explosion Proof Horn Strobe | 1 | [6 empty] | FALSE | [5 empty] | #FF0070C0 | FA-NFPA 170 HORN STROBE | 1 | FALSE | FALSE | FALSE | 2012 | [13 empty] | FALSE
|  |  | North | Potter | [5 empty] | Module | TRUE | Sludge Kit |  | 5 Year Deposit Sludge Test Kit | 1 | [6 empty] | FALSE | [5 empty] | #FFFFFFFF |  |  | FALSE | FALSE | FALSE | [14 empty] | FALSE
NFPA 170 SMOKE HEAT DETECTOR |  |  | North | Potter |  | Smoke/Heat Detector |  |  |  | Module | TRUE | PAD200-PHD w/PAD100-6DB (Split) | + | Photoelectric Smoke/Heat Detector with 6" Standard Base | 1 | 0.0003 | 0.0003 |  |  |  |  | FALSE | TRUE |  |  |  |  | #FFFF0000 | FA-NFPA 170 SMOKE HEAT DETECTOR | 1 | FALSE | FALSE | FALSE | 1411 | [13 empty] | FALSE |  |  | 6DB
NFPA 170 BELL |  |  | North | Potter |  | Bell |  |  |  | Module | TRUE | PDC-8-24 | ++ | 8" Bell | 1 | 0 | 0.02 |  |  | 24 |  | FALSE | [5 empty] | #FFFF0000 | FA-NFPA 170 BELL | 1 | FALSE | FALSE | FALSE | 2000 | [13 empty] | FALSE
NFPA 170 ADDRESSABLE INPUT MONITOR MODULE |  |  | North | Potter |  | Addressable Module |  |  |  | Module | TRUE | PAD100-DIM CL-A | + | Dual Input Module | 1 | 0.00024 | 0.00024 |  |  |  |  | FALSE | [5 empty] | #FFFF0000 | FA-NFPA 170 ADDRESSABLE INPUT MONITOR MODULE | 1 | FALSE | FALSE | FALSE | 1000 | [13 empty] | FALSE |  |  | 2
NFPA 170 SPEAKER STROBE CEILING |  |  | North | Potter |  | Speaker/Strobe |  |  |  | Module | TRUE | CSPKSTR-24RW |  | Plain Red Speaker/Strobe, Ceiling, White | 1 | 0 | 0.397 |  |  |  |  | FALSE | TRUE |  |  |  |  | #FF0070C0 | FA-NFPA 170 SPEAKER STROBE CEILING | 1 | FALSE | FALSE | FALSE | 2020 |  |  | 7320-0328:0206 | [10 empty] | FALSE |  |  | C
NFPA 170 VOICE EVACUATION CONTROL UNIT |  |  | North | Potter |  | Voice Evac Control Unit |  |  |  | Assembly | TRUE | PVC-MP96 | + | Master Panel, 96 Switch Control | 1 | [6 empty] | FALSE | [5 empty] | #FFFF0000 | FA-NFPA 170 VOICE EVACUATION CONTROL UNIT | 1 | FALSE | FALSE | FALSE | 211 | [8 empty] | 7,12,18 |  |  |  |  | TRUE
NFPA 170 HEAT DETECTOR |  |  | North | Potter |  | Heat Detector |  |  |  | Module | TRUE | 302-ET-194 | ++ | Heat Detector, 194°F (90°C) | 1 | [6 empty] | FALSE | TRUE |  |  |  |  | #FFFF0000 | FA-NFPA 170 HEAT DETECTOR | 1 | FALSE | FALSE | FALSE | 1403 |  |  | 7270-0021:0001 | [10 empty] | FALSE
NFPA 170 GAS DETECTOR |  |  | North | Potter |  | Gas Detection |  |  |  | Module | TRUE | PAD100-CD w/PAD100-LFSB | + | Carbon-Monoxide Detector with 6" Base LF Sounder Module Included | 1 | 0.0005 | 0.0005 |  |  |  |  | FALSE | [5 empty] | #FFFF0000 | FA-NFPA 170 GAS DETECTOR | 1 | FALSE | FALSE | FALSE | 1402 | [13 empty] | FALSE |  |  | LF¦SB
|  |  | North | Potter |  | Cards & Components |  |  |  | Card | TRUE | FIB-1000 RM |  | Fiber Interface Bridge Rack Mount | 1 | 0.03 | 0.03 |  |  |  |  | FALSE | [5 empty] | #FFFFFFFF |  |  | FALSE | FALSE | FALSE | [14 empty] | FALSE
|  |  | North | Potter | [5 empty] | Module | TRUE | VSA-S |  | Vault Sound Alarm System | 1 | [6 empty] | FALSE | [5 empty] | #FFFFFFFF |  |  | FALSE | FALSE | FALSE | [14 empty] | FALSE
NFPA 170 REMOTE ANNUNCIATOR | RISER ANNUNCIATOR |  | North | Potter |  | Remote Annunciator |  |  |  | Module | TRUE | LED-16 (P-LINK+) | + | 16 Zone LED Annunciator | 1 | 0.025 | 0.025 |  |  |  |  | FALSE | [5 empty] | #FFFF0000 | FA-NFPA 170 REMOTE ANNUNCIATOR | 1 | FALSE | FALSE | FALSE | 255 | [13 empty] | FALSE
NFPA 170 SPEAKER WALL |  |  | North | Potter |  | Speaker |  |  |  | Module | TRUE | FASPK-WPR | + | Low Profile Speaker, Wall, Red, WP | 1 | [6 empty] | FALSE | FALSE |  |  |  |  | #FF0070C0 | FA-NFPA 170 SPEAKER WALL | 1 | FALSE | FALSE | FALSE | 2019 | [13 empty] | FALSE |  |  | WP
|  |  | North | Potter |  | Cards & Components |  |  |  | Card | TRUE | PVC-SLC | + | Switch LED Card | 1 | 0.0002 | 0.016 |  |  |  |  | TRUE | [5 empty] | #FFFFFFFF |  |  | FALSE | FALSE | FALSE
NFPA 170 TEMPERATURE SEPERVISORY SWITCH |  |  | North | Potter |  | Temperature Switch |  |  |  | Module | TRUE | RTS-C | + | Normally Closed Room Temperature Switch | 1 | [6 empty] | FALSE | [5 empty] | #FFFF0000 | FA-NFPA 170 TEMPERATURE SEPERVISORY SWITCH | 1 | FALSE | FALSE | FALSE | [14 empty] | FALSE |  |  | RT
NFPA 170 STROBE WALL |  |  | North | Potter |  | Strobe |  |  |  | Module | TRUE | CSLP-24WA-WP |  | Strobe, Wall, White, Amber, Outdoor, Low Profile | 1 | 0 | 0.164 |  |  |  |  | FALSE | FALSE |  |  |  |  | #FF0070C0 | FA-NFPA 170 STROBE WALL | 1 | FALSE | FALSE | FALSE | 2023 | [13 empty] | FALSE
NFPA 170 VALVE SUPERVISORY SWITCH |  |  | North | Potter |  | Valve Supervisory Switch |  |  |  | Module | TRUE | CSS-25 | ++ | CoilKeeper Solenoid Supervisory Switch | 1 | 0.02 | 0.04 |  |  |  |  | FALSE |  |  | UV and impact resistant polycarbonate | 4.38” W x 4.00” H x 1.90” D |  | #FFFF0000 | FA-NFPA 170 VALVE SUPERVISORY SWITCH | 1 | FALSE | FALSE | FALSE | 1701 | [13 empty] | FALSE
NFPA 170 SMOKE HEAT DETECTOR |  |  | North | Potter |  | Smoke/Heat Detector |  |  |  | Module | TRUE | PAD100-PHD w/PAD100-SB (Split) | + | Photoelectric Smoke/Heat Detector with 6" Base with One Form-C Relay Contact | 1 | 0.0005 | 0.0005 |  |  |  |  | FALSE | TRUE |  |  |  |  | #FFFF0000 | FA-NFPA 170 SMOKE HEAT DETECTOR | 1 | FALSE | FALSE | FALSE | 1411 | [13 empty] | FALSE |  |  | SB
NFPA 170 VALVE SUPERVISORY SWITCH |  |  | North | Potter |  | Valve Supervisory Switch |  |  |  | Module | TRUE | VS | + | CONTACT DEVICE | 1 | [6 empty] | FALSE | [5 empty] | #FFFF0000 | FA-NFPA 170 VALVE SUPERVISORY SWITCH | 1 | FALSE | FALSE | FALSE | 916 | [13 empty] | FALSE
|  |  | North | Potter | [5 empty] | Module | TRUE | PAV |  | Automatic Air Vent | 1 | [6 empty] | FALSE | [5 empty] | #FFFFFFFF |  |  | FALSE | FALSE | FALSE | [14 empty] | FALSE
NFPA 170 VOICE EVACUATION CONTROL UNIT |  |  | North | Potter |  | Voice Evac Control Unit |  |  |  | Assembly | TRUE | PVC-MP96/P | + | Master Panel, 96 Switch Control, Master Fire Phone | 1 | [6 empty] | FALSE | [5 empty] | #FFFF0000 | FA-NFPA 170 VOICE EVACUATION CONTROL UNIT | 1 | FALSE | FALSE | FALSE | 211 | [8 empty] | 7,12,18 |  |  |  |  | TRUE
NFPA 170 SMOKE HEAT CO DETECTOR |  |  | North | Potter |  | Smoke/Heat/CO Detector |  |  |  | Module | TRUE | PAD200-PCHD w/PAD100-RB (Split) | + | Photoelectric Smoke/Hea/CO Detector with 6" Base with One Form-C Relay Contact | 1 | 0.0005 | 0.0005 |  |  |  |  | FALSE | TRUE |  |  |  |  | #FFFF0000 | FA-NFPA 170 SMOKE HEAT CO DETECTOR | 1 | FALSE | FALSE | FALSE | 1411 | [13 empty] | FALSE |  |  | RB
NFPA 170 HORN STROBE |  |  | North | Potter |  | Horn/Strobe |  |  |  | Module | TRUE | CHS-24R-WP |  | Horn Strobe, Wall, Red, Red, Outdoor | 1 | 0 | 0.22 |  |  |  |  | FALSE | FALSE |  |  |  |  | #FF0070C0 | FA-NFPA 170 HORN STROBE | 1 | FALSE | FALSE | FALSE | 2012 |  |  | 7135-0328:0212 | [10 empty] | FALSE
|  |  | North | Potter | [5 empty] | Module | TRUE | CPRTK |  | Coupon Probe Replacement and Test Kit | 1 | [6 empty] | FALSE | [5 empty] | #FFFFFFFF |  |  | FALSE | FALSE | FALSE | [14 empty] | FALSE
NFPA 170 ADDRESSABLE INPUT OUTPUT |  |  | North | Potter |  | Addressable Module |  |  |  | Module | TRUE | PAD100-TRTI | + | Two Relay Two Input Module | 2 | 0.00024 | 0.00024 |  |  |  |  | FALSE | [5 empty] | #FFFF0000 | FA-NFPA 170 ADDRESSABLE INPUT OUTPUT | 1 | FALSE | FALSE | FALSE | 1200 | [13 empty] | FALSE
|  |  | North | Potter | [5 empty] | Module | TRUE | Pipe Sample Test |  | Pipe Sample Test | 1 | [6 empty] | FALSE | [5 empty] | #FFFFFFFF |  |  | FALSE | FALSE | FALSE | [14 empty] | FALSE
|  |  | North | Potter |  | Hardware |  |  |  | Hardware | TRUE | ARB | + | Addressable Relay Base | 1 | 0.000325 | 0.000325 |  |  |  |  | FALSE | [5 empty] | #FFFFFFFF |  |  | FALSE | FALSE | FALSE |  |  |  | 7272-0328:0194 | [10 empty] | FALSE
NFPA 170 SMOKE CO DETECTOR |  |  | North | Potter |  | Smoke/CO Detector |  |  |  | Module | TRUE | PAD200-PCD w/PAD100-SB | + | Photoelectric Smoke/CO Detector with 6" Base with One Form-C Relay Contact | 1 | 0.0005 | 0.0005 |  |  |  |  | FALSE | TRUE |  |  |  |  | #FFFF0000 | FA-NFPA 170 SMOKE CO DETECTOR | 1 | FALSE | FALSE | FALSE | 1411 | [13 empty] | FALSE |  |  | SB
NFPA 170 HEAT DETECTOR |  |  | North | Potter |  | Heat Detector |  |  |  | Module | TRUE | CF-200MP | 1000138 | Indoor Outdoor Fixed Temperature Heat Detector, 200°F (93°C) | 1 | [6 empty] | FALSE | [5 empty] | #FFFF0000 | FA-NFPA 170 HEAT DETECTOR | 1 | FALSE | FALSE | FALSE | 1403 | [13 empty] | FALSE |  |  | 200° F
NFPA 170 HORN STROBE |  |  | North | Potter |  | Horn/Strobe |  |  |  | Module | TRUE | LFHS-15R |  | Low Profile Horn Strobe, Low Frequency, Fixed 15 Candela, Red | 1 | 0 | 0.291 |  |  |  |  | FALSE | [5 empty] | #FF0070C0 | FA-NFPA 170 HORN STROBE | 1 | FALSE | FALSE | FALSE | 2012 | [13 empty] | FALSE |  |  | LF
NFPA 170 SPEAKER STROBE CEILING |  |  | North | Potter |  | Speaker/Strobe |  |  |  | Module | TRUE | SPKSTR-24CLPW |  | Low Profile Speaker/Strobe, Ceiling, White | 1 | 0 | 0.22 |  |  |  |  | FALSE | TRUE |  |  |  |  | #FF0070C0 | FA-NFPA 170 SPEAKER STROBE CEILING | 1 | FALSE | FALSE | FALSE | 2020 | [13 empty] | FALSE |  |  | C
NFPA 170 HORN STROBE |  |  | North | Potter |  | Horn/Strobe |  |  |  | Module | TRUE | HS24-177PW |  | Horn Strobe, High Candela (Fixed 177 Candela), Plain White | 1 | 0 | 0.269 |  |  |  |  | FALSE | [5 empty] | #FF0070C0 | FA-NFPA 170 HORN STROBE | 1 | FALSE | FALSE | FALSE | 2012 | [13 empty] | FALSE
NFPA 170 AMPLIFIER RACK | RISER AMP |  | North | Potter |  | Amplifier |  |  |  | Assembly | TRUE | PVC-DP50 (25V) | + | Distributed Panel, Dual Channel, 50W | 1 | [6 empty] | FALSE | [5 empty] | #FFFF0000 | FA-NFPA 170 AMPLIFIER RACK | 1 | FALSE | FALSE | FALSE | 300 | [8 empty] | 7,12,18 |  |  |  | 50 | TRUE
|  |  | North | Potter |  | Hardware |  |  |  | Hardware | TRUE | ASB | + | Addressable Sounder Base | 1 | 0.000325 | 0.000325 |  |  |  |  | FALSE | [5 empty] | #FFFFFFFF |  |  | FALSE | FALSE | FALSE |  |  |  | 7272-0328:0194 | [10 empty] | FALSE
|  |  | North | Potter |  | Cards & Components |  |  |  | Card | TRUE | PVX-100E |  | 100W Voice Evacuation System Expander | 1 |  |  |  | 100 |  |  | TRUE | [5 empty] | #FFFFFFFF |  |  | FALSE | FALSE | FALSE | [14 empty] | FALSE
|  |  | North | Potter | [5 empty] | Module | TRUE | ZA-42 | + | Zone Adder Module | 1 | 0.045 | 0.12 |  |  |  |  | FALSE | [5 empty] | #FFFFFFFF |  |  | FALSE | FALSE | FALSE |  |  |  | 7165-0328:0155 | [10 empty] | FALSE
NFPA 170 SMOKE HEAT CO DETECTOR |  |  | North | Potter |  | Smoke/Heat/CO Detector |  |  |  | Module | TRUE | PAD200-PHCD w/PAD100-SB (Split) | + | Photoelectric Smoke/Hea/CO Detector with 6" Base with One Form-C Relay Contact | 1 | 0.0005 | 0.0005 |  |  |  |  | FALSE | TRUE |  |  |  |  | #FFFF0000 | FA-NFPA 170 SMOKE HEAT CO DETECTOR | 1 | FALSE | FALSE | FALSE | 1411 | [13 empty] | FALSE |  |  | SB
NFPA 170 SMOKE HEAT CO DETECTOR |  |  | North | Potter |  | Smoke/Heat/CO Detector |  |  |  | Module | TRUE | PAD200-PCHD w/PAD100-IB | + | Photoelectric Smoke/Hea/CO Detector with Isolator Module Included | 1 | 0.00045 | 0.00045 |  |  |  |  | FALSE | TRUE |  |  |  |  | #FFFF0000 | FA-NFPA 170 SMOKE HEAT CO DETECTOR | 1 | FALSE | FALSE | FALSE | 1411 | [13 empty] | FALSE |  |  | IB
NFPA 170 SMOKE DETECTOR |  |  | North | Potter |  | Smoke Detector |  |  |  | Module | TRUE | 5000-031 (Detector) | + | Fireray 5000 Beam Detector Head | 1 | [6 empty] | FALSE | TRUE |  |  |  |  | #FFFF0000 | FA-NFPA 170 SMOKE DETECTOR | 1 | FALSE | FALSE | FALSE | 1408 | [13 empty] | FALSE |  |  | SBD
|  |  | North | Potter |  | Hardware |  |  |  | Hardware | TRUE | AP-P | ++ | Adapter Plate for 302 series detectors | 1 | [6 empty] | FALSE | [5 empty] | #FFFFFFFF |  |  | FALSE | FALSE | FALSE |  |  |  | 7270-0021:0001 | [10 empty] | FALSE
NFPA 170 HORN STROBE |  |  | North | Potter |  | Horn/Strobe |  |  |  | Module | TRUE | HSLP-24PWR |  | Outdoor Horn Strobe, Fixed 75 Candela, Low Profile Enclosure, Red-Plain | 1 | 0 | 0.168 |  |  |  |  | FALSE | [5 empty] | #FF0070C0 | FA-NFPA 170 HORN STROBE | 1 | FALSE | FALSE | FALSE | 2012 | [13 empty] | FALSE |  |  | WP
|  |  | North | Potter | [5 empty] | Module | TRUE | THERMOFLEX® CR Series |  | Rate of Rise Heat Detector | 1 | [6 empty] | FALSE | [5 empty] | #FFFFFFFF |  |  | FALSE | FALSE | FALSE | [14 empty] | FALSE
|  |  | North | Potter | [5 empty] | Assembly | TRUE | PVX-25 |  | 25 Watt Voice Evacuation System | 1 | [6 empty] | FALSE | [5 empty] | #FFFFFFFF |  |  | FALSE | FALSE | FALSE | [9 empty] | 7,12,18 |  |  |  |  | TRUE
|  |  | North | Potter |  | Cards & Components |  |  |  | Card | TRUE | IPA-4000 MAIN BOARD | + | Main Board for IPA-4000 Fire Alarm Control Panel | 1 | 0.13 | 0.22 |  |  |  |  | TRUE | [5 empty] | #FFFFFFFF |  |  | FALSE | FALSE | FALSE | [12 empty] | 10 |  | FALSE
NFPA 170 FIRE ALARM CONTROL UNIT | RISER FACP |  | North | Potter |  | Fire Alarm Control Unit |  |  |  | Assembly | TRUE | PFC-4410RC | + | Releasing Control Panel | 1 | [6 empty] | FALSE | [5 empty] | #FFFF0000 | FA-NFPA 170 FIRE ALARM CONTROL UNIT | 1 | FALSE | FALSE | FALSE | 202 |  |  | 7165-0328:0170, 7610-0328:0185 | [5 empty] | 4,8,12,18,24 |  |  | 5 |  | TRUE
|  |  | North | Potter | [5 empty] | Module | TRUE | Pull Station Series |  | Conventional Pull Station | 1 | [6 empty] | FALSE | [5 empty] | #FFFFFFFF |  |  | FALSE | FALSE | FALSE | [14 empty] | FALSE
NFPA 170 STROBE CEILING |  |  | North | Potter |  | Strobe |  |  |  | Module | TRUE | CSA-24PCW |  | Strobe, 24 VDC, white, - Amber Lens | 1 | [6 empty] | FALSE | TRUE |  |  |  |  | #FF0070C0 | FA-NFPA 170 STROBE CEILING | 1 | FALSE | FALSE | FALSE | 2022 | [13 empty] | FALSE |  |  | C
NFPA 170 SMOKE DETECTOR |  |  | North | Potter |  | Smoke Detector |  |  |  | Module | TRUE | PAD200-PD w/PAD1004DB | + | Photoelectric Smoke Detector with 4" Standard Base | 1 | 0.0003 | 0.0003 |  |  |  |  | FALSE | TRUE |  |  |  |  | #FFFF0000 | FA-NFPA 170 SMOKE DETECTOR | 1 | FALSE | FALSE | FALSE | 1408 | [13 empty] | FALSE |  |  | 4DB
NFPA 170 STROBE WALL |  |  | North | Potter |  | Strobe |  |  |  | Module | TRUE | S24-177R |  | Strobe, High Candela (Fixed 177 Candela), Red | 1 | 0 | 0.213 |  |  |  |  | FALSE | [5 empty] | #FF0070C0 | FA-NFPA 170 STROBE WALL | 1 | FALSE | FALSE | FALSE | 2023 | [13 empty] | FALSE
POTTER_AE-8 |  |  | North | Potter |  | Enclosure |  |  |  | Assembly | TRUE | AE-8 |  | 8 Card Expansion Enclosure | 1 | [6 empty] | FALSE | [5 empty] | #FFFF0000 | FA-POTTER_AE-8 | 1 | FALSE | FALSE | FALSE |  |  |  | 7165-0328:0195 | [5 empty] | 7,12,18 |  |  |  |  | TRUE
NFPA 170 SMOKE HEAT CO DETECTOR |  |  | North | Potter |  | Smoke/Heat/CO Detector |  |  |  | Module | TRUE | PAD200-PCHD w/PAD100-SB (Split) | + | Photoelectric Smoke/Hea/CO Detector with 6" Base with One Form-C Relay Contact | 1 | 0.0005 | 0.0005 |  |  |  |  | FALSE | TRUE |  |  |  |  | #FFFF0000 | FA-NFPA 170 SMOKE HEAT CO DETECTOR | 1 | FALSE | FALSE | FALSE | 1411 | [13 empty] | FALSE |  |  | SB
NFPA 170 STROBE CEILING |  |  | North | Potter |  | Strobe |  |  |  | Module | TRUE | CCS-24RW |  | Strobe, Ceiling, White, Red | 1 | 0 | 0.212 |  |  |  |  | FALSE | TRUE |  |  |  |  | #FF0070C0 | FA-NFPA 170 STROBE CEILING | 1 | FALSE | FALSE | FALSE | 2022 |  |  | 7135-0328:0211 | [10 empty] | FALSE |  |  | C
|  |  | North | Potter | [5 empty] | Module | TRUE | Mounting Accessories |  | Mounting Accessories for Signaling Devices | 1 | [6 empty] | FALSE | [5 empty] | #FFFFFFFF |  |  | FALSE | FALSE | FALSE | [14 empty] | FALSE
NFPA 170 HORN STROBE |  |  | North | Potter |  | Horn/Strobe |  |  |  | Module | TRUE | HSLP-24WW |  | Outdoor Horn Strobe, Fixed 75 Candela, Low Profile Enclosure, White | 1 | 0 | 0.226 |  |  |  |  | FALSE | [5 empty] | #FF0070C0 | FA-NFPA 170 HORN STROBE | 1 | FALSE | FALSE | FALSE | 2012 | [13 empty] | FALSE |  |  | WP
NFPA 170 STROBE WALL |  |  | North | Potter |  | Strobe |  |  |  | Module | TRUE | CSLP-24G-WP |  | Strobe, Wall, Red, Green, Outdoor, Low Profile | 1 | 0 | 0.164 |  |  |  |  | FALSE | FALSE |  |  |  |  | #FF0070C0 | FA-NFPA 170 STROBE WALL | 1 | FALSE | FALSE | FALSE | 2023 | [13 empty] | FALSE
NFPA 170 STROBE CEILING |  |  | North | Potter |  | Strobe |  |  |  | Module | TRUE | CS-24PR |  | Strobe, Ceiling, Plain Red | 1 | 0 | 0.22 |  |  |  |  | FALSE | TRUE |  |  |  |  | #FF0070C0 | FA-NFPA 170 STROBE CEILING | 1 | FALSE | FALSE | FALSE | 2022 |  |  | 7135-0328:0209 | [10 empty] | FALSE |  |  | C
NFPA 170 SPEAKER WALL |  |  | North | Potter |  | Speaker |  |  |  | Module | TRUE | PE-SPKR | ++ | Speaker, Wall, Red | 1 | 0 | 0.043 |  |  |  |  | FALSE | [5 empty] | #FF0070C0 | FA-NFPA 170 SPEAKER WALL | 1 | FALSE | FALSE | FALSE | 2023 | [13 empty] | FALSE
|  |  | North | Potter |  | Cards & Components |  |  |  | Card | TRUE | P200 MAIN BOARD | + | Main Board | 1 | 0.13 | 0.22 | 5 |  |  |  | TRUE | [5 empty] | #FFFFFFFF |  |  | FALSE | FALSE | FALSE | [14 empty] | FALSE
|  |  | North | Potter | [5 empty] | Module | TRUE | PCDS-B |  | Chemical Delivery System | 1 | [6 empty] | FALSE | [5 empty] | #FFFFFFFF |  |  | FALSE | FALSE | FALSE | [14 empty] | FALSE
NFPA 170 DUCT SMOKE DETECTOR |  |  | North | Potter |  | Duct Smoke Detector |  |  |  | Module | TRUE | PAD100-DUCTR | + | Analog Addressable Duct Detector W/ Relay | 1 | 0.0005 | 0.0005 |  |  |  |  | FALSE | TRUE |  |  |  |  | #FFFF0000 | FA-NFPA 170 DUCT SMOKE DETECTOR | 1 | FALSE | FALSE | FALSE | 1400 | [13 empty] | FALSE |  |  | R
NFPA 170 SMOKE HEAT DETECTOR |  |  | North | Potter |  | Smoke/Heat Detector |  |  |  | Module | TRUE | PAD100-PHD w/PAD100-RB (Split) | + | Photoelectric Smoke/Heat Detector with 6" Base with One Form-C Relay Contact | 1 | 0.0005 | 0.0005 |  |  |  |  | FALSE | TRUE |  |  |  |  | #FFFF0000 | FA-NFPA 170 SMOKE HEAT DETECTOR | 1 | FALSE | FALSE | FALSE | 1411 | [13 empty] | FALSE |  |  | RB
NFPA 170 HEAT DETECTOR |  |  | North | Potter |  | Heat Detector |  |  |  | Module | TRUE | PAD300-HD w/PAD300-6DB | ++ | Heat Detector with 6" Standard Base | 1 | 0.0003 | 0.0003 |  |  |  |  | FALSE | [5 empty] | #FFFF0000 | FA-NFPA 170 HEAT DETECTOR | 1 | FALSE | FALSE | FALSE | 1403 | [13 empty] | FALSE |  |  | 6DB
|  |  | North | Potter | [5 empty] | Module | TRUE | HUS-7A |  | Latching Hold-up Switch U Shape Key Reset | 1 | [6 empty] | FALSE | [5 empty] | #FFFFFFFF |  |  | FALSE | FALSE | FALSE | [14 empty] | FALSE
NFPA 170 SMOKE HEAT DETECTOR |  |  | North | Potter |  | Smoke/Heat Detector |  |  |  | Module | TRUE | PAD100-PHD w/PAD100-RB | + | Photoelectric Smoke/Heat Detector with 6" Base with One Form-C Relay Contact | 1 | 0.0005 | 0.0005 |  |  |  |  | FALSE | TRUE |  |  |  |  | #FFFF0000 | FA-NFPA 170 SMOKE HEAT DETECTOR | 1 | FALSE | FALSE | FALSE | 1411 | [13 empty] | FALSE |  |  | RB
NFPA 170 REMOTE ANNUNCIATOR | RISER ANNUNCIATOR |  | North | Potter |  | Remote Annunciator |  |  |  | Module | TRUE | RA-7692 |  | LCD Annunciator for PFC-7500 | 1 | 0.02 | 0.025 |  |  |  |  | TRUE | [5 empty] | #FFFF0000 | FA-NFPA 170 REMOTE ANNUNCIATOR | 1 | FALSE | FALSE | FALSE | 255 | [13 empty] | FALSE
NFPA 170 SMOKE DETECTOR |  |  | North | Potter |  | Smoke Detector |  |  |  | Module | TRUE | PAD100-PHD w/PAD100-LFSB | + | Photoelectric Smoke/Heat Detector with 6" Base with LF Sounder Module Included | 1 | 0.0005 | 0.0005 |  |  |  |  | FALSE | TRUE |  |  |  |  | #FFFF0000 | FA-NFPA 170 SMOKE DETECTOR | 1 | FALSE | FALSE | FALSE | 1408 | [13 empty] | FALSE |  |  | LF¦SB
NFPA 170 HORN STROBE |  |  | North | Potter |  | Horn/Strobe |  |  |  | Module | TRUE | CHSLP-24B-WP |  | Horn Strobe, Wall, Red, Blue, Outdoor, Low Profile | 1 | 0 | 0.22 |  |  |  |  | FALSE | FALSE |  |  |  |  | #FF0070C0 | FA-NFPA 170 HORN STROBE | 1 | FALSE | FALSE | FALSE | 2012 | [13 empty] | FALSE
NFPA 170 VOICE EVACUATION CONTROL UNIT |  |  | North | Potter |  | Voice Evac Control Unit |  |  |  | Assembly | TRUE | PVX-200/12Z |  | 200W Voice Evacuation System with 12 Speaker Zones | 1 | [6 empty] | FALSE | [5 empty] | #FFFF0000 | FA-NFPA 170 VOICE EVACUATION CONTROL UNIT | 1 | FALSE | FALSE | FALSE | 211 | [8 empty] | 7,12,18 |  |  |  |  | TRUE
NFPA 170 HORN STROBE |  |  | North | Potter |  | Horn/Strobe |  |  |  | Module | TRUE | CHS-24BW |  | Horn Strobe, Wall, White, Blue | 1 | 0 | 0.366 |  |  |  |  | FALSE | FALSE |  |  |  |  | #FF0070C0 | FA-NFPA 170 HORN STROBE | 1 | FALSE | FALSE | FALSE | 2012 |  |  | 7135-0328:0210 | [10 empty] | FALSE
NFPA 170 BELL |  |  | North | Potter |  | Bell |  |  |  | Module | TRUE | PAC1206 | ++ | 6" Bell | 1 | 0 | 0.05 |  |  | 120 |  | FALSE | [5 empty] | #FFFF0000 | FA-NFPA 170 BELL | 1 | FALSE | FALSE | FALSE | 2000 | [13 empty] | FALSE
NFPA 170 HORN |  |  | North | Potter |  | Horn |  |  |  | Module | TRUE | EH-24R |  | Low Profile Electric Horn, Red | 1 | 0 | 0.056 |  |  |  |  | FALSE | [5 empty] | #FF0070C0 | FA-NFPA 170 HORN | 1 | FALSE | FALSE | FALSE | 2010 | [13 empty] | FALSE
|  |  | North | Potter |  | Cards & Components |  |  |  | Card | TRUE | PVC-IOI | + |  | 1 | 0.018 | 0.019 |  |  |  |  | TRUE | [5 empty] | #FFFFFFFF |  |  | FALSE | FALSE | FALSE
NFPA 170 SMOKE DETECTOR |  |  | North | Potter |  | Smoke Detector |  |  |  | Module | TRUE | PAD200-PD w/PAD100-LFSB | + | Photoelectric Smoke Detector with 6" Base with LF Sounder Module Included | 1 | 0.0005 | 0.0005 |  |  |  |  | FALSE | TRUE |  |  |  |  | #FFFF0000 | FA-NFPA 170 SMOKE DETECTOR | 1 | FALSE | FALSE | FALSE | 1408 | [13 empty] | FALSE |  |  | LF¦SB
NFPA 170 SMOKE HEAT CO DETECTOR |  |  | North | Potter |  | Smoke/Heat/CO Detector |  |  |  | Module | TRUE | PAD200-PCHD w/PAD100-RB | + | Photoelectric Smoke/Hea/CO Detector with 6" Base with One Form-C Relay Contact | 1 | 0.0005 | 0.0005 |  |  |  |  | FALSE | TRUE |  |  |  |  | #FFFF0000 | FA-NFPA 170 SMOKE HEAT CO DETECTOR | 1 | FALSE | FALSE | FALSE | 1411 | [13 empty] | FALSE |  |  | RB
|  |  | North | Potter |  | Cards & Components |  |  |  | Card | TRUE | AFC-1000 Main Board |  | Fire Alarm Control Panel Main Board | 1 | 0.13 | 0.22 |  |  |  |  | TRUE | [5 empty] | #FFFFFFFF |  |  | FALSE | FALSE | FALSE | [12 empty] | 10 |  | FALSE
NFPA 170 AMPLIFIER RACK | RISER AMP |  | North | Potter |  | Amplifier |  |  |  | Assembly | TRUE | PVC-DP25 (25V) | + | Distributed Panel, Dual Channel, 25W | 1 | [6 empty] | FALSE | [5 empty] | #FFFF0000 | FA-NFPA 170 AMPLIFIER RACK | 1 | FALSE | FALSE | FALSE | 300 | [8 empty] | 7,12,18 |  |  |  | 25 | TRUE
NFPA 170 BELL |  |  | North | Potter |  | Bell |  |  |  | Module | TRUE | PDC-10-24 | ++ | 10" Bell | 1 | 0 | 0.02 |  |  | 24 |  | FALSE | [5 empty] | #FFFF0000 | FA-NFPA 170 BELL | 1 | FALSE | FALSE | FALSE | 2000 | [13 empty] | FALSE
NFPA 170 HORN STROBE |  |  | North | Potter |  | Horn/Strobe |  |  |  | Module | TRUE | CHS-24RW |  | Horn Strobe, Wall, White, Red | 1 | 0 | 0.366 |  |  |  |  | FALSE | FALSE |  |  |  |  | #FF0070C0 | FA-NFPA 170 HORN STROBE | 1 | FALSE | FALSE | FALSE | 2012 |  |  | 7135-0328:0210 | [10 empty] | FALSE
NFPA 170 STROBE WALL |  |  | North | Potter |  | Strobe |  |  |  | Module | TRUE | CS-24WAR |  | Strobe, Wall, Red, Amber | 1 | 0 | 0.047 |  |  |  |  | FALSE | FALSE |  |  |  |  | #FF0070C0 | FA-NFPA 170 STROBE WALL | 1 | FALSE | FALSE | FALSE | 2023 |  |  | 7135-0328:0209 | [10 empty] | FALSE
NFPA 170 DUCT SMOKE DETECTOR |  |  | North | Potter |  | Duct Smoke Detector |  |  |  | Module | TRUE | DSD-P |  | Conventional Duct Detector | 1 | 0.013 | 0.06 |  |  |  |  | FALSE | TRUE |  |  |  |  | #FFFF0000 | FA-NFPA 170 DUCT SMOKE DETECTOR | 1 | FALSE | FALSE | FALSE | 1400 | [13 empty] | FALSE
|  |  | North | Potter | [5 empty] | Module | TRUE | F3000 |  | End-to-End Infrared Optical Beam Smoke Detector | 1 | [6 empty] | FALSE | [5 empty] | #FFFFFFFF |  |  | FALSE | FALSE | FALSE | [14 empty] | FALSE
NFPA 170 HEAT DETECTOR |  |  | North | Potter |  | Heat Detector |  |  |  | Module | TRUE | CR-165W |  | Rate of Rise Heat Detector, 165°F (71°C) | 1 | [6 empty] | FALSE | [5 empty] | #FFFF0000 | FA-NFPA 170 HEAT DETECTOR | 1 | FALSE | FALSE | FALSE | 1403 | [13 empty] | FALSE
NFPA 170 STROBE CEILING |  |  | North | Potter |  | Strobe |  |  |  | Module | TRUE | CCS-24AR |  | Strobe, Ceiling, Red, Amber | 1 | 0 | 0.283 |  |  |  |  | FALSE | TRUE |  |  |  |  | #FF0070C0 | FA-NFPA 170 STROBE CEILING | 1 | FALSE | FALSE | FALSE | 2022 |  |  | 7135-0328:0211 | [10 empty] | FALSE |  |  | C
NFPA 170 GAS DETECTOR |  |  | North | Potter |  | Gas Detection |  |  |  | Module | TRUE | PAD300-CD w/PAD300-RB | ++ | Carbon-Monoxide Detector with 6" Base with One Form-C Relay Contact | 1 | 0.0006 | 0.0006 |  |  |  |  | FALSE | [5 empty] | #FFFF0000 | FA-NFPA 170 GAS DETECTOR | 1 | FALSE | FALSE | FALSE | 1402 | [13 empty] | FALSE |  |  | RB
NFPA 170 ADDRESSABLE OUTPUT MODULE |  |  | North | Potter |  | Addressable Control/Relay |  |  |  | Module | TRUE | MOM-4 | + | Monitored Output Module | 1 | 0.000325 | 0.001 |  |  |  |  | FALSE | [5 empty] | #FFFF0000 | FA-NFPA 170 ADDRESSABLE OUTPUT MODULE | 1 | FALSE | FALSE | FALSE | 1100 | [13 empty] | FALSE
NFPA 170 AMPLIFIER RACK | RISER AMP |  | North | Potter |  | Cards & Components |  |  |  | Card | TRUE | VM-1000 | + | Voice Module | 1 | 0.053 | 0.069 |  |  |  |  | TRUE | [5 empty] | #FFFF0000 | FA-NFPA 170 AMPLIFIER RACK | 1 | FALSE | FALSE | FALSE | 300 | [13 empty] | FALSE
NFPA 170 SMOKE HEAT DETECTOR |  |  | North | Potter |  | Smoke/Heat Detector |  |  |  | Module | TRUE | PAD100-PHD w/PAD100-4DB | + | Photoelectric Smoke/Heat Detector with 4" Standard Base | 1 | 0.0003 | 0.0003 |  |  |  |  | FALSE | TRUE |  |  |  |  | #FFFF0000 | FA-NFPA 170 SMOKE HEAT DETECTOR | 1 | FALSE | FALSE | FALSE | 1411 | [13 empty] | FALSE |  |  | 4DB
|  |  | North | Potter | [5 empty] | Module | TRUE | THERMOFLEX® CF Series |  | Fixed Temperature Heat Detector | 1 | [6 empty] | FALSE | [5 empty] | #FFFFFFFF |  |  | FALSE | FALSE | FALSE | [14 empty] | FALSE
NFPA 170 REMOTE ANNUNCIATOR | RISER ANNUNCIATOR |  | North | Potter |  | Remote Annunciator |  |  |  | Module | TRUE | RA-6075R | ++ | LCD Releasing Annunciator | 1 | 0.02 | 0.025 |  |  |  |  | TRUE | [5 empty] | #FFFF0000 | FA-NFPA 170 REMOTE ANNUNCIATOR | 1 | FALSE | FALSE | FALSE | 255 | [13 empty] | FALSE
|  |  | North | Potter | [5 empty] | Module | TRUE | AMC-2 |  | Money Clip | 1 | [6 empty] | FALSE | [5 empty] | #FFFFFFFF |  |  | FALSE | FALSE | FALSE | [14 empty] | FALSE
NFPA 170 HORN STROBE |  |  | North | Potter |  | Horn/Strobe |  |  |  | Module | TRUE | LFHS-177R |  | Low Profile Horn Strobe, Low Frequency, Fixed 177 Candela, Red | 1 | 0 | 0.391 |  |  |  |  | FALSE | [5 empty] | #FF0070C0 | FA-NFPA 170 HORN STROBE | 1 | FALSE | FALSE | FALSE | 2012 | [13 empty] | FALSE |  |  | LF
|  |  | North | Potter | [5 empty] | Module | TRUE | PCMS |  | Corrosion Monitoring Station | 1 | [6 empty] | FALSE | [5 empty] | #FFFFFFFF |  |  | FALSE | FALSE | FALSE | [14 empty] | FALSE
NFPA 170 HORN |  |  | North | Potter |  | Horn |  |  |  | Module | TRUE | EH-24PW |  | Low Profile Electric Horn, Plain Off-White | 1 | 0 | 0.056 |  |  |  |  | FALSE | [5 empty] | #FF0070C0 | FA-NFPA 170 HORN | 1 | FALSE | FALSE | FALSE | 2010 | [13 empty] | FALSE
NFPA 170 SMOKE CO DETECTOR |  |  | North | Potter |  | Smoke/CO Detector |  |  |  | Module | TRUE | PAD300-PCD w/PAD300-IB (Split) | ++ | Photoelectric Smoke/CO Detector with Isolator Module Included | 1 | 0.0006 | 0.0006 |  |  |  |  | FALSE | TRUE |  |  |  |  | #FFFF0000 | FA-NFPA 170 SMOKE CO DETECTOR | 1 | FALSE | FALSE | FALSE | 1411 | [13 empty] | FALSE |  |  | IB
NFPA 170 MINI HORN |  |  | North | Potter |  | Horn |  |  |  | Module | TRUE | MH-12/24TW |  | Mini-Horn, White, Terminals | 1 | 0 | 0.015 |  |  |  |  | FALSE | [5 empty] | #FF0070C0 | FA-NFPA 170 MINI HORN | 1 | FALSE | FALSE | FALSE | 2014 | [13 empty] | FALSE
NFPA 170 HORN STROBE |  |  | North | Potter |  | Horn/Strobe |  |  |  | Module | TRUE | CHSLP-24A-WP |  | Horn Strobe, Wall, Red, Amber, Outdoor, Low Profile | 1 | 0 | 0.226 |  |  |  |  | FALSE | FALSE |  |  |  |  | #FF0070C0 | FA-NFPA 170 HORN STROBE | 1 | FALSE | FALSE | FALSE | 2012 | [13 empty] | FALSE
NFPA 170 SPEAKER STROBE |  |  | North | Potter |  | Speaker/Strobe |  |  |  | Module | TRUE | SPKSTR-15/75-AL-WP | + | Speaker/Strobe White Alert Label | 1 | [6 empty] | FALSE | FALSE |  |  |  |  | #FF0070C0 | FA-NFPA 170 SPEAKER STROBE | 1 | FALSE | FALSE | FALSE | 2019 | [13 empty] | FALSE |  |  | WP
NFPA 170 SMOKE HEAT CO DETECTOR |  |  | North | Potter |  | Smoke/Heat/CO Detector |  |  |  | Module | TRUE | PAD200-PCHD w/PAD100-4DB | + | Photoelectric Smoke/Heat/CO Detector with 4" Standard Base | 1 | 0.0003 | 0.0003 |  |  |  |  | FALSE | TRUE |  |  |  |  | #FFFF0000 | FA-NFPA 170 SMOKE HEAT CO DETECTOR | 1 | FALSE | FALSE | FALSE | 1411 | [13 empty] | FALSE |  |  | 4DB
|  |  | North | Potter | [5 empty] | Module | TRUE | INS-500 |  | Nitrogen Generator with 500 Gallon Largest Riser Fill and 1,850 gallons of Total Sprinkler System Capacity | 1 | [6 empty] | FALSE | [5 empty] | #FFFFFFFF |  |  | FALSE | FALSE | FALSE | [14 empty] | FALSE
NFPA 170 AMPLIFIER RACK | RISER AMP |  | North | Potter |  | Amplifier |  |  |  | Assembly | TRUE | PVC-DPS25/P (25V) | + | Distributed Panel, Single Channel, 25W, Fire Phone | 1 | [6 empty] | FALSE | [5 empty] | #FFFF0000 | FA-NFPA 170 AMPLIFIER RACK | 1 | FALSE | FALSE | FALSE | 300 | [8 empty] | 7,12,18 |  |  |  | 25 | TRUE
NFPA 170 HORN STROBE CEILING |  |  | North | Potter |  | Horn/Strobe |  |  |  | Module | TRUE | CCHS-24RW |  | Horn Strobe, Ceiling, White, Red | 1 | 0 | 0.147 |  |  |  |  | FALSE | TRUE |  |  |  |  | #FF0070C0 | FA-NFPA 170 HORN STROBE CEILING | 1 | FALSE | FALSE | FALSE | 2013 |  |  | 7135-0328:0205 | [10 empty] | FALSE |  |  | C
NFPA 170 HEAT DETECTOR |  |  | North | Potter |  | Heat Detector |  |  |  | Module | TRUE | PAD100-HD w/PAD100-6DB | + | Heat Detector with 6" Standard Base | 1 | 0.0003 | 0.0003 |  |  |  |  | FALSE | [5 empty] | #FFFF0000 | FA-NFPA 170 HEAT DETECTOR | 1 | FALSE | FALSE | FALSE | 1403 | [13 empty] | FALSE |  |  | 6DB
|  |  | North | Potter | [5 empty] | Module | TRUE | QDC-2 |  | Quick Disconnect Cord | 1 | [6 empty] | FALSE | [5 empty] | #FFFFFFFF |  |  | FALSE | FALSE | FALSE | [14 empty] | FALSE
NFPA 170 FIRE ALARM CONTROL UNIT | RISER FACP |  | North | Potter |  | Fire Alarm Control Unit |  |  |  | Assembly | TRUE | PFC-6006 | + | Conventional Fire Panel for Small or Fire Sprinkler Systems | 1 | [6 empty] | FALSE | [5 empty] | #FFFF0000 | FA-NFPA 170 FIRE ALARM CONTROL UNIT | 1 | FALSE | FALSE | FALSE | 202 | [8 empty] | 7,12,18 |  |  | 2 |  | TRUE
|  |  | North | Potter | [5 empty] | Module | TRUE | NGP-300D |  | Nitrogen Generator with 300 Gallon Largest Riser Fill and 500 gallons of Total Sprinkler System Capacity | 1 | [6 empty] | FALSE | [5 empty] | #FFFFFFFF |  |  | FALSE | FALSE | FALSE | [14 empty] | FALSE
NFPA 170 VALVE SUPERVISORY SWITCH |  |  | North | Potter |  | Valve Supervisory Switch |  |  |  | Module | TRUE | RBVS | + | Retrofit Ball Valve Switch | 1 | [6 empty] | FALSE | [5 empty] | #FFFF0000 | FA-NFPA 170 VALVE SUPERVISORY SWITCH | 1 | FALSE | FALSE | FALSE |  |  |  | 7770-0328:0010 | [10 empty] | FALSE
NFPA 170 SMOKE CO DETECTOR |  |  | North | Potter |  | Smoke/CO Detector |  |  |  | Module | TRUE | PAD300-PCD w/PAD300-RB | ++ | Photoelectric Smoke/CO Detector with 6" Base with One Form-C Relay Contact | 1 | 0.0006 | 0.0006 |  |  |  |  | FALSE | TRUE |  |  |  |  | #FFFF0000 | FA-NFPA 170 SMOKE CO DETECTOR | 1 | FALSE | FALSE | FALSE | 1411 | [13 empty] | FALSE |  |  | RB
|  |  | North | Potter | [5 empty] | Module | TRUE | BMC-33B |  | Anti-defeat Double Bias Contact | 1 | [6 empty] | FALSE | [5 empty] | #FFFFFFFF |  |  | FALSE | FALSE | FALSE | [14 empty] | FALSE
NFPA 170 SMOKE CO DETECTOR |  |  | North | Potter |  | Smoke/CO Detector |  |  |  | Module | TRUE | PAD300-PCD w/PAD300-LFSB (Split) | ++ | Photoelectric Smoke/CO Detector with 6” Base with 520Hz sounder module included | 1 | 0.0006 | 0.0006 |  |  |  |  | FALSE | TRUE |  |  |  |  | #FFFF0000 | FA-NFPA 170 SMOKE CO DETECTOR | 1 | FALSE | FALSE | FALSE | 1411 | [13 empty] | FALSE |  |  | LF
NFPA 170 SMOKE DETECTOR |  |  | North | Potter |  | Smoke Detector |  |  |  | Module | TRUE | PAD300-PD w/PAD300-4DB | ++ | Photoelectric Smoke Detector with 4" Standard Base | 1 | 0.0003 | 0.0003 |  |  |  |  | FALSE | TRUE |  |  |  |  | #FFFF0000 | FA-NFPA 170 SMOKE DETECTOR | 1 | FALSE | FALSE | FALSE | 1408 | [13 empty] | FALSE |  |  | 4DB
|  |  | North | Potter | Security/Access Control |  |  |  |  | Module | TRUE | ODC-56 Series |  | Overhead Door Contact with Fixed Magnet | 1 | [6 empty] | FALSE | [5 empty] | #FFFFFFFF |  |  | FALSE | FALSE | FALSE | [14 empty] | FALSE
|  |  | North | Potter | [5 empty] | Module | TRUE | SB Series |  | Conventional Smoke Detector Bases | 1 | [6 empty] | FALSE | [5 empty] | #FFFFFFFF |  |  | FALSE | FALSE | FALSE |  |  |  | 7300-0328:0153 | [10 empty] | FALSE
NFPA 170 STROBE WALL |  |  | North | Potter |  | Strobe |  |  |  | Module | TRUE | CS-24WBW |  | Strobe, Wall, White, Blue | 1 | 0 | 0.203 |  |  |  |  | FALSE | FALSE |  |  |  |  | #FF0070C0 | FA-NFPA 170 STROBE WALL | 1 | FALSE | FALSE | FALSE | 2023 |  |  | 7135-0328:0209 | [10 empty] | FALSE
NFPA 170 HEAT DETECTOR |  |  | North | Potter |  | Heat Detector |  |  |  | Module | TRUE | 302-EPM-135 | ++ | Heat Detector, 135°F (57°C) | 1 | [6 empty] | FALSE | TRUE |  |  |  |  | #FFFF0000 | FA-NFPA 170 HEAT DETECTOR | 1 | FALSE | FALSE | FALSE | 1403 |  |  | 7270-0021:0001 | [10 empty] | FALSE
NFPA 170 VOICE EVACUATION CONTROL UNIT |  |  | North | Potter |  | Voice Evac Control Unit |  |  |  | Assembly | TRUE | PVX-150/8Z |  | 150W Voice Evacuation System with 8 Speaker Zones | 1 | [6 empty] | FALSE | [5 empty] | #FFFF0000 | FA-NFPA 170 VOICE EVACUATION CONTROL UNIT | 1 | FALSE | FALSE | FALSE | 211 | [8 empty] | 7,12,18 |  |  |  |  | TRUE
|  |  | North | Potter | [5 empty] | Module | TRUE | EVD-1 |  | Electronic Vibration Detector | 1 | [6 empty] | FALSE | [5 empty] | #FFFFFFFF |  |  | FALSE | FALSE | FALSE | [14 empty] | FALSE
|  |  | North | Potter | [5 empty] | Module | TRUE | PFC-200RC |  | Fire Alarm Control and Extinguishing Agent Releasing Panel | 1 | [6 empty] | FALSE | [5 empty] | #FFFFFFFF |  |  | FALSE | FALSE | FALSE | [14 empty] | FALSE
NFPA 170 FIRE ALARM CONTROL UNIT | RISER FACP |  | North | Potter |  | Fire Alarm Control Unit |  |  |  | Assembly | TRUE | PFC-4410G3 | + | 7 Zone Releasing Control Panel (Red Cabinet) | 1 | [6 empty] | FALSE |  |  |  | 18 ¼” x 14 ½” x 4 ¾” |  | #FFFF0000 | FA-NFPA 170 FIRE ALARM CONTROL UNIT | 1 | FALSE | FALSE | FALSE | 202 | [8 empty] | 8,12,18,24,33,55 |  | 12 | 5 |  | TRUE
|  |  | North | Potter | [5 empty] | Module | TRUE | PIR-TECT 1 |  | Dual PIR External Motion Detector | 1 | [6 empty] | FALSE | [5 empty] | #FFFFFFFF |  |  | FALSE | FALSE | FALSE | [14 empty] | FALSE
NFPA 170 SMOKE HEAT CO DETECTOR |  |  | North | Potter |  | Smoke/Heat/CO Detector |  |  |  | Module | TRUE | PAD200-PHCD w/PAD100-4DB (Split) | + | Photoelectric Smoke/Heat/CO Detector with 4" Standard Base | 1 | 0.0003 | 0.0003 |  |  |  |  | FALSE | TRUE |  |  |  |  | #FFFF0000 | FA-NFPA 170 SMOKE HEAT CO DETECTOR | 1 | FALSE | FALSE | FALSE | 1411 | [13 empty] | FALSE |  |  | 4DB
NFPA 170 SMOKE CO DETECTOR |  |  | North | Potter |  | Smoke/CO Detector |  |  |  | Module | TRUE | PAD200-PCD w/PAD100-IB | + | Photoelectric Smoke/CO Detector with Isolator Module Included | 1 | 0.00045 | 0.00045 |  |  |  |  | FALSE | TRUE |  |  |  |  | #FFFF0000 | FA-NFPA 170 SMOKE CO DETECTOR | 1 | FALSE | FALSE | FALSE | 1411 | [13 empty] | FALSE |  |  | IB
NFPA 170 SPEAKER STROBE CEILING |  |  | North | Potter |  | Speaker/Strobe |  |  |  | Module | TRUE | CSPKSTR-24BW |  | Plain Blue Speaker/Strobe, Ceiling, White | 1 | 0 | 0.28 |  |  |  |  | FALSE | TRUE |  |  |  |  | #FF0070C0 | FA-NFPA 170 SPEAKER STROBE CEILING | 1 | FALSE | FALSE | FALSE | 2020 |  |  | 7320-0328:0206 | [10 empty] | FALSE |  |  | C
NFPA 170 AMPLIFIER RACK | RISER AMP |  | North | Potter |  | Cards & Components |  |  |  | Card | TRUE | SCA-10070 (70V) Main Board | + | Main Board | 1 | 0.06 | 0.766 |  |  |  |  | TRUE | [5 empty] | #FFFF0000 | FA-NFPA 170 AMPLIFIER RACK | 1 | FALSE | FALSE | FALSE | 300 | [13 empty] | FALSE
NFPA 170 AMPLIFIER RACK | RISER AMP |  | North | Potter |  | Amplifier |  |  |  | Assembly | TRUE | PVC-DPS50/P (25V) | + | Distributed Panel, Single Channel, 50W, Fire Phone | 1 | [6 empty] | FALSE | [5 empty] | #FFFF0000 | FA-NFPA 170 AMPLIFIER RACK | 1 | FALSE | FALSE | FALSE | 300 | [8 empty] | 7,12,18 |  |  |  | 50 | TRUE
NFPA 170 SMOKE HEAT DETECTOR |  |  | North | Potter |  | Smoke/Heat Detector |  |  |  | Module | TRUE | PAD300-PHD w/PAD300-6DB | ++ | Photoelectric Smoke/Heat Detector with 6" Standard Base | 1 | 0.0003 | 0.0003 |  |  |  |  | FALSE | TRUE |  |  |  |  | #FFFF0000 | FA-NFPA 170 SMOKE HEAT DETECTOR | 1 | FALSE | FALSE | FALSE | 1411 | [13 empty] | FALSE |  |  | 6DB
NFPA 170 HORN STROBE CEILING |  |  | North | Potter |  | Horn/Strobe |  |  |  | Module | TRUE | PE-HSWC | ++ | 2-Wire, Horn Strobe, Ceiling, White | 1 | 0 | 0.071 |  |  |  |  | FALSE | TRUE |  |  |  |  | #FF0070C0 | FA-NFPA 170 HORN STROBE CEILING | 1 | FALSE | FALSE | FALSE | 2013 | [13 empty] | FALSE |  |  | C
NFPA 170 FLOW DETECTOR |  |  | North | Potter |  | Flow Detector |  |  |  | Module | TRUE | VSR-FE-2 | + | Waterflow Alarm Switch with Electronic Retard | 1 | [6 empty] | FALSE | [5 empty] | #FFFF0000 | FA-NFPA 170 FLOW DETECTOR | 1 | FALSE | FALSE | FALSE |  |  |  | 7770-0328:0001 | [10 empty] | FALSE
|  |  | North | Potter | [5 empty] | Module | TRUE | DPS-50 |  | Differential Pressure Switch | 1 | [6 empty] | FALSE | [5 empty] | #FFFFFFFF |  |  | FALSE | FALSE | FALSE | [14 empty] | FALSE
|  |  | North | Potter |  | Cards & Components |  |  |  | Card | TRUE | EVX-50E | + | 50W Voice Evacuation Module | 1 | 0.13 | 3.2 |  |  |  |  | TRUE | [5 empty] | #FFFFFFFF |  |  | FALSE | FALSE | FALSE
|  |  | North | Potter | [5 empty] | Module | TRUE | ESZ Series |  | Piezo Alert | 1 | [6 empty] | FALSE | [5 empty] | #FFFFFFFF |  |  | FALSE | FALSE | FALSE | [14 empty] | FALSE
|  |  | North | Potter |  | Hardware |  |  |  | Hardware | TRUE | BVS |  | Ball Valve with Supervisory Switch | 1 | [6 empty] | FALSE | [5 empty] | #FFFFFFFF |  |  | FALSE | FALSE | FALSE | [14 empty] | FALSE
|  |  | North | Potter |  | Hardware |  |  |  | Hardware | TRUE | P2 Series |  | High Security Contact | 1 | [6 empty] | FALSE | [5 empty] | #FFFFFFFF |  |  | FALSE | FALSE | FALSE | [14 empty] | FALSE
NFPA 170 SPEAKER STROBE CEILING |  |  | North | Potter |  | Speaker/Strobe |  |  |  | Module | TRUE | CSPKSTR-24GW |  | Plain Green Speaker/Strobe, Ceiling, White | 1 | 0 | 0.36 |  |  |  |  | FALSE | TRUE |  |  |  |  | #FF0070C0 | FA-NFPA 170 SPEAKER STROBE CEILING | 1 | FALSE | FALSE | FALSE | 2020 |  |  | 7320-0328:0206 | [10 empty] | FALSE |  |  | C
NFPA 170 HEAT DETECTOR |  |  | North | Potter |  | Heat Detector |  |  |  | Module | TRUE | PAD100-HD w/PAD100-RB | + | Heat Detector with 6" Base with One Form-C Relay Contact | 1 | 0.0005 | 0.0005 |  |  |  |  | FALSE | [5 empty] | #FFFF0000 | FA-NFPA 170 HEAT DETECTOR | 1 | FALSE | FALSE | FALSE | 1403 | [13 empty] | FALSE |  |  | RB
NFPA 170 FLOW DETECTOR |  |  | North | Potter |  | Flow Detector |  |  |  | Module | TRUE | VSR-FEX Series | + | Explosion Proof Vane Type Waterflow Switch | 1 | [6 empty] | FALSE | [5 empty] | #FFFF0000 | FA-NFPA 170 FLOW DETECTOR | 1 | FALSE | FALSE | FALSE |  |  |  | 7770-0328:0140 | [10 empty] | FALSE
|  |  | North | Potter | [5 empty] | Module | TRUE | PS100 |  | Excess Pressure Pump Supervisory Switch | 1 | [6 empty] | FALSE | [5 empty] | #FFFFFFFF |  |  | FALSE | FALSE | FALSE |  |  |  | 7770-0328:0001 | [10 empty] | FALSE
NFPA 170 SMOKE DETECTOR |  |  | North | Potter |  | Smoke Detector |  |  |  | Module | TRUE | PSA | + | Addressable Photoelectric Smoke Detector | 1 | 0.000325 | 0.000325 |  |  |  |  | FALSE | TRUE |  |  |  |  | #FFFF0000 | FA-NFPA 170 SMOKE DETECTOR | 1 | FALSE | FALSE | FALSE | 1408 | [13 empty] | FALSE
NFPA 170 SMOKE HEAT DETECTOR |  |  | North | Potter |  | Smoke/Heat Detector |  |  |  | Module | TRUE | PS-24H w/SB | + | Photoelectric Smoke / Heat Detector | 1 |  | 0.15 |  |  |  |  | FALSE | [5 empty] | #FFFF0000 | FA-NFPA 170 SMOKE HEAT DETECTOR | 1 | FALSE | FALSE | FALSE | [14 empty] | FALSE
|  |  | North | Potter | [5 empty] | Module | TRUE | UDACT-9000 |  | Universal Digital Alarm Communicator Transmitter | 1 | [6 empty] | FALSE | [5 empty] | #FFFFFFFF |  |  | FALSE | FALSE | FALSE | [14 empty] | FALSE
|  |  | North | Potter |  | Hardware |  |  |  | Hardware | TRUE | AIB | + | Addressable Isolator Base | 1 | 0.000325 | 0.00234 |  |  |  |  | FALSE | [5 empty] | #FFFFFFFF |  |  | FALSE | FALSE | FALSE |  |  |  | 7272-0328:0194 | [10 empty] | FALSE
NFPA 170 ADDRESSABLE INPUT OUTPUT |  |  | North | Potter |  | Addressable Module |  |  |  | Module | TRUE | PAD100-OROI | + | One Relay One Input Module | 2 | 0.00024 | 0.00024 |  |  |  |  | FALSE | [5 empty] | #FFFF0000 | FA-NFPA 170 ADDRESSABLE INPUT OUTPUT | 1 | FALSE | FALSE | FALSE | 1200 | [13 empty] | FALSE
NFPA 170 CELL COMM | RISER CELL COMM |  | North | Potter |  | Cellular Communicator |  |  |  | Module | TRUE | IntelliCom-5GA | ++ | 5G LTE-M Sole & Dual Path Cellular Commercial Fire Alarm Communicators AT&T | 1 | 0.068 | 0.14 |  |  |  |  | TRUE |  | Plastic housing includes three keyhole slots for triple gang boxes |  | 8 x 5-29/64 x 1½" (20.3 x 13.9 x 3.8cm) |  | #FFFF0000 | FA-NFPA 170 CELL COMM | 1 | FALSE | FALSE | FALSE | 250 | [13 empty] | FALSE
|  |  | North | Potter | [5 empty] | Module | TRUE | PFC-3005T |  | Conventional 5 Zone Fire Panel | 1 | [6 empty] | FALSE | [5 empty] | #FFFFFFFF |  |  | FALSE | FALSE | FALSE | [14 empty] | FALSE
|  |  | North | Potter | [5 empty] | Module | TRUE | THERMOFLEX® CR-EWT Series |  | Explosion Proof Rate of RiseTemperature Heat Detector | 1 | [6 empty] | FALSE | [5 empty] | #FFFFFFFF |  |  | FALSE | FALSE | FALSE | [14 empty] | FALSE
NFPA 170 HEAT DETECTOR |  |  | North | Potter |  | Heat Detector |  |  |  | Module | TRUE | RHA | + | Addressable Rate of Rise / Fixed Heat Detector | 1 | 0.000325 | 0.000325 |  |  |  |  | FALSE | [5 empty] | #FFFF0000 | FA-NFPA 170 HEAT DETECTOR | 1 | FALSE | FALSE | FALSE | [14 empty] | FALSE |  |  | R
|  |  | North | Potter | [5 empty] | Module | TRUE | PSTA |  | System Trouble Alarm | 1 | [6 empty] | FALSE | [5 empty] | #FFFFFFFF |  |  | FALSE | FALSE | FALSE | [14 empty] | FALSE
|  |  | North | Potter | [5 empty] | Module | TRUE | RDC-9 |  | Retractable Mini Cord | 1 | [6 empty] | FALSE | [5 empty] | #FFFFFFFF |  |  | FALSE | FALSE | FALSE | [14 empty] | FALSE
|  |  | North | Potter | [5 empty] | Module | TRUE | PS-TM Series |  | Preassembled Test Module | 1 | [6 empty] | FALSE | [5 empty] | #FFFFFFFF |  |  | FALSE | FALSE | FALSE | [14 empty] | FALSE
NFPA 170 HORN STROBE |  |  | North | Potter |  | Horn/Strobe |  |  |  | Module | TRUE | PE-LFHSW | ++ | Low Frequency Sounder Strobe, White, Fire | 1 | [6 empty] | FALSE | [5 empty] | #FF0070C0 | FA-NFPA 170 HORN STROBE | 1 | FALSE | FALSE | FALSE | 2010 | [13 empty] | FALSE |  |  | LF
NFPA 170 FLOW DETECTOR |  |  | North | Potter |  | Flow Detector |  |  |  | Module | TRUE | VSR-SG | + | Waterflow Alarm Switch with Glue-in Union | 1 | [6 empty] | FALSE | [5 empty] | #FFFF0000 | FA-NFPA 170 FLOW DETECTOR | 1 | FALSE | FALSE | FALSE |  |  |  | 7770-0328:0001 | [10 empty] | FALSE
|  |  | North | Potter | [5 empty] | Module | TRUE | PFC-7500 Series |  | Fire Alarm Communicators | 1 | [6 empty] | FALSE | [5 empty] | #FFFFFFFF |  |  | FALSE | FALSE | FALSE | [14 empty] | FALSE
NFPA 170 STROBE WALL |  |  | North | Potter |  | Strobe |  |  |  | Module | TRUE | CS-24WRR |  | Strobe, Wall, Red, Red | 1 | 0 | 0.203 |  |  |  |  | FALSE | FALSE |  |  |  |  | #FF0070C0 | FA-NFPA 170 STROBE WALL | 1 | FALSE | FALSE | FALSE | 2023 |  |  | 7135-0328:0209 | [10 empty] | FALSE
NFPA 170 STROBE WALL |  |  | North | Potter |  | Strobe |  |  |  | Module | TRUE | S-24WR |  | Strobe, 24 VDC, Red | 1 | 0 | 0.042 |  |  |  |  | FALSE | FALSE |  |  |  |  | #FF0070C0 | FA-NFPA 170 STROBE WALL | 1 | FALSE | FALSE | FALSE | 2023 | [13 empty] | FALSE
NFPA 170 SMOKE HEAT DETECTOR |  |  | North | Potter |  | Smoke/Heat Detector |  |  |  | Module | TRUE | PAD300-PHD w/PAD300-IB (Split) | ++ | Photoelectric Smoke/Heat Detector with Isolator Module Included | 1 | 0.0006 | 0.0006 |  |  |  |  | FALSE | TRUE |  |  |  |  | #FFFF0000 | FA-NFPA 170 SMOKE HEAT DETECTOR | 1 | FALSE | FALSE | FALSE | 1411 | [13 empty] | FALSE |  |  | IB
|  |  | North | Potter | [5 empty] | Module | TRUE | HUSK-20 |  | Latching Hold-Up Switch | 1 | [6 empty] | FALSE | [5 empty] | #FFFFFFFF |  |  | FALSE | FALSE | FALSE | [14 empty] | FALSE
NFPA 170 HORN STROBE CEILING |  |  | North | Potter |  | Horn/Strobe |  |  |  | Module | TRUE | CHS-24W |  | Horn Strobe, Ceiling, White | 1 | 0 | 0.223 |  |  |  |  | FALSE | TRUE |  |  |  |  | #FF0070C0 | FA-NFPA 170 HORN STROBE CEILING | 1 | FALSE | FALSE | FALSE | 2013 |  |  | 7135-0328:0210 | [10 empty] | FALSE |  |  | C
|  |  | North | Potter | [5 empty] | Module | TRUE | NGP-2200D-M5 |  | Nitrogen Generator with 2,200 Gallon Largest Riser Fill and 16,000 gallons of Total Sprinkler System Capacity | 1 | [6 empty] | FALSE | [5 empty] | #FFFFFFFF |  |  | FALSE | FALSE | FALSE | [14 empty] | FALSE
|  |  | North | Potter | [5 empty] | Module | TRUE | IPS Series |  | Industrial Pressure Switch | 1 | [6 empty] | FALSE | [5 empty] | #FFFFFFFF |  |  | FALSE | FALSE | FALSE | [14 empty] | FALSE
|  |  | North | Potter | [5 empty] | Module | TRUE | PTS-B |  | Plug Type Supervisory Switch | 1 | [6 empty] | FALSE | [5 empty] | #FFFFFFFF |  |  | FALSE | FALSE | FALSE | [14 empty] | FALSE
NFPA 170 HORN STROBE |  |  | North | Potter |  | Horn/Strobe |  |  |  | Module | TRUE | HSLP-24PWW |  | Outdoor Horn Strobe, Fixed 75 Candela, Low Profile Enclosure, Off-White-Plain | 1 | 0 | 0.226 |  |  |  |  | FALSE | [5 empty] | #FF0070C0 | FA-NFPA 170 HORN STROBE | 1 | FALSE | FALSE | FALSE | 2012 | [13 empty] | FALSE |  |  | WP
|  |  | North | Potter |  | Cards & Components |  |  |  | Card | TRUE | ARC-100 Main Board | + | Fire Alarm Releasing Control Panel Main Board | 1 | 0.13 | 0.2 | 5 |  |  |  | TRUE | [5 empty] | #FFFFFFFF |  |  | FALSE | FALSE | FALSE | [14 empty] | FALSE
|  |  | North | Potter |  | Cards & Components |  |  |  | Card | TRUE | PVC-ASC | + |  | 1 | 0.023 | 0.023 |  |  |  |  | TRUE | [5 empty] | #FFFFFFFF |  |  | FALSE | FALSE | FALSE
|  |  | North | Potter | [5 empty] | Module | TRUE | CF-135W |  | Fixed Temperature Heat Detector, 135°F (57°C) | 1 | [6 empty] | FALSE | [5 empty] | #FFFFFFFF |  |  | FALSE | FALSE | FALSE | [14 empty] | FALSE
|  |  | North | Potter |  | Cards & Components |  |  |  | Card | TRUE | PVC-MBR (25V) | + |  | 1 | 0.031 | 0.031 |  |  |  |  | TRUE | [5 empty] | #FFFFFFFF |  |  | FALSE | FALSE | FALSE
NFPA 170 SMOKE HEAT CO DETECTOR |  |  | North | Potter |  | Smoke/Heat/CO Detector |  |  |  | Module | TRUE | PAD200-PCHD w/PAD100-6DB | + | Photoelectric Smoke/Hea/CO Detector with 6" Standard Base | 1 | 0.0003 | 0.0003 |  |  |  |  | FALSE | TRUE |  |  |  |  | #FFFF0000 | FA-NFPA 170 SMOKE HEAT CO DETECTOR | 1 | FALSE | FALSE | FALSE | 1411 | [13 empty] | FALSE |  |  | 6DB
|  |  | North | Potter | [5 empty] | Module | TRUE | WTK |  | Water Test Kit | 1 | [6 empty] | FALSE | [5 empty] | #FFFFFFFF |  |  | FALSE | FALSE | FALSE | [14 empty] | FALSE
NFPA 170 REMOTE TEST SWITCH |  |  | North | Potter |  | REMOTE TEST SWITCH |  |  |  | Module | TRUE | PAD100-DRTS | + | Duct Remote Test Switch | 1 | 0.01 | 0.015 |  |  |  |  | FALSE | [5 empty] | #FFFF0000 | FA-NFPA 170 REMOTE TEST SWITCH | 1 | FALSE | FALSE | FALSE | 914 | [13 empty] | FALSE
NFPA 170 FLOW DETECTOR |  |  | North | Potter |  | Flow Detector |  |  |  | Module | TRUE | VSR-SFG | + | Waterflow Alarm Switch with Glue-in Union | 1 | [6 empty] | FALSE | [5 empty] | #FFFF0000 | FA-NFPA 170 FLOW DETECTOR | 1 | FALSE | FALSE | FALSE |  |  |  | 7770-0328:0001 | [10 empty] | FALSE
NFPA 170 SMOKE HEAT DETECTOR |  |  | North | Potter |  | Smoke/Heat Detector |  |  |  | Module | TRUE | PAD300-PHD w/PAD300-RB (Split) | ++ | Photoelectric Smoke/Heat Detector with 6" Base with One Form-C Relay Contact | 1 | 0.0006 | 0.0006 |  |  |  |  | FALSE | TRUE |  |  |  |  | #FFFF0000 | FA-NFPA 170 SMOKE HEAT DETECTOR | 1 | FALSE | FALSE | FALSE | 1411 | [13 empty] | FALSE |  |  | RB
|  |  | North | Potter |  | Cards & Components |  |  |  | Card | TRUE | PVX-50E |  | 50W Voice Evacuation System Expander | 1 | 0.15 | 0.8 |  |  |  |  | TRUE | [5 empty] | #FFFFFFFF |  |  | FALSE | FALSE | FALSE | [14 empty] | FALSE
NFPA 170 STROBE WALL |  |  | North | Potter |  | Strobe |  |  |  | Module | TRUE | S24-177PW |  | Strobe, High Candela (Fixed 177 Candela), Plain White | 1 | 0 | 0.213 |  |  |  |  | FALSE | [5 empty] | #FF0070C0 | FA-NFPA 170 STROBE WALL | 1 | FALSE | FALSE | FALSE | 2023 | [13 empty] | FALSE
NFPA 170 HEAT DETECTOR |  |  | North | Potter |  | Heat Detector |  |  |  | Module | TRUE | PAD300-HD w/PAD300-SB | ++ | Heat Detector with 6" Base with Sounder Module Included | 1 | 0.0006 | 0.0006 |  |  |  |  | FALSE | [5 empty] | #FFFF0000 | FA-NFPA 170 HEAT DETECTOR | 1 | FALSE | FALSE | FALSE | 1403 | [13 empty] | FALSE |  |  | SB
NFPA 170 AMPLIFIER RACK | RISER AMP |  | North | Potter |  | Amplifier |  |  |  | Assembly | TRUE | PVC-DP50/P (70V) | + | Distributed Panel, Dual Channel, 50W, Fire Phone | 1 | [6 empty] | FALSE | [5 empty] | #FFFF0000 | FA-NFPA 170 AMPLIFIER RACK | 1 | FALSE | FALSE | FALSE | 300 | [8 empty] | 7,12,18 |  |  |  | 50 | TRUE
NFPA 170 FLOW DETECTOR |  |  | North | Potter |  | Flow Detector |  |  |  | Module | TRUE | VS-SP Series | + | Special Application Waterflow Switch without Retard | 1 | [6 empty] | FALSE | [5 empty] | #FFFF0000 | FA-NFPA 170 FLOW DETECTOR | 1 | FALSE | FALSE | FALSE |  |  |  | 7770-0328:0001 | [10 empty] | FALSE
NFPA 170 SMOKE DETECTOR |  |  | North | Potter |  | Smoke Detector |  |  |  | Module | TRUE | PAD100-PD | + | Photoelectric Smoke Sensor | 1 | 0.0003 | 0.0003 |  |  |  |  | FALSE | TRUE |  |  |  |  | #FFFF0000 | FA-NFPA 170 SMOKE DETECTOR | 1 | FALSE | FALSE | FALSE | 1408 | [13 empty] | FALSE
|  |  | North | Potter | [5 empty] | Assembly | TRUE | P400 |  | Fire Alarm Control Panel | 1 | [6 empty] | FALSE | [5 empty] | #FFFFFFFF |  |  | FALSE | FALSE | FALSE | [9 empty] | 7,12,18 |  |  |  |  | TRUE
|  |  | North | Potter |  | Cards & Components |  |  |  | Card | TRUE | NCF-1000 | + | NETWORK CARD FIBER | 1 | 0.095 | 0.095 |  |  |  |  | TRUE | [5 empty] | #FFFFFFFF |  |  | FALSE | FALSE | FALSE | [14 empty] | FALSE
NFPA 170 STROBE WALL |  |  | North | Potter |  | Strobe |  |  |  | Module | TRUE | CSLP-24B-WP |  | Strobe, Wall, Red, Blue, Outdoor, Low Profile | 1 | 0 | 0.164 |  |  |  |  | FALSE | FALSE |  |  |  |  | #FF0070C0 | FA-NFPA 170 STROBE WALL | 1 | FALSE | FALSE | FALSE | 2023 | [13 empty] | FALSE
NFPA 170 SMOKE CO DETECTOR |  |  | North | Potter |  | Smoke/CO Detector |  |  |  | Module | TRUE | PAD200-PCD w/PAD100-SB (Split) | + | Photoelectric Smoke/CO Detector with 6" Base with One Form-C Relay Contact | 1 | 0.0005 | 0.0005 |  |  |  |  | FALSE | TRUE |  |  |  |  | #FFFF0000 | FA-NFPA 170 SMOKE CO DETECTOR | 1 | FALSE | FALSE | FALSE | 1411 | [13 empty] | FALSE |  |  | SB
NFPA 170 STROBE CEILING |  |  | North | Potter |  | Strobe |  |  |  | Module | TRUE | SL24C-3075110 |  | Selectable Candela Ceiling Strobe | 1 | 0 | 0.116 |  |  |  |  | FALSE | TRUE |  |  |  |  | #FF0070C0 | FA-NFPA 170 STROBE CEILING | 1 | FALSE | FALSE | FALSE | 2022 | [13 empty] | FALSE |  |  | C
NFPA 170 SPEAKER STROBE |  |  | North | Potter |  | Speaker/Strobe |  |  |  | Module | TRUE | SPKSTR-15/75-AL-WP | + | Speaker/Strobe Red Alert Label | 1 | [6 empty] | FALSE | FALSE |  |  |  |  | #FF0070C0 | FA-NFPA 170 SPEAKER STROBE | 1 | FALSE | FALSE | FALSE | 2019 | [13 empty] | FALSE |  |  | WP
NFPA 170 VALVE SUPERVISORY SWITCH |  |  | North | Potter |  | Valve Supervisory Switch |  |  |  | Module | TRUE | OSYSU-CRH | + | Corrosion Resistant Outside Screw and Yoke Valve Supervisory Switch | 1 | [6 empty] | FALSE | [5 empty] | #FFFF0000 | FA-NFPA 170 VALVE SUPERVISORY SWITCH | 1 | FALSE | FALSE | FALSE |  |  |  | 7770-0328:0010 | [10 empty] | FALSE
NFPA 170 LOCAL OPERATOR CONSOLE |  |  | North | Potter |  | Local Operator Console |  |  |  | Module | TRUE | PVX-RM16 |  | Remote Microphone With Select Switches | 1 | 0.012 | 0.0365 |  |  |  |  | FALSE | [5 empty] | #FFFF0000 | FA-NFPA 170 LOCAL OPERATOR CONSOLE | 1 | FALSE | FALSE | FALSE | 265 | [13 empty] | FALSE
|  |  | North | Potter |  | Cards & Components |  |  |  | Card | TRUE | PAD100-SLCE (100pt) | + | SLC Loop Expander | 1 | 0.06 | 0.06 |  |  |  |  | TRUE | [5 empty] | #FFFFFFFF |  |  | FALSE | FALSE | FALSE | [14 empty] | FALSE
|  |  | North | Potter |  | Cards & Components |  |  |  | Card | TRUE | PFC-6200 MAIN BOARD | + | Main Board for PFC-6200 Fire Alarm Control Panel | 1 | 0.13 | 0.22 |  |  |  |  | TRUE | [5 empty] | #FFFFFFFF |  |  | FALSE | FALSE | FALSE | [14 empty] | FALSE
NFPA 170 AMPLIFIER RACK | RISER AMP |  | North | Potter |  | Amplifier |  |  |  | Assembly | TRUE | SCA-5070 (25V) | + | SINGLE CHANNEL 50W, 25V OR 70V SELECTABLE AMPLIFIER | 1 | [6 empty] | FALSE | [5 empty] | #FFFF0000 | FA-NFPA 170 AMPLIFIER RACK | 1 | FALSE | FALSE | FALSE | 300 | [8 empty] | 12 |  |  |  | 50 | TRUE
NFPA 170 MINI HORN |  |  | North | Potter |  | Horn |  |  |  | Module | TRUE | MH-12/24W |  | Mini-Horn, White | 1 | 0 | 0.015 |  |  |  |  | FALSE | [5 empty] | #FF0070C0 | FA-NFPA 170 MINI HORN | 1 | FALSE | FALSE | FALSE | 2014 | [13 empty] | FALSE
NFPA 170 HORN STROBE |  |  | North | Potter |  | Horn/Strobe |  |  |  | Module | TRUE | SH-24H-WP |  | Weatherproof High Intensity Horn Strobe | 1 | 0 | 0.277 |  |  |  |  | FALSE | [5 empty] | #FF0070C0 | FA-NFPA 170 HORN STROBE | 1 | FALSE | FALSE | FALSE | 2012 | [13 empty] | FALSE
NFPA 170 SMOKE HEAT DETECTOR |  |  | North | Potter |  | Smoke/Heat Detector |  |  |  | Module | TRUE | PAD200-PHD w/PAD100-LFSB (Split) | + | Photoelectric Smoke/Heat Detector with 6" Base with LF Sounder Module Included | 1 | 0.0005 | 0.0005 |  |  |  |  | FALSE | TRUE |  |  |  |  | #FFFF0000 | FA-NFPA 170 SMOKE HEAT DETECTOR | 1 | FALSE | FALSE | FALSE | 1408 | [13 empty] | FALSE |  |  | LF¦SB
NFPA 170 SMOKE HEAT CO DETECTOR |  |  | North | Potter |  | Smoke/Heat/CO Detector |  |  |  | Module | TRUE | PAD200-PCHD w/PAD100-SPKB (Split) | + | Photoelectric Smoke/Hea/CO Detector with Speaker Base with One Form-C Relay Contact | 1 | 0.00045 | 0.00045 |  |  |  |  | FALSE | TRUE |  |  |  |  | #FFFF0000 | FA-NFPA 170 SMOKE HEAT CO DETECTOR | 1 | FALSE | FALSE | FALSE | 1411 | [13 empty] | FALSE |  |  | SB
NFPA 170 AMPLIFIER RACK | RISER AMP |  | North | Potter |  | Amplifier |  |  |  | Assembly | TRUE | PVC-DPS100 (70V) | + | Distributed Panel, Single Channel, 100W | 1 | [6 empty] | FALSE | [5 empty] | #FFFF0000 | FA-NFPA 170 AMPLIFIER RACK | 1 | FALSE | FALSE | FALSE | 300 | [8 empty] | 7,12,18 |  |  |  | 100 | TRUE
NFPA 170 VALVE SUPERVISORY SWITCH |  |  | North | Potter |  | Valve Supervisory Switch |  |  |  | Module | TRUE | WCS Series | + | Water Column Switch | 1 | [6 empty] | FALSE | [5 empty] | #FFFF0000 | FA-NFPA 170 VALVE SUPERVISORY SWITCH | 1 | FALSE | FALSE | FALSE | 916 |  |  | 7770-0328:0183 | [10 empty] | FALSE
|  |  | North | Potter | [5 empty] | Module | TRUE | ATTE-B |  | Fire Alarm and Trouble Transmitter | 1 | [6 empty] | FALSE | [5 empty] | #FFFFFFFF |  |  | FALSE | FALSE | FALSE | [14 empty] | FALSE
NFPA 170 FIRE ALARM CONTROL UNIT | RISER FACP |  | North | Potter |  | Fire Alarm Control Unit |  |  |  | Assembly | TRUE | PFC-5002 |  | Fire Alarm Control Panel | 1 | [6 empty] | FALSE | [5 empty] | #FFFF0000 | FA-NFPA 170 FIRE ALARM CONTROL UNIT | 1 | FALSE | FALSE | FALSE | 202 | [8 empty] | 7,12,18 |  |  |  |  | TRUE
|  |  | North | Potter |  | Cards & Components |  |  |  | Card | TRUE | PVX-25 Main Board |  | Main Board for PVX-25 25W Voice Evacuation System | 1 | 0.18 | 1.1 |  |  |  |  | TRUE | [5 empty] | #FFFFFFFF |  |  | FALSE | FALSE | FALSE | [14 empty] | FALSE
|  |  | North | Potter |  | Cards & Components |  |  |  | Card | TRUE | PVX-SL8 |  | LED Switch Card | 1 | 0.003 | 0.00516 |  |  |  |  | TRUE | [5 empty] | #FFFFFFFF |  |  | FALSE | FALSE | FALSE | [14 empty] | FALSE
NFPA 170 SMOKE HEAT DETECTOR |  |  | North | Potter |  | Smoke/Heat Detector |  |  |  | Module | TRUE | PAD200-PHD w/PAD100-IB (Split) | + | Photoelectric Smoke/Heat Detector with Isolator Module Included | 1 | 0.00045 | 0.00045 |  |  |  |  | FALSE | TRUE |  |  |  |  | #FFFF0000 | FA-NFPA 170 SMOKE HEAT DETECTOR | 1 | FALSE | FALSE | FALSE | 1411 | [13 empty] | FALSE |  |  | IB
|  |  | North | Potter | Security/Access Control |  |  |  |  | Module | TRUE | ODC-59 Series |  | Overhead Door Contact | 1 | [6 empty] | FALSE | [5 empty] | #FFFFFFFF |  |  | FALSE | FALSE | FALSE | [14 empty] | FALSE
NFPA 170 HORN STROBE |  |  | North | Potter |  | Horn/Strobe |  |  |  | Module | TRUE | SSX-82 Series |  | 127dB Durable Siren or Siren Strobe | 1 | [6 empty] | FALSE | [5 empty] | #FF0070C0 | FA-NFPA 170 HORN STROBE | 1 | FALSE | FALSE | FALSE | 2012 | [13 empty] | FALSE
NFPA 170 STROBE WALL |  |  | North | Potter |  | Strobe |  |  |  | Module | TRUE | CS-24WGR |  | Strobe, Wall, Red, Green | 1 | 0 | 0.203 |  |  |  |  | FALSE | FALSE |  |  |  |  | #FF0070C0 | FA-NFPA 170 STROBE WALL | 1 | FALSE | FALSE | FALSE | 2023 |  |  | 7135-0328:0209 | [10 empty] | FALSE
NFPA 170 HORN STROBE |  |  | North | Potter |  | Horn/Strobe |  |  |  | Module | TRUE | HS24-177W |  | Horn Strobe, High Candela (Fixed 177 Candela), White | 1 | 0 | 0.269 |  |  |  |  | FALSE | [5 empty] | #FF0070C0 | FA-NFPA 170 HORN STROBE | 1 | FALSE | FALSE | FALSE | 2012 | [13 empty] | FALSE
|  |  | North | Potter |  | Cards & Components |  |  |  | Card | TRUE | NCE-1000 | + | NETWORK CARD ETHERNET | 1 | 0.05 | 0.05 |  |  |  |  | TRUE | [5 empty] | #FFFFFFFF |  |  | FALSE | FALSE | FALSE | [14 empty] | FALSE
NFPA 170 VOICE EVACUATION CONTROL UNIT |  |  | North | Potter |  | Voice Evac Control Unit |  |  |  | Assembly | TRUE | PVX-100/12Z |  | 100W Voice Evacuation System with 12 Speaker Zones | 1 | [6 empty] | FALSE | [5 empty] | #FFFF0000 | FA-NFPA 170 VOICE EVACUATION CONTROL UNIT | 1 | FALSE | FALSE | FALSE | 211 | [8 empty] | 7,12,18 |  |  |  |  | TRUE
NFPA 170 PRESSURE SWITCH |  |  | North | Potter |  | Pressure Switch |  |  |  | Module | TRUE | PS15 | + | Low/High Supervisory Pressure Switch for Low Differential Dry and Preaction Valves - Nominal System Pressure 15 psi | 1 | [6 empty] | FALSE | [5 empty] | #FFFF0000 | FA-NFPA 170 PRESSURE SWITCH | 1 | FALSE | FALSE | FALSE |  |  |  | 7770-0328:0010 | [10 empty] | FALSE
|  |  | North | Potter | [5 empty] | Module | TRUE | SNM |  | Supervised Notification Module | 1 | [6 empty] | FALSE | [5 empty] | #FFFFFFFF |  |  | FALSE | FALSE | FALSE | [14 empty] | FALSE
NFPA 170 VALVE SUPERVISORY SWITCH |  |  | North | Potter |  | Valve Supervisory Switch |  |  |  | Module | TRUE | OSYSU-EX | + | Explosion Proof Outside Screw and Yoke Valve Supervisory Switch | 1 | [6 empty] | FALSE | [5 empty] | #FFFF0000 | FA-NFPA 170 VALVE SUPERVISORY SWITCH | 1 | FALSE | FALSE | FALSE |  |  |  | 7770-0328:0010 | [10 empty] | FALSE
NFPA 170 SMOKE DETECTOR |  |  | North | Potter |  | Smoke Detector |  |  |  | Module | TRUE | PAD300-PD w/PAD300-LFSB | ++ | Photoelectric Smoke Detector with 6" Base with 520Hz sounder module included | 1 | 0.0006 | 0.0006 |  |  |  |  | FALSE | TRUE |  |  |  |  | #FFFF0000 | FA-NFPA 170 SMOKE DETECTOR | 1 | FALSE | FALSE | FALSE | 1408 | [13 empty] | FALSE |  |  | LF
NFPA 170 FIRE ALARM CONTROL UNIT | RISER FACP |  | North | Potter |  | Fire Alarm Control Unit |  |  |  | Assembly | TRUE | AFC-100 |  | Fire Alarm Control Panel | 1 | [6 empty] | FALSE | [5 empty] | #FFFF0000 | FA-NFPA 170 FIRE ALARM CONTROL UNIT | 1 | FALSE | FALSE | FALSE | 251 |  |  | 7165-0328:0509 | [5 empty] | 8,18,55 |  |  | 5 |  | TRUE
|  |  | North | Potter | [5 empty] | Module | TRUE | EVD-2 |  | Electronic Vibration Detector with Remote Pickup | 1 | [6 empty] | FALSE | [5 empty] | #FFFFFFFF |  |  | FALSE | FALSE | FALSE | [14 empty] | FALSE
NFPA 170 AMPLIFIER RACK | RISER AMP |  | North | Potter |  | Amplifier |  |  |  | Assembly | TRUE | PVC-DPS50/P (70V) | + | Distributed Panel, Single Channel, 50W, Fire Phone | 1 | [6 empty] | FALSE | [5 empty] | #FFFF0000 | FA-NFPA 170 AMPLIFIER RACK | 1 | FALSE | FALSE | FALSE | 300 | [8 empty] | 7,12,18 |  |  |  | 50 | TRUE
|  |  | North | Potter | [5 empty] | Module | TRUE | ARM-2 |  | DPDT Auxiliary Relay Module | 1 | [6 empty] | FALSE | [5 empty] | #FFFFFFFF |  |  | FALSE | FALSE | FALSE |  |  |  | 7165-0328:0155 | [10 empty] | FALSE
NFPA 170 VALVE SUPERVISORY SWITCH |  |  | North | Potter |  | Valve Supervisory Switch |  |  |  | Module | TRUE | PIVSU-EX-O | + | Outdoor Explosion Proof Post Indicator and Butterfly Valve Supervisory Switch | 1 | [6 empty] | FALSE | [5 empty] | #FFFF0000 | FA-NFPA 170 VALVE SUPERVISORY SWITCH | 1 | FALSE | FALSE | FALSE | [14 empty] | FALSE
|  |  | North | Potter |  | Cards & Components |  |  |  | Card | TRUE | EVX-25EM | + | 25W Voice Evacuation Module w/ mic | 1 | 0.18 | 2.5 |  |  |  |  | TRUE | [5 empty] | #FFFFFFFF |  |  | FALSE | FALSE | FALSE
NFPA 170 HORN STROBE |  |  | North | Potter |  | Horn/Strobe |  |  |  | Module | TRUE | LFHS-15W |  | Low Profile Horn Strobe, Low Frequency, Fixed 15 Candela, White | 1 | 0 | 0.175 |  |  |  |  | FALSE | [5 empty] | #FF0070C0 | FA-NFPA 170 HORN STROBE | 1 | FALSE | FALSE | FALSE | 2012 | [13 empty] | FALSE |  |  | LF
|  |  | North | Potter | [5 empty] | Module | TRUE | ARM-1 |  | 4PDT Auxiliary Relay Module | 1 | [6 empty] | FALSE | [5 empty] | #FFFFFFFF |  |  | FALSE | FALSE | FALSE |  |  |  | 7165-0328:0155 | [10 empty] | FALSE
NFPA 170 SPEAKER STROBE CEILING |  |  | North | Potter |  | Speaker/Strobe |  |  |  | Module | TRUE | CSPKSTR-24RR |  | Plain Red Speaker/Strobe, Ceiling, Red | 1 | 0 | 0.397 |  |  |  |  | FALSE | TRUE |  |  |  |  | #FF0070C0 | FA-NFPA 170 SPEAKER STROBE CEILING | 1 | FALSE | FALSE | FALSE | 2020 |  |  | 7320-0328:0206 | [10 empty] | FALSE |  |  | C
|  |  | North | Potter | [5 empty] | Module | TRUE | CM-4 Series |  | Electronic Chime with Volume Control | 1 | [6 empty] | FALSE | [5 empty] | #FFFFFFFF |  |  | FALSE | FALSE | FALSE | [14 empty] | FALSE
NFPA 170 MANUAL PULL |  |  | North | Potter |  | Manual Station |  |  |  | Module | TRUE | PAD100-PSDA | + | Addressable Pull Station Dual Action | 1 | 0.0002 | 0.0002 |  |  |  |  | FALSE | [5 empty] | #FFFF0000 | FA-NFPA 170 MANUAL PULL | 1 | FALSE | FALSE | FALSE | 957 | [13 empty] | FALSE
NFPA 170 FIRE PHONE |  |  | North | Potter |  | Fire Phone |  |  |  | Module | TRUE | PVC-FJ | + | Telephone Jack | 1 | [6 empty] | FALSE | [5 empty] | #FFFF0000 | FA-NFPA 170 FIRE PHONE | 1 | FALSE | FALSE | FALSE | [14 empty] | FALSE
NFPA 170 HEAT DETECTOR |  |  | North | Potter |  | Heat Detector |  |  |  | Module | TRUE | 302-ET-135 | ++ | Heat Detector, 135°F (57°C) | 1 | [6 empty] | FALSE | TRUE |  |  |  |  | #FFFF0000 | FA-NFPA 170 HEAT DETECTOR | 1 | FALSE | FALSE | FALSE | 1403 |  |  | 7270-0021:0001 | [10 empty] | FALSE
NFPA 170 DUCT SMOKE DETECTOR |  |  | North | Potter |  | Duct Smoke Detector |  |  |  | Module | TRUE | PAD300-DUCT w/PAD300-DD | ++ | Analog Addressable Duct Detector | 1 | 0.0003 | 0.0003 |  |  |  |  | FALSE | TRUE |  |  |  |  | #FFFF0000 | FA-NFPA 170 DUCT SMOKE DETECTOR | 1 | FALSE | FALSE | FALSE | 1400 | [13 empty] | FALSE
|  |  | North | Potter |  | Cards & Components |  |  |  | Card | TRUE | PVC-DCC | + |  | 1 | 0.083 | 0.083 |  |  |  |  | TRUE | [5 empty] | #FFFFFFFF |  |  | FALSE | FALSE | FALSE
NFPA 170 VOICE EVACUATION CONTROL UNIT |  |  | North | Potter |  | Voice Evac Control Unit |  |  |  | Assembly | TRUE | PVC-MP64/P | + | Master Panel, 64 Switch Control, Master Fire Phone | 1 | [6 empty] | FALSE | [5 empty] | #FFFF0000 | FA-NFPA 170 VOICE EVACUATION CONTROL UNIT | 1 | FALSE | FALSE | FALSE | 211 | [8 empty] | 7,12,18 |  |  |  |  | TRUE
NFPA 170 STROBE WALL |  |  | North | Potter |  | Strobe |  |  |  | Module | TRUE | S-24PWR-WP |  | Outdoor Strobe, Fixed 75 Candela, Standard Enclosure, Red-Plain | 1 | 0 | 0.17 |  |  |  |  | FALSE | [5 empty] | #FF0070C0 | FA-NFPA 170 STROBE WALL | 1 | FALSE | FALSE | FALSE | 2023 | [13 empty] | FALSE
|  |  | North | Potter |  | Cards & Components |  |  |  | Card | TRUE | PSN-64 MAIN BOARD | + | PSN-64 MAIN BOARD | 1 | 0.075 | 0.075 |  |  |  |  | TRUE | [5 empty] | #FFFFFFFF |  |  | FALSE | FALSE | FALSE | [14 empty] | FALSE
NFPA 170 FIRE PHONE |  |  | North | Potter |  | Fire Phone |  |  |  | Module | TRUE | PVC-FH | + | Portable Phone Handset | 1 | [6 empty] | FALSE | [5 empty] | #FFFF0000 | FA-NFPA 170 FIRE PHONE | 1 | FALSE | FALSE | FALSE | 208 | [13 empty] | FALSE
NFPA 170 AMPLIFIER RACK | RISER AMP |  | North | Potter |  | Cards & Components |  |  |  | Card | TRUE | SCA-2570 (25V) Main Board | + | Main Board | 1 | 0.058 | 0.608 |  |  |  |  | TRUE | [5 empty] | #FFFF0000 | FA-NFPA 170 AMPLIFIER RACK | 1 | FALSE | FALSE | FALSE | 300 | [13 empty] | FALSE
NFPA 170 STROBE CEILING |  |  | North | Potter |  | Strobe |  |  |  | Module | TRUE | SL24C-177 |  | 177 Candela Ceiling Strobe | 1 | 0 | 0.347 |  |  |  |  | FALSE | TRUE |  |  |  |  | #FF0070C0 | FA-NFPA 170 STROBE CEILING | 1 | FALSE | FALSE | FALSE | 2022 | [13 empty] | FALSE |  |  | C
NFPA 170 ADDRESSABLE INPUT MONITOR MODULE |  |  | North | Potter |  | Addressable Module |  |  |  | Module | TRUE | SCM-4 | + | Single Contact Module | 1 | 0.000325 | 0.001 |  |  |  |  | FALSE | [5 empty] | #FFFF0000 | FA-NFPA 170 ADDRESSABLE INPUT MONITOR MODULE | 1 | FALSE | FALSE | FALSE | 1000 | [13 empty] | FALSE
NFPA 170 SPEAKER STROBE |  |  | North | Potter |  | Speaker/Strobe |  |  |  | Module | TRUE | WCSPKSTR-24BR |  | Weatherproof Plain Blue Speaker/Strobe, Wall, Red | 1 | 0 | 0.28 |  |  |  |  | FALSE | [5 empty] | #FF0070C0 | FA-NFPA 170 SPEAKER STROBE | 1 | FALSE | FALSE | FALSE | 2019 |  |  | 7320-0328:0206 | [10 empty] | FALSE
NFPA 170 SMOKE HEAT DETECTOR |  |  | North | Potter |  | Smoke/Heat Detector |  |  |  | Module | TRUE | PAD200-PHD w/PAD100-SPKB (Split) | + | Photoelectric Smoke/Heat Detector with Speaker Base with One Form-C Relay Contact | 1 | 0.00045 | 0.00045 |  |  |  |  | FALSE | TRUE |  |  |  |  | #FFFF0000 | FA-NFPA 170 SMOKE HEAT DETECTOR | 1 | FALSE | FALSE | FALSE | 1411 | [13 empty] | FALSE |  |  | SB
KEY SWITCH |  |  | North | Potter |  | Switch |  |  |  | Module | TRUE | RCDS-2001 |  | Releasing Circuit Disable Switch (Clean Agent) | 1 | 0.01 | 0.01 |  |  |  |  | FALSE | [5 empty] | #FFFF0000 | FA-KEY SWITCH | 1 | FALSE | FALSE | FALSE | [14 empty] | FALSE |  |  | CA
NFPA 170 STROBE WALL |  |  | North | Potter |  | Strobe |  |  |  | Module | TRUE | CS-24WBR |  | Strobe, Wall, Red, Blue | 1 | 0 | 0.203 |  |  |  |  | FALSE | FALSE |  |  |  |  | #FF0070C0 | FA-NFPA 170 STROBE WALL | 1 | FALSE | FALSE | FALSE | 2023 |  |  | 7135-0328:0209 | [10 empty] | FALSE
NFPA 170 REMOTE ANNUNCIATOR | RISER ANNUNCIATOR |  | North | Potter |  | Remote Annunciator |  |  |  | Module | TRUE | RA-6500R | ++ | LCD Annunciator - RED | 1 | 0.02 | 0.025 |  |  |  |  | TRUE | [5 empty] | #FFFF0000 | FA-NFPA 170 REMOTE ANNUNCIATOR | 1 | FALSE | FALSE | FALSE | 255 | [13 empty] | FALSE
NFPA 170 FIRE ALARM CONTROL UNIT | RISER FACP |  | North | Potter |  | Fire Alarm Control Unit |  |  |  | Assembly | TRUE | AFC-1000V |  | Integrated Voice Fire Alarm Panel | 1 | [6 empty] | FALSE |  |  |  | 21 3/8”W x 29 1/8”H x 4 7/8”D |  | #FFFF0000 | FA-NFPA 170 FIRE ALARM CONTROL UNIT | 1 | FALSE | FALSE | FALSE | 251 |  |  | 7170-0328:0532 | [5 empty] | 8,18,55 |  |  | 10 |  | TRUE
NFPA 170 SMOKE DETECTOR |  |  | North | Potter |  | Smoke Detector |  |  |  | Module | TRUE | 5000-031 (Prism) | + | Fireray 5000 Beam Detector Prism | 1 | [6 empty] | FALSE | TRUE |  |  |  |  | #FFFF0000 | FA-NFPA 170 SMOKE DETECTOR | 1 | FALSE | FALSE | FALSE | 1408 | [13 empty] | FALSE |  |  | SBP
NFPA 170 FLOW DETECTOR |  |  | North | Potter |  | Flow Detector |  |  |  | Module | TRUE | VSR Series | + | Vane Type Waterflow Alarm Switch with Retard | 1 | [6 empty] | FALSE | [5 empty] | #FFFF0000 | FA-NFPA 170 FLOW DETECTOR | 1 | FALSE | FALSE | FALSE |  |  |  | 7770-0328:0001 | [10 empty] | FALSE
NFPA 170 STROBE WALL |  |  | North | Potter |  | Strobe |  |  |  | Module | TRUE | CS-24G-WP |  | Strobe, Wall, Red, Green, Outdoor | 1 | 0 | 0.164 |  |  |  |  | FALSE | FALSE |  |  |  |  | #FF0070C0 | FA-NFPA 170 STROBE WALL | 1 | FALSE | FALSE | FALSE | 2023 |  |  | 7135-0328:0213 | [10 empty] | FALSE
NFPA 170 SMOKE CO DETECTOR |  |  | North | Potter |  | Smoke/CO Detector |  |  |  | Module | TRUE | PAD300-PCD w/PAD300-6DB | ++ | Photoelectric Smoke/CO Detector with 6" Standard Base | 1 | 0.0003 | 0.0003 |  |  |  |  | FALSE | TRUE |  |  |  |  | #FFFF0000 | FA-NFPA 170 SMOKE CO DETECTOR | 1 | FALSE | FALSE | FALSE | 1411 | [13 empty] | FALSE |  |  | 6DB
NFPA 170 SPEAKER WALL |  |  | North | Potter |  | Speaker |  |  |  | Module | TRUE | FASPKR-WW | + | Low Profile Speaker, Wall, White | 1 | [6 empty] | FALSE | FALSE |  |  |  |  | #FF0070C0 | FA-NFPA 170 SPEAKER WALL | 1 | FALSE | FALSE | FALSE | 2019 | [13 empty] | FALSE
NFPA 170 SPEAKER STROBE CEILING |  |  | North | Potter |  | Speaker/Strobe |  |  |  | Module | TRUE | SPKSTR-24CLPPR |  | Low Profile Speaker/Strobe, Ceiling, Plain Red | 1 | 0 | 0.22 |  |  |  |  | FALSE | TRUE |  |  |  |  | #FF0070C0 | FA-NFPA 170 SPEAKER STROBE CEILING | 1 | FALSE | FALSE | FALSE | 2020 | [13 empty] | FALSE |  |  | C
|  |  | North | Potter |  | Hardware |  |  |  | Hardware | TRUE | PAD100-4DB/6DB | + | 4”/6” Addressable Detector Base | 1 | [6 empty] | TRUE | [5 empty] | #FFFFFFFF |  |  | FALSE | FALSE | FALSE | [14 empty] | FALSE
NFPA 170 STROBE CEILING |  |  | North | Potter |  | Strobe |  |  |  | Module | TRUE | CSR-24PCW |  | Strobe, 24 VDC, white, - Red Lens | 1 | [6 empty] | FALSE | TRUE |  |  |  |  | #FF0070C0 | FA-NFPA 170 STROBE CEILING | 1 | FALSE | FALSE | FALSE | 2022 | [13 empty] | FALSE |  |  | C
|  |  | North | Potter | [5 empty] | Module | TRUE | ADC Series |  | 4 Conductor Transfer Cord | 1 | [6 empty] | FALSE | [5 empty] | #FFFFFFFF |  |  | FALSE | FALSE | FALSE | [14 empty] | FALSE
NFPA 170 AMPLIFIER RACK | RISER AMP |  | North | Potter |  | Amplifier |  |  |  | Assembly | TRUE | SCA-2570 (25V) | + | SINGLE CHANNEL 25W, 25V OR 70V SELECTABLE AMPLIFIER | 1 | [6 empty] | FALSE | [5 empty] | #FFFF0000 | FA-NFPA 170 AMPLIFIER RACK | 1 | FALSE | FALSE | FALSE | 300 | [8 empty] | 12 |  |  |  | 25 | TRUE
|  |  | North | Potter | [5 empty] | Module | TRUE | THERMOFLEX® CF-EWT Series |  | Explosion Proof Fixed Temperature Heat Detector | 1 | [6 empty] | FALSE | [5 empty] | #FFFFFFFF |  |  | FALSE | FALSE | FALSE | [14 empty] | FALSE
NFPA 170 FIRE ALARM CONTROL UNIT | RISER FACP |  | North | Potter |  | Fire Alarm Control Unit |  |  |  | Assembly | TRUE | PFC-5008 | + | Microprocessor-Based 8 Zone Conventional Fire Panel | 1 | [6 empty] | FALSE | [5 empty] | #FFFF0000 | FA-NFPA 170 FIRE ALARM CONTROL UNIT | 1 | FALSE | FALSE | FALSE | 202 |  |  | 7165-0328:0155 | [5 empty] | 4,8,12,18,24 |  |  | 5 |  | TRUE
NFPA 170 STROBE WALL |  |  | North | Potter |  | Strobe |  |  |  | Module | TRUE | S-24WR-WP |  | Outdoor Strobe, Fixed 75 Candela, Standard Enclosure, Red | 1 | 0 | 0.112 |  |  |  |  | FALSE | FALSE |  |  |  |  | #FF0070C0 | FA-NFPA 170 STROBE WALL | 1 | FALSE | FALSE | FALSE | 2023 | [13 empty] | FALSE |  |  | WP
NFPA 170 HORN |  |  | North | Potter |  | Horn |  |  |  | Module | TRUE | EH-24PR |  | Low Profile Electric Horn, Plain Red | 1 | 0 | 0.056 |  |  |  |  | FALSE | [5 empty] | #FF0070C0 | FA-NFPA 170 HORN | 1 | FALSE | FALSE | FALSE | 2010 | [13 empty] | FALSE
NFPA 170 SPEAKER STROBE CEILING |  |  | North | Potter |  | Speaker/Strobe |  |  |  | Module | TRUE | CSPKSTR-24AW |  | Alert Amber Speaker/Strobe, Ceiling, White | 1 | 0 | 0.148 |  |  |  |  | FALSE | TRUE |  |  |  |  | #FF0070C0 | FA-NFPA 170 SPEAKER STROBE CEILING | 1 | FALSE | FALSE | FALSE | 2020 |  |  | 7320-0328:0206 | [10 empty] | FALSE |  |  | C
|  |  | North | Potter |  | Cards & Components |  |  |  | Card | TRUE | PVX-50 Main Board |  | Main Board for PVX-50 50W Voice Evacuation System | 1 | 0.15 | 0.8 |  |  |  |  | TRUE | [5 empty] | #FFFFFFFF |  |  | FALSE | FALSE | FALSE | [14 empty] | FALSE
NFPA 170 AMPLIFIER RACK | RISER AMP |  | North | Potter |  | Cards & Components |  |  |  | Card | TRUE | SCA-10070 (25V) Main Board | + | Main Board | 1 | 0.06 | 0.766 |  |  |  |  | TRUE | [5 empty] | #FFFF0000 | FA-NFPA 170 AMPLIFIER RACK | 1 | FALSE | FALSE | FALSE | 300 | [13 empty] | FALSE
|  |  | North | Potter | [5 empty] | Module | TRUE | AMS-25 Series |  | 3/4 inch Press Fit Magnetic Contact | 1 | [6 empty] | FALSE | [5 empty] | #FFFFFFFF |  |  | FALSE | FALSE | FALSE | [14 empty] | FALSE
|  |  | North | Potter | [5 empty] | Module | TRUE | MBA-10G12PV2 |  | Burglar Bell | 1 | [6 empty] | FALSE | [5 empty] | #FFFFFFFF |  |  | FALSE | FALSE | FALSE |  |  |  | 7135-0328:0119 | [10 empty] | FALSE
NFPA 170 HEAT DETECTOR |  |  | North | Potter |  | Heat Detector |  |  |  | Module | TRUE | CR-200W |  | Rate of Rise Heat Detector, 200°F (93°C) | 1 | [6 empty] | FALSE | [5 empty] | #FFFF0000 | FA-NFPA 170 HEAT DETECTOR | 1 | FALSE | FALSE | FALSE | 1403 | [13 empty] | FALSE
NFPA 170 STROBE CEILING |  |  | North | Potter |  | Strobe |  |  |  | Module | TRUE | CS-24W |  | Strobe, Ceiling, White | 1 | 0 | 0.22 |  |  |  |  | FALSE | TRUE |  |  |  |  | #FF0070C0 | FA-NFPA 170 STROBE CEILING | 1 | FALSE | FALSE | FALSE | 2022 |  |  | 7135-0328:0209 | [10 empty] | FALSE |  |  | C
NFPA 170 STROBE WALL |  |  | North | Potter |  | Strobe |  |  |  | Module | TRUE | FSEX-24PMR-MOD | ++ | Red Explosion Proof Strobe | 1 | [6 empty] | FALSE | [5 empty] | #FF0070C0 | FA-NFPA 170 STROBE WALL | 1 | FALSE | FALSE | FALSE | 2010 | [13 empty] | FALSE
|  |  | North | Potter | [5 empty] | Module | TRUE | OFL-331C |  | Fluid Level Sensor | 1 | [6 empty] | FALSE | [5 empty] | #FFFFFFFF |  |  | FALSE | FALSE | FALSE | [14 empty] | FALSE
NFPA 170 HORN STROBE |  |  | North | Potter |  | Horn/Strobe |  |  |  | Module | TRUE | LFHS-110W | ++ | Low Profile Horn Strobe, Low Frequency, Fixed 110 Candela, White | 1 | 0 | 0.326 |  |  |  |  | FALSE | [5 empty] | #FF0070C0 | FA-NFPA 170 HORN STROBE | 1 | FALSE | FALSE | FALSE | 2012 | [13 empty] | FALSE |  |  | LF
NFPA 170 ABORT SWITCH |  |  | North | Potter |  | Switch |  |  |  | Module | TRUE | Abort Switch |  | Abort Switch for Releasing Panels | 1 | [6 empty] | FALSE | [5 empty] | #FFFF0000 | FA-NFPA 170 ABORT SWITCH | 1 | FALSE | FALSE | FALSE | 900 |  |  | 7300-0328:0192 | [10 empty] | FALSE
|  |  | North | Potter |  | Cards & Components |  |  |  | Card | TRUE | FCB-1000 | + | Fire Communications Bridge | 1 | 0.025 | 0.025 |  |  |  |  | TRUE | [5 empty] | #FFFFFFFF |  |  | FALSE | FALSE | FALSE | [14 empty] | FALSE
NFPA 170 HORN STROBE |  |  | North | Potter |  | Horn/Strobe |  |  |  | Module | TRUE | CHS-24RR |  | Horn Strobe, Wall, Red, Red | 1 | 0 | 0.366 |  |  |  |  | FALSE | FALSE |  |  |  |  | #FF0070C0 | FA-NFPA 170 HORN STROBE | 1 | FALSE | FALSE | FALSE | 2012 |  |  | 7135-0328:0210 | [10 empty] | FALSE
| RISER AMP |  | North | Potter |  | Cards & Components |  |  |  | Card | TRUE | SCA-5070INT (25V) | + | SINGLE CHANNEL 50W, 25V SELECTABLE INTEGRATED AMPLIFIER 3 | 1 | 0.05 | 0.138 |  | 50 | 24 |  | TRUE | [5 empty] | #FFFFFFFF |  |  | FALSE | FALSE | FALSE | 300 | [13 empty] | FALSE
NFPA 170 VALVE SUPERVISORY SWITCH |  |  | North | Potter |  | Valve Supervisory Switch |  |  |  | Module | TRUE | CSS-10 | ++ | CoilKeeper Solenoid Supervisory Switch | 1 | 0.02 | 0.04 |  |  |  |  | FALSE |  |  | UV and impact resistant polycarbonate | 4.38” W x 4.00” H x 1.90” D |  | #FFFF0000 | FA-NFPA 170 VALVE SUPERVISORY SWITCH | 1 | FALSE | FALSE | FALSE | 1701 | [13 empty] | FALSE
NFPA 170 HEAT DETECTOR |  |  | North | Potter |  | Heat Detector |  |  |  | Module | TRUE | PAD100-HD w/PAD100-SPKB | + | Heat Detector with 6" Base with Speaker Module Included | 1 | 0.00045 | 0.00045 |  |  |  |  | FALSE | [5 empty] | #FFFF0000 | FA-NFPA 170 HEAT DETECTOR | 1 | FALSE | FALSE | FALSE | 1403 | [13 empty] | FALSE |  |  | SB
NFPA 170 SMOKE HEAT DETECTOR |  |  | North | Potter |  | Smoke/Heat Detector |  |  |  | Module | TRUE | PAD300-PHD w/PAD300-LFSB (Split) | ++ | Photoelectric Smoke/Heat Detector with 6" Base with LF Sounder Module Included | 1 | 0.0006 | 0.0006 |  |  |  |  | FALSE | TRUE |  |  |  |  | #FFFF0000 | FA-NFPA 170 SMOKE HEAT DETECTOR | 1 | FALSE | FALSE | FALSE | 1408 | [13 empty] | FALSE |  |  | LF
|  |  | North | Potter |  | Cards & Components |  |  |  | Card | TRUE | MC-1000 | + | Multi-Connect Expander | 1 | 0.01 | 0.01 |  |  |  |  | TRUE | [5 empty] | #FFFFFFFF |  |  | FALSE | FALSE | FALSE | [14 empty] | FALSE
NFPA 170 STROBE CEILING |  |  | North | Potter |  | Strobe |  |  |  | Module | TRUE | PE-STRC | ++ | Strobe, Ceiling, Red | 1 | 0 | 0.043 |  |  |  |  | FALSE | TRUE |  |  |  |  | #FF0070C0 | FA-NFPA 170 STROBE CEILING | 1 | FALSE | FALSE | FALSE | 2023 | [13 empty] | FALSE
|  |  | North | Potter | [5 empty] | Module | TRUE | NGP-1000D-M1 |  | Nitrogen Generator with 1,000 Gallon Largest Riser Fill and 1,200 gallons of Total Sprinkler System Capacity | 1 | [6 empty] | FALSE | [5 empty] | #FFFFFFFF |  |  | FALSE | FALSE | FALSE | [14 empty] | FALSE
NFPA 170 AMPLIFIER RACK | RISER AMP |  | North | Potter |  | Amplifier |  |  |  | Assembly | TRUE | SCA-2525 (25V) | + | SINGLE CHANNEL 25W, 25V AMPLIFIER | 1 | [6 empty] | FALSE | [5 empty] | #FFFF0000 | FA-NFPA 170 AMPLIFIER RACK | 1 | FALSE | FALSE | FALSE | 300 | [8 empty] | 12 |  |  |  | 25 | TRUE
NFPA 170 STROBE WALL |  |  | North | Potter |  | Strobe |  |  |  | Module | TRUE | SL-5A |  | 160,000 Candle Power Strobe | 1 | [6 empty] | FALSE | [5 empty] | #FF0070C0 | FA-NFPA 170 STROBE WALL | 1 | FALSE | FALSE | FALSE | 2023 | [13 empty] | FALSE
NFPA 170 STROBE WALL |  |  | North | Potter |  | Strobe |  |  |  | Module | TRUE | SLP-24PWR-WP |  | Outdoor Strobe, Fixed 75 Candela, Low Profile Enclosure, Red-Plain | 1 | 0 | 0.112 |  |  |  |  | FALSE | [5 empty] | #FF0070C0 | FA-NFPA 170 STROBE WALL | 1 | FALSE | FALSE | FALSE | 2023 | [13 empty] | FALSE |  |  | WP
NFPA 170 SPEAKER STROBE |  |  | North | Potter |  | Speaker/Strobe |  |  |  | Module | TRUE | SPKSTR-24WLPR |  | Low Profile Speaker/Strobe, Wall, Red | 1 | 0 | 0.18 |  |  |  |  | FALSE | [5 empty] | #FF0070C0 | FA-NFPA 170 SPEAKER STROBE | 1 | FALSE | FALSE | FALSE | 2019 | [13 empty] | FALSE
NFPA 170 ADDRESSABLE INPUT MONITOR MODULE |  |  | North | Potter |  | Addressable Module |  |  |  | Module | TRUE | CIZM-4 | + | Conventional Initiating Zone Module | 1 | 0.000325 | 0.001 |  |  |  |  | FALSE | [5 empty] | #FFFF0000 | FA-NFPA 170 ADDRESSABLE INPUT MONITOR MODULE | 1 | FALSE | FALSE | FALSE |  |  |  | 7165-0328:0196 | [10 empty] | FALSE
NFPA 170 FIRE SUPPRESSION CONTROL UNIT |  |  | North | Potter |  | Fire Suppression Control Panel |  |  |  | Assembly | TRUE | ARC-100 | + | Fire Alarm Releasing Control Panel | 1 | [6 empty] | FALSE | [5 empty] | #FFFF0000 | FA-NFPA 170 FIRE SUPPRESSION CONTROL UNIT | 1 | FALSE | FALSE | FALSE | 251 |  |  | 7165-0328:0509 | [5 empty] | 7,12,18,26,33,55 |  | 7,12,18 |  |  | TRUE
NFPA 170 MANUAL PULL |  |  | North | Potter |  | Manual Station |  |  |  | Module | TRUE | RMS-EXWP | + | Explosion Proof, Weather Proof Manual Pull Station | 1 | [6 empty] | TRUE | [5 empty] | #FFFF0000 | FA-NFPA 170 MANUAL PULL | 1 | FALSE | FALSE | FALSE | 957
|  |  | North | Potter |  | Cards & Components |  |  |  | Card | TRUE | PVC-SSC | + | Switch Scan Card | 1 | 0.028 | 0.028 |  |  |  |  | TRUE | [5 empty] | #FFFFFFFF |  |  | FALSE | FALSE | FALSE
NFPA 170 VALVE SUPERVISORY SWITCH |  |  | North | Potter |  | Valve Supervisory Switch |  |  |  | Module | TRUE | PCVS-CRH | + | Corrosion Resistant Control Valve Supervisory Switch | 1 | [6 empty] | FALSE | [5 empty] | #FFFF0000 | FA-NFPA 170 VALVE SUPERVISORY SWITCH | 1 | FALSE | FALSE | FALSE |  |  |  | 7770-0328:0010 | [10 empty] | FALSE
|  |  | North | Potter | [5 empty] | Module | TRUE | PCMPK Series |  | Corrosion Monitoring Probe Kit | 1 | [6 empty] | FALSE | [5 empty] | #FFFFFFFF |  |  | FALSE | FALSE | FALSE | [14 empty] | FALSE
NFPA 170 FIRE ALARM CONTROL UNIT | RISER FACP |  | North | Potter |  | Fire Alarm Control Unit |  |  |  | Assembly | TRUE | IPA-4000V | + | Fire Alarm Control Panel | 1 | [6 empty] | FALSE | [5 empty] | #FFFF0000 | FA-NFPA 170 FIRE ALARM CONTROL UNIT | 1 | FALSE | FALSE | FALSE | 202 | [8 empty] | 8,18,55 |  |  | 10 |  | TRUE
|  |  | North | Potter |  | Cards & Components |  |  |  | Card | TRUE | PVC-AMI | + | Audio Module Interface Card | 1 | 0.022 | 0.022 |  |  |  |  | TRUE | [5 empty] | #FFFFFFFF |  |  | FALSE | FALSE | FALSE
|  |  | North | Potter | [5 empty] | Module | TRUE | PS100-2A |  | Pressure Type Flow Switch | 1 | [6 empty] | FALSE | [5 empty] | #FFFFFFFF |  |  | FALSE | FALSE | FALSE |  |  |  | 7770-0328:0001 | [10 empty] | FALSE
NFPA 170 SPEAKER STROBE |  |  | North | Potter |  | Speaker/Strobe |  |  |  | Module | TRUE | WCSPKSTR-24AR |  | Weatherproof Alert Amber Speaker/Strobe, Wall, Red | 1 | 0 | 0.148 |  |  |  |  | FALSE | [5 empty] | #FF0070C0 | FA-NFPA 170 SPEAKER STROBE | 1 | FALSE | FALSE | FALSE | 2019 |  |  | 7320-0328:0206 | [10 empty] | FALSE
|  |  | North | Potter | [5 empty] | Module | TRUE | RSW-21 Series |  | Roller Ball Switch | 1 | [6 empty] | FALSE | [5 empty] | #FFFFFFFF |  |  | FALSE | FALSE | FALSE | [14 empty] | FALSE
NFPA 170 STROBE WALL |  |  | North | Potter |  | Strobe |  |  |  | Module | TRUE | FSEX-24 PMR | ++ | Explosion Proof Strobe | 1 | [6 empty] | FALSE | [5 empty] | #FF0070C0 | FA-NFPA 170 STROBE WALL | 1 | FALSE | FALSE | FALSE | 2023 | [13 empty] | FALSE |  |  | XP
NFPA 170 BELL |  |  | North | Potter |  | Bell |  |  |  | Module | TRUE | MBA-6-24 |  | 6" Bell | 1 | 0 | 0.02 |  |  |  |  | FALSE | [5 empty] | #FFFF0000 | FA-NFPA 170 BELL | 1 | FALSE | FALSE | FALSE | 2000 |  |  | 7135-0328:0119 | [10 empty] | FALSE
|  |  | North | Potter | [5 empty] | Module | TRUE | CFG-5000 |  | Configuration Tool for DACT | 1 | [6 empty] | FALSE | [5 empty] | #FFFFFFFF |  |  | FALSE | FALSE | FALSE | [14 empty] | FALSE
|  |  | North | Potter | [5 empty] | Module | TRUE | PCMS-RM |  | Riser Mount Corrosion Monitoring Station | 1 | [6 empty] | FALSE | [5 empty] | #FFFFFFFF |  |  | FALSE | FALSE | FALSE | [14 empty] | FALSE
NFPA 170 HORN STROBE |  |  | North | Potter |  | Horn/Strobe |  |  |  | Module | TRUE | PE-LFHSR | ++ | Low Frequency Sounder Strobe, Red, Fire | 1 | [6 empty] | FALSE | [5 empty] | #FF0070C0 | FA-NFPA 170 HORN STROBE | 1 | FALSE | FALSE | FALSE | 2010 | [13 empty] | FALSE |  |  | LF
NFPA 170 MANUAL PULL |  |  | North | Potter |  | Manual Station |  |  |  | Module | TRUE | P32-1T |  | Conventional Manual Pull Station | 1 | [6 empty] | FALSE | [5 empty] | #FFFF0000 | FA-NFPA 170 MANUAL PULL | 1 | FALSE | FALSE | FALSE | 957 | [13 empty] | FALSE
|  |  | North | Potter | [5 empty] | Module | TRUE | ARM-4 | + | DPDT Auxiliary Relay Module | 1 | 0.005 | 0.16 |  |  |  |  | FALSE | [5 empty] | #FFFFFFFF |  |  | FALSE | FALSE | FALSE |  |  |  | 7165-0328:0155 | [10 empty] | FALSE
|  |  | North | Power Sonic |  | Hardware |  |  |  | Hardware | TRUE | PS-12550 | + | (1) 12V 55 AH BATTERY | 1 | [6 empty] | FALSE | [5 empty] | #FFFFFFFF |  |  | FALSE | FALSE | FALSE | [14 empty] | FALSE
|  |  | North | Power Sonic |  | Hardware |  |  |  | Hardware | TRUE | PS-12260 | + | (1) 12V 26 AH BATTERY | 1 | [6 empty] | FALSE | [5 empty] | #FFFFFFFF |  |  | FALSE | FALSE | FALSE | [14 empty] | FALSE
|  |  | North | Power Sonic |  | Hardware |  |  |  | Hardware | TRUE | PS-121000 | + | (1) 12V 100 AH BATTERY | 1 | [6 empty] | FALSE | [5 empty] | #FFFFFFFF |  |  | FALSE | FALSE | FALSE | [14 empty] | FALSE
|  |  | North | Power Sonic |  | Hardware |  |  |  | Hardware | TRUE | PS-12120 | + | (1) 12V 12 AH BATTERY | 1 | [6 empty] | FALSE | [5 empty] | #FFFFFFFF |  |  | FALSE | FALSE | FALSE | [14 empty] | FALSE
|  |  | North | Power Sonic |  | Hardware |  |  |  | Hardware | TRUE | PS-12140 | + | (1) 12V 14 AH BATTERY | 1 | [6 empty] | FALSE | [5 empty] | #FFFFFFFF |  |  | FALSE | FALSE | FALSE | [14 empty] | FALSE
|  |  | North | Power Sonic |  | Hardware |  |  |  | Hardware | TRUE | PS-12350 | + | (1) 12V 35 AH BATTERY | 1 | [6 empty] | FALSE | [5 empty] | #FFFFFFFF |  |  | FALSE | FALSE | FALSE | [14 empty] | FALSE
|  |  | North | Power Sonic |  | Hardware |  |  |  | Hardware | TRUE | PS-12180 | + | (1) 12V 18 AH BATTERY | 1 | [6 empty] | FALSE | [5 empty] | #FFFFFFFF |  |  | FALSE | FALSE | FALSE | [14 empty] | FALSE
|  |  | North | Power Sonic |  | Hardware |  |  |  | Hardware | TRUE | PS-12400 | + | (1) 12V 40 AH BATTERY | 1 | [6 empty] | FALSE | [5 empty] | #FFFFFFFF |  |  | FALSE | FALSE | FALSE | [14 empty] | FALSE
|  |  | North | Power Sonic |  | Hardware |  |  |  | Hardware | TRUE | PS-1250 | + | (1) 12V 5 AH BATTERY | 1 | [6 empty] | FALSE | [5 empty] | #FFFFFFFF |  |  | FALSE | FALSE | FALSE | [14 empty] | FALSE
|  |  | North | Power Sonic |  | Hardware |  |  |  | Hardware | TRUE | PS-1270 | + | (1) 12V 7 AH BATTERY | 1 | [6 empty] | FALSE | [5 empty] | #FFFFFFFF |  |  | FALSE | FALSE | FALSE | [14 empty] | FALSE
GenericN CARD ACCESS CONTROL PANEL |  |  | North | ProdataKey, Inc. | Security/Access Control | Card Access Control Panel |  |  |  | Assembly | TRUE | RCNEW |  | High-Security Cloud Node - Ethernet + Wireless | 1 | [6 empty] | TRUE | [5 empty] | #FFFF0000 | FA-GenericN CARD ACCESS CONTROL PANEL | 1 | FALSE | FALSE | FALSE
GenericN INPUT OUTPUT PANEL |  |  | North | ProdataKey, Inc. |  | Input/Output Panel |  |  |  | Assembly | TRUE | 8DE |  | Eight Door/Ten Floor Controller - Ethernet | 1 | [6 empty] | TRUE | [5 empty] | #FFFF0000 | FA-GenericN INPUT OUTPUT PANEL | 1 | FALSE | FALSE | FALSE | [17 empty] | 8
|  |  | North | ProdataKey, Inc. |  | Cards & Components |  |  |  | Card | TRUE | R1 Main Board |  | Main Board | 1 | [6 empty] | TRUE | [5 empty] | #FFFFFFFF |  |  | TRUE | FALSE | FALSE
GenericN INPUT OUTPUT PANEL |  |  | North | ProdataKey, Inc. |  | Input/Output Panel |  |  |  | Assembly | TRUE | R1 |  | High-Security One Door Controller | 1 | [6 empty] | TRUE | [5 empty] | #FFFF0000 | FA-GenericN INPUT OUTPUT PANEL | 1 | FALSE | FALSE | FALSE | [17 empty] | R1
|  |  | North | ProdataKey, Inc. |  | Cards & Components |  |  |  | Card | TRUE | 8DW Main Board |  | Main Board | 1 | [6 empty] | TRUE | [5 empty] | #FFFFFFFF |  |  | TRUE | FALSE | FALSE
GenericN INPUT OUTPUT PANEL |  |  | North | ProdataKey, Inc. |  | Input/Output Panel |  |  |  | Assembly | TRUE | 8DW |  | Eight Door/Ten Floor Controller - Wireless | 1 | [6 empty] | TRUE | [5 empty] | #FFFF0000 | FA-GenericN INPUT OUTPUT PANEL | 1 | FALSE | FALSE | FALSE | [17 empty] | 8
GenericN REQUEST TO EXIT |  |  | North | ProdataKey, Inc. |  | Request To Exit |  |  |  | Module | TRUE | REXM |  | Universal Request-To-Exit PIR | 1 | [6 empty] | TRUE | [5 empty] | #FFFF0000 | FA-GenericN REQUEST TO EXIT | 1 | FALSE | FALSE | FALSE
|  |  | North | ProdataKey, Inc. |  | Cards & Components |  |  |  | Card | TRUE | R2 Main Board |  | Main Board | 1 | [6 empty] | TRUE | [5 empty] | #FFFFFFFF |  |  | TRUE | FALSE | FALSE
GenericN INPUT OUTPUT PANEL |  |  | North | ProdataKey, Inc. |  | Input/Output Panel |  |  |  | Assembly | TRUE | R2 |  | High-Security Two Door Controller | 1 | [6 empty] | TRUE | [5 empty] | #FFFF0000 | FA-GenericN INPUT OUTPUT PANEL | 1 | FALSE | FALSE | FALSE | [17 empty] | R2
|  |  | North | ProdataKey, Inc. |  | Cards & Components |  |  |  | Card | TRUE | 8DE Main Board |  | Main Board | 1 | [6 empty] | TRUE | [5 empty] | #FFFFFFFF |  |  | TRUE | FALSE | FALSE
|  |  | North | ProdataKey, Inc. |  | Cards & Components |  |  |  | Card | TRUE | RCNEW Main Board |  | Main Board | 1 | [6 empty] | TRUE | [5 empty] | #FFFFFFFF |  |  | TRUE | FALSE | FALSE
|  |  | North | ProdataKey, Inc. |  | Cards & Components |  |  |  | Card | TRUE | 8DEW |  | Optional Wireless Expander | 1 | [6 empty] | TRUE | [5 empty] | #FFFFFFFF |  |  | FALSE | FALSE | FALSE
GenericN PROXIMITY READER |  |  | North | ProdataKey, Inc. | Security/Access Control | Prox Reader |  |  |  | Module | TRUE | RDRG |  | Single Gang Reader | 1 | 0.03 | 0.03 |  |  |  |  | TRUE | [5 empty] | #FFFF0000 | FA-GenericN PROXIMITY READER | 1 | FALSE | FALSE | FALSE
GenericN PROXIMITY READER |  |  | North | ProdataKey, Inc. | Security/Access Control | Prox Reader |  |  |  | Module | TRUE | RDRM |  | Mullion Reader | 1 | 0.03 | 0.03 |  |  |  |  | TRUE | [5 empty] | #FFFF0000 | FA-GenericN PROXIMITY READER | 1 | FALSE | FALSE | FALSE
|  |  | North | ProdataKey, Inc. |  | Cards & Components |  |  |  | Card | TRUE | 8DEE |  | Optional Ethernet Expander | 1 | [6 empty] | TRUE | [5 empty] | #FFFFFFFF |  |  | FALSE | FALSE | FALSE
|  |  | North | ProdataKey, Inc. |  | Cards & Components |  |  |  | Card | TRUE | RMPOE |  | PoE++ Module | 1 | [6 empty] | TRUE | [5 empty] | #FFFFFFFF |  |  | FALSE | FALSE | FALSE
GenericN CARD ACCESS CONTROL PANEL |  |  | North | ProdataKey, Inc. | Security/Access Control | Card Access Control Panel |  |  |  | Assembly | TRUE | RCNE |  | High-Security Cloud Node - Ethernet | 1 | [6 empty] | TRUE | [5 empty] | #FFFF0000 | FA-GenericN CARD ACCESS CONTROL PANEL | 1 | FALSE | FALSE | FALSE
|  |  | North | ProdataKey, Inc. |  | Cards & Components |  |  |  | Card | TRUE | RCNEW Main Board |  | Main Board | 1 | [6 empty] | TRUE | [5 empty] | #FFFFFFFF |  |  | TRUE | FALSE | FALSE
|  |  | North | ProdataKey, Inc. |  | Cards & Components |  |  |  | Card | TRUE | RMW |  | WiMAC Wireless Module | 1 | [6 empty] | TRUE | [5 empty] | #FFFFFFFF |  |  | FALSE | FALSE | FALSE
NFPA 170 END OF LINE DEVICE |  |  | North | Protectowire |  | End-of-Line Device |  |  |  | Module | TRUE | ELR-HD-4-QC | + | End-of-line Resistor Box w/ Test Switch | 1 | [6 empty] | TRUE | [5 empty] | #FFFF0000 | FA-NFPA 170 END OF LINE DEVICE | 1 | FALSE | FALSE | FALSE
|  |  | North | Protectowire |  | Cards & Components |  |  |  | Card | TRUE | SRP-4x4 Main Board | ++ | Main Board | 1 | 0.16 | 0.16 |  |  |  |  | TRUE | [5 empty] | #FFFFFFFF |  |  | FALSE | FALSE | FALSE | [14 empty] | FALSE
NFPA 170 FIRE ALARM CONTROL UNIT | RISER FACP |  | North | Protectowire |  | Fire Alarm Control Unit |  |  |  | Assembly | TRUE | FireSystem 2000 (FS2004) | + | 4 Zone Fire Alarm Control Panel | 1 | [6 empty] | FALSE | FALSE |  |  |  |  | #FFFF0000 | FA-NFPA 170 FIRE ALARM CONTROL UNIT | 1 | FALSE | FALSE | FALSE | 202 | [8 empty] | 7,12,18 |  |  |  |  | TRUE
NFPA 170 FIRE ALARM CONTROL UNIT | RISER FACP |  | North | Protectowire |  | Fire Alarm Control Unit |  |  |  | Assembly | TRUE | FireSystem 2000 (FS2002) | + | 2 Zone Fire Alarm Control Panel | 1 | [6 empty] | FALSE | FALSE |  |  |  |  | #FFFF0000 | FA-NFPA 170 FIRE ALARM CONTROL UNIT | 1 | FALSE | FALSE | FALSE | 202 | [8 empty] | 7,12,18 |  |  |  |  | TRUE
NFPA 170 FIRE ALARM CONTROL UNIT | RISER FACP |  | North | Protectowire |  | Fire Alarm Control Unit |  |  |  | Assembly | TRUE | SRP-4x4 | ++ | Standard releasing control panel | 1 | [6 empty] | FALSE |  |  |  | 18.50” x 14.68” x 4.75” |  | #FFFF0000 | FA-NFPA 170 FIRE ALARM CONTROL UNIT | 1 | FALSE | FALSE | FALSE | 202 | [8 empty] | 8,12,18 |  | 18 |  |  | TRUE
GenericN INTERFACE MODULE |  |  | North | Protectowire |  | Interface Module |  |  |  | Module | TRUE | CTM-530E | ++ | Interface Module for Protectowire Type CTI with LCD display and navigation buttons mounted in a NEMA-4X (IP66) Enclosure. | 1 | 0.0667 | 0.0667 |  |  |  |  | TRUE |  |  |  | 8”H x 6”W x 4”D (20.3cm x 15.2cm x 10.2cm) |  | #FFFF0000 | FA-GenericN INTERFACE MODULE | 1 | FALSE | FALSE | FALSE
NFPA 170 END OF LINE DEVICE |  |  | North | Protectowire |  | Cards & Components |  |  |  | Card | TRUE | FireSystem 2000 Main Board (FS2004) | + | 4 Zone Fire Alarm Control Panel Main Board | 1 | 0.069 | 0.1 |  |  |  |  | TRUE | FALSE |  |  |  |  | #FFFF0000 | FA-NFPA 170 END OF LINE DEVICE | 1 | FALSE | FALSE | FALSE | [14 empty] | FALSE
GenericN INTERFACE MODULE |  |  | North | Protectowire |  | Interface Module |  |  |  | Module | TRUE | CTM-530E-I | ++ | Interface Module with ISB for Protectowire Type CTI with LCD display and navigation buttons mounted in a NEMA-4X (IP66) Enclosure. | 1 | 0.0667 | 0.0667 |  |  |  |  | TRUE |  |  |  | 10.5” H x 8.5” W x 4.5” D (27cm x 21.5cm x 11.4cm) |  | #FFFF0000 | FA-GenericN INTERFACE MODULE | 1 | FALSE | FALSE | FALSE
NFPA 170 END OF LINE DEVICE |  |  | North | Protectowire |  | Cards & Components |  |  |  | Card | TRUE | FireSystem 2000 Main Board (FS2002) | + | 2 Zone Fire Alarm Control Panel Main Board | 1 | 0.057 | 0.1 |  |  |  |  | TRUE | FALSE |  |  |  |  | #FFFF0000 | FA-NFPA 170 END OF LINE DEVICE | 1 | FALSE | FALSE | FALSE | [14 empty] | FALSE
NFPA 170 HEAT DETECTOR LINE TYPE |  |  | North | Protectowire |  | Heat Detector |  |  |  | Module | TRUE | ZONE BOX | + | Zone Box for Linear Heat Detection | 1 | [6 empty] | TRUE | [5 empty] | #FFFF0000 | FA-NFPA 170 HEAT DETECTOR LINE TYPE | 1 | FALSE | FALSE | FALSE
GenericN INTERFACE MODULE |  |  | North | Protectowire |  | Interface Module |  |  |  | Module | TRUE | CTM-530 | ++ | Interface Module for Protectowire Type CTI with LCD display and navigation buttons. | 1 | 0.0667 | 0.0667 |  |  |  |  | TRUE |  |  |  | 6” W x 4” H x 1.5” D (15.24cm x 10.16cm x 3.8cm) |  | #FFFF0000 | FA-GenericN INTERFACE MODULE | 1 | FALSE | FALSE | FALSE
NFPA 170 JUNCTION BOX |  |  | North | Protectowire |  | Junction Box |  |  |  | Module | TRUE | SPLICE BOX | + | Splice Box for Linear Heat Detection | 1 | [6 empty] | TRUE | [5 empty] | #FF00B050 | FA-NFPA 170 JUNCTION BOX | 1 | FALSE | FALSE | FALSE
NFPA 170 SOLENOID VALVE |  |  | North | Pyro-Chem |  | Solenoid |  |  |  | Module | TRUE | ECH3-24 (551201) | ++ | 24VDC ELECTRICAL CONTROL HEAD | 1 | 0 | 1 |  |  |  |  | FALSE | [5 empty] | #FFFF0000 | FA-NFPA 170 SOLENOID VALVE | 1 | FALSE | FALSE | FALSE | 1701 | [13 empty] | FALSE
NFPA 170 SPEAKER CEILING |  |  | North | Quam |  | Speaker |  |  |  | Module | TRUE | UL22/25 |  | 2' x 2' UL Listed Fire Signaling Device For Mass Notification & Emergency Communications | 1 | [6 empty] | FALSE | TRUE |  |  |  |  | #FF0070C0 | FA-NFPA 170 SPEAKER CEILING | 1 | FALSE | FALSE | FALSE | 2019 | [13 empty] | FALSE |  |  | C
NFPA 170 SPEAKER CEILING |  |  | North | Quam |  | Speaker |  |  |  | Module | TRUE | UL22/70 |  | 2' x 2' UL Listed Fire Signaling Device For Mass Notification & Emergency Communications | 1 | [6 empty] | FALSE | TRUE |  |  |  |  | #FF0070C0 | FA-NFPA 170 SPEAKER CEILING | 1 | FALSE | FALSE | FALSE | 2019 | [13 empty] | FALSE |  |  | C
GenericN SIGN |  |  | North | Rath Area of Refuge | Area of Refuge | Signage |  |  |  | Module | TRUE | 7049SS | ++ | Call Box Instruction Sign | 1 | 0 | 0 |  |  |  |  | FALSE |  | Surface Mounted |  | 8” H x 6“ W |  | #FFFF0000 | FA-GenericN SIGN | 1 | FALSE | FALSE | FALSE
NFPA 170 AREA OF REFUGE REMOTE |  |  | North | Rath Area of Refuge |  | Area of Refuge Component |  |  |  | Module | TRUE | 3300FSCN | ++ | SmartCommand System 3300FSN Call Box | 1 | [6 empty] | FALSE | [5 empty] | #FF00B050 | FA-NFPA 170 AREA OF REFUGE REMOTE | 1 | FALSE | FALSE | FALSE | 4002 | [13 empty] | FALSE
NFPA 170 AREA OF REFUGE REMOTE |  |  | North | Rath Area of Refuge |  | Area of Refuge Component |  |  |  | Module | TRUE | 2400-805SP |  | Stainless Steel Command System Call Box | 1 | [6 empty] | FALSE | [5 empty] | #FF00B050 | FA-NFPA 170 AREA OF REFUGE REMOTE | 1 | FALSE | FALSE | FALSE | 4002 | [13 empty] | FALSE
|  |  | North | Rath Area of Refuge | Area of Refuge | Cards & Components |  |  |  | Card | TRUE | 2500-210FM MAIN CARD |  | 10 ZONE FLUSH MOUNT CABINET W/DOOR MAIN CARD | 1 | [6 empty] | TRUE | [5 empty] | #FFFFFFFF |  |  | FALSE | FALSE | FALSE | [14 empty] | FALSE
NFPA 170 AREA OF REFUGE MASTER |  |  | North | Rath Area of Refuge |  | Area of Refuge Component |  |  |  | Module | TRUE | 2500-56XRC |  | 56 ZONE SURFACE MOUNT CABINET W/DOOR | 1 | [6 empty] | FALSE | [5 empty] | #FF00B050 | FA-NFPA 170 AREA OF REFUGE MASTER | 1 | FALSE | FALSE | FALSE | 4000 | [13 empty] | FALSE
NFPA 170 AREA OF REFUGE MASTER |  |  | North | Rath Area of Refuge |  | Area of Refuge Component |  |  |  | Assembly | TRUE | 2500-210B |  | 10 ZONE SURFACE MOUNT CABINET W/DOOR | 1 | [6 empty] | FALSE | [5 empty] | #FF00B050 | FA-NFPA 170 AREA OF REFUGE MASTER | 1 | FALSE | FALSE | FALSE | 4000 | [13 empty] | FALSE
GenericN INTERFACE MODULE |  |  | North | Rath Area of Refuge |  | Interface Module |  |  |  | Module | TRUE | 2100-VOIP2CS | ++ | IP Interface | 1 | [6 empty] | FALSE | [5 empty] | #FFFF0000 | FA-GenericN INTERFACE MODULE | 1 | FALSE | FALSE | FALSE | 4002 | [13 empty] | FALSE
NFPA 170 AREA OF REFUGE MASTER |  |  | North | Rath Area of Refuge |  | Area of Refuge Component |  |  |  | Assembly | TRUE | 2500-205PSS |  | 5 ZONE FLUSH MOUNT CABINET W/DOOR | 1 | [6 empty] | FALSE | [5 empty] | #FF00B050 | FA-NFPA 170 AREA OF REFUGE MASTER | 1 | FALSE | FALSE | FALSE | 4000 | [13 empty] | FALSE
NFPA 170 AREA OF REFUGE REMOTE |  |  | North | Rath Area of Refuge |  | Area of Refuge Component |  |  |  | Module | TRUE | 2100-984LR | + | SmartRescue System Call Box | 1 | [6 empty] | FALSE | [5 empty] | #FF00B050 | FA-NFPA 170 AREA OF REFUGE REMOTE | 1 | FALSE | FALSE | FALSE | 4002 | [13 empty] | FALSE
|  |  | North | Rath Area of Refuge | Area of Refuge | Hardware |  |  |  | Hardware | TRUE | 7044 COPY |  | 6" X 8" BLUE W/BRAILLE AOR SIGN | 1 | [6 empty] | FALSE | [5 empty] | #FFFFFFFF |  |  | FALSE | FALSE | FALSE | [14 empty] | FALSE
NFPA 170 AREA OF REFUGE REMOTE |  |  | North | Rath Area of Refuge |  | Area of Refuge Component |  |  |  | Module | TRUE | 2100-958NSR |  | METAL BOX FLUSH MOUNT SYSTEM CALL BOX | 1 | [6 empty] | FALSE | [5 empty] | #FF00B050 | FA-NFPA 170 AREA OF REFUGE REMOTE | 1 | FALSE | FALSE | FALSE | 4002 | [13 empty] | FALSE
NFPA 170 AREA OF REFUGE REMOTE |  |  | North | Rath Area of Refuge |  | Area of Refuge Component |  |  |  | Module | TRUE | 2100-956RR |  | RED METAL BOX SURFACE MOUNT SYSTEM CALL BOX | 1 | [6 empty] | FALSE | [5 empty] | #FF00B050 | FA-NFPA 170 AREA OF REFUGE REMOTE | 1 | FALSE | FALSE | FALSE | 4002 | [13 empty] | FALSE
NFPA 170 AREA OF REFUGE MASTER |  |  | North | Rath Area of Refuge |  | Area of Refuge Component |  |  |  | Assembly | TRUE | 2500-205B |  | SmartRescue Base Station | 1 | [6 empty] | FALSE | [5 empty] | #FF00B050 | FA-NFPA 170 AREA OF REFUGE MASTER | 1 | FALSE | FALSE | FALSE | 4000 | [13 empty] | FALSE
GenericN UPS MONITOR |  |  | North | Rath Area of Refuge |  | Accessories |  |  |  | Module | TRUE | 1000 | ++ | SmartCommand System Uninterruptible Power Supply | 1 |  |  |  |  | 24 |  | TRUE |  |  |  | 9.22” H x 15.6” W x 8.58” D |  | #FFFF0000 | FA-GenericN UPS MONITOR | 1 | FALSE | FALSE | FALSE | 5000 | [16 empty] | R
NFPA 170 AREA OF REFUGE MASTER |  |  | North | Rath Area of Refuge |  | Area of Refuge Component |  |  |  | Module | TRUE | 2500-56XRCF |  | 56 ZONE FLUSH MOUNT CABINET W/DOOR | 1 | [6 empty] | FALSE | [5 empty] | #FF00B050 | FA-NFPA 170 AREA OF REFUGE MASTER | 1 | FALSE | FALSE | FALSE | 4000 | [13 empty] | FALSE
|  |  | North | Rath Area of Refuge | Area of Refuge | Cards & Components |  |  |  | Card | TRUE | 2500-12RCF MAIN CARD |  | 12 ZONE FLUSH MOUNT CABINET W/DOOR MAIN CARD | 1 | [6 empty] | TRUE | [5 empty] | #FFFFFFFF |  |  | FALSE | FALSE | FALSE | [14 empty] | FALSE
|  |  | North | Rath Area of Refuge | Area of Refuge | Cards & Components |  |  |  | Card | TRUE | 2100-956RR MAIN CARD |  | SYSTEM CALL BOX MAIN CARD | 1 | [6 empty] | TRUE | [5 empty] | #FFFFFFFF |  |  | FALSE | FALSE | FALSE | [14 empty] | FALSE
NFPA 170 AREA OF REFUGE MASTER |  |  | North | Rath Area of Refuge |  | Area of Refuge Component |  |  |  | Assembly | TRUE | 2500-210PSS |  | 10 ZONE FLUSH MOUNT CABINET W/DOOR | 1 | [6 empty] | FALSE | [5 empty] | #FF00B050 | FA-NFPA 170 AREA OF REFUGE MASTER | 1 | FALSE | FALSE | FALSE | 4000 | [13 empty] | FALSE
NFPA 170 AREA OF REFUGE REMOTE |  |  | North | Rath Area of Refuge |  | Area of Refuge Component |  |  |  | Module | TRUE | 2400-808NSP |  | METAL BOX FLUSH MOUNT SYSTEM CALL BOX | 1 | [6 empty] | FALSE | [5 empty] | #FF00B050 | FA-NFPA 170 AREA OF REFUGE REMOTE | 1 | FALSE | FALSE | FALSE | 4002 | [13 empty] | FALSE
GenericN UPS MONITOR |  |  | North | Rath Area of Refuge |  | Accessories |  |  |  | Module | TRUE | 2500-UPSMONITOR |  | UPS SUPERVISION MODULE | 1 | 0.028 | 0.028 |  |  |  |  | TRUE | [5 empty] | #FFFF0000 | FA-GenericN UPS MONITOR | 1 | FALSE | FALSE | FALSE | 5000 | [16 empty] | R
GenericN SIGN |  |  | North | Rath Area of Refuge | Area of Refuge | Signage |  |  |  | Module | TRUE | 7050D | ++ | Area of Refuge Sign, Double Sided | 1 | 0 | 0 |  |  |  |  | FALSE |  | Surface Mounted |  | 10.5" H x 14” W x 3” D |  | #FFFF0000 | FA-GenericN SIGN | 1 | FALSE | FALSE | FALSE
|  |  | North | Rath Area of Refuge | Area of Refuge | Cards & Components |  |  |  | Card | TRUE | 2100-956RR MAIN CARD-2 |  | SYSTEM CALL BOX MAIN CARD | 1 | [6 empty] | TRUE | [5 empty] | #FFFFFFFF |  |  | FALSE | FALSE | FALSE | [14 empty] | FALSE
NFPA 170 AREA OF REFUGE MASTER |  |  | North | Rath Area of Refuge |  | Area of Refuge Component |  |  |  | Assembly | TRUE | 2500-205FM |  | SmartRescue Base Station | 1 | [6 empty] | FALSE | [5 empty] | #FF00B050 | FA-NFPA 170 AREA OF REFUGE MASTER | 1 | FALSE | FALSE | FALSE | 4000 | [13 empty] | FALSE
|  |  | North | Rath Area of Refuge | Area of Refuge | Cards & Components |  |  |  | Card | TRUE | 2500-PWR24U MAIN CARD-2 | ++ | CALL BOX POWER SUPPLY 24V MAIN CARD | 1 | [6 empty] | TRUE | [5 empty] | #FFFFFFFF |  |  | FALSE | FALSE | FALSE | [14 empty] | FALSE
|  |  | North | Rath Area of Refuge | Area of Refuge | Hardware |  |  |  | Hardware | TRUE | 7049 |  | 6" X 8" LOCATION AND INSTRUCTION SIGN | 1 | [6 empty] | FALSE | [5 empty] | #FFFFFFFF |  |  | FALSE | FALSE | FALSE | [14 empty] | FALSE
NFPA 170 AREA OF REFUGE MASTER |  |  | North | Rath Area of Refuge |  | Area of Refuge Component |  |  |  | Module | TRUE | 3200F | ++ | SmartCommand System 3200F Call Commander | 1 | [6 empty] | FALSE | [5 empty] | #FF00B050 | FA-NFPA 170 AREA OF REFUGE MASTER | 1 | FALSE | FALSE | FALSE | 4000 | [13 empty] | FALSE
NFPA 170 AREA OF REFUGE MASTER |  |  | North | Rath Area of Refuge |  | Area of Refuge Component |  |  |  | Assembly | TRUE | 2500-28RCF |  | 28 ZONE FLUSH MOUNT CABINET W/DOOR | 1 | [6 empty] | FALSE | [5 empty] | #FF00B050 | FA-NFPA 170 AREA OF REFUGE MASTER | 1 | FALSE | FALSE | FALSE | 4000 | [13 empty] | FALSE
NFPA 170 AUTONOMOUS CONTROL UNIT |  |  | North | Rath Area of Refuge |  | Area of Refuge Component |  |  |  | Module | TRUE | 3400 | ++ | SmartCommand System 3400 BOSS, 96 Zone | 1 | [6 empty] | FALSE | [5 empty] | #FFFF0000 | FA-NFPA 170 AUTONOMOUS CONTROL UNIT | 1 | FALSE | FALSE | FALSE | 4000 | [13 empty] | FALSE
|  |  | North | Rath Area of Refuge | Area of Refuge | Cards & Components |  |  |  | Card | TRUE | 2500-205FM MAIN CARD |  | SmartRescue Base Station Main Card | 1 | [6 empty] | TRUE | [5 empty] | #FFFFFFFF |  |  | FALSE | FALSE | FALSE | [14 empty] | FALSE
NFPA 170 AREA OF REFUGE MASTER |  |  | North | Rath Area of Refuge |  | Area of Refuge Component |  |  |  | Assembly | TRUE | 2500-16RCF |  | 16 ZONE FLUSH MOUNT CABINET W/DOOR | 1 | [6 empty] | FALSE | [5 empty] | #FF00B050 | FA-NFPA 170 AREA OF REFUGE MASTER | 1 | FALSE | FALSE | FALSE | 4000 | [13 empty] | FALSE
GenericN SIGN |  |  | North | Rath Area of Refuge | Area of Refuge | Signage |  |  |  | Module | TRUE | 7086 | ++ | Exterior Area for Assisted Rescue Sign, Raised letter and braille | 1 | 0 | 0 |  |  |  |  | FALSE |  | Surface Mounted |  | 11” H x 5” W |  | #FFFF0000 | FA-GenericN SIGN | 1 | FALSE | FALSE | FALSE
GenericN AUX POWER SUPPLY |  |  | North | Rath Area of Refuge |  | Auxilliary Power Supply |  |  |  | Assembly | TRUE | 2500-PWR24U | ++ | Power Supply, 24VDC | 1 | [6 empty] | FALSE |  |  |  | 8.78" H x 12.29" W x 2.81" D |  | #FFFF0000 | FA-GenericN AUX POWER SUPPLY | 1 | FALSE | FALSE | FALSE | [14 empty] | FALSE
|  |  | North | Rath Area of Refuge | Area of Refuge | Cards & Components |  |  |  | Card | TRUE | 2500-16RCF MAIN CARD |  | 16 ZONE FLUSH MOUNT CABINET W/DOOR MAIN CARD | 1 | [6 empty] | TRUE | [5 empty] | #FFFFFFFF |  |  | FALSE | FALSE | FALSE | [14 empty] | FALSE
NFPA 170 AREA OF REFUGE MASTER |  |  | North | Rath Area of Refuge |  | Area of Refuge Component |  |  |  | Assembly | TRUE | 2500-210FM |  | 10 ZONE FLUSH MOUNT CABINET W/DOOR | 1 | [6 empty] | FALSE | [5 empty] | #FF00B050 | FA-NFPA 170 AREA OF REFUGE MASTER | 1 | FALSE | FALSE | FALSE | 4000 | [13 empty] | FALSE
NFPA 170 AREA OF REFUGE MASTER |  |  | North | Rath Area of Refuge |  | Area of Refuge Component |  |  |  | Assembly | TRUE | 2500-12RCF |  | 12 ZONE FLUSH MOUNT CABINET W/DOOR | 1 | [6 empty] | FALSE | [5 empty] | #FF00B050 | FA-NFPA 170 AREA OF REFUGE MASTER | 1 | FALSE | FALSE | FALSE | 4000 | [13 empty] | FALSE
GenericN SUPERVISORY PANEL |  |  | North | Rath Area of Refuge |  | Supervisory Panel |  |  |  | Module | TRUE | 2500-16SPRVSR |  | UPS SUPERVISION MODULE 16 ZONE | 1 | [6 empty] | TRUE | [5 empty] | #FFFF0000 | FA-GenericN SUPERVISORY PANEL | 1 | FALSE | FALSE | FALSE | 5000 | [16 empty] | R
|  |  | North | Rath Area of Refuge | Area of Refuge | Cards & Components |  |  |  | Card | TRUE | 2500-210B MAIN CARD |  | 10 ZONE SURFACE MOUNT CABINET W/DOOR MAIN CARD | 1 | [6 empty] | TRUE | [5 empty] | #FFFFFFFF |  |  | FALSE | FALSE | FALSE | [14 empty] | FALSE
|  |  | North | Rath Area of Refuge | Area of Refuge | Cards & Components |  |  |  | Card | TRUE | 2500-205B MAIN CARD |  | SmartRescue Base Station Main Card | 1 | [6 empty] | TRUE | [5 empty] | #FFFFFFFF |  |  | FALSE | FALSE | FALSE | [14 empty] | FALSE
|  |  | North | Rath Area of Refuge | Area of Refuge | Cards & Components |  |  |  | Card | TRUE | 2500-210PSS MAIN CARD |  | 10 ZONE FLUSH MOUNT CABINET W/DOOR MAIN CARD | 1 | [6 empty] | TRUE | [5 empty] | #FFFFFFFF |  |  | FALSE | FALSE | FALSE | [14 empty] | FALSE
|  |  | North | Rath Area of Refuge | Area of Refuge | Hardware |  |  |  | Hardware | TRUE | RP6600100M |  | 2 HR. FIRE RATED CABLE 2 PR 22AWG | 1 | [6 empty] | FALSE | [5 empty] | #FFFFFFFF |  |  | FALSE | FALSE | FALSE | [14 empty] | FALSE
NFPA 170 AREA OF REFUGE REMOTE |  |  | North | Rath Area of Refuge |  | Area of Refuge Component |  |  |  | Module | TRUE | 2400-808SSPC |  | Stainless Steel Command System Call Box | 1 | [6 empty] | FALSE | [5 empty] | #FF00B050 | FA-NFPA 170 AREA OF REFUGE REMOTE | 1 | FALSE | FALSE | FALSE | 4002 | [13 empty] | FALSE
|  |  | North | Rath Area of Refuge | Area of Refuge | Cards & Components |  |  |  | Card | TRUE | 2500-28RCF MAIN CARD |  | 28 ZONE FLUSH MOUNT CABINET W/DOOR MAIN CARD | 1 | [6 empty] | TRUE | [5 empty] | #FFFFFFFF |  |  | FALSE | FALSE | FALSE | [14 empty] | FALSE
NFPA 170 AREA OF REFUGE REMOTE |  |  | North | Rath Area of Refuge |  | Area of Refuge Component |  |  |  | Module | TRUE | 2100-956SR |  | RED METAL BOX SURFACE MOUNT SYSTEM CALL BOX | 1 | [6 empty] | FALSE | [5 empty] | #FF00B050 | FA-NFPA 170 AREA OF REFUGE REMOTE | 1 | FALSE | FALSE | FALSE | 4002 | [13 empty] | FALSE
|  |  | North | Rath Area of Refuge | Area of Refuge | Cards & Components |  |  |  | Card | TRUE | 2500-PWR24U MAIN CARD | ++ | Main Board | 1 | 0.025 | 0.025 | 5 |  |  |  | TRUE | [5 empty] | #FFFFFFFF |  |  | FALSE | FALSE | FALSE | [14 empty] | FALSE
|  |  | North | Rath Area of Refuge | Area of Refuge | Hardware |  |  |  | Hardware | TRUE | 7044 |  | 6" X 8" BLUE W/BRAILLE AOR SIGN | 1 | [6 empty] | FALSE | [5 empty] | #FFFFFFFF |  |  | FALSE | FALSE | FALSE | [14 empty] | FALSE
GenericN AUX POWER SUPPLY |  |  | North | Rath Area of Refuge |  | Auxilliary Power Supply |  |  |  | Module | TRUE | RP7700104 |  | UPS Power Supply (12-36 Zone) | 1 | [6 empty] | FALSE | [5 empty] | #FFFF0000 | FA-GenericN AUX POWER SUPPLY | 1 | FALSE | FALSE | FALSE | [14 empty] | FALSE
GenericN SIGN |  |  | North | Rath Area of Refuge | Area of Refuge | Signage |  |  |  | Module | TRUE | 7050 | ++ | Area of Refuge Sign, Single Sided | 1 | 0 | 0 |  |  |  |  | FALSE |  | Surface Mounted |  | 10.5" H x 14” W x 3” D |  | #FFFF0000 | FA-GenericN SIGN | 1 | FALSE | FALSE | FALSE
|  |  | North | Rath Area of Refuge | Area of Refuge | Cards & Components |  |  |  | Card | TRUE | 2500-205PSS MAIN CARD |  | 5 ZONE FLUSH MOUNT CABINET W/DOOR MAIN CARD | 1 | [6 empty] | TRUE | [5 empty] | #FFFFFFFF |  |  | FALSE | FALSE | FALSE | [14 empty] | FALSE
NFPA 170 AREA OF REFUGE MASTER |  |  | North | Rath Area of Refuge |  | Area of Refuge Component |  |  |  | Module | TRUE | 2500-56XNC |  | 56 ZONE DESK MOUNT | 1 | [6 empty] | FALSE | [5 empty] | #FF00B050 | FA-NFPA 170 AREA OF REFUGE MASTER | 1 | FALSE | FALSE | FALSE | 4000 | [13 empty] | FALSE
NFPA 170 CELL COMM | RISER CELL COMM |  | North | Rath Area of Refuge |  | Cellular Communicator |  |  |  | Module | TRUE | 2100-LTEVER4-2 | ++ | Cellular Gateway with SIM Card Plan | 1 | 0.04 | 0.08 |  |  | 12 |  | TRUE |  | Surface |  | 4.3” H x 8.3” W x 2.6” D |  | #FFFF0000 | FA-NFPA 170 CELL COMM | 1 | FALSE | FALSE | FALSE | 250 | [13 empty] | FALSE
|  |  | North | Rath Area of Refuge | [5 empty] | Hardware | TRUE | 7050 |  | LED LIGHTED W/BATTERY BACKUP 120/277V AOR SIGN | [7 empty] | FALSE | [5 empty] | #FFFFFFFF |  |  | FALSE | FALSE | [15 empty] | FALSE
NFPA 170 AREA OF REFUGE REMOTE |  |  | North | Rath Area of Refuge |  | Area of Refuge Component |  |  |  | Module | TRUE | 3300FSN | ++ | SmartCommand System 3300FSN Call Box | 1 | [6 empty] | FALSE | [5 empty] | #FF00B050 | FA-NFPA 170 AREA OF REFUGE REMOTE | 1 | FALSE | FALSE | FALSE | 4002 | [13 empty] | FALSE
GenericN SUPERVISORY PANEL |  |  | North | Rath Area of Refuge |  | Supervisory Panel |  |  |  | Module | TRUE | 2500-12SPRVSR |  | UPS SUPERVISION MODULE 12 ZONE | 1 | [6 empty] | TRUE | [5 empty] | #FFFF0000 | FA-GenericN SUPERVISORY PANEL | 1 | FALSE | FALSE | FALSE | 5000 | [16 empty] | R
NC_DIVIDER |  |  | North | Rauland Nurse Call |  | Nurse Call Component |  |  |  | Module | TRUE | 350005 |  | DIVIDER | 1 | [6 empty] | TRUE | [5 empty] | #FFFF0000 | FA-NC_DIVIDER | 1 | FALSE | FALSE | FALSE
NC_TERMINAL CABINET |  |  | North | Rauland Nurse Call |  | Nurse Call Component |  |  |  | Assembly | TRUE | NC2828 |  | TERMINAL CABINET WITH 2828-BP INSERT | 1 | [6 empty] | TRUE | [5 empty] | #FFFF0000 | FA-NC_TERMINAL CABINET | 1 | FALSE | FALSE | FALSE
NC_FEATURE BED INTERFACE |  |  | North | Rauland Nurse Call |  | Nurse Call Component |  |  |  | Module | TRUE | 350302 |  | FEATURE BED INTERFACE with NCBED5 37- PIN FEATURE BED RECEPTACLE | 1 | [6 empty] | TRUE | [5 empty] | #FFFF0000 | FA-NC_FEATURE BED INTERFACE | 1 | FALSE | FALSE | FALSE
NC_CORRIDOR LIGHT |  |  | North | Rauland Nurse Call |  | Nurse Call Component |  |  |  | Module | TRUE | 352010 |  | CORRIDOR LIGHT 4 POSITION V2 | 1 | [6 empty] | TRUE | [5 empty] | #FFFF0000 | FA-NC_CORRIDOR LIGHT | 1 | FALSE | FALSE | FALSE
NC_PATIENT STATION ENHANCED |  |  | North | Rauland Nurse Call |  | Nurse Call Component |  |  |  | Module | TRUE | 353001 |  | SINGLE ENHANCED BED/PATIENT STATION WITH CURBELL GEN 4 PILLOW SPEAKER. ALSO INCLUDE CLEAR BUTTON COVER - PATIENT STN. (350022). | 1 | [6 empty] | TRUE | [5 empty] | #FFFF0000 | FA-NC_PATIENT STATION ENHANCED | 1 | FALSE | FALSE | FALSE
NC_PULL CORD WATERPROOF |  |  | North | Rauland Nurse Call |  | Nurse Call Component |  |  |  | Module | TRUE | 354001WP |  | WATERPROOF PULL CORD STATION | 1 | [6 empty] | TRUE | [5 empty] | #FFFF0000 | FA-NC_PULL CORD WATERPROOF | 1 | FALSE | FALSE | FALSE
NC_STAFF ASSIST STATION |  |  | North | Rauland Nurse Call |  | Nurse Call Component |  |  |  | Module | TRUE | 354015 |  | STAFF ASSIST CODE BLUE STATION. ALSO INCLUDE BUTTON COVER | 1 | [6 empty] | TRUE | [5 empty] | #FFFF0000 | FA-NC_STAFF ASSIST STATION | 1 | FALSE | FALSE | FALSE
NC_CORRIDOR LIGHT MINI |  |  | North | Rauland Nurse Call |  | Nurse Call Component |  |  |  | Module | TRUE | 352004 |  | MINI CORRIDOR LIGHT | 1 | [6 empty] | TRUE | [5 empty] | #FFFF0000 | FA-NC_CORRIDOR LIGHT MINI | 1 | FALSE | FALSE | FALSE
|  |  | North | Rauland Nurse Call |  | Cards & Components |  |  |  | Card | TRUE | NC2828 ELECTRONICS |  | 2828 ELECTRONICS | 1 | [6 empty] | TRUE | [5 empty] | #FFFFFFFF |  |  | FALSE | FALSE | FALSE
NC_PULL CORD WITH AUDIO |  |  | North | Rauland Nurse Call |  | Nurse Call Component |  |  |  | Module | TRUE | 354000 |  | PULL CORD w/AUDIO STATION | 1 | [6 empty] | TRUE | [5 empty] | #FFFF0000 | FA-NC_PULL CORD WITH AUDIO | 1 | FALSE | FALSE | FALSE
NC_NURSE CONSOLE |  |  | North | Rauland Nurse Call |  | Nurse Call Component |  |  |  | Assembly | TRUE | 351205 |  | VOIP NURSE CONSOLE V2 | 1 | [6 empty] | TRUE | [5 empty] | #FFFF0000 | FA-NC_NURSE CONSOLE | 1 | FALSE | FALSE | FALSE
GenericN ELECTRIC STRIKE |  |  | North | RCI | Security/Access Control | Electric Strike |  |  |  | Module | TRUE | DE8310 | ++ | DELAYED EGRESS V1.6 ELECTROMAGNETIC LOCKS | 1 | 0.24 | 0.49 |  |  | 12 |  | TRUE | [5 empty] | #FFFF0000 | FA-GenericN ELECTRIC STRIKE | 1 | FALSE | FALSE | FALSE | [17 empty] | R1
GenericN ELECTRIC STRIKE |  |  | North | RCI | Security/Access Control | Electric Strike |  |  |  | Module | TRUE | 8310 | ++ | ELECTROMAGNETIC LOCKS | 1 | 0.25 | 0.25 |  |  | 12 |  | TRUE | [5 empty] | #FFFF0000 | FA-GenericN ELECTRIC STRIKE | 1 | FALSE | FALSE | FALSE | [17 empty] | R1
GenericN ELECTRIC STRIKE |  |  | North | RCI | Security/Access Control | Electric Strike |  |  |  | Module | TRUE | 8320 | ++ | ELECTROMAGNETIC LOCKS | 1 | 0.5 | 0.5 |  |  | 12 |  | TRUE | [5 empty] | #FFFF0000 | FA-GenericN ELECTRIC STRIKE | 1 | FALSE | FALSE | FALSE | [17 empty] | R1
|  |  | North | REDDWARE | Security/Access Control |  |  |  |  | Module | TRUE | R47 |  | VIDEO RECORDER SERVER | 1 | [12 empty] | #FFFFFFFF |  |  | FALSE | FALSE | FALSE
NFPA 170 SMOKE CO DETECTOR |  |  | North | Resideo |  | Smoke/CO Detector |  |  |  | Module | TRUE | 5800CMBOV | ++ | Wireless Smoke/Carbon Monoxide (CO) Detector | 1 | [6 empty] | FALSE | [5 empty] | #FFFF0000 | FA-NFPA 170 SMOKE CO DETECTOR | 1 | FALSE | FALSE | FALSE | 1408 | [13 empty] | FALSE |  |  | W
NFPA 170 END OF LINE DEVICE |  |  | North | RIB |  | End-of-Line Device |  |  |  | Module | TRUE | RIBU1C | + | 10 AMP PILOT CONTROL RELAY | 1 | 0.018 | 0.018 |  |  |  |  | TRUE | [5 empty] | #FFFF0000 | FA-NFPA 170 END OF LINE DEVICE | 1 | FALSE | FALSE | FALSE | 5050 | [16 empty] | R
NFPA 170 NON ADDRESSABLE RELAY |  |  | North | RIB |  | Non-Addressable Relay |  |  |  | Module | TRUE | RIB2401-RD | + | Enclosed Relay 20 Amp SPDT with 24 Vac/dc/120 Vac Coil | 1 | 0 | 0.035 |  |  |  |  | FALSE | [5 empty] | #FFFF0000 | FA-NFPA 170 NON ADDRESSABLE RELAY | 1 | FALSE | FALSE | FALSE | 1300 | [13 empty] | FALSE
NFPA 170 DOOR HOLDER |  |  | North | Rixson |  | Door Holder |  |  |  | Module | TRUE | FM998 |  | 24V Door Holder | 1 | 0.02 | 0.02 |  |  |  |  | FALSE |  | FLUSH |  | SINGLE GANG | 1-GANG | #FFFF0000 | FA-NFPA 170 DOOR HOLDER | 1 | FALSE | FALSE | FALSE | 2500 |  |  | 3550-0028:0210 | [10 empty] | FALSE
NFPA 170 DOOR HOLDER |  |  | North | Rixson |  | Door Holder |  |  |  | Module | TRUE | ADI_K7-998TRI689 |  | Door Holder, Rixson, Semi-Flush | 1 | [6 empty] | FALSE | [5 empty] | #FFFF0000 | FA-NFPA 170 DOOR HOLDER | 1 | FALSE | FALSE | FALSE | [14 empty] | FALSE
|  |  | North | ROSSLARE SECURITY PRODUCTS | Security/Access Control |  |  |  |  | Module | TRUE | EX-06 |  |  | 1 | [12 empty] | #FFFFFFFF |  |  | FALSE | FALSE | FALSE
GenericN EQUIPMENT ENCLOSURE |  |  | North | RS2 Technologies |  | Enclosure |  |  |  | Assembly | TRUE | RS2-NCL |  | 18-gauge steel NEMA approved enclosure, 6 card capacity | 1 | [12 empty] | #FFFF0000 | FA-GenericN EQUIPMENT ENCLOSURE | 1 | FALSE | FALSE | FALSE | 400
|  |  | North | RS2 Technologies |  | Cards & Components |  |  |  | Card | TRUE | MR-52-S3 | ++ | 2 Door Controller | 1 | 0.55 | 0.55 |  |  | 24 |  | TRUE | [5 empty] | #FFFFFFFF |  |  | TRUE | FALSE | FALSE
|  |  | North | RS2 Technologies |  | Cards & Components |  |  |  | Card | TRUE | MR-16OUT-S3 | ++ | 16 Output Controller | 1 | 1.1 | 1.1 |  |  | 24 |  | TRUE | [5 empty] | #FFFFFFFF |  |  | TRUE | FALSE | FALSE
|  |  | North | RS2 Technologies |  | Cards & Components |  |  |  | Card | TRUE | LP-1502 | ++ | System Control Processor | 1 | 0.5 | 0.5 |  |  | 24 |  | TRUE | [5 empty] | #FFFFFFFF |  |  | TRUE | FALSE | FALSE
|  |  | North | RS2 Technologies |  | Cards & Components |  |  |  | Card | TRUE | LP-1501Plus | ++ | Single reader port | 1 | 1.8 | 1.8 |  |  | 24 |  | TRUE | [5 empty] | #FFFFFFFF |  |  | TRUE | FALSE | FALSE
|  |  | North | RS2 Technologies |  | Cards & Components |  |  |  | Card | TRUE | MR-16IN-S3 | ++ | 16 Input Controller | 1 | 0.35 | 0.35 |  |  | 24 |  | TRUE | [5 empty] | #FFFFFFFF |  |  | TRUE | FALSE | FALSE
|  |  | North | RS2 Technologies |  | Cards & Components |  |  |  | Card | TRUE | MR-50-S3 | ++ | Single Door Controller | 1 | 0.15 | 0.15 |  |  | 24 |  | TRUE | [5 empty] | #FFFFFFFF |  |  | TRUE | FALSE | FALSE
|  |  | North | RS2 Technologies |  | Cards & Components |  |  |  | Card | TRUE | LP-1501 | ++ | Standalone Single reader port | 1 | 1.8 | 1.8 |  |  | 24 |  | TRUE | [5 empty] | #FFFFFFFF |  |  | TRUE | FALSE | FALSE
NFPA 170 DOOR HOLDER |  |  | North | RSG |  | Door Holder |  |  |  | Module | TRUE | DH(1224)RPC |  | Door Holder, Recessed Mount, Chrome | 1 | 0.04 | 0.04 |  |  |  |  | TRUE | [5 empty] | #FFFF0000 | FA-NFPA 170 DOOR HOLDER | 1 | FALSE | FALSE | FALSE | 2500
NFPA 170 DOOR HOLDER |  |  | North | RSG |  | Door Holder |  |  |  | Module | TRUE | DH(1224)SPC |  | Door Holder, Surface Mount, Chrome | 1 | 0.04 | 0.04 |  |  |  |  | TRUE | [5 empty] | #FFFF0000 | FA-NFPA 170 DOOR HOLDER | 1 | FALSE | FALSE | FALSE | 2500
NFPA 170 DOOR HOLDER |  |  | North | RSG |  | Door Holder |  |  |  | Module | TRUE | DH(24120)SPC |  | Door Holder, Surface Mount, Chrome | 1 | 0.02 | 0.04 |  |  |  |  | TRUE | [5 empty] | #FFFF0000 | FA-NFPA 170 DOOR HOLDER | 1 | FALSE | FALSE | FALSE | 2500
NFPA 170 DOOR HOLDER |  |  | North | RSG |  | Door Holder |  |  |  | Module | TRUE | DH(1224)FPC |  | Door Holder, Flush Mount, Chrome | 1 | 0.04 | 0.04 |  |  |  |  | TRUE | [5 empty] | #FFFF0000 | FA-NFPA 170 DOOR HOLDER | 1 | FALSE | FALSE | FALSE | 2500
NFPA 170 DOOR HOLDER |  |  | North | RSG |  | Door Holder |  |  |  | Module | TRUE | DH(24120)GPC |  | Door Holder, Ground Mount, Chrome | 1 | 0.02 | 0.04 |  |  |  |  | TRUE | [5 empty] | #FFFF0000 | FA-NFPA 170 DOOR HOLDER | 1 | FALSE | FALSE | FALSE | 2500
NFPA 170 DOOR HOLDER |  |  | North | RSG |  | Door Holder |  |  |  | Module | TRUE | DH(24120)RPC |  | Door Holder, Recessed Mount, Chrome | 1 | 0.02 | 0.04 |  |  |  |  | TRUE | [5 empty] | #FFFF0000 | FA-NFPA 170 DOOR HOLDER | 1 | FALSE | FALSE | FALSE | 2500
NFPA 170 DOOR HOLDER |  |  | North | RSG |  | Door Holder |  |  |  | Module | TRUE | DH(24120)FPC |  | Door Holder, Flush Mount, Chrome | 1 | 0.02 | 0.04 |  |  |  |  | TRUE | [5 empty] | #FFFF0000 | FA-NFPA 170 DOOR HOLDER | 1 | FALSE | FALSE | FALSE | 2500
NFPA 170 DOOR HOLDER |  |  | North | RSG |  | Door Holder |  |  |  | Module | TRUE | DH(1224)GPC |  | Door Holder, Ground Mount, Chrome | 1 | 0.04 | 0.04 |  |  |  |  | TRUE | [5 empty] | #FFFF0000 | FA-NFPA 170 DOOR HOLDER | 1 | FALSE | FALSE | FALSE | 2500
NFPA 170 DOOR HOLDER |  |  | North | RSG |  | Door Holder |  |  |  | Module | TRUE | DH(24120)GPC2 |  | Door Holder, Ground Mount, Chrome Double Coil | 1 | 0.02 | 0.04 |  |  |  |  | TRUE | [5 empty] | #FFFF0000 | FA-NFPA 170 DOOR HOLDER | 1 | FALSE | FALSE | FALSE | 2500
NFPA 170 JUNCTION BOX |  |  | North | SAFE Fire Detection |  | Junction Box |  |  |  | Module | TRUE | TC1000 ELR |  |  | 1 | [6 empty] | FALSE | [5 empty] | #FF00B050 | FA-NFPA 170 JUNCTION BOX | 1 | FALSE | FALSE | FALSE | [14 empty] | FALSE |  |  | ELR
NFPA 170 END OF LINE DEVICE |  |  | North | SAFE Fire Detection |  | End-of-Line Device |  |  |  | Module | TRUE | RG5223 | + | End-of-line Resistor Box w/ Test Switch | 1 | 0.1 | 0.1 |  |  |  |  | TRUE | [5 empty] | #FFFF0000 | FA-NFPA 170 END OF LINE DEVICE | 1 | FALSE | FALSE | FALSE
170 BASIC SHAPE |  |  | North | SAFE Fire Detection |  | Miscellaneous |  |  |  | Module | TRUE | SPLICE |  |  | 1 | [6 empty] | FALSE | [5 empty] | #FFFF0000 | FA-170 BASIC SHAPE | 1 | FALSE | FALSE | FALSE | 5000 | [13 empty] | FALSE |  |  | SP
NFPA 170 ISOLATION MODULE |  |  | North | SAFE Fire Detection |  | Isolator Module |  |  |  | Module | TRUE | RG5225 |  | Intrinsic Safety Barrier, Addressable | 1 | 0.1 | 0.1 |  |  |  |  | FALSE | [5 empty] | #FFFF0000 | FA-NFPA 170 ISOLATION MODULE | 1 | FALSE | FALSE | FALSE | 6000 | [13 empty] | FALSE |  |  | LIN
NFPA 170 JUNCTION BOX |  |  | North | SAFE Fire Detection |  | Junction Box |  |  |  | Module | TRUE | TC1000 |  |  | 1 | [6 empty] | FALSE | [5 empty] | #FF00B050 | FA-NFPA 170 JUNCTION BOX | 1 | FALSE | FALSE | FALSE | 6000 | [13 empty] | FALSE |  |  | LIN
NFPA 170 JUNCTION BOX |  |  | North | SAFE Fire Detection |  | Junction Box |  |  |  | Module | TRUE | TC1002 ELR |  |  | 1 | [6 empty] | FALSE | [5 empty] | #FF00B050 | FA-NFPA 170 JUNCTION BOX | 1 | FALSE | FALSE | FALSE | 6000 | [13 empty] | FALSE |  |  | ELR
NFPA 170 JUNCTION BOX |  |  | North | SAFE Fire Detection |  | Junction Box |  |  |  | Module | TRUE | TC1002 |  |  | 1 | [6 empty] | FALSE | [5 empty] | #FF00B050 | FA-NFPA 170 JUNCTION BOX | 1 | FALSE | FALSE | FALSE | 6000 | [13 empty] | FALSE |  |  | LIN
NFPA 170 ISOLATION MODULE |  |  | North | SAFE Fire Detection |  | Isolator Module |  |  |  | Module | TRUE | RG5224 |  | Intrinsic Safety Barrier, Conventional | 1 | 0.1 | 0.1 |  |  |  |  | FALSE | [5 empty] | #FFFF0000 | FA-NFPA 170 ISOLATION MODULE | 1 | FALSE | FALSE | FALSE | 6000 | [13 empty] | FALSE |  |  | LIN
GenericN INTERFACE MODULE |  |  | North | SAFE Fire Detection |  | Interface Module |  |  |  | Module | TRUE | DLM-Z2 | ++ | Distance Locating Module | 1 | 0.008 | 0.028 |  |  |  |  | TRUE |  |  |  | 8”H x 6”W x 4”D (20.3cm x 15.2cm x 10.2cm) |  | #FFFF0000 | FA-GenericN INTERFACE MODULE | 1 | FALSE | FALSE | FALSE
|  |  | North | SAFETY TECHNOLOGY INCORPORATED | STOPPERS |  |  |  |  | Module | TRUE | SS2221EM-EN |  |  | 1 | [12 empty] | #FFFFFFFF |  |  | FALSE | FALSE | FALSE
|  |  | North | Schlage | Security/Access Control |  |  |  |  | Module | TRUE | ND53PD |  |  | 1 | [12 empty] | #FFFFFFFF |  |  | FALSE | FALSE | FALSE
|  |  | North | Schlage | Security/Access Control |  |  |  |  | Module | TRUE | ND80EUZD |  |  | 1 | [12 empty] | #FFFFFFFF |  |  | FALSE | FALSE | FALSE
|  |  | North | SECURITRON | Security/Access Control |  |  |  |  | Module | TRUE | M32 (F) (BD) (SS) |  |  | 1 | [12 empty] | #FFFFFFFF |  |  | FALSE | FALSE | FALSE
|  |  | North | SECURITY DOOR CONTROLS | Security/Access Control |  |  |  |  | Module | TRUE | 492 |  |  | 1 | [12 empty] | #FFFFFFFF |  |  | FALSE | FALSE | FALSE
|  |  | North | SECURITY DOOR CONTROLS | Security/Access Control |  |  |  |  | Module | TRUE | 491 |  |  | 1 | [12 empty] | #FFFFFFFF |  |  | FALSE | FALSE | FALSE
|  |  | North | SECURITY DOOR CONTROLS | Security/Access Control |  |  |  |  | Module | TRUE | 492WP |  |  | 1 | [12 empty] | #FFFFFFFF |  |  | FALSE | FALSE | FALSE
NFPA 170 SMOKE DETECTOR |  |  | North | Secutron |  | Smoke Detector |  |  |  | Module | TRUE | MRI-2351RAP | ++ | Intelligent Photoelectric smoke detector, White, remote test capable, for use with duct smoke detectors - UL | 1 | 0.0002 | 0.0045 |  |  |  |  | FALSE | TRUE |  |  | 2 inches H x 6.2 inches D |  | #FFFF0000 | FA-NFPA 170 SMOKE DETECTOR | 1 | FALSE | FALSE | FALSE | 1408 | [13 empty] | FALSE
|  |  | North | Secutron |  | Cards & Components |  |  |  | Card | TRUE | MRNC2 | ++ | Dual NAC Expansion Module | 1 | 0.01 | 0.065 |  |  |  |  | TRUE | [5 empty] | #FFFFFFFF |  |  | FALSE | FALSE | FALSE | [12 empty] | 3
NFPA 170 SMOKE DETECTOR |  |  | North | Secutron |  | Smoke Detector |  |  |  | Module | TRUE | MRI-2351TAP w/300-6 | ++ | Intelligent Photoelectric smoke detector with Thermal - UL, White, Standard Base | 1 | 0.0002 | 0.0045 |  |  |  |  | FALSE | TRUE |  |  | 2 inches H x 6.2 inches D |  | #FFFF0000 | FA-NFPA 170 SMOKE DETECTOR | 1 | FALSE | FALSE | FALSE | 1408 | [13 empty] | FALSE
NFPA 170 MANUAL PULL |  |  | North | Secutron |  | Manual Station |  |  |  | Module | TRUE | MRM-810MPU | ++ | MP 1 Stage Addressable Double Action Pull Station, UL | 1 | 0.002 | 0.0033 |  |  |  |  | FALSE | FALSE |  |  | 5 ½” H x 4 1/8” W x 1 3/8” D |  | #FFFF0000 | FA-NFPA 170 MANUAL PULL | 1 | FALSE | FALSE | FALSE | 957 | [13 empty] | FALSE
NFPA 170 REMOTE ANNUNCIATOR | RISER ANNUNCIATOR |  | North | Secutron |  | Remote Annunciator |  |  |  | Module | TRUE | MR-2644G | ++ | MR-2644 LCD annunciator, flush mount, White | 1 | 0.03 | 0.07 |  |  |  |  | FALSE |  |  |  | 4.5” (H) x 10” (W) 10.2cm (H) x 25.4cm (W) |  | #FFFF0000 | FA-NFPA 170 REMOTE ANNUNCIATOR | 1 | FALSE | FALSE | FALSE | 255 | [8 empty] | 7,12,18 |  |  |  |  | TRUE
NFPA 170 ADDRESSABLE INPUT MONITOR MODULE |  |  | North | Secutron |  | Addressable Module |  |  |  | Module | TRUE | MRI-M500R | ++ | Relay Module | 1 | 0.0003 | 0.0055 |  |  |  |  | FALSE | FALSE |  |  | 4.25"W x 4.65"H x 1.1"D |  | #FFFF0000 | FA-NFPA 170 ADDRESSABLE INPUT MONITOR MODULE | 1 | FALSE | FALSE | FALSE | 1000 | [13 empty] | FALSE
|  |  | North | Secutron |  | Cards & Components |  |  |  | Card | TRUE | MRCTYB | ++ | City Connection Module | 1 | 0.02 | 0.02 |  |  |  |  | TRUE | [5 empty] | #FFFFFFFF |  |  | FALSE | FALSE | FALSE | [12 empty] | 3
NFPA 170 ADDRESSABLE INPUT MONITOR MODULE |  |  | North | Secutron |  | Addressable Module |  |  |  | Module | TRUE | MRI-501MA | ++ | Mini Monitor Module (ULC listed for Canada) | 1 | 0.0004 | 0.0055 |  |  |  |  | FALSE | FALSE |  |  | 4.25"W x 4.65"H x 1.1"D |  | #FFFF0000 | FA-NFPA 170 ADDRESSABLE INPUT MONITOR MODULE | 1 | FALSE | FALSE | FALSE | 1000 | [13 empty] | FALSE
NFPA 170 ADDRESSABLE INPUT MONITOR MODULE |  |  | North | Secutron |  | Addressable Module |  |  |  | Module | TRUE | MRI-M502M | ++ | Zone Interface Module | 1 | 0.0003 | 0.0003 |  |  |  |  | FALSE | FALSE |  |  | 4.25"W x 4.65"H x 1.1"D |  | #FFFF0000 | FA-NFPA 170 ADDRESSABLE INPUT MONITOR MODULE | 1 | FALSE | FALSE | FALSE | 1000 | [13 empty] | FALSE
|  |  | North | Secutron |  | Cards & Components |  |  |  | Card | TRUE | MR-XPS | ++ | Expansion Transformer, 120/240 VAC | 1 | [6 empty] | TRUE | [5 empty] | #FFFFFFFF |  |  | FALSE | FALSE | FALSE | [12 empty] | 3
NFPA 170 MANUAL PULL |  |  | North | Secutron |  | Manual Station |  |  |  | Module | TRUE | MRM-822MP | ++ | MP Maglock 2 Stage Double Action Pull Station, ULC | 1 | 0.002 | 0.0033 |  |  |  |  | FALSE | FALSE |  |  | 5 ½” H x 4 1/8” W x 1 3/8” D |  | #FFFF0000 | FA-NFPA 170 MANUAL PULL | 1 | FALSE | FALSE | FALSE | 957 | [13 empty] | FALSE
NFPA 170 ADDRESSABLE INPUT MONITOR MODULE |  |  | North | Secutron |  | Addressable Module |  |  |  | Module | TRUE | MRI-M500S | ++ | Supervised Control Module | 1 | 0.0004 | 0.0055 |  |  |  |  | FALSE | FALSE |  |  | 4.25"W x 4.65"H x 1.1"D |  | #FFFF0000 | FA-NFPA 170 ADDRESSABLE INPUT MONITOR MODULE | 1 | FALSE | FALSE | FALSE | 1000 | [13 empty] | FALSE
NFPA 170 REMOTE ANNUNCIATOR | RISER ANNUNCIATOR |  | North | Secutron |  | Remote Annunciator |  |  |  | Module | TRUE | MR-2644R | ++ | MR-2644 LCD annunciator, flush mount, Red | 1 | 0.03 | 0.07 |  |  |  |  | FALSE |  |  |  | 4.5” (H) x 10” (W) 10.2cm (H) x 25.4cm (W) |  | #FFFF0000 | FA-NFPA 170 REMOTE ANNUNCIATOR | 1 | FALSE | FALSE | FALSE | 255 | [8 empty] | 7,12,18 |  |  |  |  | TRUE
NFPA 170 HEAT DETECTOR |  |  | North | Secutron |  | Heat Detector |  |  |  | Module | TRUE | MRI-5251H w/B210LP | ++ | Intelligent Heat Detector, 135°F fixed temperature with rate-of-rise detection, Standard Base | 1 | 0.0002 | 0.0065 |  |  |  |  | FALSE | TRUE |  |  | 2 inches H x 6.2 inches D |  | #FFFF0000 | FA-NFPA 170 HEAT DETECTOR | 1 | FALSE | FALSE | FALSE | 1408 | [13 empty] | FALSE
NFPA 170 FIRE ALARM CONTROL UNIT | RISER FACP |  | North | Secutron |  | Fire Alarm Control Unit |  |  |  | Assembly | TRUE | MR-2200R | ++ | Dual SLC Fire Alarm Control Panel, 120 VAC input, Red | 1 | [6 empty] | FALSE |  |  |  | 16-7/8” W x 29-1/2” H x 5-1/4” D (429 mm x 749 mm x 133 mm) |  | #FFFF0000 | FA-NFPA 170 FIRE ALARM CONTROL UNIT | 1 | FALSE | FALSE | FALSE | 202 | [8 empty] | 7,12,18,26,35 |  | 12 |  |  | TRUE
|  |  | North | Secutron |  | Cards & Components |  |  |  | Card | TRUE | MRLD8 | ++ | Eight (8) LED Module | 1 | 0.005 | 0.015 |  |  |  |  | TRUE | [5 empty] | #FFFFFFFF |  |  | FALSE | FALSE | FALSE | [12 empty] | 3
NFPA 170 HEAT DETECTOR |  |  | North | Secutron |  | Heat Detector |  |  |  | Module | TRUE | MRI-5251RB w/B210LP | ++ | Intelligent Heat Detector, 135°F fixed temperature with rate-of-rise detection, Standard Base | 1 | 0.0002 | 0.0065 |  |  |  |  | FALSE | TRUE |  |  | 2 inches H x 6.2 inches D |  | #FFFF0000 | FA-NFPA 170 HEAT DETECTOR | 1 | FALSE | FALSE | FALSE | 1408 | [13 empty] | FALSE
NFPA 170 SMOKE HEAT DETECTOR |  |  | North | Secutron |  | Smoke/Heat Detector |  |  |  | Module | TRUE | MRI-2351AP w/300-6 | ++ | Intelligent Photoelectric smoke detector - UL, White, Standard Base | 1 | 0.0002 | 0.0045 |  |  |  |  | FALSE | TRUE |  |  | 2 inches H x 6.2 inches D |  | #FFFF0000 | FA-NFPA 170 SMOKE HEAT DETECTOR | 1 | FALSE | FALSE | FALSE | 1408 | [13 empty] | FALSE
NFPA 170 MANUAL PULL |  |  | North | Secutron |  | Manual Station |  |  |  | Module | TRUE | MRM-802MP | ++ | MP 2 Stage Addressable Pull Station, ULC | 1 | 0.002 | 0.0033 |  |  |  |  | FALSE | FALSE |  |  | 5 ½” H x 4 1/8” W x 1 3/8” D |  | #FFFF0000 | FA-NFPA 170 MANUAL PULL | 1 | FALSE | FALSE | FALSE | 957 | [13 empty] | FALSE
NFPA 170 SMOKE DETECTOR |  |  | North | Secutron |  | Smoke Detector |  |  |  | Module | TRUE | MRI-2251B w/B210LP | ++ | Intelligent Photoelectric Detector, Standard Base | 1 | 0.0003 | 0.0065 |  |  |  |  | FALSE | TRUE |  |  | 2 inches H x 6.1 inches D |  | #FFFF0000 | FA-NFPA 170 SMOKE DETECTOR | 1 | FALSE | FALSE | FALSE | 1408 | [13 empty] | FALSE
NFPA 170 FIRE ALARM CONTROL UNIT | RISER FACP |  | North | Secutron |  | Fire Alarm Control Unit |  |  |  | Assembly | TRUE | MR-2200B | ++ | Dual SLC Fire Alarm Control Panel, 120 VAC input, Beige | 1 | [6 empty] | FALSE |  |  |  | 16-7/8” W x 29-1/2” H x 5-1/4” D (429 mm x 749 mm x 133 mm) |  | #FFFF0000 | FA-NFPA 170 FIRE ALARM CONTROL UNIT | 1 | FALSE | FALSE | FALSE | 202 | [8 empty] | 7,12,18,26,35 |  | 12 |  |  | TRUE
NFPA 170 ADDRESSABLE INPUT MONITOR MODULE |  |  | North | Secutron |  | Addressable Module |  |  |  | Module | TRUE | MRI-M500DM | ++ | Dual Input Monitor Module | 2 | 0.00075 | 0.00097 |  |  |  |  | FALSE | FALSE |  |  | 4.25"W x 4.65"H x 1.1"D |  | #FFFF0000 | FA-NFPA 170 ADDRESSABLE INPUT MONITOR MODULE | 1 | FALSE | FALSE | FALSE | 1000 | [13 empty] | FALSE |  |  | 2
NFPA 170 SMOKE DETECTOR |  |  | North | Secutron |  | Smoke Detector |  |  |  | Module | TRUE | MRI-2251BR | ++ | Intelligent Photoelectric Detector. Remote test capable. For use with DNR(W) duct detectors. | 1 | 0.0003 | 0.0065 |  |  |  |  | FALSE | TRUE |  |  | 2 inches H x 6.1 inches D |  | #FFFF0000 | FA-NFPA 170 SMOKE DETECTOR | 1 | FALSE | FALSE | FALSE | 1408 | [13 empty] | FALSE
|  |  | North | Secutron |  | Cards & Components |  |  |  | Card | TRUE | MRRL4 | ++ | Four Relay Module | 1 | 0.005 | 0.017 |  |  |  |  | TRUE | [5 empty] | #FFFFFFFF |  |  | FALSE | FALSE | FALSE | [12 empty] | 3
NFPA 170 MANUAL PULL |  |  | North | Secutron |  | Manual Station |  |  |  | Module | TRUE | MRM-800MP | ++ | MP 1 Stage Addressable Double Action Pull Station, ULC | 1 | 0.002 | 0.0033 |  |  |  |  | FALSE | FALSE |  |  | 5 ½” H x 4 1/8” W x 1 3/8” D |  | #FFFF0000 | FA-NFPA 170 MANUAL PULL | 1 | FALSE | FALSE | FALSE | 957 | [13 empty] | FALSE
|  |  | North | Secutron |  | Cards & Components |  |  |  | Card | TRUE | MR-2200 Main Board | ++ | Main Board | 1 | 0.11 | 0.175 |  |  |  |  | TRUE | FALSE |  |  |  |  | #FFFFFFFF |  |  | FALSE | FALSE | FALSE | [14 empty] | FALSE
NFPA 170 MULTI DETECTOR |  |  | North | Secutron |  | Multi Criteria Detector |  |  |  | Module | TRUE | MRI-2251TMB w/B210LP | ++ | Intelligent AcclimateTM Multicriteria Smoke Detector, Standard Base | 1 | 0.0003 | 0.0065 |  |  |  |  | FALSE | TRUE |  |  | 2 inches H x 6.1 inches D |  | #FFFF0000 | FA-NFPA 170 MULTI DETECTOR | 1 | FALSE | FALSE | FALSE | 1408 | [13 empty] | FALSE
NFPA 170 FIRE ALARM CONTROL UNIT | RISER FACP |  | North | Secutron |  | Fire Alarm Control Unit |  |  |  | Assembly | TRUE | MR-2100R | ++ | Single SLC Fire Alarm Control Panel, 120 VAC input, Red | 1 | [6 empty] | FALSE |  |  |  | 16-7/8” W x 29-1/2” H x 5-1/4” D (429 mm x 749 mm x 133 mm) |  | #FFFF0000 | FA-NFPA 170 FIRE ALARM CONTROL UNIT | 1 | FALSE | FALSE | FALSE | 202 | [8 empty] | 7,12,18,26,35 |  | 12 |  |  | TRUE
NFPA 170 SMOKE HEAT DETECTOR |  |  | North | Secutron |  | Smoke/Heat Detector |  |  |  | Module | TRUE | 7251 | ++ | Intelligent PinnacleTM Laser Smoke Detector, Standard Base | 1 | 0.00023 | 0.00033 |  |  |  |  | FALSE | TRUE |  |  | 1.66 inches H x 4 inches D |  | #FFFF0000 | FA-NFPA 170 SMOKE HEAT DETECTOR | 1 | FALSE | FALSE | FALSE | 1408 | [13 empty] | FALSE
NFPA 170 ADDRESSABLE INPUT MONITOR MODULE |  |  | North | Secutron |  | Addressable Module |  |  |  | Module | TRUE | MRI-M501M | ++ | Mini Monitor Module | 1 | 0.0004 | 0.0055 |  |  |  |  | FALSE | FALSE |  |  | 2.7"W x 1.7:"H x 0.5"D |  | #FFFF0000 | FA-NFPA 170 ADDRESSABLE INPUT MONITOR MODULE | 1 | FALSE | FALSE | FALSE | 1000 | [13 empty] | FALSE
NFPA 170 ADDRESSABLE INPUT MONITOR MODULE |  |  | North | Secutron |  | Addressable Module |  |  |  | Module | TRUE | MRI-M500M | ++ | Monitor Module | 1 | 0.0004 | 0.0055 |  |  |  |  | FALSE | FALSE |  |  | 4.25"W x 4.65"H x 1.1"D |  | #FFFF0000 | FA-NFPA 170 ADDRESSABLE INPUT MONITOR MODULE | 1 | FALSE | FALSE | FALSE | 1000 | [13 empty] | FALSE
|  |  | North | Secutron |  | Cards & Components |  |  |  | Card | TRUE | MR-2100 Main Board | ++ | Main Board | 1 | 0.11 | 0.175 |  |  |  |  | TRUE | FALSE |  |  |  |  | #FFFFFFFF |  |  | FALSE | FALSE | FALSE | [14 empty] | FALSE
NFPA 170 FIRE ALARM CONTROL UNIT | RISER FACP |  | North | Secutron |  | Fire Alarm Control Unit |  |  |  | Assembly | TRUE | MR-2100B | ++ | Single SLC Fire Alarm Control Panel, 120 VAC input, Beige | 1 | [6 empty] | FALSE |  |  |  | 16-7/8” W x 29-1/2” H x 5-1/4” D (429 mm x 749 mm x 133 mm) |  | #FFFF0000 | FA-NFPA 170 FIRE ALARM CONTROL UNIT | 1 | FALSE | FALSE | FALSE | 202 | [8 empty] | 7,12,18,26,35 |  | 12 |  |  | TRUE
NFPA 170 HEAT DETECTOR |  |  | North | Secutron |  | Heat Detector |  |  |  | Module | TRUE | MRI-5251B w/B210LP | ++ | Intelligent Heat Detector, 135°F fixed temperature, Standard Base | 1 | 0.0002 | 0.0065 |  |  |  |  | FALSE | TRUE |  |  | 2 inches H x 6.2 inches D |  | #FFFF0000 | FA-NFPA 170 HEAT DETECTOR | 1 | FALSE | FALSE | FALSE | 1408 | [13 empty] | FALSE
NFPA 170 MANUAL PULL |  |  | North | Secutron |  | Manual Station |  |  |  | Module | TRUE | MRM-710U | ++ | Dual Action Manual Station, UL | 1 | [6 empty] | TRUE |  |  |  | 4.9" H x 3.5" W x 2.0" D |  | #FFFF0000 | FA-NFPA 170 MANUAL PULL | 1 | FALSE | FALSE | FALSE | 957
NFPA 170 MANUAL PULL |  |  | North | Secutron |  | Manual Station |  |  |  | Module | TRUE | MRM-710 | ++ | Dual Action Bilingual Manual Station, ULC | 1 | [6 empty] | TRUE |  |  |  | 4.9" H x 3.5" W x 2.0" D |  | #FFFF0000 | FA-NFPA 170 MANUAL PULL | 1 | FALSE | FALSE | FALSE | 957
NFPA 170 ISOLATION MODULE |  |  | North | Secutron |  | Isolator Module |  |  |  | Module | TRUE | MRI-M500X | ++ | Isolator Module | 1 | 0.00045 | 0.005 |  |  |  |  | FALSE | FALSE |  |  | 4.25"W x 4.65"H x 1.1"D |  | #FFFF0000 | FA-NFPA 170 ISOLATION MODULE | 1 | FALSE | FALSE | FALSE | 1000 | [13 empty] | FALSE
NFPA 170 SMOKE HEAT DETECTOR |  |  | North | Secutron |  | Smoke/Heat Detector |  |  |  | Module | TRUE | MRI-2251TB w/B210LP | ++ | Intelligent Photoelectric Detector with 135°F Fixed Temperature Heat Detector, Standard Base | 1 | 0.0003 | 0.0065 |  |  |  |  | FALSE | TRUE |  |  | 2 inches H x 6.1 inches D |  | #FFFF0000 | FA-NFPA 170 SMOKE HEAT DETECTOR | 1 | FALSE | FALSE | FALSE | 1408 | [13 empty] | FALSE
|  |  | North | Secutron |  | Cards & Components |  |  |  | Card | TRUE | MRDL | ++ | DACT Module | 1 | 0.033 | 0.06 |  |  |  |  | TRUE | [5 empty] | #FFFFFFFF |  |  | FALSE | FALSE | FALSE | [12 empty] | 3
|  |  | North | SELECT ENGINEERED SYSTEMS | Security/Access Control |  |  |  |  | Module | TRUE | RHRFSPWV3 |  |  | 1 | [12 empty] | #FFFFFFFF |  |  | FALSE | FALSE | FALSE
NFPA 170 STROBE CEILING |  |  | North | Siemens |  | Strobe |  |  |  | Module | TRUE | SC-ST-CW-F |  | CEILING ACEND STROBE, WHITE, "FIRE" | 1 | [6 empty] | TRUE | TRUE |  |  |  |  | #FF0070C0 | FA-NFPA 170 STROBE CEILING | 1 | FALSE | FALSE | FALSE
NFPA 170 SMOKE DETECTOR |  |  | North | Siemens |  | Smoke Detector |  |  |  | Module | TRUE | OP921 w/RELAY BASE |  | Smoke Detector w/Relay Base | 1 | 0.00025 | 0.00041 |  |  |  |  | FALSE | TRUE |  |  |  |  | #FFFF0000 | FA-NFPA 170 SMOKE DETECTOR | 1 | FALSE | FALSE | FALSE | 1408 | [13 empty] | FALSE |  |  | SB
NFPA 170 ADDRESSABLE INPUT MONITOR MODULE |  |  | North | Siemens |  | Addressable Module |  |  |  | Module | TRUE | FDCIO422 | S54322-F4-A1 | 4 Input / 4 Output Monitor Module | 1 | [6 empty] | FALSE | [5 empty] | #FFFF0000 | FA-NFPA 170 ADDRESSABLE INPUT MONITOR MODULE | 1 | FALSE | FALSE | FALSE | 1000 | [13 empty] | FALSE
|  |  | North | Siemens | [5 empty] | Module | TRUE | XLS-MSE3-ADPT | S54430-C14-A1 | MXL-IQ MSE-3L AND MSE-3M BLACK ENCLOSURE ADAPTER FORFIREFINDER XLS | 1 | [12 empty] | #FFFFFFFF |  |  | FALSE | FALSE | FALSE
NFPA 170 NOTIFICATION CIRCUIT EXTENDER PANEL | RISER NAC |  | North | Siemens |  | Notification Circuit Extender Panel |  |  |  | Assembly | TRUE | PAD-4-6A-CLSA | S54339-A2-A1 | Complete 6 amp PAD-4 kit with Class A adapter | 1 | [12 empty] | #FFFF0000 | FA-NFPA 170 NOTIFICATION CIRCUIT EXTENDER PANEL | 1 | FALSE | FALSE | FALSE | 212 | [8 empty] | 7,12,18,35 |  |  | 11 |  | TRUE
NFPA 170 DOOR HOLDER |  |  | North | Siemens |  | Door Holder |  |  |  | Module | TRUE | SDH-6A |  | 120VAC, concealed wiring | 1 | 0.034 |  |  |  | 120 |  | FALSE | [5 empty] | #FFFF0000 | FA-NFPA 170 DOOR HOLDER | 1 | FALSE | FALSE | FALSE | 2500 | [13 empty] | FALSE
|  |  | North | Siemens | [5 empty] | Module | TRUE | 789260-1 | S54430-F311-A1 | POLE MOUNT (U-BOLT) - 3" | 1 | [12 empty] | #FFFFFFFF |  |  | FALSE | FALSE | FALSE
NFPA 170 SPEAKER WALL |  |  | North | Siemens |  | Speaker |  |  |  | Module | TRUE | SEFH-R | S54360-F6-A1 | HIGH FIDELITY SPEAKER, SQUARE, HIFI, LOW PROFILE, WALL, RED | 1 | [12 empty] | #FF0070C0 | FA-NFPA 170 SPEAKER WALL | 1 | FALSE | FALSE | FALSE | 2021
|  |  | North | Siemens | [5 empty] | Module | TRUE | HZM | 500-034850 | CONVENTIONAL ZONE MODULE | 1 | [12 empty] | #FFFFFFFF |  |  | FALSE | FALSE | FALSE
|  |  | North | Siemens | [5 empty] | Module | TRUE | RPR-1 | 500-694998 | REMOTE POLARIZED RELAY -24VDC WITH SXL, MXL & SYSTEM 3 | 1 | [12 empty] | #FFFFFFFF |  |  | FALSE | FALSE | FALSE
|  |  | North | Siemens | [5 empty] | Module | TRUE | 40/40L-222SF | S54430-F131-A1 | UV/IR FLM DET WO2 85C 3/4" SS FM | 1 | [12 empty] | #FFFFFFFF |  |  | FALSE | FALSE | FALSE
NFPA 170 HORN STROBE CEILING |  |  | North | Siemens |  | Horn/Strobe |  |  |  | Module | TRUE | SC-LFSS-CR-F |  | CEILING ACEND LOW FREQUENCY SOUNDER STROBE, RED, "FIRE" | 1 | [6 empty] | TRUE | [5 empty] | #FF0070C0 | FA-NFPA 170 HORN STROBE CEILING | 1 | FALSE | FALSE | FALSE | [17 empty] | LF
|  |  | North | Siemens | [5 empty] | Module | TRUE | VNT-PC | 500-650490 | Virtual Network Tunnel | 1 | [12 empty] | #FFFFFFFF |  |  | FALSE | FALSE | FALSE
NFPA 170 STROBE WALL |  |  | North | Siemens |  | Strobe |  |  |  | Module | TRUE | ST-MC-W | 500-636100++ | STROBE MULTI-CANDELA WHITE | 1 | [12 empty] | #FF0070C0 | FA-NFPA 170 STROBE WALL | 1 | FALSE | FALSE | FALSE | 2023
NFPA 170 SPEAKER STROBE |  |  | North | Siemens |  | Speaker/Strobe |  |  |  | Module | TRUE | SEH-HMC-W | S54360-F8-A2 | HIGH FIDELITY SPEAKER STROBE, HIFI, WALL, 135/185 CD, WHITE | 1 | [12 empty] | #FF0070C0 | FA-NFPA 170 SPEAKER STROBE | 1 | FALSE | FALSE | FALSE | 2019
NFPA 170 FIRE ALARM CONTROL UNIT | RISER FACP |  | North | Siemens |  | Fire Alarm Control Unit |  |  |  | Assembly | TRUE | FV2025 |  | ASSEMBLY,Desigo Fire Safety Voice Electronics Kit | 1 | [6 empty] | FALSE | [5 empty] | #FFFF0000 | FA-NFPA 170 FIRE ALARM CONTROL UNIT | 1 | FALSE | FALSE | FALSE | 202 | [8 empty] | 7,12,18 |  |  |  |  | TRUE
NFPA 170 HORN |  |  | North | Siemens |  | Horn |  |  |  | Module | TRUE | LFS-CO-W | S54329-A4-A1 | Low Frequency Sounder / "CO" Text / White | 1 | [12 empty] | #FF0070C0 | FA-NFPA 170 HORN | 1 | FALSE | FALSE | FALSE | [17 empty] | LF
|  |  | North | Siemens | [5 empty] | Module | TRUE | SDH-7D | 500-690399 | 24VDC SLIDING DOOR | 1 | [12 empty] | #FFFFFFFF |  |  | FALSE | FALSE | FALSE
NFPA 170 FIRE ALARM CONTROL UNIT | RISER FACP |  | North | Siemens |  | Fire Alarm Control Unit |  |  |  | Assembly | TRUE | FV922 |  | ASSEMBLY, Cerberus PRO 252-point addressable intelligent voice communication system | 1 | [6 empty] | FALSE | [5 empty] | #FFFF0000 | FA-NFPA 170 FIRE ALARM CONTROL UNIT | 1 | FALSE | FALSE | FALSE | 202 | [8 empty] | 7,12,18,24 |  |  |  |  | TRUE
|  |  | North | Siemens | [5 empty] | Module | TRUE | BT-33 | 175-387141 | BATTERY SET 12V 7AH | 1 | [12 empty] | #FFFFFFFF |  |  | FALSE | FALSE | FALSE
NFPA 170 REMOTE ANNUNCIATOR |  |  | North | Siemens |  | Remote Annunciator |  |  |  | Module | TRUE | FSD901-R3 |  | CARD, FSD901-R3 Main Board | 1 | 0.06 | 0.07 |  |  |  |  | TRUE | [5 empty] | #FFFF0000 | FA-NFPA 170 REMOTE ANNUNCIATOR | 1 | FALSE | FALSE | FALSE
NFPA 170 SPEAKER STROBE CEILING |  |  | North | Siemens |  | Speaker/Strobe |  |  |  | Module | TRUE | SET-MC-R | 500-636051 | ET MULTI-CANDELA RED | 1 | [7 empty] | TRUE |  |  |  |  | #FF0070C0 | FA-NFPA 170 SPEAKER STROBE CEILING | 1 | FALSE | FALSE | FALSE
NFPA 170 SPEAKER STROBE |  |  | North | Siemens |  | Speaker/Strobe |  |  |  | Module | TRUE | SEFH-HMC-W | S54360-F4-A1 | HIGH FIDELITY SPEAKER STROBE, SQUARE, HIFI, LOW PROFILE, WALL, 135/185CD, WHITE | 1 | [12 empty] | #FF0070C0 | FA-NFPA 170 SPEAKER STROBE | 1 | FALSE | FALSE | FALSE | 2019
|  |  | North | Siemens | [5 empty] | Module | TRUE | ENCL-01 | S54465-C63-A1 | Exterior enclosure with Key Lock | 1 | [12 empty] | #FFFFFFFF |  |  | FALSE | FALSE | FALSE
NFPA 170 BELL |  |  | North | Siemens |  | Bell |  |  |  | Module | TRUE | MBDC-10 | 500-688448 | 10" DC MOTOR BELL | 1 | [12 empty] | #FFFF0000 | FA-NFPA 170 BELL | 1 | FALSE | FALSE | FALSE | [17 empty] | 10"
NFPA 170 SPEAKER STROBE CEILING |  |  | North | Siemens |  | Speaker/Strobe |  |  |  | Module | TRUE | SL2SPSCR-ALA | S54329-F154-A1++ | Speaker-Strobe, Ceiling, Amber, Red, Alert | 1 | [7 empty] | TRUE |  |  |  |  | #FF0070C0 | FA-NFPA 170 SPEAKER STROBE CEILING | 1 | FALSE | FALSE | FALSE | 2023 | [16 empty] | C
NFPA 170 ADDRESSABLE INPUT MONITOR MODULE |  |  | North | Siemens |  | Addressable Module |  |  |  | Module | TRUE | TRI-D | 500-896226 | DUAL INPUT MODULE | 1 | [6 empty] | FALSE | [5 empty] | #FFFF0000 | FA-NFPA 170 ADDRESSABLE INPUT MONITOR MODULE | 1 | FALSE | FALSE | FALSE | 1000 | [13 empty] | FALSE
NFPA 170 MANUAL PULL |  |  | North | Siemens |  | Manual Station |  |  |  | Module | TRUE | MSM-INST | 500-698220 | MSM-INST - METAL MANUAL STATION / INSTITUTIONAL VERSION | 1 | [12 empty] | #FFFF0000 | FA-NFPA 170 MANUAL PULL | 1 | FALSE | FALSE | FALSE
NFPA 170 HORN |  |  | North | Siemens |  | Horn |  |  |  | Module | TRUE | SL2FSWW-F | S54329-F123-A1++ | Sounder, Wall, Clear, White, Fire | 1 | [12 empty] | #FF0070C0 | FA-NFPA 170 HORN | 1 | FALSE | FALSE | FALSE | 2023 | [16 empty] | LF
NFPA 170 SPEAKER STROBE CEILING |  |  | North | Siemens |  | Speaker/Strobe |  |  |  | Module | TRUE | SEFH-MC-CW-BLANK | S54329-A36-A1 | SPK-ST,CLG,BLNK,W | 1 | [7 empty] | TRUE |  |  |  |  | #FF0070C0 | FA-NFPA 170 SPEAKER STROBE CEILING | 1 | FALSE | FALSE | FALSE | 2020 | [16 empty] | C
|  |  | North | Siemens | [5 empty] | Module | TRUE | ZU-35DS | 500-887255 | DUAL ZONE WITH SWITCHES (1) SPACE | 1 | [12 empty] | #FFFFFFFF |  |  | FALSE | FALSE | FALSE
NFPA 170 MULTI DETECTOR SOUNDER |  |  | North | Siemens |  | Multi Criteria Detector |  |  |  | Module | TRUE | OH720/DBS720 | ++ | Multi-sensor Smoke Detector with Short Circuit Isolator (supplied with Base Sounder 80…88 dB (A)) | 1 | 0.00023 | 0.00023 | [10 empty] | #FFFF0000 | FA-NFPA 170 MULTI DETECTOR SOUNDER | 1 | FALSE | FALSE | FALSE | [17 empty] | MC
|  |  | North | Siemens |  | Cards & Components |  |  |  | Card | TRUE | FN2012-A1 | S54400-B152-A1 | Ethernet switch (modular) Used for networking fire only panels to other fire only or fire/voice panels over Ethernet. The FN2012 mounts in the back of a FHB2001 or FHB2002 enclosure backbox in place of a standard fiber module. The FN2012 supports one or two Ethernet modules (VN2001 for CAT5 connection, VN2002 for multimode fiber connection, or VN2003 for single-mode fiber connection). | 1 | [6 empty] | TRUE | [5 empty] | #FFFFFFFF |  |  | FALSE | FALSE | FALSE
|  |  | North | Siemens | [5 empty] | Module | TRUE | FT924-US | S54400-C18-A1 | Network terminal with standard operator interface Consists of: One FCM2018-U3, one FTI2001-U1 | 1 | [12 empty] | #FFFFFFFF |  |  | FALSE | FALSE | FALSE
NFPA 170 HORN STROBE CEILING |  |  | North | Siemens |  | Horn/Strobe |  |  |  | Module | TRUE | SL2FSSCW-CO | S54329-F129-A1++ | Sounder-Strobe, Ceiling, Clear, White, CO | 1 | [7 empty] | TRUE |  |  |  |  | #FF0070C0 | FA-NFPA 170 HORN STROBE CEILING | 1 | FALSE | FALSE | FALSE | 2023 | [16 empty] | LF
|  |  | North | Siemens | [5 empty] | Module | TRUE | KU-1 | 320-021019 | "U" CHANNEL SUPPORT | 1 | [12 empty] | #FFFFFFFF |  |  | FALSE | FALSE | FALSE
|  |  | North | Siemens | [5 empty] | Module | TRUE | FX901-U3 | S54433-S105-A1 | 50 pt system Configuration Kit | 1 | [12 empty] | #FFFFFFFF |  |  | FALSE | FALSE | FALSE
|  |  | North | Siemens | [5 empty] | Module | TRUE | PFT-P | 500-699430 | PORTABLE FIREFIGHTERS TELEPHONE PUSH TO TALK FIELD MOUNTED | 1 | [12 empty] | #FFFFFFFF |  |  | FALSE | FALSE | FALSE
NFPA 170 STROBE CEILING |  |  | North | Siemens |  | Strobe |  |  |  | Module | TRUE | SLSCR-NA | S54329-F19-A2 | SLSCR-NA ST,CLG,RED,NO-TXT,AMBER | 1 | [7 empty] | TRUE |  |  |  |  | #FF0070C0 | FA-NFPA 170 STROBE CEILING | 1 | FALSE | FALSE | FALSE | 2022
NFPA 170 SPEAKER STROBE CEILING |  |  | North | Siemens |  | Speaker/Strobe |  |  |  | Module | TRUE | SEH-MC-CW | S54360-F9-A2 | HIGH FIDELITY SPEAKER STROBE, ROUND, HIFI, CEILING, 15/30/75/110CD, WHITE | 1 | [7 empty] | TRUE |  |  |  |  | #FF0070C0 | FA-NFPA 170 SPEAKER STROBE CEILING | 1 | FALSE | FALSE | FALSE | 2020 | [16 empty] | C
|  |  | North | Siemens |  | Hardware |  |  |  | Hardware | TRUE | VCA2002-A1 | S54400-A47-A1++ | Voice Card Cage Voice system card cage used to support mounting and field wiring for VCC2001 Voice CPU cards, VCC2002 Voice I/O cards, and VCI2001 amplifier cards. Each card cage supports one VCC2001 Voice CPU, one VCC2002 Voice I/O and one to four VCI2001 50W amplifiers. | 1 | 0.004 | 0.004 |  |  |  |  | FALSE | [5 empty] | #FFFFFFFF |  |  | FALSE | FALSE | FALSE | [14 empty] | FALSE
|  |  | North | Siemens | [5 empty] | Module | TRUE | FDBZ-WT | S54319-B26-A1 | Water Tight Housing (NEMA 4X) | 1 | [12 empty] | #FFFFFFFF |  |  | FALSE | FALSE | FALSE
|  |  | North | Siemens |  | Hardware |  |  |  | Hardware | TRUE | FHB2005-U1 | S54400-B110-A1 | Back box (3HU, black, deep) 3 height unit black backbox used for fire/voice systems. This works in conjunction with a 3 HU outer door, FHD2007 | 1 | [6 empty] | FALSE | [5 empty] | #FFFFFFFF |  |  | FALSE | FALSE | FALSE
NFPA 170 MANUAL PULL |  |  | North | Siemens |  | Manual Station |  |  |  | Module | TRUE | XMS-S | 500-033200 | MANUAL STATION - SINGLE ACTION | 1 | 0.0005 | 0.0005 |  |  |  |  | FALSE | [5 empty] | #FFFF0000 | FA-NFPA 170 MANUAL PULL | 1 | FALSE | FALSE | FALSE | 957 | [13 empty] | FALSE
|  |  | North | Siemens |  | Hardware |  |  |  | Hardware | TRUE | CAB2-XRD | 500-633792 | MEDIUM ENCLOSURE TRANSPONDER DOOR - RED MOUNTS TO CAB2-RB | 1 | [12 empty] | #FFFFFFFF |  |  | FALSE | FALSE | FALSE
NFPA 170 NOTIFICATION CIRCUIT EXTENDER PANEL | RISER NAC |  | North | Siemens |  | Notification Circuit Extender Panel |  |  |  | Assembly | TRUE | PAD-3-6A |  | ASSEMBLY, NAC PANEL | 1 | [6 empty] | FALSE | [5 empty] | #FFFF0000 | FA-NFPA 170 NOTIFICATION CIRCUIT EXTENDER PANEL | 1 | FALSE | FALSE | FALSE | 212 | [8 empty] | 7,12,18 |  |  |  |  | TRUE
NFPA 170 SPEAKER WALL |  |  | North | Siemens |  | Speaker |  |  |  | Module | TRUE | SEH-R | S54360-F11-A1 | HIGH FIDELITY SPEAKER, SQUARE, HIFI, WALL, RED | 1 | [12 empty] | #FF0070C0 | FA-NFPA 170 SPEAKER WALL | 1 | FALSE | FALSE | FALSE
|  |  | North | Siemens | [5 empty] | Module | TRUE | OSP-001 | S54333-F29-A1 | OSID CABLE AT 5' (1.5m) | 1 | [12 empty] | #FFFFFFFF |  |  | FALSE | FALSE | FALSE
|  |  | North | Siemens | [5 empty] | Module | TRUE | B10-115-R | 500-636001 | 10" BELL 115VAC RED | 1 | [12 empty] | #FFFFFFFF |  |  | FALSE | FALSE | FALSE
|  |  | North | Siemens |  | Cards & Components |  |  |  | Card | TRUE | FT2008-R1 | S54400-A144-A1++ | 16 ZONE TABULAR ANNUNC.(RED) | 1 | 0.025 | 0.065 |  |  |  |  | TRUE | [5 empty] | #FFFFFFFF |  |  | FALSE | FALSE | FALSE
NFPA 170 SPEAKER STROBE CEILING |  |  | North | Siemens |  | Speaker/Strobe |  |  |  | Module | TRUE | SLSPSCR-F | S54329-F42-A2 | SLSPSCR-F SPK/ST,CLG,RED,FIRE | 1 | [7 empty] | TRUE |  |  |  |  | #FF0070C0 | FA-NFPA 170 SPEAKER STROBE CEILING | 1 | FALSE | FALSE | FALSE | 2020 | [16 empty] | C
|  |  | North | Siemens | [5 empty] | Module | TRUE | 40/40L-112SF | S54430-F107-A1 | UV/IR FLM DET WO1 75C 3/4" SS FM | 1 | [12 empty] | #FFFFFFFF |  |  | FALSE | FALSE | FALSE
|  |  | North | Siemens | [5 empty] | Module | TRUE | SSD-C-REM | 500-634773 | REMOTE LCD DISPLAY W CONTROL MOUNTED ON PANEL INNER DOOR OR REMBOX | 1 | 0.2 | 0.2 | [10 empty] | #FFFFFFFF |  |  | FALSE | FALSE | FALSE
NFPA 170 MULTI DETECTOR BEACON SOUNDER |  |  | North | Siemens |  | Multi Criteria Detector |  |  |  | Module | TRUE | OH720/FDSB226-WW/FDB228 | ++ | Multi-sensor Smoke Detector with Short Circuit Isolator (supplied with Sounder VAD Base) High = O-4-15 Medium = C-3-12 Low = O-2.5-6.5 | 1 | 0.00023 | 0.00023 | [10 empty] | #FFFF0000 | FA-NFPA 170 MULTI DETECTOR BEACON SOUNDER | 1 | FALSE | FALSE | FALSE | [17 empty] | MC
NFPA 170 HORN |  |  | North | Siemens |  | Horn |  |  |  | Module | TRUE | MH115-R | 500-636000 | MECHANICAL HORN 115VAC RED | 1 | [12 empty] | #FF0070C0 | FA-NFPA 170 HORN | 1 | FALSE | FALSE | FALSE | 2010
|  |  | North | Siemens | [5 empty] | Module | TRUE | OSE-SP-01 | S54333-F23-A1 | EMITTER - STANDARD POWER. Include the OSID emitter and Alkaline battery | 1 | [12 empty] | #FFFFFFFF |  |  | FALSE | FALSE | FALSE
NFPA 170 HORN STROBE CEILING |  |  | North | Siemens |  | Horn/Strobe |  |  |  | Module | TRUE | AS-HMC-CR | 500-636008 | AS HORN HI MULTI CANDELA RED CEILING | 1 | [7 empty] | TRUE |  |  |  |  | #FF0070C0 | FA-NFPA 170 HORN STROBE CEILING | 1 | FALSE | FALSE | FALSE | 2013 | [16 empty] | C
NFPA 170 STROBE WALL |  |  | North | Siemens |  | Strobe |  |  |  | Module | TRUE | SLSWR-NA | S54329-F29-A2 | SLSWR-NA ST,WALL,RED,NO-TXT,AMBER | 1 | [12 empty] | #FF0070C0 | FA-NFPA 170 STROBE WALL | 1 | FALSE | FALSE | FALSE | 2023
|  |  | North | Siemens | [5 empty] | Module | TRUE | STA-2 | 500-684360 | SAMPLING TUBE SET 9"-1'9" | 1 | [12 empty] | #FFFFFFFF |  |  | FALSE | FALSE | FALSE
|  |  | North | Siemens | [5 empty] | Module | TRUE | SPSB-W | 500-636113 | SE SPEAKER WALL SURFACE BACK BOX WHITE | 1 | [12 empty] | #FFFFFFFF |  |  | FALSE | FALSE | FALSE
|  |  | North | Siemens |  | Cards & Components |  |  |  | Card | TRUE | NAC Load | ++ | NAC Load | 1 | 0.005 | 0 |  |  |  |  | TRUE | [5 empty] | #FFFFFFFF |  |  | FALSE | FALSE | FALSE
|  |  | North | Siemens | [5 empty] | Module | TRUE | ADBH-11 | 500-033210 | Audible Base (used with H-series detectors only) | 1 | [12 empty] | #FFFFFFFF |  |  | FALSE | FALSE | FALSE
|  |  | North | Siemens | [5 empty] | Module | TRUE | ALI-8B | 500-698326 | REPLACEMENT PLATE FOR ALI-8/TRI | 1 | [12 empty] | #FFFFFFFF |  |  | FALSE | FALSE | FALSE
|  |  | North | Siemens | [5 empty] | Module | TRUE | XLS-500-ID-SP | 599-050594 | INCLUDES: (2) DLC, (1) PMI-3, (1) ZIC-4A (1) CC-5 , (1) PSC-12, (1) ID-SP | 1 | [12 empty] | #FFFFFFFF |  |  | FALSE | FALSE | FALSE
|  |  | North | Siemens | [5 empty] | Module | TRUE | PAD-4-MB | 500-650217 | PAD-4 NAC expander main board | 1 | 0.066 | 5 | [10 empty] | #FFFFFFFF |  |  | FALSE | FALSE | FALSE
|  |  | North | Siemens | [5 empty] | Module | TRUE | ED-33 | 305-021153 | HINGED DOOR FOR 24 MODULE ENCLOSURE | 1 | [12 empty] | #FFFFFFFF |  |  | FALSE | FALSE | FALSE
NFPA 170 STROBE WALL |  |  | North | Siemens |  | Strobe |  |  |  | Module | TRUE | ST-MC-R | 500-636099++ | STROBE MULTI-CANDELA RED | 1 | [12 empty] | #FF0070C0 | FA-NFPA 170 STROBE WALL | 1 | FALSE | FALSE | FALSE | 2023
|  |  | North | Siemens |  | Hardware |  |  |  | Hardware | TRUE | FH901-U3 | S54433-B103-A3 | 50 pt system Black Enclosure | 1 | [6 empty] | FALSE | [5 empty] | #FFFFFFFF |  |  | FALSE | FALSE | FALSE
NFPA 170 HORN STROBE CEILING |  |  | North | Siemens |  | Horn/Strobe |  |  |  | Module | TRUE | MTH-HMC-CW-WP | 500-636186 | MULTI TONE HORN HI MULTI CD CEILING WHITE WEATHERPROOF | 1 | [7 empty] | TRUE |  |  |  |  | #FF0070C0 | FA-NFPA 170 HORN STROBE CEILING | 1 | FALSE | FALSE | FALSE | 2013 | [16 empty] | C
NFPA 170 FIRE ALARM CONTROL UNIT | RISER FACP |  | North | Siemens |  | Fire Alarm Control Unit |  |  |  | Assembly | TRUE | FC2050-UT |  | ASSEMBLY, FACP | 1 | [6 empty] | FALSE | [5 empty] | #FFFF0000 | FA-NFPA 170 FIRE ALARM CONTROL UNIT | 1 | FALSE | FALSE | FALSE | 202 | [8 empty] | 7,12,18 |  |  |  |  | TRUE
170 BASIC SHAPE |  |  | North | Siemens |  | Hardware |  |  |  | Hardware | TRUE | BCM | 500-033320 | INNER DOOR BLANK PLATE (4 PLATE IN PACKAGE) MOUNTS TO ID-MP | 1 | [12 empty] | #FFFF0000 | FA-170 BASIC SHAPE | 1 | FALSE | FALSE | FALSE | 5000
|  |  | North | Siemens | [5 empty] | Module | TRUE | ST-10 | 500-649710 | ST-10 1 FT SAMPLING TUBE | 1 | [12 empty] | #FFFFFFFF |  |  | FALSE | FALSE | FALSE
|  |  | North | Siemens | [5 empty] | Module | TRUE | FJ-303 | 500-690975 | PHONE JACK FIELD MOUNTED | 1 | [12 empty] | #FFFFFFFF |  |  | FALSE | FALSE | FALSE
|  |  | North | Siemens |  | Hardware |  |  |  | Hardware | TRUE | XDACT-ASSY | S54430-A5-A1 | MOUNTING PLATE, CONNECTION CABLE(PMI-3 TO DIALER), POWER CONNECTOR | 1 | [12 empty] | #FFFFFFFF |  |  | FALSE | FALSE | FALSE
|  |  | North | Siemens | [5 empty] | Module | TRUE | JA-5 | 600-121420 | FIVE INCH HARNESS | 1 | [12 empty] | #FFFFFFFF |  |  | FALSE | FALSE | FALSE
NFPA 170 DOOR HOLDER |  |  | North | Siemens |  | Door Holder |  |  |  | Module | TRUE | SDH-8D |  | 24VDC, concealed wiring | 1 | 0.068 |  |  |  | 24 |  | FALSE | [5 empty] | #FFFF0000 | FA-NFPA 170 DOOR HOLDER | 1 | FALSE | FALSE | FALSE | 2500 | [13 empty] | FALSE
NFPA 170 MANUAL PULL |  |  | North | Siemens |  | Manual Station |  |  |  | Module | TRUE | HMS-SA | 500-034150 | MANUAL STATION SINGLE ACTION W/ AUXILIARY CONTACT | 1 | [12 empty] | #FFFF0000 | FA-NFPA 170 MANUAL PULL | 1 | FALSE | FALSE | FALSE | 957
|  |  | North | Siemens | [5 empty] | Module | TRUE | JS-64 | 600-221382 | SUPERVISORY RETURN ASSY. 64" | 1 | [12 empty] | #FFFFFFFF |  |  | FALSE | FALSE | FALSE
NFPA 170 STROBE WALL |  |  | North | Siemens |  | Strobe |  |  |  | Module | TRUE | ST-HMC-R-WP | 500-636179++ | STROBE HI MULTI CANDELA WALL RED WEATHERPROOF | 1 | [12 empty] | #FF0070C0 | FA-NFPA 170 STROBE WALL | 1 | FALSE | FALSE | FALSE | 2023
|  |  | North | Siemens |  | Hardware |  |  |  | Hardware | TRUE | DB-ADPT | 500-094187 | DB-ADPT DB-11 TO DB-3 BASE ADPT | 1 | [12 empty] | #FFFFFFFF |  |  | FALSE | FALSE | FALSE
|  |  | North | Siemens | [5 empty] | Module | TRUE | FHK2002-U3 | S54400-C55-A1 | Black 2 Height Unit 1 Window Enclosure kit (for FC922, FC924) Consists of: One FHB2002-U1, one FHD2004-U1, one FHD2006-U1, one FHD2002-U3 | 1 | [12 empty] | #FFFFFFFF |  |  | FALSE | FALSE | FALSE
|  |  | North | Siemens | [5 empty] | Module | TRUE | SSD-INT | 500-034740 | SSD-INT | 1 | 0.2 | 0.2 | [10 empty] | #FFFFFFFF |  |  | FALSE | FALSE | FALSE
|  |  | North | Siemens |  | Hardware |  |  |  | Hardware | TRUE | WFPS-R | 500-636135 | AS HORN WEATHERPROOF FLUSH PLATE RED | 1 | [12 empty] | #FFFFFFFF |  |  | FALSE | FALSE | FALSE
|  |  | North | Siemens |  | Hardware |  |  |  | Hardware | TRUE | DB11-SEAL | 500-695622 | DB-11 SEAL FOR DB-11(24 PC) | 1 | [12 empty] | #FFFFFFFF |  |  | FALSE | FALSE | FALSE
|  |  | North | Siemens |  | Cards & Components |  |  |  | Card | TRUE | FCA2018-U1 | S54400-A65-A1++ | Remote peripheral module | 1 | 0.071 | 0.073 |  |  |  |  | TRUE | [5 empty] | #FFFFFFFF |  |  | FALSE | FALSE | FALSE
NFPA 170 FIRE ALARM CONTROL UNIT | RISER FACP |  | North | Siemens |  | Fire Alarm Control Unit |  |  |  | Assembly | TRUE | FV924 |  | ASSEMBLY, Cerberus PRO 504-point addressable intelligent voice communication system | 1 | [6 empty] | FALSE | [5 empty] | #FFFF0000 | FA-NFPA 170 FIRE ALARM CONTROL UNIT | 1 | FALSE | FALSE | FALSE | 202 | [8 empty] | 7,12,18,24 |  |  |  |  | TRUE
|  |  | North | Siemens |  | Hardware |  |  |  | Hardware | TRUE | WFPS-W | 500-636136 | AS HORN WEATHERPROOF FLUSH PLATE WHITE | 1 | [12 empty] | #FFFFFFFF |  |  | FALSE | FALSE | FALSE
|  |  | North | Siemens | [5 empty] | Module | TRUE | PBH-1191 | 500-695081 | DETECTOR HEATER | 1 | [12 empty] | #FFFFFFFF |  |  | FALSE | FALSE | FALSE
|  |  | North | Siemens |  | Cards & Components |  |  |  | Card | TRUE | FV2050 Main Board |  | CARD, MAIN BOARD | 1 | [6 empty] | TRUE | [5 empty] | #FFFFFFFF |  |  | FALSE | FALSE | FALSE
NFPA 170 STROBE CEILING |  |  | North | Siemens |  | Strobe |  |  |  | Module | TRUE | ST-75-CW-WP | 500-636105 | STROBE WEATHERPROOF WHITE - CEILING | 1 | [7 empty] | TRUE |  |  |  |  | #FF0070C0 | FA-NFPA 170 STROBE CEILING | 1 | FALSE | FALSE | FALSE | 2022 | [16 empty] | C
NFPA 170 STROBE CEILING |  |  | North | Siemens |  | Strobe |  |  |  | Module | TRUE | SLSCR-F | S54329-F15-A2 | SLSCR-F ST,CLG,RED,FIRE | 1 | [7 empty] | TRUE |  |  |  |  | #FF0070C0 | FA-NFPA 170 STROBE CEILING | 1 | FALSE | FALSE | FALSE | 2022
NFPA 170 SPEAKER WALL |  |  | North | Siemens |  | Speaker |  |  |  | Module | TRUE | SEH-W | S54360-F11-A2 | HIGH FIDELITY SPEAKER, SQUARE, HIFI, WALL, WHITE | 1 | [12 empty] | #FF0070C0 | FA-NFPA 170 SPEAKER WALL | 1 | FALSE | FALSE | FALSE
NFPA 170 SPEAKER STROBE |  |  | North | Siemens |  | Speaker/Strobe |  |  |  | Module | TRUE | SEF-MC-W | 500-636038+ | SPEAKER/STROBE FLUSH MULTI CANDELA WHITE | 1 | [12 empty] | #FF0070C0 | FA-NFPA 170 SPEAKER STROBE | 1 | FALSE | FALSE | FALSE
NFPA 170 SPEAKER CEILING |  |  | North | Siemens |  | Speaker |  |  |  | Module | TRUE | SLSPCW-N | S54329-F51-A2 | SLSPCW-N SPK,CLG,WHT,NO-TXT | 1 | [7 empty] | TRUE |  |  |  |  | #FF0070C0 | FA-NFPA 170 SPEAKER CEILING | 1 | FALSE | FALSE | FALSE | 2019 | [16 empty] | C
|  |  | North | Siemens | [5 empty] | Module | TRUE | 787980 | S54430-F297-A1 | RAIN SHIELD | 1 | [12 empty] | #FFFFFFFF |  |  | FALSE | FALSE | FALSE
|  |  | North | Siemens | [5 empty] | Module | TRUE | B6-24AC-R | 500-636002 | 6" BELL 24VAC RED | 1 | [12 empty] | #FFFFFFFF |  |  | FALSE | FALSE | FALSE
NFPA 170 MULTI DETECTOR BEACON SOUNDER |  |  | North | Siemens |  | Multi Criteria Detector |  |  |  | Module | TRUE | OOH740/FDSB226-WW/FDB228 | ++ | Dual Optical Heat Multi-sensor Detector with Short Circuit Isolator (supplied with Sounder VAD Base) 71…96 dB (A) High = O-4-15 Medium = C-3-12 Low = O-2.5-6.5 | 1 | 0.00025 | 0.00025 | [10 empty] | #FFFF0000 | FA-NFPA 170 MULTI DETECTOR BEACON SOUNDER | 1 | FALSE | FALSE | FALSE
NFPA 170 HORN |  |  | North | Siemens |  | Horn |  |  |  | Module | TRUE | HS-R | 500-636068 | HS HORN RED | 1 | [12 empty] | #FF0070C0 | FA-NFPA 170 HORN | 1 | FALSE | FALSE | FALSE | 2010
|  |  | North | Siemens |  | Hardware |  |  |  | Hardware | TRUE | CAB2-RB | 500-634941 | MEDIUM SIZE (2 ROW) ENCLOSURE BACKBOX - RED FIELD MOUNTED | 1 | [12 empty] | #FFFFFFFF |  |  | FALSE | FALSE | FALSE
KEY SWITCH |  |  | North | Siemens |  | Switch |  |  |  | Module | TRUE | CPY-MRS | 500-697964BG++ | Main Reserve Selector Switch | 1 | [12 empty] | #FFFF0000 | FA-KEY SWITCH | 1 | FALSE | FALSE | FALSE
NFPA 170 STROBE WALL |  |  | North | Siemens |  | Strobe |  |  |  | Module | TRUE | SL2SWW-NA | S54329-F212-A1++ | Strobe, Wall, Amber, White, No Lettering | 1 | [12 empty] | #FF0070C0 | FA-NFPA 170 STROBE WALL | 1 | FALSE | FALSE | FALSE | 2023
NFPA 170 HORN STROBE |  |  | North | Siemens |  | Horn/Strobe |  |  |  | Module | TRUE | ZH-HMC-R | 500-636163 | Z HORN HI MULTI CANDELA WALL RED | 1 | [12 empty] | #FF0070C0 | FA-NFPA 170 HORN STROBE | 1 | FALSE | FALSE | FALSE | 2012
NFPA 170 HORN STROBE |  |  | North | Siemens |  | Horn/Strobe |  |  |  | Module | TRUE | SL24XHS-FR | S54329-F261-A1++ | Weatherproof Horn-Strobe, Wall, Clear, Red, Fire | 1 | [12 empty] | #FF0070C0 | FA-NFPA 170 HORN STROBE | 1 | FALSE | FALSE | FALSE | 2023 | [16 empty] | WP
|  |  | North | Siemens | [5 empty] | Module | TRUE | PAD3-BATT-BRKT | S54430-B3-A1 | BRACKET TO HOLD DOWN BT-33 BATTERIES IN EN-PAD ENCLOSURE | 1 | [12 empty] | #FFFFFFFF |  |  | FALSE | FALSE | FALSE
170 BASIC SHAPE |  |  | North | Siemens |  | Hardware |  |  |  | Hardware | TRUE | FB-301S | 500-624388 | SURF BB FOR REMOTE TEL. STATION STATION FIELD MOUNTED | 1 | [12 empty] | #FFFF0000 | FA-170 BASIC SHAPE | 1 | FALSE | FALSE | FALSE | 5000
NFPA 170 HORN STROBE |  |  | North | Siemens |  | Horn/Strobe |  |  |  | Module | TRUE | ZH-MC-W | 500-636162 | Z HORN MULTI CANDELA WALL WHITE | 1 | [12 empty] | #FF0070C0 | FA-NFPA 170 HORN STROBE | 1 | FALSE | FALSE | FALSE | 2012
|  |  | North | Siemens | [5 empty] | Module | TRUE | XLS-MME3-ADPT | S54430-C8-A1 | MME-3 AND MBR-2 BLACK ENCLOSURE ADAPTER FOR FIREFINDER XLS | 1 | [12 empty] | #FFFFFFFF |  |  | FALSE | FALSE | FALSE
|  |  | North | Siemens |  | Hardware |  |  |  | Hardware | TRUE | MT-SUR-BOX-W | 500-636118 | WEATHERPROOF SURFACE MOUNT BACK BOX WHITE | 1 | [12 empty] | #FFFFFFFF |  |  | FALSE | FALSE | FALSE
|  |  | North | Siemens |  | Hardware |  |  |  | Hardware | TRUE | FCA2034-U1 | S54400-P155-A1 | License Key | 1 | [12 empty] | #FFFFFFFF |  |  | FALSE | FALSE | FALSE
|  |  | North | Siemens |  | Hardware |  |  |  | Hardware | TRUE | FHD2007-R3 | S54400-B113-A2 | Outer door (3HU, 3 win, red) 3 height unit red outer door used for fire/voice systems. This works in conjunction with a 3HU backbox, FHB2005 | 1 | [6 empty] | FALSE | [5 empty] | #FFFFFFFF |  |  | FALSE | FALSE | FALSE | [14 empty] | FALSE
|  |  | North | Siemens | [5 empty] | Module | TRUE | BB-55 | 500-693298 | BATTERY BOX FOR 55 AH BATTERIES | 1 | [12 empty] | #FFFFFFFF |  |  | FALSE | FALSE | FALSE
|  |  | North | Siemens | [5 empty] | Module | TRUE | SEF-HMC-R | 500-636039 | E SPEAKER FLUSH HI MULTI CANDELA RED | 1 | [12 empty] | #FFFFFFFF |  |  | FALSE | FALSE | FALSE
|  |  | North | Siemens |  | Cards & Components |  |  |  | Card | TRUE | FCM2019-U3 | S54400-C41-A2++ | Enhanced Operating Unit (with LEDs) | 1 | 0.13 | 0.17 |  |  |  |  | TRUE | [5 empty] | #FFFFFFFF |  |  | FALSE | FALSE | FALSE
NFPA 170 FIRE ALARM CONTROL UNIT | RISER FACP |  | North | Siemens |  | Fire Alarm Control Unit |  |  |  | Assembly | TRUE | FV920-EK | S54400-C167-A1 | Cerberus PRO Voice Electronics Kit Consists of: One VCC2001-A1 Voice CPU Card, one VCC2002-A1 Voice I/O Card, one VCI2001-U1 50W Voice Amplifier Card, one VCA2002-A1 Voice Card Cage, one FCA2031-A1 Connection Module (MoNet), one VTO2001-U3 Option Module (24 switches), one VTO2004-U3 Option Module (Microphone) | 1 | [6 empty] | FALSE | [5 empty] | #FFFF0000 | FA-NFPA 170 FIRE ALARM CONTROL UNIT | 1 | FALSE | FALSE | FALSE | 202 | [8 empty] | 7,12,18 |  |  |  |  | TRUE
NFPA 170 HORN STROBE CEILING |  |  | North | Siemens |  | Horn/Strobe |  |  |  | Module | TRUE | SL2MTSCW-NA | S54329-F250-A1++ | Multi-Tone Strobe, Ceiling, Amber, White, No Lettering | 1 | [12 empty] | #FF0070C0 | FA-NFPA 170 HORN STROBE CEILING | 1 | FALSE | FALSE | FALSE | 2023
NFPA 170 HORN |  |  | North | Siemens |  | Horn |  |  |  | Module | TRUE | SL2FSWW-CO | S54329-F122-A1++ | Sounder, Wall, Clear, White, CO | 1 | [12 empty] | #FF0070C0 | FA-NFPA 170 HORN | 1 | FALSE | FALSE | FALSE | 2023 | [16 empty] | LF
NFPA 170 STROBE WALL |  |  | North | Siemens |  | Strobe |  |  |  | Module | TRUE | SL2SWW-ALA | S54329-F211-A1++ | Strobe, Wall, Amber, White, Alert | 1 | [12 empty] | #FF0070C0 | FA-NFPA 170 STROBE WALL | 1 | FALSE | FALSE | FALSE | 2023
|  |  | North | Siemens |  | Hardware |  |  |  | Hardware | TRUE | BTX-2 | 175-083898 | BATTERY SET 12V 55AH MOUNTS IN CAB-BATT | 1 | [12 empty] | #FFFFFFFF |  |  | FALSE | FALSE | FALSE
NFPA 170 STROBE CEILING |  |  | North | Siemens |  | Strobe |  |  |  | Module | TRUE | SL2SCW-ALB | S54329-F193-A1++ | Strobe, Ceiling, Blue, White, Alert | 1 | [7 empty] | TRUE |  |  |  |  | #FF0070C0 | FA-NFPA 170 STROBE CEILING | 1 | FALSE | FALSE | FALSE | 2023
NFPA 170 HEAT DETECTOR BEACON VOICE |  |  | North | Siemens |  | Heat Detector |  |  |  | Module | TRUE | HI722//FDSB227-WW/FDB228 | ++ | Heat Detector (static+RoR) with Short Circuit Isolator (supplied with Voice Sounder VAD Base) 71…96 dB (A) High = O-4-15 Medium = C-3-12 Low = O-2.5-6.5 | 1 | 0.0002 | 0.0002 | [10 empty] | #FFFF0000 | FA-NFPA 170 HEAT DETECTOR BEACON VOICE | 1 | FALSE | FALSE | FALSE | [17 empty] | FT
|  |  | North | Siemens | [5 empty] | Module | TRUE | OSE-HPW | S54333-F26-A1 | High-powered, wired emitter that sends infrared, ultraviolet coded light signals to the imager | 1 | [12 empty] | #FFFFFFFF |  |  | FALSE | FALSE | FALSE
|  |  | North | Siemens |  | Hardware |  |  |  | Hardware | TRUE | FHA2013-A1 | ++ | Rear Mounting Plate for FT2010 Floor Repeater Terminals when cables are flushed | 1 | [12 empty] | #FFFFFFFF |  |  | FALSE | FALSE | FALSE
NFPA 170 STROBE WALL |  |  | North | Siemens |  | Strobe |  |  |  | Module | TRUE | SLSWW-F | S54329-F25-A2 | SLSWW-F ST,WALL,WHT,FIRE | 1 | [6 empty] | FALSE | [5 empty] | #FF0070C0 | FA-NFPA 170 STROBE WALL | 1 | FALSE | FALSE | FALSE | 2023 | [13 empty] | FALSE
NFPA 170 SPEAKER CEILING |  |  | North | Siemens |  | Speaker |  |  |  | Module | TRUE | SL2SPCW-N | S54329-F147-A1++ | High-Fidelity Speaker, Ceiling, White, No Lettering | 1 | [7 empty] | TRUE |  |  |  |  | #FF0070C0 | FA-NFPA 170 SPEAKER CEILING | 1 | FALSE | FALSE | FALSE
NFPA 170 FIRE ALARM CONTROL UNIT | RISER FACP |  | North | Siemens |  | Fire Alarm Control Unit |  |  |  | Assembly | TRUE | FC924-UT | S54400-C21-A1 | 504-point system with 300W power supply and standard operator interface Consists of: One FCM2018-U3, one FP2012-U1, one FCI2017-U1 | 1 | [12 empty] | #FFFF0000 | FA-NFPA 170 FIRE ALARM CONTROL UNIT | 1 | FALSE | FALSE | FALSE | [9 empty] | 18,33,55,100 |  |  | 11.5 |  | TRUE
|  |  | North | Siemens | [5 empty] | Module | TRUE | MS-FD | 500-694515 | DOUBLE ACTION ADAPTER FOR HMS-M | 1 | [12 empty] | #FFFFFFFF |  |  | FALSE | FALSE | FALSE
|  |  | North | Siemens | [5 empty] | Module | TRUE | EB-32 | 310-021032 | BACKBOX FOR 16 MODULE ENCLOSURE | 1 | [12 empty] | #FFFFFFFF |  |  | FALSE | FALSE | FALSE
|  |  | North | Siemens |  | Cards & Components |  |  |  | Card | TRUE | FT2003-U1 | S54400-C136-A1++ | LED driver board for graphic annunciators | 1 | 0.025 | 0.25 |  |  |  |  | TRUE | [5 empty] | #FFFFFFFF |  |  | FALSE | FALSE | FALSE | [14 empty] | FALSE
HEAT DETECTOR |  |  | North | Siemens |  | Heat Detector |  |  |  | Module | TRUE | HFPT-11 | 500-033380 | THERMAL DETECTOR | 1 | [12 empty] | #FFFF0000 | FA-HEAT DETECTOR | 1 | FALSE | FALSE | FALSE
|  |  | North | Siemens | [5 empty] | Module | TRUE | BF-F | 500-694375 | BELL 4 24V DC RED VIB | 1 | [12 empty] | #FFFFFFFF |  |  | FALSE | FALSE | FALSE
NFPA 170 HORN |  |  | North | Siemens |  | Horn |  |  |  | Module | TRUE | SLFSWR-F | S54329-F56-A1 | SLFSWR-F LFS,WALL,RED,FIRE | 1 | [12 empty] | #FF0070C0 | FA-NFPA 170 HORN | 1 | FALSE | FALSE | FALSE | 2010
NFPA 170 HORN STROBE CEILING |  |  | North | Siemens |  | Horn/Strobe |  |  |  | Module | TRUE | NS-HMC-CR | 500-636089++ | NS HORN HI MULTI-CANDELA RED CEILING | 1 | [7 empty] | TRUE |  |  |  |  | #FF0070C0 | FA-NFPA 170 HORN STROBE CEILING | 1 | FALSE | FALSE | FALSE | 2013 | [16 empty] | C
|  |  | North | Siemens | [5 empty] | Module | TRUE | SEF-R | 500-636041 | E SPEAKER FLUSH RED | 1 | [12 empty] | #FFFFFFFF |  |  | FALSE | FALSE | FALSE
NFPA 170 SPEAKER STROBE |  |  | North | Siemens |  | Speaker/Strobe |  |  |  | Module | TRUE | SEFH-MC-W | S54360-F5-A2 | HIGH FIDELITY SPEAKER STROBE, SQUARE, HIFI, LOW PROFILE, WALL, 15/30/75/110CD, WHITE | 1 | [12 empty] | #FF0070C0 | FA-NFPA 170 SPEAKER STROBE | 1 | FALSE | FALSE | FALSE | 2019
|  |  | North | Siemens | [5 empty] | Module | TRUE | OSP-002 | S54333-F30-A1 | LASER ALIGNMENT TOOL | 1 | [12 empty] | #FFFFFFFF |  |  | FALSE | FALSE | FALSE
|  |  | North | Siemens | [5 empty] | Module | TRUE | OSID-INST | S54333-F27-A1 | OSID INSTALL KIT - INCLUDES (1) OSP-002 (1) TEST FILTER (1) OSP-001 (1) CLEANING CLOTH (1) INSTALLATION MANUAL | 1 | [12 empty] | #FFFFFFFF |  |  | FALSE | FALSE | FALSE
NFPA 170 STROBE CEILING |  |  | North | Siemens |  | Strobe |  |  |  | Module | TRUE | SLSCW-AL | S54329-F17-A1 | SLSCW-AL ST,CLG,WHT,ALERT | 1 | [7 empty] | TRUE |  |  |  |  | #FF0070C0 | FA-NFPA 170 STROBE CEILING | 1 | FALSE | FALSE | FALSE | 2022
NFPA 170 HORN STROBE CEILING |  |  | North | Siemens |  | Horn/Strobe |  |  |  | Module | TRUE | AS-MC-CW | 500-636007 | AS HORN MULTI CANDELA CEILING WHITE | 1 | [7 empty] | TRUE |  |  |  |  | #FF0070C0 | FA-NFPA 170 HORN STROBE CEILING | 1 | FALSE | FALSE | FALSE | 2013 | [16 empty] | C
NFPA 170 HORN STROBE |  |  | North | Siemens |  | Horn/Strobe |  |  |  | Module | TRUE | SL2MTSWW-N | S54329-F244-A1++ | Multi-Tone Strobe, Wall, Clear, White, No Lettering | 1 | [12 empty] | #FF0070C0 | FA-NFPA 170 HORN STROBE | 1 | FALSE | FALSE | FALSE | 2023
|  |  | North | Siemens |  | Cards & Components |  |  |  | Card | TRUE | SXL-EX Main Board |  | CARD, MAIN BOARD | 1 | 0.11 | 0.12 |  |  |  |  | TRUE | [5 empty] | #FFFFFFFF |  |  | FALSE | FALSE | FALSE | [9 empty] | 24,60 |  |  |  |  | FALSE
NFPA 170 HORN |  |  | North | Siemens |  | Horn |  |  |  | Module | TRUE | SL2FSWW-AL | S54329-F120-A1++ | Sounder, Wall, Clear, White, Alert | 1 | [12 empty] | #FF0070C0 | FA-NFPA 170 HORN | 1 | FALSE | FALSE | FALSE | 2023 | [16 empty] | LF
NFPA 170 HORN STROBE CEILING |  |  | North | Siemens |  | Horn/Strobe |  |  |  | Module | TRUE | SL2FSSCW-N | S54329-F131-A1++ | Sounder-Strobe, Ceiling, Clear, White, No Lettering | 1 | [7 empty] | TRUE |  |  |  |  | #FF0070C0 | FA-NFPA 170 HORN STROBE CEILING | 1 | FALSE | FALSE | FALSE | 2023 | [16 empty] | C, LF
|  |  | North | Siemens | [5 empty] | Module | TRUE | FS-1400 | S54430-F306-A1 | LONG RANGE SIMULATOR - MULTI IR | 1 | [12 empty] | #FFFFFFFF |  |  | FALSE | FALSE | FALSE
NFPA 170 HORN CEILING |  |  | North | Siemens |  | Horn |  |  |  | Module | TRUE | SL2FSCW-AL | S54329-F112-A1++ | Sounder, Ceiling, Clear, White, Alert | 1 | [7 empty] | TRUE |  |  |  |  | #FF0070C0 | FA-NFPA 170 HORN CEILING | 1 | FALSE | FALSE | FALSE | 2023 | [16 empty] | LF
|  |  | North | Siemens | [5 empty] | Module | TRUE | PMI-3 LABEL KITS | S54430-C16-A1 | PMI-3 LABEL KIT PMI-3 INT AND NAV OVRLS | 1 | [12 empty] | #FFFFFFFF |  |  | FALSE | FALSE | FALSE
|  |  | North | Siemens | [5 empty] | Module | TRUE | FCA2033-A1 | S54400-P154-A1 | FCA2033-A1 License key S1 | 1 | [12 empty] | #FFFFFFFF |  |  | FALSE | FALSE | FALSE
NFPA 170 REMOTE VOICE EVACUATION MICROPHONE |  |  | North | Siemens |  | Remote Microphone |  |  |  | Assembly | TRUE | VR2005-U3 | S54400-C90-A1 | Remote Microphone Kit-1HU Black Consists of: One FHB2001-U1, one FHD2001-U3, one FHD2004-U1, one FHD2006-U1, two FCM2022-U3, one VTO2001-U3, one VTO2004-U3, and one VTA2001-A1 | 1 | [6 empty] | FALSE | [5 empty] | #FFFF0000 | FA-NFPA 170 REMOTE VOICE EVACUATION MICROPHONE | 1 | FALSE | FALSE | FALSE | 265 | [13 empty] | FALSE
NFPA 170 HORN STROBE |  |  | North | Siemens |  | Horn/Strobe |  |  |  | Module | TRUE | SL2CHSWR-F | S54329-F229-A1++ | Chime-Strobe, Wall, Clear, Red, Fire | 1 | [12 empty] | #FF0070C0 | FA-NFPA 170 HORN STROBE | 1 | FALSE | FALSE | FALSE | 2023
NFPA 170 STROBE CEILING |  |  | North | Siemens |  | Strobe |  |  |  | Module | TRUE | SLSCR-AL | S54329-F17-A2 | SLSCR-AL ST,CLG,RED,ALERT | 1 | [7 empty] | TRUE |  |  |  |  | #FF0070C0 | FA-NFPA 170 STROBE CEILING | 1 | FALSE | FALSE | FALSE | 2022
|  |  | North | Siemens | [5 empty] | Module | TRUE | FH-2071-UM | S54400-C144-A1 | Enclosure used for Marine/Harsh installs-(Black only) (Battery bracket included) | 1 | [12 empty] | #FFFFFFFF |  |  | FALSE | FALSE | FALSE
NFPA 170 FIRE ALARM CONTROL UNIT | RISER FACP |  | North | Siemens |  | Fire Alarm Control Unit |  |  |  | Assembly | TRUE | FC2025-US |  | ASSEMBLY,FIRE ALARM CONTROL PANEL, ADDRESSABLE | 1 | [12 empty] | #FFFF0000 | FA-NFPA 170 FIRE ALARM CONTROL UNIT | 1 | FALSE | FALSE | FALSE | 202 | [13 empty] | TRUE
|  |  | North | Siemens | [5 empty] | Module | TRUE | 40/40R-212SF | S54430-F91-A1 | IR FLM DET WO2 75C 3/4" SS FM | 1 | [12 empty] | #FFFFFFFF |  |  | FALSE | FALSE | FALSE
NFPA 170 STROBE CEILING |  |  | North | Siemens |  | Strobe |  |  |  | Module | TRUE | ZR-MC-CW | 500-636174 | Z STROBE MULTI-CANDELA CEILING WHITE | 1 | [7 empty] | TRUE |  |  |  |  | #FF0070C0 | FA-NFPA 170 STROBE CEILING | 1 | FALSE | FALSE | FALSE | 2022 | [16 empty] | C
|  |  | North | Siemens |  | Cards & Components |  |  |  | Card | TRUE | FP2013-U1 | S54400-Z61-A1 | FP2013-U1 600W Power Supply Consists of two power supply units and a connection cable specially designed for cascading power supply applications. Used on fire/voice systems that need up to 600W of 24V power. | 1 | [6 empty] | TRUE | [5 empty] | #FFFFFFFF |  |  | FALSE | FALSE | FALSE | [14 empty] | FALSE
NFPA 170 FIRE ALARM CONTROL UNIT | RISER FACP |  | North | Siemens |  | Fire Alarm Control Unit |  |  |  | Assembly | TRUE | FC2025-UT |  | ASSEMBLY, FACP | 1 | [6 empty] | FALSE | [5 empty] | #FFFF0000 | FA-NFPA 170 FIRE ALARM CONTROL UNIT | 1 | FALSE | FALSE | FALSE | 202 | [8 empty] | 7,12,18 |  |  |  |  | TRUE
|  |  | North | Siemens | [5 empty] | Module | TRUE | XLS-RCC1-ADPT | S54430-Z14-A1 | RCC-1 BLACK ENCLOSURE ADAPTER FOR FIREFINDER XLS SSD | 1 | [12 empty] | #FFFFFFFF |  |  | FALSE | FALSE | FALSE
NFPA 170 REMOTE TEST SWITCH |  |  | North | Siemens |  | REMOTE TEST SWITCH |  |  |  | Module | TRUE | TSM-1X | S54370-B7-A1 | TSM-1X Intel Remote Test Switch, LED with Built-In Isolator | 1 | 0.0005 | 0.0005 | [10 empty] | #FFFF0000 | FA-NFPA 170 REMOTE TEST SWITCH | 1 | FALSE | FALSE | FALSE | 914
NFPA 170 SPEAKER CEILING |  |  | North | Siemens |  | Speaker |  |  |  | Module | TRUE | SL2SPCW-F | S54329-F146-A1++ | High-Fidelity Speaker, Ceiling, White, Fire | 1 | [7 empty] | TRUE |  |  |  |  | #FF0070C0 | FA-NFPA 170 SPEAKER CEILING | 1 | FALSE | FALSE | FALSE
NFPA 170 SPEAKER STROBE |  |  | North | Siemens |  | Speaker/Strobe |  |  |  | Module | TRUE | SLSPSWW-F | S54329-F43-A1 | SLSPSWW-F SPK/ST,WALL,WHT,FIRE | 1 | [12 empty] | #FF0070C0 | FA-NFPA 170 SPEAKER STROBE | 1 | FALSE | FALSE | FALSE | 2019
|  |  | North | Siemens | [5 empty] | Module | TRUE | FT924-UE | S54400-C19-A1 | Network terminal with operator interface with 24 zone LEDs Consists of: One FCM2019-U3, one FTI2001-U1 | 1 | [12 empty] | #FFFFFFFF |  |  | FALSE | FALSE | FALSE
|  |  | North | Siemens | [5 empty] | Module | TRUE | JA-96 | 600-121423 | NINETY-SIX INCH HARNESS | 1 | [12 empty] | #FFFFFFFF |  |  | FALSE | FALSE | FALSE
NFPA 170 HORN |  |  | North | Siemens |  | Horn |  |  |  | Module | TRUE | SL2MTWR-F | S54329-F234-A1++ | Multi-Tone Horn, Wall / Ceiling, Red, Fire | 1 | [12 empty] | #FF0070C0 | FA-NFPA 170 HORN | 1 | FALSE | FALSE | FALSE | 2010
|  |  | North | Siemens |  | Hardware |  |  |  | Hardware | TRUE | XLS-EXT-CABLE-PKG | S54430-K1-A1 | INCLUDES 60" 60 PIN CABLE, 60" CAN CABLE, LONG GROUND STRAP CABLE | 1 | [12 empty] | #FFFFFFFF |  |  | FALSE | FALSE | FALSE
|  |  | North | Siemens | [5 empty] | Module | TRUE | 20/20MI-31SF | S54430-F3-A1 | MINI IR3 FLM DET 2.5-10M CBL SS FM | 1 | [12 empty] | #FFFFFFFF |  |  | FALSE | FALSE | FALSE
|  |  | North | Siemens | [5 empty] | Module | TRUE | 40/40I-122SF | S54430-F19-A1 | IR3 FLM DET WO1 85C 3/4" SS FM | 1 | [12 empty] | #FFFFFFFF |  |  | FALSE | FALSE | FALSE
|  |  | North | Siemens |  | Hardware |  |  |  | Hardware | TRUE | FHA2031-U1 | S54400-B44-A1 | DIN Rail Set | 1 | [12 empty] | #FFFFFFFF |  |  | FALSE | FALSE | FALSE
|  |  | North | Siemens | [5 empty] | Module | TRUE | DGH-11 | 500-096397 | DETECTOR GUARD FOR HFP-11, HFPO-11, FP-11 | 1 | [12 empty] | #FFFFFFFF |  |  | FALSE | FALSE | FALSE
NFPA 170 SPEAKER CEILING |  |  | North | Siemens |  | Speaker |  |  |  | Module | TRUE | SL2SPCR-N | S54329-F143-A1++ | High-Fidelity Speaker, Ceiling, Red, No Lettering | 1 | [7 empty] | TRUE |  |  |  |  | #FF0070C0 | FA-NFPA 170 SPEAKER CEILING | 1 | FALSE | FALSE | FALSE
NFPA 170 SPEAKER STROBE |  |  | North | Siemens |  | Speaker/Strobe |  |  |  | Module | TRUE | SEF-MC-R | 500-636037+ | SPEAKER/STROBE FLUSH MULTI CANDELA RED | 1 | [12 empty] | #FF0070C0 | FA-NFPA 170 SPEAKER STROBE | 1 | FALSE | FALSE | FALSE
NFPA 170 SPEAKER CEILING |  |  | North | Siemens |  | Speaker |  |  |  | Module | TRUE | SL2SPCB-F | S54329-F140-A1++ | High-Fidelity Speaker, Ceiling, Black, Fire | 1 | [7 empty] | TRUE |  |  |  |  | #FF0070C0 | FA-NFPA 170 SPEAKER CEILING | 1 | FALSE | FALSE | FALSE
|  |  | North | Siemens |  | Hardware |  |  |  | Hardware | TRUE | FHD2001-U3 | S54400-B45-A1 | Outer door (1HU, black) | 1 | [6 empty] | FALSE | [5 empty] | #FFFFFFFF |  |  | FALSE | FALSE | FALSE
NFPA 170 SPEAKER STROBE CEILING |  |  | North | Siemens |  | Speaker/Strobe |  |  |  | Module | TRUE | SET-177-CW-WP | 500-636190 | SET SPEAKER HI CANDELA CEILING WHITE WEATHERPROOF | 1 | [7 empty] | TRUE |  |  |  |  | #FF0070C0 | FA-NFPA 170 SPEAKER STROBE CEILING | 1 | FALSE | FALSE | FALSE
NFPA 170 HORN |  |  | North | Siemens |  | Horn |  |  |  | Module | TRUE | ZH-R | 500-636159 | Z HORN RED | 1 | [12 empty] | #FF0070C0 | FA-NFPA 170 HORN | 1 | FALSE | FALSE | FALSE | 2010
NFPA 170 HORN STROBE CEILING |  |  | North | Siemens |  | Horn/Strobe |  |  |  | Module | TRUE | SL2HSCR-N | S54329-F90-A1++ | Horn-Strobe, Ceiling, Clear, Red, No Lettering | 1 | [7 empty] | TRUE |  |  |  |  | #FF0070C0 | FA-NFPA 170 HORN STROBE CEILING | 1 | FALSE | FALSE | FALSE | 2023
170 BASIC SHAPE |  |  | North | Siemens |  | Hardware |  |  |  | Hardware | TRUE | OD-LP | 500-633016 | CLEAR LENS FOR CAB DOOR MOUNTS TO CAB OUTER DOOR | 1 | [12 empty] | #FFFF0000 | FA-170 BASIC SHAPE | 1 | FALSE | FALSE | FALSE | 5000
NFPA 170 FIRE ALARM CONTROL UNIT | RISER FACP |  | North | Siemens |  | Fire Alarm Control Unit |  |  |  | Assembly | TRUE | FS-250 | ++ | ASSEMBLY, FACP | 1 | [6 empty] | FALSE | [5 empty] | #FFFF0000 | FA-NFPA 170 FIRE ALARM CONTROL UNIT | 1 | FALSE | FALSE | FALSE | 202 | [8 empty] | 7,10,18,26,33,38 |  | 10 |  |  | TRUE
|  |  | North | Siemens | [5 empty] | Module | TRUE | SB-5R | 310-019860 | SRFC MNTG BX,MS-51,500,MSX-1 SE | 1 | [12 empty] | #FFFFFFFF |  |  | FALSE | FALSE | FALSE
|  |  | North | Siemens | [5 empty] | Module | TRUE | 40/40L4B-112SF | S54430-F203-A1 | UV/IR FLM 4.5U BIT WO1 75C 3/4" SS FM | 1 | [12 empty] | #FFFFFFFF |  |  | FALSE | FALSE | FALSE
NFPA 170 SPEAKER STROBE |  |  | North | Siemens |  | Speaker/Strobe |  |  |  | Module | TRUE | SLSPSWR-M | S54329-F67-A2 | SLSPSWR-M SPK/ST,WALL,RED,EMGCY | 1 | [12 empty] | #FF0070C0 | FA-NFPA 170 SPEAKER STROBE | 1 | FALSE | FALSE | FALSE | 2019
|  |  | North | Siemens | [5 empty] | Module | TRUE | PAD-4-ENCL | 500-050081 | PAD-4 NAC expander enclosure | 1 | [12 empty] | #FFFFFFFF |  |  | FALSE | FALSE | FALSE
NFPA 170 HORN CEILING |  |  | North | Siemens |  | Horn |  |  |  | Module | TRUE | SL2FSCR-F | S54329-F111-A1++ | Sounder, Ceiling, Clear, Red, Fire | 1 | [7 empty] | TRUE |  |  |  |  | #FF0070C0 | FA-NFPA 170 HORN CEILING | 1 | FALSE | FALSE | FALSE | 2023 | [16 empty] | LF
|  |  | North | Siemens | [5 empty] | Module | TRUE | WBBS-R-3/4T-3/4B | 500-636130 | WEATHERPROOF BACK BOX 3/4" K.O. BLACK | 1 | [12 empty] | #FFFFFFFF |  |  | FALSE | FALSE | FALSE
|  |  | North | Siemens |  | Hardware |  |  |  | Hardware | TRUE | SLSPBBCW | S54329-F55-A2 | SLSPBBCW BACKBOX,SPK,CLG,WHT,SURF | 1 | [7 empty] | TRUE |  |  |  |  | #FFFFFFFF |  |  | FALSE | FALSE | FALSE
NFPA 170 SPEAKER WALL |  |  | North | Siemens |  | Speaker |  |  |  | Module | TRUE | S-LP70 | + | Speaker, 70v | 1 | [6 empty] | FALSE | FALSE |  |  |  |  | #FF0070C0 | FA-NFPA 170 SPEAKER WALL | 1 | FALSE | FALSE | FALSE | 2021 | [13 empty] | FALSE
|  |  | North | Siemens |  | Hardware |  |  |  | Hardware | TRUE | 5000-010 | 500-050278+ | Semi-flush trim plate for controller back box | 1 | [12 empty] | #FFFFFFFF |  |  | FALSE | FALSE | FALSE
NFPA 170 SPEAKER CEILING |  |  | North | Siemens |  | Speaker |  |  |  | Module | TRUE | SC-SP-CR-F |  | CEILING ACEND SPEAKER, RED, "FIRE" | 1 | [6 empty] | TRUE | TRUE |  |  |  |  | #FF0070C0 | FA-NFPA 170 SPEAKER CEILING | 1 | FALSE | FALSE | FALSE
|  |  | North | Siemens | [5 empty] | Module | TRUE | BTX-1 | 175-083897 | BATTERY SET 12V 33AH MOUNTS IN CAB ENCLOSURE OR BATTERY BOX | 1 | [12 empty] | #FFFFFFFF |  |  | FALSE | FALSE | FALSE
|  |  | North | Siemens | [5 empty] | Module | TRUE | SEF-HMC-W | 500-636040 | E SPEAKER FLUSH HI MULTI CANDELA WHITE | 1 | [12 empty] | #FFFFFFFF |  |  | FALSE | FALSE | FALSE
|  |  | North | Siemens | [5 empty] | Module | TRUE | BK-33 | 515-087135 | 5/10AH BATTERY CHASSIS & BRACKET (3) SPACE | 1 | [12 empty] | #FFFFFFFF |  |  | FALSE | FALSE | FALSE
NFPA 170 DOOR HOLDER |  |  | North | Siemens |  | Door Holder |  |  |  | Module | TRUE | SDH-7D |  | 24VDC, concealed wiring | 1 | 0.068 |  |  |  | 24 |  | FALSE | [5 empty] | #FFFF0000 | FA-NFPA 170 DOOR HOLDER | 1 | FALSE | FALSE | FALSE | 2500 | [13 empty] | FALSE
NFPA 170 NOTIFICATION CIRCUIT EXTENDER PANEL | RISER NAC |  | North | Siemens |  | Notification Circuit Extender Panel |  |  |  | Assembly | TRUE | PAD-3/RSE-300 |  | ASSEMBLY, FIRE ALARM POWER PANEL, NAC 6 AMP | 1 | [12 empty] | #FFFF0000 | FA-NFPA 170 NOTIFICATION CIRCUIT EXTENDER PANEL | 1 | FALSE | FALSE | FALSE | 212
NFPA 170 HORN |  |  | North | Siemens |  | Horn |  |  |  | Module | TRUE | SL2HWR-N | S54329-F85-A1++ | Horn, Wall, Red, Fire | 1 | [12 empty] | #FF0070C0 | FA-NFPA 170 HORN | 1 | FALSE | FALSE | FALSE | 2010
NFPA 170 SMOKE DETECTOR |  |  | North | Siemens |  | Smoke Detector |  |  |  | Module | TRUE | OP720/DB721 | ++ | Optical Smoke Detector with Short Circuit Isolator (supplied with Standard Base) | 1 | 0.00022 | 0.00022 | [10 empty] | #FFFF0000 | FA-NFPA 170 SMOKE DETECTOR | 1 | FALSE | FALSE | FALSE
|  |  | North | Siemens | [5 empty] | Module | TRUE | EA-33 | 599-021033 | 1 24 MOD ENCLOSURE KIT/EA-33 KIT 1 EB-33 BACKBOX 1 ED-33 DOOR RAIL KIT FOR THE EK-33 KIT | 1 | [12 empty] | #FFFFFFFF |  |  | FALSE | FALSE | FALSE
|  |  | North | Siemens |  | Hardware |  |  |  | Hardware | TRUE | DB2-HR |  | Detector Relay Base | 1 | 0 | 0.0002 |  |  |  |  | TRUE | [5 empty] | #FFFFFFFF |  |  | FALSE | FALSE | FALSE
NFPA 170 SPEAKER STROBE CEILING |  |  | North | Siemens |  | Speaker/Strobe |  |  |  | Module | TRUE | FDSB227-WW/FDB228/FDBZ298 | ++ | Ceiling Voice Sounder VAD with Short Circuit isolator, White LEDs, 71…96 dB (A) High = O-4-15 Medium = C-3-12 Low = O-2-6.2 | 1 | [12 empty] | #FF0070C0 | FA-NFPA 170 SPEAKER STROBE CEILING | 1 | FALSE | FALSE | FALSE
NFPA 170 SPEAKER CEILING |  |  | North | Siemens |  | Speaker |  |  |  | Module | TRUE | SLSPCR-N | S54329-F51-A1 | SLSPCR-N SPK,CLG,RED,NO-TXT | 1 | [7 empty] | TRUE |  |  |  |  | #FF0070C0 | FA-NFPA 170 SPEAKER CEILING | 1 | FALSE | FALSE | FALSE | 2019 | [16 empty] | C
|  |  | North | Siemens | [5 empty] | Module | TRUE | DB-3S | 595-381804 | SERIES-3 BASE | 1 | [12 empty] | #FFFFFFFF |  |  | FALSE | FALSE | FALSE
NFPA 170 HORN CEILING |  |  | North | Siemens |  | Horn |  |  |  | Module | TRUE | SLHCW-N | S54329-F12-A2 | SLHCW-N HRN,CLG,WHT | 1 | [7 empty] | TRUE |  |  |  |  | #FF0070C0 | FA-NFPA 170 HORN CEILING | 1 | FALSE | FALSE | FALSE | 2011 | [16 empty] | C
|  |  | North | Siemens | [5 empty] | Module | TRUE | MS-51 | 500-620503 | MANUAL STATIONS N.O. SPST | 1 | [12 empty] | #FFFFFFFF |  |  | FALSE | FALSE | FALSE
NFPA 170 SPEAKER STROBE |  |  | North | Siemens |  | Speaker/Strobe |  |  |  | Module | TRUE | SL2SPSWW-F | S54329-F179-A1++ | Speaker-Strobe, Wall, Clear, White, Fire | 1 | [12 empty] | #FF0070C0 | FA-NFPA 170 SPEAKER STROBE | 1 | FALSE | FALSE | FALSE | 2023
|  |  | North | Siemens | [5 empty] | Module | TRUE | 20/20MI-32SF | S54430-F4-A1 | MINI IR3 FLM DET 2.5-10M PLG SS FM | 1 | [12 empty] | #FFFFFFFF |  |  | FALSE | FALSE | FALSE
|  |  | North | Siemens | [5 empty] | Module | TRUE | SNC | S54400-N1-A1 | Serial Netowrk Card (for Cerberus DMS) | 1 | [12 empty] | #FFFFFFFF |  |  | FALSE | FALSE | FALSE
NFPA 170 SPEAKER STROBE |  |  | North | Siemens |  | Speaker/Strobe |  |  |  | Module | TRUE | SLSPSWW-N | S54329-F47-A1 | SLSPSWW-N SPK/ST,WALL,WHT,NO-TXT | 1 | [6 empty] | FALSE | [5 empty] | #FF0070C0 | FA-NFPA 170 SPEAKER STROBE | 1 | FALSE | FALSE | FALSE | 2019 | [13 empty] | FALSE
NFPA 170 HORN STROBE CEILING |  |  | North | Siemens |  | Horn/Strobe |  |  |  | Module | TRUE | SL2HSCR-AL | S54329-F88-A1++ | Horn-Strobe, Ceiling, Clear, Red, Alert | 1 | [7 empty] | TRUE |  |  |  |  | #FF0070C0 | FA-NFPA 170 HORN STROBE CEILING | 1 | FALSE | FALSE | FALSE | 2023
|  |  | North | Siemens | [5 empty] | Module | TRUE | 20/20-005 | S54430-F303-A1 | TILT MOUNT - 20/20 MINI | 1 | [12 empty] | #FFFFFFFF |  |  | FALSE | FALSE | FALSE
|  |  | North | Siemens |  | Cards & Components |  |  |  | Card | TRUE | DLC1 |  | CARD, DEVICE LOOP | 1 | [6 empty] | TRUE | [5 empty] | #FFFFFFFF |  |  | FALSE | FALSE | FALSE
|  |  | North | Siemens | [5 empty] | Module | TRUE | FJ-304 | 500-692670 | PHONE JACK W/ SCREW TERMINAL FIELD MOUNTED | 1 | [12 empty] | #FFFFFFFF |  |  | FALSE | FALSE | FALSE
NFPA 170 HORN STROBE |  |  | North | Siemens |  | Horn/Strobe |  |  |  | Module | TRUE | U-MHU-MCS | 500-699587 | ELC Sync/Non-Sync Horn 24 VDC w/Strobe (Red) | 1 | [12 empty] | #FF0070C0 | FA-NFPA 170 HORN STROBE | 1 | FALSE | FALSE | FALSE | 2010
|  |  | North | Siemens | [5 empty] | Assembly | TRUE | FC922-LT |  | ENCLOSURE FOR MICROPHONE | 1 | [6 empty] | FALSE | [5 empty] | #FFFFFFFF |  |  | FALSE | FALSE | FALSE | [9 empty] | 7,12,18 |  |  |  |  | TRUE
|  |  | North | Siemens | [5 empty] | Module | TRUE | DB-HR | 500-033220 | RELAY BASE (for use with H-Series detectors only) | 1 | [12 empty] | #FFFFFFFF |  |  | FALSE | FALSE | FALSE
NFPA 170 HEAT DETECTOR |  |  | North | Siemens |  | Heat Detector |  |  |  | Module | TRUE | HI921 | S54320-F5-A2 | Heat Detector | 1 | 0.0003 | 0.0003 | [10 empty] | #FFFF0000 | FA-NFPA 170 HEAT DETECTOR | 1 | FALSE | FALSE | FALSE | 1403
|  |  | North | Siemens | [5 empty] | Module | TRUE | 40/40L4B-212SF | S54430-F219-A1 | UV/IR FLM 4.5U BIT WO2 75C 3/4" SS FM | 1 | [12 empty] | #FFFFFFFF |  |  | FALSE | FALSE | FALSE
NFPA 170 HORN STROBE |  |  | North | Siemens |  | Horn/Strobe |  |  |  | Module | TRUE | SL2FSSWR-AL | S54329-F132-A1++ | Sounder-Strobe, Wall, Clear, Red, Alert | 1 | [12 empty] | #FF0070C0 | FA-NFPA 170 HORN STROBE | 1 | FALSE | FALSE | FALSE | 2023 | [16 empty] | LF
|  |  | North | Siemens |  | Hardware |  |  |  | Hardware | TRUE | CAB-BATT-R | 500-634925 | ENCLOSURE FOR 100AH BATTERIES - RED FIELD MOUNTED | 1 | [12 empty] | #FFFFFFFF |  |  | FALSE | FALSE | FALSE
|  |  | North | Siemens |  | Hardware |  |  |  | Hardware | TRUE | FHD2005-U1 | S54400-B53-A1 | Inner door (solid, black) | 1 | [6 empty] | FALSE | [5 empty] | #FFFFFFFF |  |  | FALSE | FALSE | FALSE
NFPA 170 MANUAL PULL |  |  | North | Siemens |  | Manual Station |  |  |  | Module | TRUE | HMS-2S | 500-033460 | 2-STAGE MANUAL STATION | 1 | [12 empty] | #FFFF0000 | FA-NFPA 170 MANUAL PULL | 1 | FALSE | FALSE | FALSE | 957
NFPA 170 SPEAKER STROBE CEILING |  |  | North | Siemens |  | Speaker/Strobe |  |  |  | Module | TRUE | SEH-MC-CR-B | UDI:SEH-MC-CR-B | HIGH FIDELITY SPEAKER STROBE, ROUND, HIFI, CEILING, 15/30/75/110CD, RED | 1 | [6 empty] | FALSE | TRUE |  |  |  |  | #FF0070C0 | FA-NFPA 170 SPEAKER STROBE CEILING | 1 | FALSE | FALSE | FALSE | 2020 | [13 empty] | FALSE |  |  | C
|  |  | North | Siemens | [5 empty] | Module | TRUE | SE-1 | 500-634881 | 8" CEILING SPEAKER BACK BOX | 1 | [7 empty] | TRUE |  |  |  |  | #FFFFFFFF |  |  | FALSE | FALSE | FALSE
NFPA 170 HORN STROBE |  |  | North | Siemens |  | Horn/Strobe |  |  |  | Module | TRUE | ZH-MC-R | 500-636161 | Z HORN MULTI CANDELA WALL RED | 1 | [6 empty] | FALSE | [5 empty] | #FF0070C0 | FA-NFPA 170 HORN STROBE | 1 | FALSE | FALSE | FALSE | 2012 | [13 empty] | FALSE
NFPA 170 SPEAKER STROBE CEILING |  |  | North | Siemens |  | Speaker/Strobe |  |  |  | Module | TRUE | SL2SPSCR-AL | S54329-F157-A1++ | Speaker-Strobe, Ceiling, Clear, Red, Alert | 1 | [7 empty] | TRUE |  |  |  |  | #FF0070C0 | FA-NFPA 170 SPEAKER STROBE CEILING | 1 | FALSE | FALSE | FALSE | 2023 | [16 empty] | C
|  |  | North | Siemens | [5 empty] | Module | TRUE | SERS-W | 500-636123 | SQUARE SEMI-FLUSH EXTENSION RING WHITE | 1 | [12 empty] | #FFFFFFFF |  |  | FALSE | FALSE | FALSE
NFPA 170 SPEAKER STROBE |  |  | North | Siemens |  | Speaker/Strobe |  |  |  | Module | TRUE | SL2SPSWW-N | S54329-F180-A1++ | Speaker-Strobe, Wall, Clear, White, No Lettering | 1 | [12 empty] | #FF0070C0 | FA-NFPA 170 SPEAKER STROBE | 1 | FALSE | FALSE | FALSE | 2023
|  |  | North | Siemens |  | Hardware |  |  |  | Hardware | TRUE | FHA2036-R1 | S54400-B42-A2 | Trim Kit 2HU Red | 1 | [12 empty] | #FFFFFFFF |  |  | FALSE | FALSE | FALSE
NFPA 170 HEAT DETECTOR BEACON VOICE |  |  | North | Siemens |  | Heat Detector |  |  |  | Module | TRUE | HI720/FDSB227-WW/FDB228 | ++ | Heat Detector (static) with Short Circuit Isolator (supplied with Voice Sounder VAD Base) 71…96 dB (A) High = O-4-15 Medium = C-3-12 Low = O-2.5-6.5 | 1 | 0.0002 | 0.0002 | [10 empty] | #FFFF0000 | FA-NFPA 170 HEAT DETECTOR BEACON VOICE | 1 | FALSE | FALSE | FALSE | [17 empty] | R
NFPA 170 HORN STROBE |  |  | North | Siemens |  | Horn/Strobe |  |  |  | Module | TRUE | SC-LFSS-WW-F |  | WALL ACEND LOW FREQUENCY SOUNDER STROBE, WHITE, "FIRE" | 1 | [6 empty] | TRUE | [5 empty] | #FF0070C0 | FA-NFPA 170 HORN STROBE | 1 | FALSE | FALSE | FALSE | [17 empty] | LF
NFPA 170 HORN |  |  | North | Siemens |  | Horn |  |  |  | Module | TRUE | LFS-CO-R | S54329-A3-A1 | Low Frequency Sounder / "CO" Text / Red | 1 | [12 empty] | #FF0070C0 | FA-NFPA 170 HORN | 1 | FALSE | FALSE | FALSE | [17 empty] | LF
|  |  | North | Siemens |  | Cards & Components |  |  |  | Card | TRUE | FP2016-U1 | S54400-Z63-A1 | CARD, 170 Watt Power Supply | 1 | [6 empty] | TRUE | [5 empty] | #FFFFFFFF |  |  | FALSE | FALSE | FALSE | [14 empty] | FALSE
|  |  | North | Siemens |  | Cards & Components |  |  |  | Card | TRUE | PAD-5-MB | S54339-A5-A1+ | Addressable Power Supply Unit Main Board | 1 | 0.078 | 0.174 |  |  |  |  | TRUE | [5 empty] | #FFFFFFFF |  |  | FALSE | FALSE | FALSE
|  |  | North | Siemens | [5 empty] | Module | TRUE | SYS3-MPFO | 500-692881 | FIBER OPTIC MOUNTING PLATE | 1 | [12 empty] | #FFFFFFFF |  |  | FALSE | FALSE | FALSE
NFPA 170 SPEAKER STROBE CEILING |  |  | North | Siemens |  | Speaker/Strobe |  |  |  | Module | TRUE | SET-HMC-CR | 500-636064 | ET HI MULTI-CANDELA RED CEILING | 1 | [7 empty] | TRUE |  |  |  |  | #FF0070C0 | FA-NFPA 170 SPEAKER STROBE CEILING | 1 | FALSE | FALSE | FALSE
NFPA 170 SPEAKER STROBE CEILING |  |  | North | Siemens |  | Speaker/Strobe |  |  |  | Module | TRUE | SEH-AMC-CW-ALERT | S54329-A11-A1 | SPK-ST,CLG,AMB,ALR,W | 1 | [7 empty] | TRUE |  |  |  |  | #FF0070C0 | FA-NFPA 170 SPEAKER STROBE CEILING | 1 | FALSE | FALSE | FALSE | 2020 | [16 empty] | C
|  |  | North | Siemens |  | Hardware |  |  |  | Hardware | TRUE | FCA2035-U1 | S54400-P156-A1 | License Key | 1 | [12 empty] | #FFFFFFFF |  |  | FALSE | FALSE | FALSE
NFPA 170 FIRE PHONE |  |  | North | Siemens |  | Fire Phone |  |  |  | Module | TRUE | FT-302 | ++ | Fireman's Phone Jack | 1 | 0 | 0.02 |  |  |  |  | FALSE | [5 empty] | #FFFF0000 | FA-NFPA 170 FIRE PHONE | 1 | FALSE | FALSE | FALSE | 208 | [13 empty] | FALSE |  |  | FPJ
NFPA 170 HORN |  |  | North | Siemens |  | Horn |  |  |  | Module | TRUE | U-MHU-1G-W | 500-699592 | ELC Sync/Non-Sync Horn 24 VDC | 1 | [12 empty] | #FF0070C0 | FA-NFPA 170 HORN | 1 | FALSE | FALSE | FALSE | 2010
NFPA 170 MANUAL PULL |  |  | North | Siemens |  | Manual Station |  |  |  | Module | TRUE | FDM225-RP/FDMC295 | ++ | Manual Call Point with Resettable Element and Short Circuit Isolator. Supplied with Protective Cover (excludes back box) | 1 | 0.00018 | 0.00018 | [10 empty] | #FFFF0000 | FA-NFPA 170 MANUAL PULL | 1 | FALSE | FALSE | FALSE
|  |  | North | Siemens | [5 empty] | Module | TRUE | FCM-6 | 500-033140 | (6) FAN CONTROL SWITCH MODULE MOUNTS TO ID-MP | 1 | [12 empty] | #FFFFFFFF |  |  | FALSE | FALSE | FALSE
|  |  | North | Siemens | [5 empty] | Module | TRUE | MS-FB | 500-694512 | SURFACE BOX FOR MS-F SERIES | 1 | [12 empty] | #FFFFFFFF |  |  | FALSE | FALSE | FALSE
|  |  | North | Siemens |  | Cards & Components |  |  |  | Card | TRUE | FCM2018-U3 | S54400-C40-A2++ | Standard Operating Unit | 1 | 0.13 | 0.17 |  |  |  |  | TRUE | [5 empty] | #FFFFFFFF |  |  | FALSE | FALSE | FALSE
|  |  | North | Siemens |  | Cards & Components |  |  |  | Card | TRUE | PAD-3/RSE-300 MAIN BOARD |  | CARD, FIRE ALARM PANEL MAIN BOARD COMPONENT | 1 | [6 empty] | TRUE | [5 empty] | #FFFFFFFF |  |  | FALSE | FALSE | FALSE
|  |  | North | Siemens | [5 empty] | Module | TRUE | FCM2002-U2 |  |  | 1 | [6 empty] | FALSE | [5 empty] | #FFFFFFFF |  |  | FALSE | FALSE | FALSE | [14 empty] | FALSE
NFPA 170 HORN CEILING |  |  | North | Siemens |  | Horn |  |  |  | Module | TRUE | SLHCW-F |  | SLHCW-F HRN,CLG | 1 | [7 empty] | TRUE |  |  |  |  | #FF0070C0 | FA-NFPA 170 HORN CEILING | 1 | FALSE | FALSE | FALSE | 2011 | [16 empty] | C
NFPA 170 SPEAKER STROBE CEILING |  |  | North | Siemens |  | Speaker/Strobe |  |  |  | Module | TRUE | SEH-HMC-CR-B | UDI:SEH-HMC-CR-B | HIGH FIDELITY SPEAKER STROBE, ROUND, HIFI, CEILING, 115/177CD, RED | 1 | [7 empty] | TRUE |  |  |  |  | #FF0070C0 | FA-NFPA 170 SPEAKER STROBE CEILING | 1 | FALSE | FALSE | FALSE | 2020 | [16 empty] | C
|  |  | North | Siemens | [5 empty] | Module | TRUE | MS-501 | 500-620522 | MANUAL STN. DOUBLE ACTION SPST | 1 | [12 empty] | #FFFFFFFF |  |  | FALSE | FALSE | FALSE
|  |  | North | Siemens | [5 empty] | Module | TRUE | LIA | 500-850493 | LVM Interface Assembly | 1 | [12 empty] | #FFFFFFFF |  |  | FALSE | FALSE | FALSE
NFPA 170 DOOR HOLDER |  |  | North | Siemens |  | Door Holder |  |  |  | Module | TRUE | SDH-8A |  | 120VAC, concealed wiring | 1 | 0.017 |  |  |  | 120 |  | FALSE | [5 empty] | #FFFF0000 | FA-NFPA 170 DOOR HOLDER | 1 | FALSE | FALSE | FALSE | 2500 | [13 empty] | FALSE
|  |  | North | Siemens | [5 empty] | Module | TRUE | FCM901-U3 | S54433-B101-A1+ | 50 pt system Main Board | 1 | 0.159 | 0.1864 | [10 empty] | #FFFFFFFF |  |  | FALSE | FALSE | FALSE
NFPA 170 HORN STROBE CEILING |  |  | North | Siemens |  | Horn/Strobe |  |  |  | Module | TRUE | SL2MTSCW-F | S54329-F242-A1++ | Multi-Tone Strobe, Ceiling, Clear, White, Fire | 1 | [12 empty] | #FF0070C0 | FA-NFPA 170 HORN STROBE CEILING | 1 | FALSE | FALSE | FALSE | 2023
|  |  | North | Siemens | [5 empty] | Module | TRUE | SLT-1-UK | 500-699052 | SLT-1 F/W UPGRADE KIT | 1 | [12 empty] | #FFFFFFFF |  |  | FALSE | FALSE | FALSE
NFPA 170 HORN STROBE |  |  | North | Siemens |  | Horn/Strobe |  |  |  | Module | TRUE | SL2HSWW-F | S54329-F105-A1++ | Horn-Strobe, Wall, Clear, White, Fire | 1 | [12 empty] | #FF0070C0 | FA-NFPA 170 HORN STROBE | 1 | FALSE | FALSE | FALSE | 2023
NFPA 170 HORN STROBE CEILING |  |  | North | Siemens |  | Horn/Strobe |  |  |  | Module | TRUE | SL2FSSCW-F | S54329-F130-A1++ | Sounder-Strobe, Ceiling, Clear, White, Fire | 1 | [7 empty] | TRUE |  |  |  |  | #FF0070C0 | FA-NFPA 170 HORN STROBE CEILING | 1 | FALSE | FALSE | FALSE | 2023 | [16 empty] | C, LF
|  |  | North | Siemens |  | Hardware |  |  |  | Hardware | TRUE | CAB2-RD | 500-633755 | MEDIUM ENCLOSURE INNER & OUTER DOORS - RED MOUNTS TO CAB2-RB | 1 | [12 empty] | #FFFFFFFF |  |  | FALSE | FALSE | FALSE
|  |  | North | Siemens | [5 empty] | Module | TRUE | XLS-MSE3R-ADPT | S54430-C14-A2 | MXL-IQ MSE-3LR and MSE-3MR RED ENCLOSURE ADAPTER FOR FIREFINDER XLS | 1 | [12 empty] | #FFFFFFFF |  |  | FALSE | FALSE | FALSE
|  |  | North | Siemens | [5 empty] | Module | TRUE | AD-3ILPC | 500-094997 | AD3-ILPC AIR DUCT DET PHOTO | 1 | [12 empty] | #FFFFFFFF |  |  | FALSE | FALSE | FALSE
NFPA 170 STROBE WALL |  |  | North | Siemens |  | Strobe |  |  |  | Module | TRUE | ST-HMC-W-WP | 500-636180++ | STROBE HI MULTI CANDELA WALL WHITE WEATHERPROOF | 1 | [12 empty] | #FF0070C0 | FA-NFPA 170 STROBE WALL | 1 | FALSE | FALSE | FALSE | 2023
NFPA 170 SPEAKER STROBE CEILING |  |  | North | Siemens |  | Speaker/Strobe |  |  |  | Module | TRUE | SET-177-CR-WP | 500-636189 | SET SPEAKER HI CANDELA CEILING RED WEATHERPROOF | 1 | [7 empty] | TRUE |  |  |  |  | #FF0070C0 | FA-NFPA 170 SPEAKER STROBE CEILING | 1 | FALSE | FALSE | FALSE
NFPA 170 STROBE CEILING |  |  | North | Siemens |  | Strobe |  |  |  | Module | TRUE | SLSCW-NA | S54329-F19-A1 | SLSCW-NA ST,CLG,WHT,NO-TXT,AMBER | 1 | [7 empty] | TRUE |  |  |  |  | #FF0070C0 | FA-NFPA 170 STROBE CEILING | 1 | FALSE | FALSE | FALSE | 2022
|  |  | North | Siemens | [5 empty] | Module | TRUE | JA-48 | 600-121422 | FORTY-EIGHT INCH HARNESS | 1 | [12 empty] | #FFFFFFFF |  |  | FALSE | FALSE | FALSE
|  |  | North | Siemens | [5 empty] | Module | TRUE | HI121 | S54372-F3-A1 | Conventional Heat only | 1 | [12 empty] | #FFFFFFFF |  |  | FALSE | FALSE | FALSE
|  |  | North | Siemens |  | Hardware |  |  |  | Hardware | TRUE | FHA902-U1 | S54433-B106-A1 | 50 pt system Black enclosure Trim Kit | 1 | [12 empty] | #FFFFFFFF |  |  | FALSE | FALSE | FALSE
NFPA 170 REMOTE VOICE EVACUATION MICROPHONE |  |  | North | Siemens |  | Remote Microphone |  |  |  | Assembly | TRUE | VR2005-R3 | S54400-C92-A1 | Remote Microphone Kit-1HU Red Consists of: One FHB2001-R1, one FHD2001-R3, one FHD2004-U1, one FHD2006-U1, two FCM2022-U3, one VTO2001-U3, one VTO2004-U3, and one VTA2001-A1 | 1 | [6 empty] | FALSE | [5 empty] | #FFFF0000 | FA-NFPA 170 REMOTE VOICE EVACUATION MICROPHONE | 1 | FALSE | FALSE | FALSE | 265 | [13 empty] | FALSE
NFPA 170 STROBE WALL |  |  | North | Siemens |  | Strobe |  |  |  | Module | TRUE | SLSWW-FB | S54329-F26-A1 | SLSWW-FB ST,WALL,WHT,PICTOGRAM | 1 | [12 empty] | #FF0070C0 | FA-NFPA 170 STROBE WALL | 1 | FALSE | FALSE | FALSE | 2023
|  |  | North | Siemens | [5 empty] | Module | TRUE | 40/40L4-112SF | S54430-F171-A1 | UV/IR FLM DET 4.5U WO1 75C 3/4" SS FM | 1 | [12 empty] | #FFFFFFFF |  |  | FALSE | FALSE | FALSE
|  |  | North | Siemens |  | Cards & Components |  |  |  | Card | TRUE | ADB-11 | 500-096117 | ADB-11 AUDIBLE BASE FOR OH121 AND OP121 | 1 | [6 empty] | TRUE | [5 empty] | #FFFFFFFF |  |  | FALSE | FALSE | FALSE
|  |  | North | Siemens | [5 empty] | Module | TRUE | RLI-2 | 500-390674 | ONE LED LAMP, RECTANGULAR LAMP | 1 | [12 empty] | #FFFFFFFF |  |  | FALSE | FALSE | FALSE
|  |  | North | Siemens | [5 empty] | Module | TRUE | PBR-1191 | 500-695080 | PRISM REFLECTOR AND BASE | 1 | [12 empty] | #FFFFFFFF |  |  | FALSE | FALSE | FALSE
NFPA 170 SPEAKER WALL |  |  | North | Siemens |  | Speaker |  |  |  | Module | TRUE | SLSPWW-F | S54329-F38-A2 | SLSPWW-F SPK,WALL,WHT | 1 | [12 empty] | #FF0070C0 | FA-NFPA 170 SPEAKER WALL | 1 | FALSE | FALSE | FALSE | 2021
NFPA 170 SPEAKER WALL |  |  | North | Siemens |  | Speaker |  |  |  | Module | TRUE | SEH-W-ALERT | S54329-A16-A1 | SPK,WALL,ALR,W | 1 | [12 empty] | #FF0070C0 | FA-NFPA 170 SPEAKER WALL | 1 | FALSE | FALSE | FALSE | 2021
|  |  | North | Siemens | [5 empty] | Module | TRUE | SHBBS-W | 500-636127 | SQUARE SURFACE BACK BOX WHITE | 1 | [12 empty] | #FFFFFFFF |  |  | FALSE | FALSE | FALSE
170 BASIC SHAPE |  |  | North | Siemens |  | Hardware |  |  |  | Hardware | TRUE | CAB3-BD | 500-633010 | LARGE ENCLOSURE INNER & OUTER DOORS - BLACK MOUNTS TO CAB3-BB | 1 | [12 empty] | #FFFF0000 | FA-170 BASIC SHAPE | 1 | FALSE | FALSE | FALSE | 5000
|  |  | North | Siemens | [5 empty] | Module | TRUE | SDH-8A | 500-614192 | 120VAC OVERHEAD DOOR | 1 | [12 empty] | #FFFFFFFF |  |  | FALSE | FALSE | FALSE
|  |  | North | Siemens | [5 empty] | Module | TRUE | SSD-C-INT | 500-034750 | SSD-C-INT | 1 | 0.2 | 0.2 | [10 empty] | #FFFFFFFF |  |  | FALSE | FALSE | FALSE
NFPA 170 SPEAKER STROBE |  |  | North | Siemens |  | Speaker/Strobe |  |  |  | Module | TRUE | SC-SS-WR-F |  | WALL ACEND SPEAKER STROBE, RED, "FIRE" | 1 | [6 empty] | TRUE | [5 empty] | #FF0070C0 | FA-NFPA 170 SPEAKER STROBE | 1 | FALSE | FALSE | FALSE
NFPA 170 SPEAKER STROBE CEILING |  |  | North | Siemens |  | Speaker/Strobe |  |  |  | Module | TRUE | SET-HMC-R | 500-636053 | ET HI MULTI-CANDELA RED | 1 | [7 empty] | TRUE |  |  |  |  | #FF0070C0 | FA-NFPA 170 SPEAKER STROBE CEILING | 1 | FALSE | FALSE | FALSE
NFPA 170 SPEAKER STROBE CEILING |  |  | North | Siemens |  | Speaker/Strobe |  |  |  | Module | TRUE | SLSPSCW-ALA | S54329-F52-A1 | SLSPSCW-ALA SPK/ST,CLG,WHT,ALERT,AMBER | 1 | [7 empty] | TRUE |  |  |  |  | #FF0070C0 | FA-NFPA 170 SPEAKER STROBE CEILING | 1 | FALSE | FALSE | FALSE | 2020 | [16 empty] | C
NFPA 170 SPEAKER STROBE CEILING |  |  | North | Siemens |  | Speaker/Strobe |  |  |  | Module | TRUE | SC-SS-CW-F |  | CEILING ACEND SPEAKER STROBE, WHITE, "FIRE" | 1 | [6 empty] | TRUE | TRUE |  |  |  |  | #FF0070C0 | FA-NFPA 170 SPEAKER STROBE CEILING | 1 | FALSE | FALSE | FALSE
|  |  | North | Siemens |  | Hardware |  |  |  | Hardware | TRUE | WPBBS-R | 500-636137 | AS HORN WEATHERPROOF BACK BOX RED | 1 | [6 empty] | FALSE | [5 empty] | #FFFFFFFF |  |  | FALSE | FALSE | FALSE | [14 empty] | FALSE
NFPA 170 STROBE WALL |  |  | North | Siemens |  | Strobe |  |  |  | Module | TRUE | SL2SWW-N | S54329-F219-A1++ | Strobe, Wall, Clear, White, No Lettering | 1 | [12 empty] | #FF0070C0 | FA-NFPA 170 STROBE WALL | 1 | FALSE | FALSE | FALSE | 2023
NFPA 170 EM STROBE WALL |  |  | North | Siemens |  | Strobe |  |  |  | Module | TRUE | ST-MC-CNMA | 500-636141+ | MNS Amber Strobe, multi Candela − Wall Mount, White − ‘ALERT’ | 1 | [6 empty] | FALSE | TRUE |  |  |  |  | #FF0070C0 | FA-NFPA 170 EM STROBE WALL | 1 | FALSE | FALSE | FALSE | 2022 | [13 empty] | FALSE |  |  | C
NFPA 170 HORN CEILING |  |  | North | Siemens |  | Horn |  |  |  | Module | TRUE | SL2HCR-N | S54329-F83-A1++ | Horn, Ceiling, Red, Fire, No Lettering | 1 | [7 empty] | TRUE |  |  |  |  | #FF0070C0 | FA-NFPA 170 HORN CEILING | 1 | FALSE | FALSE | FALSE | 2010
NFPA 170 HORN STROBE |  |  | North | Siemens |  | Horn/Strobe |  |  |  | Module | TRUE | AS-HMC-R-WP | 500-636183 | AS HORN HI MULTI CANDELA WALL RED WEATHERPROOF | 1 | [12 empty] | #FF0070C0 | FA-NFPA 170 HORN STROBE | 1 | FALSE | FALSE | FALSE | 2012 | [16 empty] | WP
NFPA 170 FIRE ALARM CONTROL UNIT | RISER FACP |  | North | Siemens |  | Fire Alarm Control Unit |  |  |  | Assembly | TRUE | XLS-250-CAB2-BD | 599-050597 | INCLUDES: (1) PMI-3, (1) PSC-12, (1) CC-5, (1) DLC, (1) ID-SP, (1) BCL (1) ZIC-4A, (1) CAB2-BD, (1) OD-LP | 1 | [12 empty] | #FFFF0000 | FA-NFPA 170 FIRE ALARM CONTROL UNIT | 1 | FALSE | FALSE | FALSE | 202 | [13 empty] | TRUE
|  |  | North | Siemens | [5 empty] | Module | TRUE | PBF-1191A | 500-695082 | SHORT DISTANCE FILTER (5-8M) | 1 | [12 empty] | #FFFFFFFF |  |  | FALSE | FALSE | FALSE
|  |  | North | Siemens | [5 empty] | Module | TRUE | UHW-CATB-01 | S54465-C73-A2 | UHW-CATB-01 -- UL/ULC HW Category B Computer - Windows 10 Professional, SNC Card for XNET connection, Management Station Utility | 1 | [12 empty] | #FFFFFFFF |  |  | FALSE | FALSE | FALSE
|  |  | North | Siemens | [5 empty] | Module | TRUE | MOM-2 | 500-892766 | EXPANSION CARDCAGE (2 SLOTS) | 1 | [12 empty] | #FFFFFFFF |  |  | FALSE | FALSE | FALSE
NFPA 170 REMOTE ANNUNCIATOR | RISER ANNUNCIATOR |  | North | Siemens |  | Remote Annunciator |  |  |  | Assembly | TRUE | FT2008-U1 | S54400-A143-A1++ | 16 ZONE TABULAR ANNUNC.(BL) | 1 | 0.025 | 0.065 |  |  |  |  | FALSE | [5 empty] | #FFFF0000 | FA-NFPA 170 REMOTE ANNUNCIATOR | 1 | FALSE | FALSE | FALSE | 255 | [13 empty] | FALSE
NFPA 170 SMOKE DETECTOR |  |  | North | Siemens |  | Smoke Detector |  |  |  | Module | TRUE | FDO421 |  | CARD, DETECTOR, SMOKE, ADDRESSABLE PHOTO WITH DB-11 BASE | 1 | [6 empty] | FALSE | TRUE |  |  |  |  | #FFFF0000 | FA-NFPA 170 SMOKE DETECTOR | 1 | FALSE | FALSE | FALSE | 1408 | [13 empty] | FALSE
NFPA 170 SMOKE HEAT DETECTOR |  |  | North | Siemens |  | Smoke/Heat Detector |  |  |  | Module | TRUE | OOH941 w/ABHW-4S | ++ | Dual Optical / Heat Detector w/Intelligent Audible (Sounder) Base | 1 | 0.00065 | 0.00065 |  |  |  |  | FALSE | TRUE |  |  |  |  | #FFFF0000 | FA-NFPA 170 SMOKE HEAT DETECTOR | 1 | FALSE | FALSE | FALSE | 1411 | [13 empty] | FALSE |  |  | SB
NFPA 170 HORN STROBE |  |  | North | Siemens |  | Horn/Strobe |  |  |  | Module | TRUE | SLFSSWR-AL | S54329-F62-A1 | SLFSSWR-AL LFS/ST,WALL,RED,ALERT | 1 | [12 empty] | #FF0070C0 | FA-NFPA 170 HORN STROBE | 1 | FALSE | FALSE | FALSE | 2012
|  |  | North | Siemens | [5 empty] | Module | TRUE | ALI-8 | 599-693296 | ENCLOSURE 8 TRI'S | 1 | [12 empty] | #FFFFFFFF |  |  | FALSE | FALSE | FALSE
|  |  | North | Siemens | [5 empty] | Module | TRUE | VNT-MP | 500-650489 | VNT Mounting Plate | 1 | [12 empty] | #FFFFFFFF |  |  | FALSE | FALSE | FALSE
|  |  | North | Siemens |  | Cards & Components |  |  |  | Card | TRUE | RPM | 500-033270 | REMOTE PRINTER MODULE (RS232, PARALLEL PRINTER PORT) FIELD MOUNTED | 1 | [6 empty] | TRUE | [5 empty] | #FFFFFFFF |  |  | FALSE | FALSE | FALSE | [14 empty] | FALSE
|  |  | North | Siemens |  | Cards & Components |  |  |  | Card | TRUE | FN2006-U1 | S54400-A61-A1++ | Fiber Module (SM) | 1 | 0.127 | 0.127 |  |  |  |  | TRUE | [5 empty] | #FFFFFFFF |  |  | FALSE | FALSE | FALSE
|  |  | North | Siemens |  | Cards & Components |  |  |  | Card | TRUE | FHK2004-U2 Main Board |  | CARD, FHK2004-U2 Main Board | 1 | [6 empty] | TRUE | [5 empty] | #FFFFFFFF |  |  | FALSE | FALSE | FALSE
|  |  | North | Siemens | [5 empty] | Module | TRUE | DCT-1E | 500-699290 | 5 CHANNEL DIALER WITH ENCLOSURE | 1 | [12 empty] | #FFFFFFFF |  |  | FALSE | FALSE | FALSE
NFPA 170 HEAT DETECTOR |  |  | North | Siemens |  | Heat Detector |  |  |  | Module | TRUE | DT-600EP | 500-688986 | 600 DEG EXP PROOF (SPECIAL ORDER) | 1 | [12 empty] | #FFFF0000 | FA-NFPA 170 HEAT DETECTOR | 1 | FALSE | FALSE | FALSE | [17 empty] | 600° FT, XP
NFPA 170 HORN STROBE CEILING |  |  | North | Siemens |  | Horn/Strobe |  |  |  | Module | TRUE | SLHSCW-N | S54329-F36-A2 | SLHSCW-N HRN/ST,CLG,WHT,NO-TXT | 1 | [7 empty] | TRUE |  |  |  |  | #FF0070C0 | FA-NFPA 170 HORN STROBE CEILING | 1 | FALSE | FALSE | FALSE | 2013 | [16 empty] | C
|  |  | North | Siemens | [5 empty] | Module | TRUE | EK-35 | 545-083278 | EK-35 RAIL KIT 2 LEFT/RIGHT MOUNT RAIL/KR-5R 4 MOUNTING U BRACKET/KU-1 2 MOUNTING BRACKET/KZ-3 | 1 | [12 empty] | #FFFFFFFF |  |  | FALSE | FALSE | FALSE
|  |  | North | Siemens | [5 empty] | Module | TRUE | DFM | 500-634910 | D-NET FIBER MODULE | 1 | [12 empty] | #FFFFFFFF |  |  | FALSE | FALSE | FALSE
|  |  | North | Siemens |  | Hardware |  |  |  | Hardware | TRUE | ST-50 | 500-649712 | ST-50 5 FT SAMPLING TUBE | 1 | [6 empty] | FALSE | [5 empty] | #FFFFFFFF |  |  | FALSE | FALSE | FALSE | [14 empty] | FALSE
NFPA 170 CHIME |  |  | North | Siemens |  | Chime |  |  |  | Module | TRUE | SL2CHWR-F | S54329-F225-A1++ | Chime, Wall, Red, Fire | 1 | [12 empty] | #FFFF0000 | FA-NFPA 170 CHIME | 1 | FALSE | FALSE | FALSE | 2023
|  |  | North | Siemens | [5 empty] | Module | TRUE | ADBI-60A | 500-099357 | AUDIBLE BASE FOR SERIES 3 | 1 | [12 empty] | #FFFFFFFF |  |  | FALSE | FALSE | FALSE
|  |  | North | Siemens |  | Cards & Components |  |  |  | Card | TRUE | ZAM-180 (25V) | 500-035600 | ZONE AMP MODULE-180 WATTS (25V, 70V OR 100V) CAB-MP - 1 POSITION @190W | 1 | 0.3 | 9.5 |  | 150 |  |  | TRUE | [5 empty] | #FFFFFFFF |  |  | FALSE | FALSE | FALSE
NFPA 170 DOOR HOLDER |  |  | North | Siemens |  | Door Holder |  |  |  | Module | TRUE | SDH-7A |  | 120VAC, concealed wiring | 1 | 0.017 |  |  |  | 120 |  | FALSE | [5 empty] | #FFFF0000 | FA-NFPA 170 DOOR HOLDER | 1 | FALSE | FALSE | FALSE | 2500 | [13 empty] | FALSE
|  |  | North | Siemens |  | Cards & Components |  |  |  | Card | TRUE | FCL2001-A1 | ++ | Line card (FDnet/C-NET) | 1 | 0.039 | 0.039 |  |  |  |  | TRUE | [5 empty] | #FFFFFFFF |  |  | FALSE | FALSE | FALSE | [12 empty] | 0.5
|  |  | North | Siemens | [5 empty] | Module | TRUE | PBB-1191 | 500-095077 | LINEAR BEAM DETECTOR BASE | 1 | [12 empty] | #FFFFFFFF |  |  | FALSE | FALSE | FALSE
NFPA 170 HEAT DETECTOR |  |  | North | Siemens |  | Heat Detector |  |  |  | Module | TRUE | FPT-11 | 500-095918 | FPT-11 THERMAL DETECTOR | 1 | 0.00075 | 0.00075 | [10 empty] | #FFFF0000 | FA-NFPA 170 HEAT DETECTOR | 1 | FALSE | FALSE | FALSE
NFPA 170 MANUAL PULL |  |  | North | Siemens |  | Manual Station |  |  |  | Module | TRUE | MSM-EXP | 500-698219 | MSM-EXP - METAL MANUAL STATION / EXPLOSION PROOF | 1 | [12 empty] | #FFFF0000 | FA-NFPA 170 MANUAL PULL | 1 | FALSE | FALSE | FALSE
NFPA 170 SPEAKER STROBE CEILING |  |  | North | Siemens |  | Speaker/Strobe |  |  |  | Module | TRUE | SLSPSCR-N | S54329-F68-A2 | SLSPSCR-N SPK/ST,CLG,RED,NO-TEXT,CLR | 1 | [7 empty] | TRUE |  |  |  |  | #FF0070C0 | FA-NFPA 170 SPEAKER STROBE CEILING | 1 | FALSE | FALSE | FALSE | 2020 | [16 empty] | C
NFPA 170 STROBE WALL |  |  | North | Siemens |  | Strobe |  |  |  | Module | TRUE | SL2SWW-FB | S54329-F220-A1++ | Strobe, Wall, Clear, White, Pictogram | 1 | [12 empty] | #FF0070C0 | FA-NFPA 170 STROBE WALL | 1 | FALSE | FALSE | FALSE | 2023
|  |  | North | Siemens |  | Cards & Components |  |  |  | Card | TRUE | VCI2001-U1 (25V) |  | CARD, 50W VOICE AMPLIFIER CARD 25 VOLTS | 1 | 0.2 | 2.6 |  |  |  |  | TRUE | [5 empty] | #FFFFFFFF |  |  | FALSE | FALSE | FALSE | [14 empty] | FALSE
NFPA 170 SPEAKER STROBE CEILING |  |  | North | Siemens |  | Speaker/Strobe |  |  |  | Module | TRUE | SEFH-MC-CR-ALERT | S54329-A30-A1 | SPK-ST,CLG,ALR,R | 1 | [7 empty] | TRUE |  |  |  |  | #FF0070C0 | FA-NFPA 170 SPEAKER STROBE CEILING | 1 | FALSE | FALSE | FALSE | 2020 | [16 empty] | C
NFPA 170 HEAT DETECTOR |  |  | North | Siemens |  | Heat Detector |  |  |  | Module | TRUE | DT-135WP | 500-087260 | RATE COMP. FIXED 135 DEG. WTHPRF | 1 | [12 empty] | #FFFF0000 | FA-NFPA 170 HEAT DETECTOR | 1 | FALSE | FALSE | FALSE | [17 empty] | 135° FT, WP
|  |  | North | Siemens | [5 empty] | Module | TRUE | FCM2041-U3 | S54430-C18-A1 | Cerberus Operator Interface MAIN CENTRAL PROCESSOR INNER DOOR - 2 POSITIONS | 1 | 0.125 | 0.195 | [10 empty] | #FFFFFFFF |  |  | FALSE | FALSE | FALSE
NFPA 170 SMOKE DETECTOR |  |  | North | Siemens |  | Smoke Detector |  |  |  | Module | TRUE | HFPO-11 | 500-034800 | PHOTO DETECTOR (FS-250 ONLY) | 1 | [12 empty] | #FFFF0000 | FA-NFPA 170 SMOKE DETECTOR | 1 | FALSE | FALSE | FALSE
NFPA 170 SPEAKER STROBE CEILING |  |  | North | Siemens |  | Speaker/Strobe |  |  |  | Module | TRUE | SL2SPSCW-A | S54329-F163-A1++ | Speaker-Strobe, Ceiling, Clear, White, Agent | 1 | [7 empty] | TRUE |  |  |  |  | #FF0070C0 | FA-NFPA 170 SPEAKER STROBE CEILING | 1 | FALSE | FALSE | FALSE | 2023 | [16 empty] | C
|  |  | North | Siemens |  | Hardware |  |  |  | Hardware | TRUE | FHB2001-U1 | S54400-B47-A1 | Back box (1HU, black) | 1 | [6 empty] | FALSE | [5 empty] | #FFFFFFFF |  |  | FALSE | FALSE | FALSE
NFPA 170 SPEAKER STROBE CEILING |  |  | North | Siemens |  | Speaker/Strobe |  |  |  | Module | TRUE | SL2SPSCR-N | S54329-F159-A1++ | Speaker-Strobe, Ceiling, Clear, Red, No Lettering | 1 | [7 empty] | TRUE |  |  |  |  | #FF0070C0 | FA-NFPA 170 SPEAKER STROBE CEILING | 1 | FALSE | FALSE | FALSE | 2023 | [16 empty] | C
|  |  | North | Siemens | [5 empty] | Module | TRUE | FJ-304SS | 500-698310 | PHONE JACK W/ TERM & SS PLATE FIELD MOUNTED | 1 | [12 empty] | #FFFFFFFF |  |  | FALSE | FALSE | FALSE
|  |  | North | Siemens | [5 empty] | Module | TRUE | CBL-M | S54465-C64-A1 | MOSA Cables: Two (2) S2E power cables (1 red, 1 black): One (1) XND-M power cable One (1) NIC-C to XND-M interface cable, 10 feet (3m) | 1 | [12 empty] | #FFFFFFFF |  |  | FALSE | FALSE | FALSE
NFPA 170 STROBE WALL |  |  | North | Siemens |  | Strobe |  |  |  | Module | TRUE | SC-ST-WW-F |  | WALL ACEND STROBE, WHITE, "FIRE" | 1 | [6 empty] | TRUE | [5 empty] | #FF0070C0 | FA-NFPA 170 STROBE WALL | 1 | FALSE | FALSE | FALSE
|  |  | North | Siemens | [5 empty] | Module | TRUE | XLS-MSE2R-ADPT | S54430-C7-A2 | MSE-2R RED ENCLOSURE ADAPTER FOR FIREFINDER XLS | 1 | [12 empty] | #FFFFFFFF |  |  | FALSE | FALSE | FALSE
NFPA 170 HORN STROBE |  |  | North | Siemens |  | Horn/Strobe |  |  |  | Module | TRUE | SL2HSWR-F | S54329-F99-A1++ | Horn-Strobe, Wall, Clear, Red, Fire | 1 | [12 empty] | #FF0070C0 | FA-NFPA 170 HORN STROBE | 1 | FALSE | FALSE | FALSE | 2023
NFPA 170 SPEAKER STROBE |  |  | North | Siemens |  | Speaker/Strobe |  |  |  | Module | TRUE | SEH-MC-R-B | UDI:SEH-MC-R-B | HIGH FIDELITY SPEAKER STROBE, HIFI, WALL, 15/30/75/110 CD, RED | 1 | [6 empty] | FALSE | [5 empty] | #FF0070C0 | FA-NFPA 170 SPEAKER STROBE | 1 | FALSE | FALSE | FALSE | 2019 | [13 empty] | FALSE
NFPA 170 ADDRESSABLE INPUT MONITOR MODULE |  |  | North | Siemens |  | Addressable Module |  |  |  | Module | TRUE | HTRI-DZ | S54322-F10-A1 | Dual Input Monitor Module - Country of Origin (non China) | 1 | 0.0013 | 0.0013 | [10 empty] | #FFFF0000 | FA-NFPA 170 ADDRESSABLE INPUT MONITOR MODULE | 1 | FALSE | FALSE | FALSE | 1000 | [16 empty] | D
|  |  | North | Siemens | [5 empty] | Module | TRUE | SLT-1 | 500-093285 | SXL LEASED LINE/MUNICIPAL TIE MODULE | 1 | [12 empty] | #FFFFFFFF |  |  | FALSE | FALSE | FALSE
NFPA 170 HORN |  |  | North | Siemens |  | Horn |  |  |  | Module | TRUE | SC-HN-WR-N |  | WALL ACEND HORN, RED, NO LETTERING | 1 | [6 empty] | TRUE | [5 empty] | #FF0070C0 | FA-NFPA 170 HORN | 1 | FALSE | FALSE | FALSE
|  |  | North | Siemens | [5 empty] | Module | TRUE | MOM2-XMP | 500-634822 | MOUNTING PLATE TO MOUNT NIM-1W AND NIM-1M FOR XET BRIDGE | 1 | [12 empty] | #FFFFFFFF |  |  | FALSE | FALSE | FALSE
|  |  | North | Siemens |  | Cards & Components |  |  |  | Card | TRUE | FCI2017-U1 | S54400-A56-A1 | Periphery board (504 pts) | 1 | [6 empty] | TRUE | [5 empty] | #FFFFFFFF |  |  | FALSE | FALSE | FALSE
|  |  | North | Siemens | [5 empty] | Module | TRUE | TICAC | 500-837025 | TICAC 6 CLASS A INPUT CONVERTER | 1 | [12 empty] | #FFFFFFFF |  |  | FALSE | FALSE | FALSE
|  |  | North | Siemens |  | Cards & Components |  |  |  | Card | TRUE | AIC | 500-035300 | AUDIO INPUT CARD-USE TO INPUT EXTERNAL AUDIO SIGNALS INTO SYS. ONE CARD SLOT CC-5/CC-2 | 1 | [6 empty] | TRUE | [5 empty] | #FFFFFFFF |  |  | FALSE | FALSE | FALSE | [14 empty] | FALSE
|  |  | North | Siemens | [5 empty] | Module | TRUE | VPM | S54430-F93-A2 | VESDA PERIPHERAL MODULE FOR XLS | 1 | [12 empty] | #FFFFFFFF |  |  | FALSE | FALSE | FALSE
NFPA 170 CHIME |  |  | North | Siemens |  | Chime |  |  |  | Module | TRUE | SL2CHSCW-F | S54329-F232-A1++ | Chime-Strobe, Ceiling, Clear, White, Fire | 1 | [7 empty] | TRUE |  |  |  |  | #FFFF0000 | FA-NFPA 170 CHIME | 1 | FALSE | FALSE | FALSE | 2023
NFPA 170 STROBE WALL |  |  | North | Siemens |  | Strobe |  |  |  | Module | TRUE | ST-75-R-WP | 500-636106 | STROBE WEATHERPROOF RED - WALL | 1 | [12 empty] | #FF0070C0 | FA-NFPA 170 STROBE WALL | 1 | FALSE | FALSE | FALSE | 2023
|  |  | North | Siemens | [5 empty] | Module | TRUE | SETFL-VW | 500-636050 | ET-1080 WHITE | 1 | [12 empty] | #FFFFFFFF |  |  | FALSE | FALSE | FALSE
NFPA 170 SPEAKER STROBE |  |  | North | Siemens |  | Speaker/Strobe |  |  |  | Module | TRUE | SEH-MC-W-ALERT | S54329-A18-A1 | SPK-ST,WALL,ALR,W | 1 | [12 empty] | #FF0070C0 | FA-NFPA 170 SPEAKER STROBE | 1 | FALSE | FALSE | FALSE | 2019
|  |  | North | Siemens | [5 empty] | Module | TRUE | FC924-UE | S54400-C17-A1 | 504-point system with 170W power supply and operator interface with 24 zone LEDs Consists of: One FCM2019-U3, one FP2011-U1, one FCI2017-U1 | 1 | [12 empty] | #FFFFFFFF |  |  | FALSE | FALSE | FALSE
NFPA 170 SPEAKER WALL |  |  | North | Siemens |  | Speaker |  |  |  | Module | TRUE | SEFH-W | S54360-F6-A2 | HIGH FIDELITY SPEAKER, SQUARE, HIFI, LOW PROFILE, WALL, WHITE | 1 | [12 empty] | #FF0070C0 | FA-NFPA 170 SPEAKER WALL | 1 | FALSE | FALSE | FALSE | 2021
|  |  | North | Siemens | [5 empty] | Module | TRUE | EB-33 | 310-021033 | BACKBOX FOR 24 MODULE ENCLOSURE | 1 | [12 empty] | #FFFFFFFF |  |  | FALSE | FALSE | FALSE
|  |  | North | Siemens |  | Cards & Components |  |  |  | Card | TRUE | FC2005 Main Board |  | CARD, FC2005 Main Board | 1 | [6 empty] | TRUE | [5 empty] | #FFFFFFFF |  |  | FALSE | FALSE | FALSE
|  |  | North | Siemens | [5 empty] | Module | TRUE | ADBX-11 | 500-096181 | AUDIBLE BASE FOR FP-11 | 1 | [12 empty] | #FFFFFFFF |  |  | FALSE | FALSE | FALSE
NFPA 170 SPEAKER WALL |  |  | North | Siemens |  | Speaker |  |  |  | Module | TRUE | SL2SPWW-N | S54329-F153-A1++ | High-Fidelity Speaker, Wall, White, No Lettering | 1 | [12 empty] | #FF0070C0 | FA-NFPA 170 SPEAKER WALL | 1 | FALSE | FALSE | FALSE | 2021
|  |  | North | Siemens | [5 empty] | Module | TRUE | SNU-ASSY | S54430-A3-A1 | SNU ASSY SINGLE NODE UPLOAD ASSEMBLY | 1 | [12 empty] | #FFFFFFFF |  |  | FALSE | FALSE | FALSE
|  |  | North | Siemens |  | Cards & Components |  |  |  | Card | TRUE | FV924 MAIN BOARD |  | CARD, FV924 MAIN BOARD | 1 | [6 empty] | TRUE | [5 empty] | #FFFFFFFF |  |  | FALSE | FALSE | FALSE | [14 empty] | FALSE
NFPA 170 DUCT SMOKE DETECTOR |  |  | North | Siemens |  | Duct Smoke Detector |  |  |  | Module | TRUE | AD-11P |  | Duct Smoke Detector Housing/ With FP-11 Detector | 1 | [6 empty] | FALSE | TRUE |  |  |  |  | #FFFF0000 | FA-NFPA 170 DUCT SMOKE DETECTOR | 1 | FALSE | FALSE | FALSE | 1400 | [13 empty] | FALSE
NFPA 170 HORN STROBE |  |  | North | Siemens |  | Horn/Strobe |  |  |  | Module | TRUE | SL2MTSWW-NA | S54329-F247-A1++ | Multi-Tone Strobe, Wall, Amber, White, No Lettering | 1 | [12 empty] | #FF0070C0 | FA-NFPA 170 HORN STROBE | 1 | FALSE | FALSE | FALSE | 2023
NFPA 170 SPEAKER STROBE CEILING |  |  | North | Siemens |  | Speaker/Strobe |  |  |  | Module | TRUE | SL2SPSCW-ALA | S54329-F161-A1++ | Speaker-Strobe, Ceiling, Amber, White, Alert | 1 | [7 empty] | TRUE |  |  |  |  | #FF0070C0 | FA-NFPA 170 SPEAKER STROBE CEILING | 1 | FALSE | FALSE | FALSE | 2023 | [16 empty] | C
NFPA 170 SMOKE DETECTOR |  |  | North | Siemens |  | Smoke Detector |  |  |  | Module | TRUE | OP921 w/DB-11 |  | Smoke Detector w/6" Base | 1 | 0.00025 | 0.00041 |  |  |  |  | FALSE | TRUE |  |  |  |  | #FFFF0000 | FA-NFPA 170 SMOKE DETECTOR | 1 | FALSE | FALSE | FALSE | 1408 | [13 empty] | FALSE
NFPA 170 SPEAKER STROBE CEILING |  |  | North | Siemens |  | Speaker/Strobe |  |  |  | Module | TRUE | SLSPSCW-N | S54329-F68-A1 | SLSPSCW-N SPK/ST,CLG,WHT,NO-TEXT,CLR | 1 | [7 empty] | TRUE |  |  |  |  | #FF0070C0 | FA-NFPA 170 SPEAKER STROBE CEILING | 1 | FALSE | FALSE | FALSE | 2020 | [16 empty] | C
|  |  | North | Siemens | [5 empty] | Module | TRUE | P3AP | S54339-A12-A1 | PAD-3 ADAPTER PLATE | 1 | [12 empty] | #FFFFFFFF |  |  | FALSE | FALSE | FALSE
|  |  | North | Siemens | [5 empty] | Module | TRUE | TM121 | S54370-S12-A1 | Test Magnet | 1 | [12 empty] | #FFFFFFFF |  |  | FALSE | FALSE | FALSE
|  |  | North | Siemens | [5 empty] | Module | TRUE | FCM901-U2 | ++ | 50 pt system Main Board | 1 | 0.159 | 0.1864 | [10 empty] | #FFFFFFFF |  |  | FALSE | FALSE | FALSE
NFPA 170 HORN STROBE |  |  | North | Siemens |  | Horn/Strobe |  |  |  | Module | TRUE | SL2HSWR-AL | S54329-F98-A1++ | Horn-Strobe, Wall, Clear, Red, Alert | 1 | [12 empty] | #FF0070C0 | FA-NFPA 170 HORN STROBE | 1 | FALSE | FALSE | FALSE | 2023
|  |  | North | Siemens | [5 empty] | Module | TRUE | 40/40LB-112SF | S54430-F139-A1 | UV/IR FLM DET BIT WO1 75C 3/4" SS FM | 1 | [12 empty] | #FFFFFFFF |  |  | FALSE | FALSE | FALSE
|  |  | North | Siemens |  | Hardware |  |  |  | Hardware | TRUE | FHA2041-R1 | S54400-B93-A1 | Enclosure cover Top plate for an FHB2005 3 HU enclosure. This optional plate is used to meet requirements in jusidictions where ventilation holes in the top of a fire alarm system enclosure are not permitted. | 1 | [6 empty] | TRUE | [5 empty] | #FFFFFFFF |  |  | FALSE | FALSE | FALSE | [14 empty] | FALSE
|  |  | North | Siemens | [5 empty] | Module | TRUE | 777163 | S54430-F308-A1 | WEATHER COVER (STAINLESS) | 1 | [12 empty] | #FFFFFFFF |  |  | FALSE | FALSE | FALSE
|  |  | North | Siemens | [5 empty] | Module | TRUE | BE-35 | 500-884859 | BATTERY EXTENDER MODULE (1) SPACE | 1 | [12 empty] | #FFFFFFFF |  |  | FALSE | FALSE | FALSE
|  |  | North | Siemens | [5 empty] | Module | TRUE | FXA901-U1 | S54433-K108-A1 | 50 pt system Configuration Cable | 1 | [12 empty] | #FFFFFFFF |  |  | FALSE | FALSE | FALSE
|  |  | North | Siemens | [5 empty] | Module | TRUE | ED-32 | 305-021152 | HINGED DOOR FOR 16 MODULE ENCLOSURE | 1 | [12 empty] | #FFFFFFFF |  |  | FALSE | FALSE | FALSE
|  |  | North | Siemens | [5 empty] | Module | TRUE | MPI-2 | 500-896446 | MPI-2 MOUNTING PLATE | 1 | [12 empty] | #FFFFFFFF |  |  | FALSE | FALSE | FALSE
|  |  | North | Siemens | [5 empty] | Module | TRUE | DF-SX | 500-695889 | DF-SX Dead Front Kit (Black) | 1 | [12 empty] | #FFFFFFFF |  |  | FALSE | FALSE | FALSE
|  |  | North | Siemens | [5 empty] | Module | TRUE | SEF-CR | 500-636045 | E SPEAKER FLUSH CEILING RED | 1 | [7 empty] | TRUE |  |  |  |  | #FFFFFFFF |  |  | FALSE | FALSE | FALSE
NFPA 170 SPEAKER STROBE CEILING |  |  | North | Siemens |  | Speaker/Strobe |  |  |  | Module | TRUE | SEFH-MC-CW-ALERT | S54329-A31-A1 | SPK-ST,CLG,ALR,W | 1 | [7 empty] | TRUE |  |  |  |  | #FF0070C0 | FA-NFPA 170 SPEAKER STROBE CEILING | 1 | FALSE | FALSE | FALSE | 2020 | [16 empty] | C
NFPA 170 SPEAKER CEILING |  |  | North | Siemens |  | Speaker |  |  |  | Module | TRUE | SET-CR | 500-636066 | ET SPKR RED CEILING | 1 | [7 empty] | TRUE |  |  |  |  | #FF0070C0 | FA-NFPA 170 SPEAKER CEILING | 1 | FALSE | FALSE | FALSE | 2019 | [16 empty] | C
|  |  | North | Siemens |  | Cards & Components |  |  |  | Card | TRUE | DB-11 | 500-094151 | 6" DETECTOR BASE ASSY | 1 | [6 empty] | TRUE | [5 empty] | #FFFFFFFF |  |  | FALSE | FALSE | FALSE | [14 empty] | FALSE
NFPA 170 HORN |  |  | North | Siemens |  | Horn |  |  |  | Module | TRUE | U-MHU-1G | 500-699591 | ELC Sync/Non-Sync Horn 24 VDC | 1 | [12 empty] | #FF0070C0 | FA-NFPA 170 HORN | 1 | FALSE | FALSE | FALSE | 2010
NFPA 170 STROBE CEILING |  |  | North | Siemens |  | Strobe |  |  |  | Module | TRUE | ZR-MC-CR | 500-636173 | Z STROBE MULTI-CANDELA CEILING RED | 1 | [7 empty] | TRUE |  |  |  |  | #FF0070C0 | FA-NFPA 170 STROBE CEILING | 1 | FALSE | FALSE | FALSE | 2022 | [16 empty] | C
|  |  | North | Siemens |  | Hardware |  |  |  | Hardware | TRUE | FHD2002-R3 | S54400-C53-A1 | Outer door (2HU, 1 win, red) | 1 | [6 empty] | FALSE | [5 empty] | #FFFFFFFF |  |  | FALSE | FALSE | FALSE
|  |  | North | Siemens |  | Hardware |  |  |  | Hardware | TRUE | CAB3-RD | 500-633757 | LARGE ENCLOSURE INNER & OUTER DOORS - RED MOUNTS TO CAB3-RB | 1 | [12 empty] | #FFFFFFFF |  |  | FALSE | FALSE | FALSE
|  |  | North | Siemens |  | Hardware |  |  |  | Hardware | TRUE | FHA2056-U1 | S54400-B18-A1 | FS250/MPC600 Mechanical Migration Kit-Black (does not include panel electronics or power supply) | 1 | [12 empty] | #FFFFFFFF |  |  | FALSE | FALSE | FALSE
|  |  | North | Siemens |  | Cards & Components |  |  |  | Card | TRUE | ZIC-8B | 500-648670 | (8) NAC ZONES CODED OR NON CODED ONE CARD SLOT CC-5/CC-2 | 1 | 0.105 | 0.105 |  |  |  |  | TRUE | [5 empty] | #FFFFFFFF |  |  | FALSE | FALSE | FALSE
NFPA 170 HORN STROBE |  |  | North | Siemens |  | Horn/Strobe |  |  |  | Module | TRUE | SL2MTSWR-A | S54329-F239-A1++ | Multi-Tone Strobe, Wall, Clear, Red, Agent | 1 | [12 empty] | #FF0070C0 | FA-NFPA 170 HORN STROBE | 1 | FALSE | FALSE | FALSE | 2023
|  |  | North | Siemens | [5 empty] | Module | TRUE | ZAC-40 | 500-035400++ | ZONE AMP CARD-40 WATTS (25V,70V OR 100V) ONE CARD SLOT CC-5/CC-2 | 1 | 0.15 | 2.3 |  | 40 | [8 empty] | #FFFFFFFF |  |  | FALSE | FALSE | FALSE
NFPA 170 HEAT DETECTOR |  |  | North | Siemens |  | Heat Detector |  |  |  | Module | TRUE | DT-325EP | 500-688982 | 325 DEG EXP PROOF THERMAL | 1 | [12 empty] | #FFFF0000 | FA-NFPA 170 HEAT DETECTOR | 1 | FALSE | FALSE | FALSE | [17 empty] | 325° FT, XP
|  |  | North | Siemens | [5 empty] | Module | TRUE | FS-1100 | S54430-F301-A1 | LONG RANGE SIMULATOR - IR3 | 1 | [12 empty] | #FFFFFFFF |  |  | FALSE | FALSE | FALSE
NFPA 170 HORN STROBE |  |  | North | Siemens |  | Horn/Strobe |  |  |  | Module | TRUE | AS-HMC-R | 500-636012 | AS HORN HI MULTI CANDELA RED | 1 | [12 empty] | #FF0070C0 | FA-NFPA 170 HORN STROBE | 1 | FALSE | FALSE | FALSE | 2012
|  |  | North | Siemens |  | Cards & Components |  |  |  | Card | TRUE | FCI2016-U1 | S54400-A55-A1++ | Periphery board (252 pts) | 1 | 0.11 | 0.136 |  |  |  |  | TRUE | [5 empty] | #FFFFFFFF |  |  | FALSE | FALSE | FALSE
NFPA 170 SPEAKER STROBE |  |  | North | Siemens |  | Speaker/Strobe |  |  |  | Module | TRUE | SEFH-MC-W-BLANK | S54329-A29-A1 | SPK-ST,WALL,BLNK,W | 1 | [12 empty] | #FF0070C0 | FA-NFPA 170 SPEAKER STROBE | 1 | FALSE | FALSE | FALSE | 2019
NFPA 170 EM STROBE WALL |  |  | North | Siemens |  | Strobe |  |  |  | Module | TRUE | ST-AMC-R-MNS-ALERT | S54301-Z83-A1+ | MNS Amber Strobe, multi Candela − Wall Mount, Red − ‘ALERT’ | 1 | [12 empty] | #FF0070C0 | FA-NFPA 170 EM STROBE WALL | 1 | FALSE | FALSE | FALSE | 2008
NFPA 170 SPEAKER STROBE |  |  | North | Siemens |  | Speaker/Strobe |  |  |  | Module | TRUE | SLSPSWW-NA | S54329-F44-A2 | SLSPSWW-NA SPK/ST,WALL,WHT,NO-TXT,AMBER | 1 | [12 empty] | #FF0070C0 | FA-NFPA 170 SPEAKER STROBE | 1 | FALSE | FALSE | FALSE | 2019
|  |  | North | Siemens |  | Cards & Components |  |  |  | Card | TRUE | LED Zone for FCM2019-U3 | ++ | LED Zone | 1 | 0.001 | 0.03 |  |  |  |  | TRUE | [5 empty] | #FFFFFFFF |  |  | FALSE | FALSE | FALSE
NFPA 170 HEAT DETECTOR SOUNDER |  |  | North | Siemens |  | Heat Detector |  |  |  | Module | TRUE | HI720/DBS720 | ++ | Heat Detector (static) with Short Circuit Isolator (supplied with Base Sounder 80…88 dB (A)) | 1 | 0.0002 | 0.0002 | [10 empty] | #FFFF0000 | FA-NFPA 170 HEAT DETECTOR SOUNDER | 1 | FALSE | FALSE | FALSE | [17 empty] | R
|  |  | North | Siemens | [5 empty] | Module | TRUE | ANTI-INTERFERENCE CAP PKG | S54431-N1-A1 | ANTI-INTERFERENCE CAPACITOR FOR HNET NETWORK COMMUNICATION | 1 | [12 empty] | #FFFFFFFF |  |  | FALSE | FALSE | FALSE
NFPA 170 MULTI DETECTOR |  |  | North | Siemens |  | Multi Criteria Detector |  |  |  | Module | TRUE | OH720/DB721 | ++ | Multi-sensor Smoke Detector with Short Circuit Isolator (supplied with Standard Base) | 1 | 0.00023 | 0.00023 | [10 empty] | #FFFF0000 | FA-NFPA 170 MULTI DETECTOR | 1 | FALSE | FALSE | FALSE | [17 empty] | MC
170 BASIC SHAPE |  |  | North | Siemens |  | Hardware |  |  |  | Hardware | TRUE | CAB3-XRD | 500-633793 | LARGE ENCLOSURE TRANSPONDER DOOR - RED MOUNTS TO CAB3-RB | 1 | [12 empty] | #FFFF0000 | FA-170 BASIC SHAPE | 1 | FALSE | FALSE | FALSE | 5000
NFPA 170 DOOR HOLDER |  |  | North | Siemens |  | Door Holder |  |  |  | Module | TRUE | SDH-3A |  | 120VAC, concealed wiring | 1 | 0.017 |  |  |  | 120 |  | FALSE | [5 empty] | #FFFF0000 | FA-NFPA 170 DOOR HOLDER | 1 | FALSE | FALSE | FALSE | 2500 | [13 empty] | FALSE
|  |  | North | Siemens | [5 empty] | Module | TRUE | EB-35 | 310-021035 | BACKBOX FOR 40 MODULE ENCLOSURE | 1 | [12 empty] | #FFFFFFFF |  |  | FALSE | FALSE | FALSE
|  |  | North | Siemens |  | Hardware |  |  |  | Hardware | TRUE | FHA2043-U1 | S54400-B56-A1 | Trim kit (3HU, black) Black trim kit for FHD2005 enclosure. This optional trim kit is used to dress the appearance of the enclosure when used in flush mounted applications. | 1 | [6 empty] | FALSE | [5 empty] | #FFFFFFFF |  |  | FALSE | FALSE | FALSE
|  |  | North | Siemens |  | Hardware |  |  |  | Hardware | TRUE | MT-SUR-BOX | 500-693168 | WEATHERPROOF SURFACE MOUNT BACK BOX RED | 1 | [12 empty] | #FFFFFFFF |  |  | FALSE | FALSE | FALSE
NFPA 170 SMOKE HEAT DETECTOR |  |  | North | Siemens |  | Smoke/Heat Detector |  |  |  | Module | TRUE | FDOT421 w/DB-11 BASE | S54320-F6-A1+ | Multi-Criteria Fire Detector | 1 | 0.00025 | 0.00041 | [5 empty] | TRUE |  |  |  |  | #FFFF0000 | FA-NFPA 170 SMOKE HEAT DETECTOR | 1 | FALSE | FALSE | FALSE | 1411
NFPA 170 HORN STROBE |  |  | North | Siemens |  | Horn/Strobe |  |  |  | Module | TRUE | SC-HS-WW-F |  | WALL ACEND HORN STROBE, WHITE, FIRE | 1 | [6 empty] | TRUE | [5 empty] | #FF0070C0 | FA-NFPA 170 HORN STROBE | 1 | FALSE | FALSE | FALSE
NFPA 170 HORN STROBE |  |  | North | Siemens |  | Horn/Strobe |  |  |  | Module | TRUE | SL2HSWW-EV | S54329-F104-A1++ | Horn-Strobe, Wall, Clear, White, Evacuation | 1 | [12 empty] | #FF0070C0 | FA-NFPA 170 HORN STROBE | 1 | FALSE | FALSE | FALSE | 2023
|  |  | North | Siemens | [5 empty] | Module | TRUE | XLS-MME3R-ADPT | S54430-C8-A2 | MME-3R RED ENCLOSURE ADAPTER FOR FIREFINDER XLS | 1 | [12 empty] | #FFFFFFFF |  |  | FALSE | FALSE | FALSE
|  |  | North | Siemens | [5 empty] | Module | TRUE | 40/40U-212SF | S54430-F251-A1 | UV FLM DET WO2 75C 3/4" SS FM | 1 | [12 empty] | #FFFFFFFF |  |  | FALSE | FALSE | FALSE
|  |  | North | Siemens | [5 empty] | Module | TRUE | MPF-RK | 500-634776 | MOUNTS MODULES PMI/PMI-2/LVM /FMT/FCM-6/LCM-6/SCM-8 | 1 | [12 empty] | #FFFFFFFF |  |  | FALSE | FALSE | FALSE
|  |  | North | Siemens | [5 empty] | Module | TRUE | ZB-R | 500-636193 | Z MOUNTING BACK BOX RED | 1 | [12 empty] | #FFFFFFFF |  |  | FALSE | FALSE | FALSE
NFPA 170 STROBE CEILING |  |  | North | Siemens |  | Strobe |  |  |  | Module | TRUE | ST-HMC-CR-WP | 500-636177++ | STROBE HI MULTI CANDELA CEILING RED WEATHERPROOF | 1 | [7 empty] | TRUE |  |  |  |  | #FF0070C0 | FA-NFPA 170 STROBE CEILING | 1 | FALSE | FALSE | FALSE | 2022 | [16 empty] | C
|  |  | North | Siemens | [5 empty] | Module | TRUE | REMBOX4R | 500-650613 | LARGE REMOTE LOBBY RED ENCLOSURE PROVIDES MOUNTING SPACE FOR, LVM OR FMT OR REMOTE SWITCH AND LED MODULES (16) LCM/SCM OR (8) FCM MAX. FIELD MOUNTED | 1 | [12 empty] | #FFFFFFFF |  |  | FALSE | FALSE | FALSE
NFPA 170 HORN STROBE CEILING |  |  | North | Siemens |  | Horn/Strobe |  |  |  | Module | TRUE | SL2HSCW-N | S54329-F95-A1++ | Horn-Strobe, Ceiling, Clear, White, No Lettering | 1 | [7 empty] | TRUE |  |  |  |  | #FF0070C0 | FA-NFPA 170 HORN STROBE CEILING | 1 | FALSE | FALSE | FALSE | 2023 | [16 empty] | C
NFPA 170 SPEAKER STROBE |  |  | North | Siemens |  | Speaker/Strobe |  |  |  | Module | TRUE | SEH-MC-W | S54360-F10-A2 | HIGH FIDELITY SPEAKER STROBE, HIFI, WALL, 15/30/75/110 CD, WHITE | 1 | [12 empty] | #FF0070C0 | FA-NFPA 170 SPEAKER STROBE | 1 | FALSE | FALSE | FALSE | 2019
|  |  | North | Siemens | [5 empty] | Module | TRUE | 789260-2 | S54430-F310-A1 | POLE MOUNT (U-BOLT) - 2" | 1 | [12 empty] | #FFFFFFFF |  |  | FALSE | FALSE | FALSE
|  |  | North | Siemens | [5 empty] | Module | TRUE | MSI-B6F | 500-895301 | METAL INTELLIGENT MANUAL STATION | 1 | [12 empty] | #FFFFFFFF |  |  | FALSE | FALSE | FALSE
NFPA 170 FIRE ALARM CONTROL UNIT | RISER FACP |  | North | Siemens |  | Fire Alarm Control Unit |  |  |  | Assembly | TRUE | C-Mod-FACP |  | Large voice system assembly | 1 | [12 empty] | #FFFF0000 | FA-NFPA 170 FIRE ALARM CONTROL UNIT | 1 | FALSE | FALSE | FALSE | 202 | [13 empty] | TRUE
|  |  | North | Siemens | [5 empty] | Module | TRUE | 5129 | 500-693214 | 4 CHANNEL COMMUNICATOR IN ENCLOSURE | 1 | [12 empty] | #FFFFFFFF |  |  | FALSE | FALSE | FALSE
NFPA 170 HORN STROBE |  |  | North | Siemens |  | Horn/Strobe |  |  |  | Module | TRUE | SL2HSWR-FB | S54329-F101-A1++ | Horn-Strobe, Wall, Clear, Red, Pictogram | 1 | [12 empty] | #FF0070C0 | FA-NFPA 170 HORN STROBE | 1 | FALSE | FALSE | FALSE | 2023
|  |  | North | Siemens | [5 empty] | Module | TRUE | DB2-HR | S54370-F12-A1 | Relay base (for use with H-Series and CerberusPro detectors) | 1 | [12 empty] | #FFFFFFFF |  |  | FALSE | FALSE | FALSE
|  |  | North | Siemens |  | Cards & Components |  |  |  | Card | TRUE | VTO2004-U3 | S54400-C61-A2 | Option module (microphone) Cerberus PRO microphone module used on FV922/FV924 to add a paging microphone. The VTO2004-U3 can be either a main microphone installed in the main system enclosure, or as a remote microphone in a remote enclosure. Up to two microphones are supported for each FV922/FV924. | 1 | 0.029 | 0.054 |  |  |  |  | TRUE | [5 empty] | #FFFFFFFF |  |  | FALSE | FALSE | FALSE
NFPA 170 DUCT SMOKE DETECTOR |  |  | North | Siemens |  | Duct Smoke Detector |  |  |  | Module | TRUE | FDBZ492-HR w/OP921 | S54319-B23-A1 | DUCT HOUSING - 2 WIRE WITH RELAY FOR ADDRESSABLE SYSTEMS w/ OP921 | 1 | 0.00025 | 0.00041 |  |  |  |  | FALSE | TRUE |  |  |  |  | #FFFF0000 | FA-NFPA 170 DUCT SMOKE DETECTOR | 1 | FALSE | FALSE | FALSE | 1400 | [13 empty] | FALSE |  |  | R
|  |  | North | Siemens | [5 empty] | Module | TRUE | 5230K | 500-693215 | PROGRAMMER/ANNUNICATOR 5128/5129 | 1 | [12 empty] | #FFFFFFFF |  |  | FALSE | FALSE | FALSE
|  |  | North | Siemens | [5 empty] | Module | TRUE | X-204-2 | 500-650537 | SCALANCE X-204-2 PACKAGED | 1 | [12 empty] | #FFFFFFFF |  |  | FALSE | FALSE | FALSE
|  |  | North | Siemens | [5 empty] | Module | TRUE | SBL2S-R | 500-636121 | SURFACE BACK BOX RED | 1 | [12 empty] | #FFFFFFFF |  |  | FALSE | FALSE | FALSE
NFPA 170 MANUAL PULL |  |  | North | Siemens |  | Manual Station |  |  |  | Module | TRUE | XMS-D |  | MANUAL STATION -DUAL ACTION | 1 | 0.0005 | 0.0005 |  |  |  |  | FALSE | [5 empty] | #FFFF0000 | FA-NFPA 170 MANUAL PULL | 1 | FALSE | FALSE | FALSE | 957 | [13 empty] | FALSE
NFPA 170 HORN CEILING |  |  | North | Siemens |  | Horn |  |  |  | Module | TRUE | SL2FSCW-CO | S54329-F114-A1++ | Sounder, Ceiling, Clear, White, CO | 1 | [7 empty] | TRUE |  |  |  |  | #FF0070C0 | FA-NFPA 170 HORN CEILING | 1 | FALSE | FALSE | FALSE | 2023 | [16 empty] | LF
|  |  | North | Siemens | [5 empty] | Module | TRUE | FDCIO-EOL | S54312-F7-A1 | EOL resistors for FDCIO422 100 Ohm, Bag containing Qty of 50 Resistors | 1 | [12 empty] | #FFFFFFFF |  |  | FALSE | FALSE | FALSE
|  |  | North | Siemens |  | Cards & Components |  |  |  | Card | TRUE | FHA2054-U1 | S54400-B58-A1 | FHA2054 Audio Transformer Kit | 1 | [6 empty] | TRUE | [5 empty] | #FFFFFFFF |  |  | FALSE | FALSE | FALSE
NFPA 170 HORN STROBE |  |  | North | Siemens |  | Horn/Strobe |  |  |  | Module | TRUE | SL2MTSWW-NR | S54329-F246-A1++ | Multi-Tone Strobe, Wall, Red, White, No Lettering | 1 | [12 empty] | #FF0070C0 | FA-NFPA 170 HORN STROBE | 1 | FALSE | FALSE | FALSE | 2023
NFPA 170 HORN STROBE CEILING |  |  | North | Siemens |  | Horn/Strobe |  |  |  | Module | TRUE | SLHSCW-F | S54329-F13-A1 | SLHSCW-F HRN/ST,CLG,WHT,FIRE | 1 | [6 empty] | FALSE | TRUE |  |  |  |  | #FF0070C0 | FA-NFPA 170 HORN STROBE CEILING | 1 | FALSE | FALSE | FALSE | 2013 | [13 empty] | FALSE |  |  | C
|  |  | North | Siemens | [5 empty] | Module | TRUE | PTB-RK | 500-634774 | MOUNTS UP TO 2 PTB5 | 1 | [12 empty] | #FFFFFFFF |  |  | FALSE | FALSE | FALSE
NFPA 170 HORN CEILING |  |  | North | Siemens |  | Horn |  |  |  | Module | TRUE | SL2FSCR-AL | S54329-F108-A1++ | Sounder, Ceiling, Clear, Red, Alert | 1 | [7 empty] | TRUE |  |  |  |  | #FF0070C0 | FA-NFPA 170 HORN CEILING | 1 | FALSE | FALSE | FALSE | 2023 | [16 empty] | LF
NFPA 170 DUCT SMOKE DETECTOR |  |  | North | Siemens |  | Duct Smoke Detector |  |  |  | Module | TRUE | FDBZ492-HR w/FDO421 | S54319-B23-A1 | DUCT HOUSING - 2 WIRE WITH RELAY FOR ADDRESSABLE SYSTEMS w/ FDO421 | 1 | 0.00025 | 0.00041 |  |  |  |  | FALSE | TRUE |  |  |  |  | #FFFF0000 | FA-NFPA 170 DUCT SMOKE DETECTOR | 1 | FALSE | FALSE | FALSE | 1400 | [13 empty] | FALSE |  |  | R
|  |  | North | Siemens |  | Cards & Components |  |  |  | Card | TRUE | FN2001-A1 | ++ | Network Module (SAFEDLINK) | 1 | 0.035 | 0.035 |  |  |  |  | TRUE | [5 empty] | #FFFFFFFF |  |  | FALSE | FALSE | FALSE
NFPA 170 STROBE WALL |  |  | North | Siemens |  | Strobe |  |  |  | Module | TRUE | SL2SWW-F | S54329-F217-A1++ | Strobe, Wall, Clear, White, Fire | 1 | [12 empty] | #FF0070C0 | FA-NFPA 170 STROBE WALL | 1 | FALSE | FALSE | FALSE | 2023
|  |  | North | Siemens | [5 empty] | Module | TRUE | TSRM-312 | 500-637018 | TSRM-312 SMART RELAY MODULE | 1 | [12 empty] | #FFFFFFFF |  |  | FALSE | FALSE | FALSE
NFPA 170 STROBE CEILING |  |  | North | Siemens |  | Strobe |  |  |  | Module | TRUE | SL2SCR-A | S54329-F186-A1++ | Strobe, Ceiling, Clear, Red, Agent | 1 | [7 empty] | TRUE |  |  |  |  | #FF0070C0 | FA-NFPA 170 STROBE CEILING | 1 | FALSE | FALSE | FALSE | 2023
NFPA 170 EM STROBE WALL |  |  | North | Siemens |  | Strobe |  |  |  | Module | TRUE | ST-CMC-R-MNS-ALERT | S54301-Z103-A1+ | MNS Clear Strobe, multi Candela − Wall Mount, Red − ‘ALERT’ | 1 | [12 empty] | #FF0070C0 | FA-NFPA 170 EM STROBE WALL | 1 | FALSE | FALSE | FALSE | 2008
|  |  | North | Siemens | [5 empty] | Module | TRUE | EK-33 | 545-083277 | EK-33 RAIL KIT 2 LEFT/RIGHT MOUNT RAIL/KR-3R 2 MOUNTING U BRACKET/KU-1 2 MOUNTING BRACKET/KZ-3 | 1 | [12 empty] | #FFFFFFFF |  |  | FALSE | FALSE | FALSE
NFPA 170 HORN |  |  | North | Siemens |  | Hardware |  |  |  | Hardware | TRUE | LFSBB-R | S54329-A9-A1 | Low Frequency Sounder Surface Backbox - Red | 1 | [12 empty] | #FF0070C0 | FA-NFPA 170 HORN | 1 | FALSE | FALSE | FALSE | [17 empty] | LF
NFPA 170 HORN STROBE CEILING |  |  | North | Siemens |  | Horn/Strobe |  |  |  | Module | TRUE | SL2MTSCW-NR | S54329-F253-A1++ | Multi-Tone Strobe, Ceiling, Red, White, No Lettering | 1 | [12 empty] | #FF0070C0 | FA-NFPA 170 HORN STROBE CEILING | 1 | FALSE | FALSE | FALSE | 2023
|  |  | North | Siemens | [5 empty] | Module | TRUE | EA-32 | 599-021032 | 1 16 MOD ENCLOSURE KIT/EA-32 KIT 1 EB-32 BACKBOX 1 ED-32 DOOR RAIL KIT FOR THE EK-32 KIT | 1 | [12 empty] | #FFFFFFFF |  |  | FALSE | FALSE | FALSE
|  |  | North | Siemens | [5 empty] | Module | TRUE | 40/40R-222SF | S54430-F99-A1 | IR FLM DET WO2 85C 3/4" SS FM | 1 | [12 empty] | #FFFFFFFF |  |  | FALSE | FALSE | FALSE
|  |  | North | Siemens |  | Hardware |  |  |  | Hardware | TRUE | SLSPBBCR | S54329-F55-A1 | SLSPBBCR BACKBOX,SPK,CLG,RED,SURF | 1 | [7 empty] | TRUE |  |  |  |  | #FFFFFFFF |  |  | FALSE | FALSE | FALSE
|  |  | North | Siemens |  | Cards & Components |  |  |  | Card | TRUE | LCM-8 | 500-033100 | (8) LED MODULE MOUNTS TO ID-MP | 1 | [6 empty] | TRUE | [5 empty] | #FFFFFFFF |  |  | FALSE | FALSE | FALSE
NFPA 170 EM STROBE WALL |  |  | North | Siemens |  | Strobe |  |  |  | Module | TRUE | ST-AMC-RETRO-W-MNS | S54301-Z77-A1+ | MNS Amber Strobe, multi Candela − Wall Mount, White [RETRO PLATE] − ‘ALERT’ | 1 | [12 empty] | #FF0070C0 | FA-NFPA 170 EM STROBE WALL | 1 | FALSE | FALSE | FALSE | 2008
|  |  | North | Siemens | [5 empty] | Module | TRUE | SLSBBW | S54329-F21-A2 | SLSBBW BACKBOX,WHITE | 1 | [12 empty] | #FFFFFFFF |  |  | FALSE | FALSE | FALSE
NFPA 170 HORN STROBE CEILING |  |  | North | Siemens |  | Horn/Strobe |  |  |  | Module | TRUE | SL2HSCW-A | S54329-F92-A1++ | Horn-Strobe, Ceiling, Clear, White, Agent | 1 | [7 empty] | TRUE |  |  |  |  | #FF0070C0 | FA-NFPA 170 HORN STROBE CEILING | 1 | FALSE | FALSE | FALSE | 2023 | [16 empty] | C
NFPA 170 HORN |  |  | North | Siemens |  | Horn |  |  |  | Module | TRUE | MTH-R | 500-636076 | MULTI TONE HORN RED | 1 | [12 empty] | #FF0070C0 | FA-NFPA 170 HORN | 1 | FALSE | FALSE | FALSE | 2010
NFPA 170 HORN STROBE |  |  | North | Siemens |  | Horn/Strobe |  |  |  | Module | TRUE | FDS226-RW/FDB227-R | ++ | Wall Sounder VAD with Short Circuit isolator, Red Body, White LEDs (IP65 rated) 75…99 dB (A) High = W-3.2-10 Medium = W-2.4-7.5 Low = O-2-6.2 | 1 | [12 empty] | #FF0070C0 | FA-NFPA 170 HORN STROBE | 1 | FALSE | FALSE | FALSE
NFPA 170 ADDRESSABLE OUTPUT MODULE |  |  | North | Siemens |  | Addressable Control/Relay |  |  |  | Module | TRUE | HCP | 500-034860 | Intelligent Control Point | 1 | 0.001 | 0.001 |  |  |  |  | FALSE | [5 empty] | #FFFF0000 | FA-NFPA 170 ADDRESSABLE OUTPUT MODULE | 1 | FALSE | FALSE | FALSE | 1100 | [13 empty] | FALSE
|  |  | North | Siemens | [5 empty] | Module | TRUE | TIK-5128 | 599-293218 | 1 DUAL PACK-RJ31X BLOCK & CORD | 1 | [12 empty] | #FFFFFFFF |  |  | FALSE | FALSE | FALSE
|  |  | North | Siemens |  | Cards & Components |  |  |  | Card | TRUE | XINC | S54430-A16-A1++ | Network Ring Card | 1 | 0.5 | 0.5 |  |  |  |  | TRUE | [5 empty] | #FFFFFFFF |  |  | FALSE | FALSE | FALSE | [12 empty] | 0.5
NFPA 170 HORN STROBE CEILING |  |  | North | Siemens |  | Horn/Strobe |  |  |  | Module | TRUE | SLHSCR-N | S54329-F33-A2 | SLHSCR-N HRN/ST,CLG,RED,NO-TXT | 1 | [7 empty] | TRUE |  |  |  |  | #FF0070C0 | FA-NFPA 170 HORN STROBE CEILING | 1 | FALSE | FALSE | FALSE | 2013 | [16 empty] | C
NFPA 170 ISOLATION MODULE |  |  | North | Siemens |  | Isolator Module |  |  |  | Module | TRUE | HLIM | 500-033170 | LINE ISOLATOR | 1 | [6 empty] | FALSE | [5 empty] | #FFFF0000 | FA-NFPA 170 ISOLATION MODULE | 1 | FALSE | FALSE | FALSE | 1200 | [13 empty] | FALSE
NFPA 170 HORN CEILING |  |  | North | Siemens |  | Horn |  |  |  | Module | TRUE | SL2HCW-N | S54329-F84-A1++ | Horn, Ceiling, White, Fire, No Lettering | 1 | [7 empty] | TRUE |  |  |  |  | #FF0070C0 | FA-NFPA 170 HORN CEILING | 1 | FALSE | FALSE | FALSE | 2010
170 BASIC SHAPE |  |  | North | Siemens |  | Hardware |  |  |  | Hardware | TRUE | PTB | 500-033390 | POWER TERMINATION BOARD REQUIRED FOR APPLICATIONS WHICH USE MORE THAN ONE PSX-12) MOUNTS IN CAB'S | 1 | [12 empty] | #FFFF0000 | FA-170 BASIC SHAPE | 1 | FALSE | FALSE | FALSE | 5000
NFPA 170 STROBE CEILING |  |  | North | Siemens |  | Strobe |  |  |  | Module | TRUE | SLSCR-N | S54329-F20-A2 | SLSCR-N ST,CLG,RED,NO-TXT | 1 | [7 empty] | TRUE |  |  |  |  | #FF0070C0 | FA-NFPA 170 STROBE CEILING | 1 | FALSE | FALSE | FALSE | 2022
|  |  | North | Siemens |  | Cards & Components |  |  |  | Card | TRUE | OCM-16 | 500-033150 | OUTPUT CONTROL MODULE; (16) MOUNTS TO REMBOX-MP'S OR IN CUSTOM GRAPHIC | 1 | 0.174 | 0.174 | [10 empty] | #FFFFFFFF |  |  | FALSE | FALSE | FALSE
|  |  | North | Siemens | [5 empty] | Module | TRUE | ZIC-JMPR | 500-634878 | JUMPER SET | 1 | [12 empty] | #FFFFFFFF |  |  | FALSE | FALSE | FALSE
|  |  | North | Siemens | [5 empty] | Module | TRUE | ZN-31U | 500-886170 | DUAL CONTACT ZONE MODULE (1) SPACE | 1 | [12 empty] | #FFFFFFFF |  |  | FALSE | FALSE | FALSE
|  |  | North | Siemens |  | Hardware |  |  |  | Hardware | TRUE | OD-GP-R | 500-634920 | CAB OUTER DOOR GRILL PLATE - RED MOUNTS TO CAB OUTER DOOR | 1 | [12 empty] | #FFFFFFFF |  |  | FALSE | FALSE | FALSE
170 BASIC SHAPE |  |  | North | Siemens |  | Hardware |  |  |  | Hardware | TRUE | UB121000 |  | BATTERY, 12V, 100AH | 1 | [12 empty] | #FFFF0000 | FA-170 BASIC SHAPE | 1 | FALSE | FALSE | FALSE | 5000
|  |  | North | Siemens | [5 empty] | Module | TRUE | FTS-PCL | 500-299451 | REMOTE WARDENS TELEPHONE STATION ARMORED CABLE, LED & PUSH TO TALK MOUNTS IN FB-300 OR FB-301S | 1 | [12 empty] | #FFFFFFFF |  |  | FALSE | FALSE | FALSE
NFPA 170 MANUAL PULL |  |  | North | Siemens |  | Manual Station |  |  |  | Module | TRUE | MSM-KD-WP | 500-698218 | MSM-KD-WP - METAL MANUAL STATION / CAT 45 KEYLOCK / DOUBLE ACTION / WEATHERPROOF | 1 | [12 empty] | #FFFF0000 | FA-NFPA 170 MANUAL PULL | 1 | FALSE | FALSE | FALSE
|  |  | North | Siemens |  | Hardware |  |  |  | Hardware | TRUE | FHD2009-U1 | S54400-B114-A1 | Blank plate (black) Black blank plate for the FHD2007 3HU outer door. This optional plate is used in place of a clear lens plate when no operator interface switches or microphones are used in that row. | 1 | [6 empty] | FALSE | [5 empty] | #FFFFFFFF |  |  | FALSE | FALSE | FALSE
NFPA 170 HORN STROBE |  |  | North | Siemens |  | Horn/Strobe |  |  |  | Module | TRUE | SL2CHSWW-F | S54329-F230-A1++ | Chime-Strobe, Wall, Clear, White, Fire | 1 | [12 empty] | #FF0070C0 | FA-NFPA 170 HORN STROBE | 1 | FALSE | FALSE | FALSE | 2023
|  |  | North | Siemens | [5 empty] | Module | TRUE | WBBS-R | 500-636129 | WEATHERPROOF BACK BOX RED | 1 | [12 empty] | #FFFFFFFF |  |  | FALSE | FALSE | FALSE
NFPA 170 STROBE CEILING |  |  | North | Siemens |  | Strobe |  |  |  | Module | TRUE | SL2SCR-FB | S54329-F190-A1++ | Strobe, Ceiling, Clear, Red, Pictogram | 1 | [7 empty] | TRUE |  |  |  |  | #FF0070C0 | FA-NFPA 170 STROBE CEILING | 1 | FALSE | FALSE | FALSE | 2023
NFPA 170 SPEAKER STROBE CEILING |  |  | North | Siemens |  | Speaker/Strobe |  |  |  | Module | TRUE | SLSPSCW-A | S54329-F66-A1 | SLSPSCW-A SPK/ST,CLG,WHT,AGENT | 1 | [7 empty] | TRUE |  |  |  |  | #FF0070C0 | FA-NFPA 170 SPEAKER STROBE CEILING | 1 | FALSE | FALSE | FALSE | 2020 | [16 empty] | C
|  |  | North | Siemens | [5 empty] | Module | TRUE | ED-33DPSM | 500-686193 | MARINE MNTG. KIT(6 SHOCK MNTS) | 1 | [12 empty] | #FFFFFFFF |  |  | FALSE | FALSE | FALSE
NFPA 170 MANUAL PULL |  |  | North | Siemens |  | Manual Station |  |  |  | Module | TRUE | HMS-SZ | S54321-F6-A1 | MANUAL STATION - SINGLE ACTION - Country of Origin (non China) | 1 | [12 empty] | #FFFF0000 | FA-NFPA 170 MANUAL PULL | 1 | FALSE | FALSE | FALSE | 957
|  |  | North | Siemens |  | Hardware |  |  |  | Hardware | TRUE | SPSSB-R | 500-636114 | SE SPEAKER/STROBE WALL SURFACE BACK BOX | 1 | [12 empty] | #FFFFFFFF |  |  | FALSE | FALSE | FALSE
|  |  | North | Siemens | [5 empty] | Module | TRUE | BAAP | S54339-A14-A1 | Booster Amp Adapter Plate | 1 | [12 empty] | #FFFFFFFF |  |  | FALSE | FALSE | FALSE
NFPA 170 MANUAL PULL |  |  | North | Siemens |  | Manual Station |  |  |  | Module | TRUE | MSM-BOX | 500-698221 | MSM-BOX SURFACE BACK BOX | 1 | [12 empty] | #FFFF0000 | FA-NFPA 170 MANUAL PULL | 1 | FALSE | FALSE | FALSE
NFPA 170 HORN STROBE |  |  | North | Siemens |  | Horn/Strobe |  |  |  | Module | TRUE | SL2HSWR-A | S54329-F97-A1++ | Horn-Strobe, Wall, Clear, Red, Agent | 1 | [12 empty] | #FF0070C0 | FA-NFPA 170 HORN STROBE | 1 | FALSE | FALSE | FALSE | 2023
NFPA 170 HEAT DETECTOR |  |  | North | Siemens |  | Heat Detector |  |  |  | Module | TRUE | HI720/DB721 | ++ | Heat Detector (static) with Short Circuit Isolator (supplied with Standard Base) | 1 | 0.0002 | 0.0002 | [10 empty] | #FFFF0000 | FA-NFPA 170 HEAT DETECTOR | 1 | FALSE | FALSE | FALSE | [17 empty] | R
|  |  | North | Siemens | [5 empty] | Module | TRUE | STA-3 | 500-684361 | SAMPLING TUBE SET 1'9"-3'3" | 1 | [12 empty] | #FFFFFFFF |  |  | FALSE | FALSE | FALSE
NFPA 170 STROBE CEILING |  |  | North | Siemens |  | Strobe |  |  |  | Module | TRUE | ST-HMC-CW | 500-636097++ | STROBE HI MULTI-CANDELA WHITE CEILING | 1 | [7 empty] | TRUE |  |  |  |  | #FF0070C0 | FA-NFPA 170 STROBE CEILING | 1 | FALSE | FALSE | FALSE | 2022 | [16 empty] | C
NFPA 170 MANUAL PULL |  |  | North | Siemens |  | Manual Station |  |  |  | Module | TRUE | HMS-SE | S54321-A5-A1 | SINGLE ACTION MANUAL STATION (SPANISH TEXT) | 1 | [12 empty] | #FFFF0000 | FA-NFPA 170 MANUAL PULL | 1 | FALSE | FALSE | FALSE | 957
NFPA 170 HORN |  |  | North | Siemens |  | Horn |  |  |  | Module | TRUE | SC-HN-WW-N |  | WALL ACEND HORN, WHITE, NO LETTERING | 1 | [6 empty] | TRUE | [5 empty] | #FF0070C0 | FA-NFPA 170 HORN | 1 | FALSE | FALSE | FALSE
|  |  | North | Siemens | [5 empty] | Module | TRUE | PAL-1 | 500-692407 | UL LISTED PARALLEL PRINTER | 1 | [12 empty] | #FFFFFFFF |  |  | FALSE | FALSE | FALSE
|  |  | North | Siemens | [5 empty] | Module | TRUE | BBS-R | 500-636110 | BBS BACK BOX | 1 | [12 empty] | #FFFFFFFF |  |  | FALSE | FALSE | FALSE
NFPA 170 SMOKE HEAT CO DETECTOR |  |  | North | Siemens |  | Smoke/Heat/CO Detector |  |  |  | Module | TRUE | OOHC941 w/ABHW-4B (Loop) | S54320-F8-A2 | Multi-Criteria Fire / CO Detector w/Sounder Base [with Loop-Power Option] | 1 | 0.00065 | 0.007115 |  |  |  |  | FALSE | TRUE |  |  |  |  | #FFFF0000 | FA-NFPA 170 SMOKE HEAT CO DETECTOR | 1 | FALSE | FALSE | FALSE | 1410 | [13 empty] | FALSE |  |  | SB
NFPA 170 SPEAKER STROBE |  |  | North | Siemens |  | Speaker/Strobe |  |  |  | Module | TRUE | SEFH-MC-R | S54360-F5-A1 | HIGH FIDELITY SPEAKER STROBE, SQUARE, HIFI, LOW PROFILE, WALL, 15/30/75/110CD, RED | 1 | [12 empty] | #FF0070C0 | FA-NFPA 170 SPEAKER STROBE | 1 | FALSE | FALSE | FALSE | 2019
NFPA 170 SMOKE HEAT CO DETECTOR |  |  | North | Siemens |  | Smoke/Heat/CO Detector |  |  |  | Module | TRUE | OOHC941 | S54320-F8-A2 | Multi-Criteria Fire / CO Detector | 1 | 0.0004 | 0.00065 |  |  |  |  | FALSE | TRUE |  |  |  |  | #FFFF0000 | FA-NFPA 170 SMOKE HEAT CO DETECTOR | 1 | FALSE | FALSE | FALSE | 1410 | [13 empty] | FALSE
NFPA 170 HORN STROBE |  |  | North | Siemens |  | Horn/Strobe |  |  |  | Module | TRUE | HS-MC-W | 500-636071 | HS HORN MULTI CANDELA WHITE | 1 | [12 empty] | #FF0070C0 | FA-NFPA 170 HORN STROBE | 1 | FALSE | FALSE | FALSE | 2012
|  |  | North | Siemens | [5 empty] | Module | TRUE | STA-10 | 500-684363 | SAMPLING TUBE SET 6'3"-9'9" | 1 | [12 empty] | #FFFFFFFF |  |  | FALSE | FALSE | FALSE
|  |  | North | Siemens | [5 empty] | Module | TRUE | 20/20-787 | S54430-F296-A1 | AIR SHIELD - 20/20 MINI | 1 | [12 empty] | #FFFFFFFF |  |  | FALSE | FALSE | FALSE
|  |  | North | Siemens |  | Cards & Components |  |  |  | Card | TRUE | PMI-2 |  | CARD, PERSON MACHINE INTERFACE 2 | 1 | [6 empty] | TRUE | [5 empty] | #FFFFFFFF |  |  | FALSE | FALSE | FALSE
|  |  | North | Siemens | [5 empty] | Module | TRUE | MOSA | S54465-C62-A1 | XNET Monitoring-Only Solution Assembly (MOSA) Includes: (1) ENCL-01, (1) XND-M, (1) S2E, (1) PS-5A, (1) CBL-M | 1 | [12 empty] | #FFFFFFFF |  |  | FALSE | FALSE | FALSE
NFPA 170 REMOTE ANNUNCIATOR |  |  | North | Siemens |  | Remote Annunciator |  |  |  | Module | TRUE | FSD901 |  | CARD, Remote ann card | 1 | 0.06 | 0.07 |  |  |  |  | TRUE | [5 empty] | #FFFF0000 | FA-NFPA 170 REMOTE ANNUNCIATOR | 1 | FALSE | FALSE | FALSE | [14 empty] | FALSE
|  |  | North | Siemens |  | Cards & Components |  |  |  | Card | TRUE | VCC2002-A1 | S54400-A41-A1 | Voice I/O Card Input/Output card for the Voice system. The VCC2002 gets mounted in the VCA2002 card cage (1st slot on the left), and works with the VCC2001 to control the voice system. It supports two local audio inputs (for microphones or external low-level audio signals) and one low-level audio output, with all audio signal wiring connected to the card cage. | 1 | 0.151 | 0.156 |  |  |  |  | TRUE | [5 empty] | #FFFFFFFF |  |  | FALSE | FALSE | FALSE
|  |  | North | Siemens | [5 empty] | Module | TRUE | 1734097200 | 500-694514FA | RESET KEY FOR MS-F SERIES | 1 | [12 empty] | #FFFFFFFF |  |  | FALSE | FALSE | FALSE
NFPA 170 REMOTE ANNUNCIATOR | RISER ANNUNCIATOR |  | North | Siemens |  | Cards & Components |  |  |  | Card | TRUE | FCM7201-Z3 | ++ | Operating unit | 1 | 0.125 | 0.13 |  |  |  |  | TRUE | [5 empty] | #FFFF0000 | FA-NFPA 170 REMOTE ANNUNCIATOR | 1 | FALSE | FALSE | FALSE
|  |  | North | Siemens | [5 empty] | Module | TRUE | 40/40M-122SF | S54430-F51-A1 | HYD FLM DET WO1 85C 3/4" SS FM | 1 | [12 empty] | #FFFFFFFF |  |  | FALSE | FALSE | FALSE
NFPA 170 SMOKE DETECTOR |  |  | North | Siemens |  | Smoke Detector |  |  |  | Module | TRUE | ILI-1H |  | Addressable Ionization Detector, 300 ft./min, High Altitude | 1 | 0.0012 | 0.0015 |  |  |  |  | FALSE | TRUE |  |  |  |  | #FFFF0000 | FA-NFPA 170 SMOKE DETECTOR | 1 | FALSE | FALSE | FALSE | 1408 | [13 empty] | FALSE
NFPA 170 SMOKE HEAT CO DETECTOR |  |  | North | Siemens |  | Smoke/Heat/CO Detector |  |  |  | Module | TRUE | OOHC941 w/ABHW-4S | S54320-F8-A2 | Multi-Criteria Fire / CO Detector w/Sounder Base | 1 | 0.0004 | 0.00065 |  |  |  |  | FALSE | TRUE |  |  |  |  | #FFFF0000 | FA-NFPA 170 SMOKE HEAT CO DETECTOR | 1 | FALSE | FALSE | FALSE | 1410 | [13 empty] | FALSE |  |  | SB
|  |  | North | Siemens | [5 empty] | Module | TRUE | DB-X3RS | 500-083248 | SERIES-3 MOUNTING BASE WITH RELAY | 1 | [12 empty] | #FFFFFFFF |  |  | FALSE | FALSE | FALSE
NFPA 170 FIRE ALARM CONTROL UNIT | RISER FACP |  | North | Siemens |  | Fire Alarm Control Unit |  |  |  | Assembly | TRUE | FC726-ZA | ++ | 8 Loop Control Panel in Comfort Housing (supplied with printer, extension battery enclosure and 2 x 12v 45Ah Batteries) c/w 48z LEDs | 1 | [12 empty] | #FFFF0000 | FA-NFPA 170 FIRE ALARM CONTROL UNIT | 1 | FALSE | FALSE | FALSE | [9 empty] | 45 |  |  | 5 |  | TRUE
NFPA 170 STROBE CEILING |  |  | North | Siemens |  | Strobe |  |  |  | Module | TRUE | ST-HMC-CW-WP | 500-636178++ | STROBE HI MULTI CANDELA CEILING WHITE WEATHERPROOF | 1 | [7 empty] | TRUE |  |  |  |  | #FF0070C0 | FA-NFPA 170 STROBE CEILING | 1 | FALSE | FALSE | FALSE | 2022 | [16 empty] | C
NFPA 170 SMOKE DETECTOR BEACON SOUNDER |  |  | North | Siemens |  | Smoke Detector |  |  |  | Module | TRUE | OP720/FDSB226-WW/FDB228 | ++ | Optical Smoke Detector with Short Circuit Isolator (supplied with Sounder VAD Base) 71…96 dB (A) High = O-4-15 Medium = C-3-12 Low = O-2.5-6.5 | 1 | 0.00022 | 0.00022 | [10 empty] | #FFFF0000 | FA-NFPA 170 SMOKE DETECTOR BEACON SOUNDER | 1 | FALSE | FALSE | FALSE
NFPA 170 MULTI DETECTOR BEACON VOICE |  |  | North | Siemens |  | Multi Criteria Detector |  |  |  | Module | TRUE | OOH740/FDSB227-WW/FDB228 | ++ | Dual Optical Heat Multi-sensor Detectorwith Short Circuit Isolator (supplied with Voice Sounder VAD Base) 71…96 dB (A) High = O-4-15 Medium = C-3-12 Low = O-2.5-6.5 | 1 | 0.00025 | 0.00025 | [10 empty] | #FFFF0000 | FA-NFPA 170 MULTI DETECTOR BEACON VOICE | 1 | FALSE | FALSE | FALSE
NFPA 170 SPEAKER STROBE CEILING |  |  | North | Siemens |  | Speaker/Strobe |  |  |  | Module | TRUE | SEFH-MC-CW | S54360-F4-A2 | HIGH FIDELITY SPEAKER STROBE, ROUND, HIFI, LOW PROFILE, CEILING, 15/30/75/95CD, WHITE | 1 | [7 empty] | TRUE |  |  |  |  | #FF0070C0 | FA-NFPA 170 SPEAKER STROBE CEILING | 1 | FALSE | FALSE | FALSE | 2020 | [16 empty] | C
|  |  | North | Siemens | [5 empty] | Module | TRUE | SEF-CW | 500-636046 | E SPEAKER FLUSH CEILING WHITE | 1 | [7 empty] | TRUE |  |  |  |  | #FFFFFFFF |  |  | FALSE | FALSE | FALSE
|  |  | North | Siemens | [5 empty] | Module | TRUE | CAB1 | 500-633007 | SMALL (ONE ROW) ENCLOSURE-SHIPS ASSEMBLED AS A COMPLETE PACKAGE IN A SINGLE BOX CONTAINING (1) BACKBOX, (1) INNER DOOR, (1) OUTER DOOR AND (1) CLEAR LENS (OD-LP). (BLACK) FIELD MOUNTED | 1 | [12 empty] | #FFFFFFFF |  |  | FALSE | FALSE | FALSE
|  |  | North | Siemens |  | Cards & Components |  |  |  | Card | TRUE | PSC-12 | 500-033340 | 12A@24VDC POWER SUPPLY & 100AH | 1 | 0.15 | 0.15 | 12 |  |  |  | TRUE | [5 empty] | #FFFFFFFF |  |  | FALSE | FALSE | FALSE
|  |  | North | Siemens | [5 empty] | Module | TRUE | FC922-UE | S54400-C16-A1 | 252-point system with 170W power supply and operator interface with 24 zone LEDs Consists of: One FCM2019-U3, one FP2011-U1, one FCI2016-U1 | 1 | [12 empty] | #FFFFFFFF |  |  | FALSE | FALSE | FALSE
NFPA 170 HORN STROBE CEILING |  |  | North | Siemens |  | Horn/Strobe |  |  |  | Module | TRUE | SL2FSSCR-CO | S54329-F125-A1++ | Sounder-Strobe, Ceiling, Clear, Red, CO | 1 | [7 empty] | TRUE |  |  |  |  | #FF0070C0 | FA-NFPA 170 HORN STROBE CEILING | 1 | FALSE | FALSE | FALSE | 2023 | [16 empty] | LF
|  |  | North | Siemens |  | Hardware |  |  |  | Hardware | TRUE | CAB3-XBD | 500-633769 | LARGE ENCLOSURE TRANSPONDER DOOR - BLACK MOUNTS TO CAB3-BB | 1 | [12 empty] | #FFFFFFFF |  |  | FALSE | FALSE | FALSE
|  |  | North | Siemens | [5 empty] | Module | TRUE | SBGA-34 | S54370-F13-A1 | Audible Detector Base With Temp 4 for CO | 1 | [12 empty] | #FFFFFFFF |  |  | FALSE | FALSE | FALSE
|  |  | North | Siemens | [5 empty] | Module | TRUE | LTP | 500-620490 | PKG OF 2 RESET KEYS | 1 | [12 empty] | #FFFFFFFF |  |  | FALSE | FALSE | FALSE
NFPA 170 HORN STROBE |  |  | North | Siemens |  | Horn/Strobe |  |  |  | Module | TRUE | MTH-MC-W | 500-636079++ | MULTI TONE HORN MULTI CANDELA WHITE | 1 | [12 empty] | #FF0070C0 | FA-NFPA 170 HORN STROBE | 1 | FALSE | FALSE | FALSE | 2012
NFPA 170 HORN |  |  | North | Siemens |  | Horn |  |  |  | Module | TRUE | ZH-W | 500-636160 | Z HORN WHITE | 1 | [12 empty] | #FF0070C0 | FA-NFPA 170 HORN | 1 | FALSE | FALSE | FALSE | 2010
|  |  | North | Siemens | [5 empty] | Module | TRUE | FT-GLS | 500-624347 | REPLACEMENT GLASS FOR FC-300S FIELD MOUNTED | 1 | [12 empty] | #FFFFFFFF |  |  | FALSE | FALSE | FALSE
NFPA 170 HORN STROBE |  |  | North | Siemens |  | Horn/Strobe |  |  |  | Module | TRUE | SL2HSWW-AL | S54329-F103-A1++ | Horn-Strobe, Wall, Clear, White, Alert | 1 | [12 empty] | #FF0070C0 | FA-NFPA 170 HORN STROBE | 1 | FALSE | FALSE | FALSE | 2023
NFPA 170 HEAT DETECTOR |  |  | North | Siemens |  | Heat Detector |  |  |  | Module | TRUE | DT-225EP | 500-688980 | 225 DEG EXP PROOF THERMAL | 1 | [12 empty] | #FFFF0000 | FA-NFPA 170 HEAT DETECTOR | 1 | FALSE | FALSE | FALSE | [17 empty] | 225° FT, XP
|  |  | North | Siemens | [5 empty] | Module | TRUE | RC-30U | 500-885460 | CONFIRMATION MODULE (2) SPACES | 1 | [12 empty] | #FFFFFFFF |  |  | FALSE | FALSE | FALSE
NFPA 170 STROBE WALL |  |  | North | Siemens |  | Strobe |  |  |  | Module | TRUE | SLSWW-NA | S54329-F30-A1 | SLSWW-NA ST,WALL,WHT,NO-TXT,AMBER | 1 | [12 empty] | #FF0070C0 | FA-NFPA 170 STROBE WALL | 1 | FALSE | FALSE | FALSE | 2023
|  |  | North | Siemens | [5 empty] | Module | TRUE | 40/40I-112SF | S54430-F11-A1 | IR3 FLM DET WO1 75C 3/4" SS FM | 1 | [12 empty] | #FFFFFFFF |  |  | FALSE | FALSE | FALSE
170 BASIC SHAPE |  |  | North | Siemens |  | Hardware |  |  |  | Hardware | TRUE | ID-MP | 500-633027 | INNER DOOR CONTROL MODULE MOUNTING PLATE (4 PLATES PER PACKAGE) EACH PLATE HOLDS UP TO (4) SCM-8LCM-8/BCM OR (2) FCM-6 MOUNTS TO CAB/REMBOX INNER DOORS | 1 | [12 empty] | #FFFF0000 | FA-170 BASIC SHAPE | 1 | FALSE | FALSE | FALSE | 5000
NFPA 170 HEAT DETECTOR BEACON SOUNDER |  |  | North | Siemens |  | Heat Detector |  |  |  | Module | TRUE | HI720/FDSB226-WW/FDB228 | ++ | Heat Detector (static) with Short Circuit Isolator (supplied with Sounder VAD Base) 71…96 dB (A) High = O-4-15 Medium = C-3-12 Low = O-2.5-6.5 | 1 | 0.0002 | 0.0002 | [10 empty] | #FFFF0000 | FA-NFPA 170 HEAT DETECTOR BEACON SOUNDER | 1 | FALSE | FALSE | FALSE | [17 empty] | R
NFPA 170 SPEAKER STROBE CEILING |  |  | North | Siemens |  | Speaker/Strobe |  |  |  | Module | TRUE | SE-MC-CW | 500-636032++ | SE Speaker / Speaker-Strobe: Multi-Candela Ceiling, White | 1 | [6 empty] | FALSE | TRUE |  |  |  |  | #FF0070C0 | FA-NFPA 170 SPEAKER STROBE CEILING | 1 | FALSE | FALSE | FALSE | 2020 | [13 empty] | FALSE |  |  | C
NFPA 170 SPEAKER STROBE |  |  | North | Siemens |  | Speaker/Strobe |  |  |  | Module | TRUE | FDS227-RW/FDB227-R | ++ | Wall Voice Sounder VAD with Short Circuit isolator, Red Body, White LEDs (IP65 rated) 75…99 dB (A) High = W-3.2-10 Medium = W-2.4-7.5 Low = O-2-6.2 | 1 | [12 empty] | #FF0070C0 | FA-NFPA 170 SPEAKER STROBE | 1 | FALSE | FALSE | FALSE
NFPA 170 EM STROBE CEILING |  |  | North | Siemens |  | Strobe |  |  |  | Module | TRUE | ST-AMC-CR-MNS-ALRT | S54301-Z84-A1+ | MNS Amber Strobe, multi Candela − Ceiling Mount, Red − ‘ALERT’ | 1 | [7 empty] | TRUE |  |  |  |  | #FF0070C0 | FA-NFPA 170 EM STROBE CEILING | 1 | FALSE | FALSE | FALSE | 2007 | [16 empty] | C
|  |  | North | Siemens | [5 empty] | Module | TRUE | EN-SXR | 500-696011 | SXL-EX ENCLOSURE RED | 1 | [12 empty] | #FFFFFFFF |  |  | FALSE | FALSE | FALSE
|  |  | North | Siemens | [5 empty] | Module | TRUE | SE-HMC-W | 500-636028 | E SPEAKER HI MULTI CANDELA WHITE | 1 | [12 empty] | #FFFFFFFF |  |  | FALSE | FALSE | FALSE
|  |  | North | Siemens |  | Hardware |  |  |  | Hardware | TRUE | PAB-ENCL-R | S54339-A9-A1 | PAD & AMP BSTR ENCL 1HU RED | 1 | [12 empty] | #FFFFFFFF |  |  | FALSE | FALSE | FALSE
|  |  | North | Siemens | [5 empty] | Module | TRUE | FTS-CL | 500-299453 | REMOTE WARDENS TELEPHONE STATION ARMORED CABLE & LED MOUNTS IN FB-300 OR FB-301S | 1 | [12 empty] | #FFFFFFFF |  |  | FALSE | FALSE | FALSE
|  |  | North | Siemens | [5 empty] | Module | TRUE | REMBOX4 | 500-633914 | LARGE REMOTE LOBBY ENCLOSURE PROVIDES MOUNTING SPACE FOR, LVM OR FMT OR REMOTE SWITCH AND LED MODULES (16) LCM/SCM OR (8) FCM MAX. FIELD MOUNTED | 1 | [12 empty] | #FFFFFFFF |  |  | FALSE | FALSE | FALSE
NFPA 170 SPEAKER STROBE |  |  | North | Siemens |  | Speaker/Strobe |  |  |  | Module | TRUE | SEH-HMC-W-B | UDI:SEH-HMC-W-B | HIGH FIDELITY SPEAKER STROBE, HIFI, WALL, 135/185 CD, WHITE | 1 | [12 empty] | #FF0070C0 | FA-NFPA 170 SPEAKER STROBE | 1 | FALSE | FALSE | FALSE | 2019
NFPA 170 SMOKE DETECTOR |  |  | North | Siemens |  | Smoke Detector |  |  |  | Module | TRUE | 5000-031 | S54331-Z1-A1+ | (1) one prism and one (1) detector head for use with Model F5000 | 1 | [6 empty] | FALSE | TRUE |  |  |  |  | #FFFF0000 | FA-NFPA 170 SMOKE DETECTOR | 1 | FALSE | FALSE | FALSE | 1408 | [13 empty] | FALSE |  |  | SBD
|  |  | North | Siemens | [5 empty] | Module | TRUE | XDMC | S54430-B5-A1 | XLS DIGITAL MESSAGE CARD | 1 | [12 empty] | #FFFFFFFF |  |  | FALSE | FALSE | FALSE
NFPA 170 MANUAL PULL |  |  | North | Siemens |  | Manual Station |  |  |  | Module | TRUE | MSM-GR | 500-648759 | MSM REPLACEMENT GLASS ROD (ONE) | 1 | [12 empty] | #FFFF0000 | FA-NFPA 170 MANUAL PULL | 1 | FALSE | FALSE | FALSE
NFPA 170 DUCT SMOKE DETECTOR |  |  | North | Siemens |  | Duct Smoke Detector |  |  |  | Module | TRUE | FDBZ290/OOH740/DB721/FDBZ290-AA | ++ | Air Duct Sampling Chamber (supplied with ASA Dual Optical Heat Multi-Sensor Detector, Base & 0.6m Air Flow Tube) | 1 | 0.00025 | 0.00025 | [10 empty] | #FFFF0000 | FA-NFPA 170 DUCT SMOKE DETECTOR | 1 | FALSE | FALSE | FALSE
|  |  | North | Siemens |  | Cards & Components |  |  |  | Card | TRUE | FCM2035-U3 |  | CARD, OPERATING INTERFACE UNIT w/LEDs Canadian | 1 | 0.125 | 0.166 |  |  |  |  | TRUE | [5 empty] | #FFFFFFFF |  |  | FALSE | FALSE | FALSE
|  |  | North | Siemens | [5 empty] | Module | TRUE | 40/40-001 | S54430-F304-A1 | TILT MOUNT - 40/40 | 1 | [12 empty] | #FFFFFFFF |  |  | FALSE | FALSE | FALSE
NFPA 170 HEAT DETECTOR |  |  | North | Siemens |  | Heat Detector |  |  |  | Module | TRUE | DT-360EP | 500-688983 | 360 DEG EXP PROOF THERMAL | 1 | [12 empty] | #FFFF0000 | FA-NFPA 170 HEAT DETECTOR | 1 | FALSE | FALSE | FALSE | [17 empty] | 360° FT, XP
NFPA 170 CHIME |  |  | North | Siemens |  | Chime |  |  |  | Module | TRUE | SL2CHWW-F | S54329-F226-A1++ | Chime, Wall, White, Fire | 1 | [12 empty] | #FFFF0000 | FA-NFPA 170 CHIME | 1 | FALSE | FALSE | FALSE | 2023
|  |  | North | Siemens |  | Hardware |  |  |  | Hardware | TRUE | SPSSB-W | 500-636115 | SE SPEAKER/STROBE WALL SURFACE BACK BOX WHITE | 1 | [12 empty] | #FFFFFFFF |  |  | FALSE | FALSE | FALSE
|  |  | North | Siemens | [5 empty] | Module | TRUE | UHW-0000-42L-L | S54465-C9-A2 | UL 864 9th Edition 42" LCD | 1 | [12 empty] | #FFFFFFFF |  |  | FALSE | FALSE | FALSE
LED REMOTE INDICATOR |  |  | North | Siemens |  | Remote Indicator |  |  |  | Module | TRUE | ILED-HW | 500-048637++ | INTEL LAMP WALL | 1 |  | 0.0005 | [10 empty] | #FFFF0000 | FA-LED REMOTE INDICATOR | 1 | FALSE | FALSE | FALSE
|  |  | North | Siemens | [5 empty] | Module | TRUE | CP-35 | 500-884879 | TWO ZONE CONTROL MODULE (5) SPACES | 1 | [12 empty] | #FFFFFFFF |  |  | FALSE | FALSE | FALSE
|  |  | North | Siemens | [5 empty] | Module | TRUE | UHW-CATD-01 | S54465-C74-A2 | UHW-CATD-01 -- UL/ULC HW Category D Computer - Windows Server 2012 R2 + 5 Cal, SNC Card for XNET connection, Management Station Utility | 1 | [12 empty] | #FFFFFFFF |  |  | FALSE | FALSE | FALSE
NFPA 170 FIRE ALARM CONTROL UNIT | RISER FACP |  | North | Siemens |  | Fire Alarm Control Unit |  |  |  | Assembly | TRUE | FC922-US | S54400-C14-A1 | 252-point system with 170W power supply and standard operator interface Consists of: One FCM2018-U3, one FP2011-U1, one FCI2016-U1 | 1 | [6 empty] | FALSE | [5 empty] | #FFFF0000 | FA-NFPA 170 FIRE ALARM CONTROL UNIT | 1 | FALSE | FALSE | FALSE | 202 | [8 empty] | 18,33,55,100 |  |  | 11.5 |  | TRUE
|  |  | North | Siemens | [5 empty] | Module | TRUE | 40/40I-212SF | S54430-F27-A1 | IR3 FLM DET WO2 75C 3/4" SS FM | 1 | [12 empty] | #FFFFFFFF |  |  | FALSE | FALSE | FALSE
|  |  | North | Siemens |  | Cards & Components |  |  |  | Card | TRUE | ZIC-4A | 500-033050 | 4 NAC ZONES (CODED OR NON-CODED SYNC, OR NON SYNC STROBE, MT,LL., RELEASING) 3A EACH MAX., CLASS A OR B ONE CARD SLOT CC-5/CC-2 | 1 | 0.089 | 0.089 |  |  |  |  | TRUE | [5 empty] | #FFFFFFFF |  |  | FALSE | FALSE | FALSE | [14 empty] | FALSE
NFPA 170 STROBE CEILING |  |  | North | Siemens |  | Strobe |  |  |  | Module | TRUE | SSLSCW-F |  | Strobe, Ceiling, Clear, White, Fire | 1 | 0 | 0.058 |  |  |  |  | FALSE | TRUE |  |  |  |  | #FF0070C0 | FA-NFPA 170 STROBE CEILING | 1 | FALSE | FALSE | FALSE | 2022 | [13 empty] | FALSE |  |  | C
|  |  | North | Siemens | [5 empty] | Module | TRUE | 20/20ML-12SF | S54430-F6-A1 | MINI UV/IR FLM DET PLG SS FM | 1 | [12 empty] | #FFFFFFFF |  |  | FALSE | FALSE | FALSE
NFPA 170 SMOKE DETECTOR |  |  | North | Siemens |  | Smoke Detector |  |  |  | Module | TRUE | 5000-004 | 500-050270+ | Long-range prism kit | 1 | [6 empty] | FALSE | TRUE |  |  |  |  | #FFFF0000 | FA-NFPA 170 SMOKE DETECTOR | 1 | FALSE | FALSE | FALSE | 1408 | [13 empty] | FALSE |  |  | SBP
|  |  | North | Siemens | [5 empty] | Module | TRUE | FTS | 500-299448 | REMOTE WARDENS TELEPHONE STATION MOUNTS IN FB-300 OR FB-301S | 1 | [12 empty] | #FFFFFFFF |  |  | FALSE | FALSE | FALSE
|  |  | North | Siemens |  | Hardware |  |  |  | Hardware | TRUE | FHA2036-U1 | S54400-B41-A1 | Trim Kit 2HU Black | 1 | [12 empty] | #FFFFFFFF |  |  | FALSE | FALSE | FALSE
|  |  | North | Siemens | [5 empty] | Module | TRUE | XLS-250-ID-SP | 599-050595 | INCLUDES: (1) DLC, (1) PMI-3, (1) ZIC-4A (1) CC-5 , (1) PSC-12, (1) ID-SP | 1 | [12 empty] | #FFFFFFFF |  |  | FALSE | FALSE | FALSE
NFPA 170 HORN STROBE |  |  | North | Siemens |  | Horn/Strobe |  |  |  | Module | TRUE | SC-HS-WR-N |  | WALL ACEND HORN STROBE, RED, NO LETTERING | 1 | [6 empty] | TRUE | [5 empty] | #FF0070C0 | FA-NFPA 170 HORN STROBE | 1 | FALSE | FALSE | FALSE
|  |  | North | Siemens | [5 empty] | Module | TRUE | CDC-4 | 500-034200 | CONVENTIONAL DETECTOR CARD | 1 | [12 empty] | #FFFFFFFF |  |  | FALSE | FALSE | FALSE
|  |  | North | Siemens |  | Hardware |  |  |  | Hardware | TRUE | FHB2002-R1 | S54400-B48-A2 | Back box (2HU, red) | 1 | [6 empty] | FALSE | [5 empty] | #FFFFFFFF |  |  | FALSE | FALSE | FALSE | [14 empty] | FALSE
NFPA 170 HORN STROBE CEILING |  |  | North | Siemens |  | Horn/Strobe |  |  |  | Module | TRUE | SL2FSSCR-AL | S54329-F124-A1++ | Sounder-Strobe, Ceiling, Clear, Red, Alert | 1 | [7 empty] | TRUE |  |  |  |  | #FF0070C0 | FA-NFPA 170 HORN STROBE CEILING | 1 | FALSE | FALSE | FALSE | 2023 | [16 empty] | LF
NFPA 170 HORN |  |  | North | Siemens |  | Horn |  |  |  | Module | TRUE | SLFSWR-AL | S54329-F58-A1 | SLFSWR-AL LFS,WALL,RED,ALERT | 1 | [12 empty] | #FF0070C0 | FA-NFPA 170 HORN | 1 | FALSE | FALSE | FALSE | 2010
NFPA 170 HORN |  |  | North | Siemens |  | Horn |  |  |  | Module | TRUE | SLHWR | S54329-F23-A1 | SLHWR HRN,WALL,RED | 1 | [12 empty] | #FF0070C0 | FA-NFPA 170 HORN | 1 | FALSE | FALSE | FALSE | 2010
|  |  | North | Siemens |  | Cards & Components |  |  |  | Card | TRUE | PAD-5-CDC | S54339-A7-A1+ | Expansion Board | 1 | 0.078 | 0.078 |  |  |  |  | TRUE | [5 empty] | #FFFFFFFF |  |  | FALSE | FALSE | FALSE
|  |  | North | Siemens | [5 empty] | Module | TRUE | EL-300C | 500-645852 | END OF LINE DEVICE | 1 | [12 empty] | #FFFFFFFF |  |  | FALSE | FALSE | FALSE
|  |  | North | Siemens |  | Cards & Components |  |  |  | Card | TRUE | FCL2004-U1 | ++ | MXL Device Line Card | 1 | 0.311 | 0.311 |  |  |  |  | TRUE | [5 empty] | #FFFFFFFF |  |  | FALSE | FALSE | FALSE
|  |  | North | Siemens | [5 empty] | Module | TRUE | LED-UK | 500-696205 | LED-3/4 F/W UPGRADE KIT | 1 | [12 empty] | #FFFFFFFF |  |  | FALSE | FALSE | FALSE
|  |  | North | Siemens | [5 empty] | Module | TRUE | PMI-3 | S54430-C15-A1 | PERSON MACHINE INTERFACE 3 MAIN CENTRAL PROCESSOR INNER DOOR - 2 POSITIONS | 1 | [12 empty] | #FFFFFFFF |  |  | FALSE | FALSE | FALSE
|  |  | North | Siemens | [5 empty] | Module | TRUE | SR-30 | 500-821620 | DUAL RELAY MODULE(SPDT-3AMP) (1) SPACE | 1 | [12 empty] | #FFFFFFFF |  |  | FALSE | FALSE | FALSE
|  |  | North | Siemens | [5 empty] | Module | TRUE | TSP-XB | 500-849949 | BRACKETS FOR TSP-40A (XLS) | 1 | [12 empty] | #FFFFFFFF |  |  | FALSE | FALSE | FALSE
|  |  | North | Siemens |  | Hardware |  |  |  | Hardware | TRUE | FHK2004-U3 | S54400-C168-A1 | Cerberus PRO Voice Enclosure Kit (Black) Consists of: One FHB2005-U1 3HU Backbox (black), two FHD2004-U1 Inner Door, one FHD2007-U3 Outer Door (black), one FHD2009-U1 Blank Outer Door Plate (black), two FHD2006-U1 Clear Window | 1 | [6 empty] | FALSE | [5 empty] | #FFFFFFFF |  |  | FALSE | FALSE | FALSE | [14 empty] | FALSE
NFPA 170 HORN |  |  | North | Siemens |  | Horn |  |  |  | Module | TRUE | LFS-AL-R | S54329-A5-A1 | Low Frequency Sounder / "Alert" Text / Red | 1 | [12 empty] | #FF0070C0 | FA-NFPA 170 HORN | 1 | FALSE | FALSE | FALSE | [17 empty] | LF
NFPA 170 HEAT DETECTOR |  |  | North | Siemens |  | Heat Detector |  |  |  | Module | TRUE | DT-200R | 500-019615 | RATE OF RISE/FIXED TEMP 200 DEG | 1 | [12 empty] | #FFFF0000 | FA-NFPA 170 HEAT DETECTOR | 1 | FALSE | FALSE | FALSE | [17 empty] | 200° R
|  |  | North | Siemens | [5 empty] | Module | TRUE | SRC-8 | 500-692972 | SXL 8 RELAY MODULE | 1 | [12 empty] | #FFFFFFFF |  |  | FALSE | FALSE | FALSE
|  |  | North | Siemens |  | Cards & Components |  |  |  | Card | TRUE | FV2025 Main Board |  | CARD, FV2025 Main Board | 1 | [6 empty] | TRUE | [5 empty] | #FFFFFFFF |  |  | FALSE | FALSE | FALSE
NFPA 170 HEAT DETECTOR |  |  | North | Siemens |  | Heat Detector |  |  |  | Module | TRUE | DT-725EP | 500-688987 | 750 DEG EXP PROOF (SPECIAL ORDER) ***NOTE: OTHER TEMP. REQ. SPECIAL ORDER | 1 | [12 empty] | #FFFF0000 | FA-NFPA 170 HEAT DETECTOR | 1 | FALSE | FALSE | FALSE | [17 empty] | 750° FT, XP
|  |  | North | Siemens | [5 empty] | Module | TRUE | TRI-B6M | 500-894546 | INTERFACE MOD. PKG | 1 | [12 empty] | #FFFFFFFF |  |  | FALSE | FALSE | FALSE
|  |  | North | Siemens |  | Cards & Components |  |  |  | Card | TRUE | EL-410D |  | CARD, Amplifier/ 100 Watt/ 25 or 70 Volt | 1 | [6 empty] | TRUE | [5 empty] | #FFFFFFFF |  |  | FALSE | FALSE | FALSE | [14 empty] | FALSE
NFPA 170 SMOKE DETECTOR |  |  | North | Siemens |  | Smoke Detector |  |  |  | Module | TRUE | OP921 w/ABHW-4S |  | Smoke Detector w/Sounder Base | 1 | 0.00025 | 0.00041 |  |  |  |  | FALSE | TRUE |  |  |  |  | #FFFF0000 | FA-NFPA 170 SMOKE DETECTOR | 1 | FALSE | FALSE | FALSE | 1408 | [13 empty] | FALSE |  |  | SB
|  |  | North | Siemens | [5 empty] | Module | TRUE | HFP-11 | 500-033290 | FIREPRINT DETECTOR | 1 | [12 empty] | #FFFFFFFF |  |  | FALSE | FALSE | FALSE
NFPA 170 HORN |  |  | North | Siemens |  | Horn |  |  |  | Module | TRUE | U-MHU | 500-699594 | ELC Sync/Non-Sync Horn 24 VDC | 1 | [12 empty] | #FF0070C0 | FA-NFPA 170 HORN | 1 | FALSE | FALSE | FALSE | 2010
NFPA 170 ADDRESSABLE INPUT MONITOR MODULE |  |  | North | Siemens |  | Addressable Module |  |  |  | Module | TRUE | HTRI-S | 500-033370 | Single Input Monitor Module | 1 | 0.0013 | 0.0013 |  |  |  |  | FALSE | [5 empty] | #FFFF0000 | FA-NFPA 170 ADDRESSABLE INPUT MONITOR MODULE | 1 | FALSE | FALSE | FALSE | 1000 | [13 empty] | FALSE
NFPA 170 HORN STROBE |  |  | North | Siemens |  | Horn/Strobe |  |  |  | Module | TRUE | SL2FSSWR-F | S54329-F134-A1++ | Sounder-Strobe, Wall, Clear, White, Alert | 1 | [12 empty] | #FF0070C0 | FA-NFPA 170 HORN STROBE | 1 | FALSE | FALSE | FALSE | 2023 | [16 empty] | LF
NFPA 170 NOTIFICATION CIRCUIT EXTENDER PANEL | RISER NAC |  | North | Siemens |  | Notification Circuit Extender Panel |  |  |  | Assembly | TRUE | PAD-4-9A | S54339-A3-A1 | Complete 9 amp PAD-4 kit (enclosure, board, 300W power supply) | 1 | [6 empty] | FALSE | [5 empty] | #FFFF0000 | FA-NFPA 170 NOTIFICATION CIRCUIT EXTENDER PANEL | 1 | FALSE | FALSE | FALSE | 212 | [8 empty] | 7,12,18 |  |  | 14 |  | TRUE
NFPA 170 EM STROBE CEILING |  |  | North | Siemens |  | Strobe |  |  |  | Module | TRUE | ST-CMC-CW-MNS-ALRT | S54301-Z94-A1+ | MNS Clear Strobe, multi Candela − Ceiling Mount, White − ‘ALERT’ | 1 | [7 empty] | TRUE |  |  |  |  | #FF0070C0 | FA-NFPA 170 EM STROBE CEILING | 1 | FALSE | FALSE | FALSE | 2007 | [16 empty] | C
|  |  | North | Siemens | [5 empty] | Module | TRUE | SE-HMC-CW | 500-636034 | E SPEAKER HI MULTI CANDELA WHITE CEILING | 1 | [7 empty] | TRUE |  |  |  |  | #FFFFFFFF |  |  | FALSE | FALSE | FALSE
|  |  | North | Siemens |  | Hardware |  |  |  | Hardware | TRUE | SDH-2D | 500-690394 | 24VDC CONCEALED WIRING | 1 | [12 empty] | #FFFFFFFF |  |  | FALSE | FALSE | FALSE
|  |  | North | Siemens | [5 empty] | Module | TRUE | 40/40L4B-122SF | S54430-F211-A1 | UV/IR FLM 4.5U BIT WO1 85C 3/4" SS FM | 1 | [12 empty] | #FFFFFFFF |  |  | FALSE | FALSE | FALSE
|  |  | North | Siemens |  | Cards & Components |  |  |  | Card | TRUE | FCI2018-UI Main Board |  | Desigo Fire Alarm Control Panel 504 Point Main Board | 1 | [6 empty] | TRUE | [5 empty] | #FFFFFFFF |  |  | FALSE | FALSE | FALSE | [14 empty] | FALSE
NFPA 170 HORN |  |  | North | Siemens |  | Horn |  |  |  | Module | TRUE | SL2FSWW-N | S54329-F121-A1++ | Sounder, Wall, Clear, White, No Lettering | 1 | [12 empty] | #FF0070C0 | FA-NFPA 170 HORN | 1 | FALSE | FALSE | FALSE | 2023 | [16 empty] | LF
|  |  | North | Siemens | [5 empty] | Module | TRUE | NRC | S54430-A2-A1 | 2nd GENERATION NETWORK RING CARD | 1 | [12 empty] | #FFFFFFFF |  |  | FALSE | FALSE | FALSE
|  |  | North | Siemens |  | Cards & Components |  |  |  | Card | TRUE | FS-DB |  | DISPLAY BOARD | 1 | [6 empty] | TRUE | [5 empty] | #FFFFFFFF |  |  | FALSE | FALSE | FALSE
NFPA 170 HEAT DETECTOR |  |  | North | Siemens |  | Heat Detector |  |  |  | Module | TRUE | FDT421 w/DB-11 BASE |  | Thermal Heat Detector | 1 | 0.00028 | 0.00028 |  |  |  |  | FALSE | [5 empty] | #FFFF0000 | FA-NFPA 170 HEAT DETECTOR | 1 | FALSE | FALSE | FALSE | 1403 | [13 empty] | FALSE
|  |  | North | Siemens |  | Hardware |  |  |  | Hardware | TRUE | FHA901-U1 | S54433-B107-A1 | 50 pt system Battery Bracket | 1 | [12 empty] | #FFFFFFFF |  |  | FALSE | FALSE | FALSE
|  |  | North | Siemens | [5 empty] | Module | TRUE | 20/20MI-11SF | S54430-F1-A1 | MINI IR3 FLM DET 10-40M CBL SS FM | 1 | [12 empty] | #FFFFFFFF |  |  | FALSE | FALSE | FALSE
|  |  | North | Siemens |  | Hardware |  |  |  | Hardware | TRUE | PAB2-ENCL-R | S54339-A11-A1 | PAD & AMP BSTR ENCL 2HU RED | 1 | [12 empty] | #FFFFFFFF |  |  | FALSE | FALSE | FALSE
|  |  | North | Siemens |  | Hardware |  |  |  | Hardware | TRUE | CAB-1 |  | CAB-1 Enclosure | 1 | [6 empty] | FALSE | [5 empty] | #FFFFFFFF |  |  | FALSE | FALSE | FALSE | [14 empty] | FALSE
|  |  | North | Siemens | [5 empty] | Module | TRUE | AC-ADPT | 500-633992 | TECHNICIANS LAPTOP AC POWER ADAPTER CABLE FOR PSC-12/PTB (FOR SERVICE USE ONLY) | 1 | [12 empty] | #FFFFFFFF |  |  | FALSE | FALSE | FALSE
|  |  | North | Siemens | [5 empty] | Module | TRUE | S2E | S54465-C65-A1 | Serial-to-Ethernet Module | 1 | [12 empty] | #FFFFFFFF |  |  | FALSE | FALSE | FALSE
NFPA 170 REMOTE ANNUNCIATOR | RISER ANNUNCIATOR |  | North | Siemens |  | Remote Annunciator |  |  |  | Module | TRUE | FT2011-A1 | ++ | Floor Repeater Display | 1 | 0.04 | 0.04 | [10 empty] | #FFFF0000 | FA-NFPA 170 REMOTE ANNUNCIATOR | 1 | FALSE | FALSE | FALSE
NFPA 170 REMOTE ANNUNCIATOR | RISER ANNUNCIATOR |  | North | Siemens |  | Hardware |  |  |  | Hardware | TRUE | FH7202-Z3 | ++ | Housing (Standard) | 1 | [12 empty] | #FFFF0000 | FA-NFPA 170 REMOTE ANNUNCIATOR | 1 | FALSE | FALSE | FALSE
|  |  | North | Siemens |  | Cards & Components |  |  |  | Card | TRUE | XCI2001-U1 | S54400-A69-A1++ | Optional Releasing Module (used on 252-point / 504-point addressable systems) | 1 | 0.04 | 0.04 |  |  |  |  | TRUE | [5 empty] | #FFFFFFFF |  |  | FALSE | FALSE | FALSE
|  |  | North | Siemens |  | Cards & Components |  |  |  | Card | TRUE | XDLC | S54430-B8-A1 | INTELLIGENT DEVICE LOOP CARD FOR MODULAR SYSTEMS (2 LOOPS/252 ADDRESSES TOTAL) ONE CARD SLOT CC-5/CC-2 | 1 | 0.1 | 0.1 |  |  |  |  | TRUE | [5 empty] | #FFFFFFFF |  |  | FALSE | FALSE | FALSE
NFPA 170 ADDRESSABLE INPUT OUTPUT |  |  | North | Siemens |  | Addressable Module |  |  |  | Module | TRUE | XTRI-R | S54370-B1-A1 | Single Input Monitor Module with Relay with Built-In Isolator | 1 | 0.0005 | 0.00075 |  |  |  |  | FALSE | [5 empty] | #FFFF0000 | FA-NFPA 170 ADDRESSABLE INPUT OUTPUT | 1 | FALSE | FALSE | FALSE | 1200 | [13 empty] | FALSE
|  |  | North | Siemens | [5 empty] | Module | TRUE | WBBS-W-3/4T-3/4B | 500-636132 | WEATHERPROOF BACK BOX 3/4" K.O. WHITE | 1 | [12 empty] | #FFFFFFFF |  |  | FALSE | FALSE | FALSE
NFPA 170 REMOTE ANNUNCIATOR | RISER ANNUNCIATOR |  | North | Siemens |  | Remote Annunciator |  |  |  | Module | TRUE | FT2014-R3 | S54400-B73-A1++ | Remote display (red) | 1 | 0.034 | 0.055 |  |  |  |  | FALSE | [5 empty] | #FFFF0000 | FA-NFPA 170 REMOTE ANNUNCIATOR | 1 | FALSE | FALSE | FALSE | 255 | [8 empty] | 7,12,18 |  |  |  |  | TRUE
|  |  | North | Siemens |  | Cards & Components |  |  |  | Card | TRUE | FDT421 |  | CARD, DETECTOR, HEAT, ADDRESSABLE DETECTOR, HEAT WITH DB-11 BASE | 1 | [6 empty] | TRUE | [5 empty] | #FFFFFFFF |  |  | FALSE | FALSE | FALSE
NFPA 170 BELL |  |  | North | Siemens |  | Bell |  |  |  | Module | TRUE | MBDC-6 | 500-688449 | 6" DC MOTOR BELL | 1 | [12 empty] | #FFFF0000 | FA-NFPA 170 BELL | 1 | FALSE | FALSE | FALSE | [17 empty] | 6"
NFPA 170 HORN |  |  | North | Siemens |  | Horn |  |  |  | Module | TRUE | U-MHU-WP | 500-649090 | Electronic Outdoor Sync-Horn, Red | 1 | [12 empty] | #FF0070C0 | FA-NFPA 170 HORN | 1 | FALSE | FALSE | FALSE | 2010 | [16 empty] | WP
NFPA 170 STROBE WALL |  |  | North | Siemens |  | Strobe |  |  |  | Module | TRUE | SLSWR-N | S54329-F31-A1 | SLSWR-N ST,WALL,RED,NO-TXT | 1 | [12 empty] | #FF0070C0 | FA-NFPA 170 STROBE WALL | 1 | FALSE | FALSE | FALSE | 2023
|  |  | North | Siemens | [5 empty] | Module | TRUE | SEF-W | 500-636042 | E SPEAKER FLUSH WHITE | 1 | [12 empty] | #FFFFFFFF |  |  | FALSE | FALSE | FALSE
NFPA 170 SMOKE DETECTOR BEACON VOICE |  |  | North | Siemens |  | Smoke Detector |  |  |  | Module | TRUE | OP720/FDSB227-WW/FDB228 | ++ | Optical Smoke Detector with Short Circuit Isolator (supplied with Voice Sounder VAD Base) 71…96 dB (A) High = O-4-15 Medium = C-3-12 Low = O-2.5-6.5 | 1 | 0.00022 | 0.00022 | [10 empty] | #FFFF0000 | FA-NFPA 170 SMOKE DETECTOR BEACON VOICE | 1 | FALSE | FALSE | FALSE
|  |  | North | Siemens | [5 empty] | Module | TRUE | CAB1R | 500-633728 | SAME AS CAB1-W/ RED ENCLOSURE FIELD MOUNTED | 1 | [12 empty] | #FFFFFFFF |  |  | FALSE | FALSE | FALSE
NFPA 170 SPEAKER STROBE CEILING |  |  | North | Siemens |  | Speaker/Strobe |  |  |  | Module | TRUE | SLSPSCW-AL | S54329-F49-A1 | SLSPSCW-AL SPK/ST,CLG,WHT,ALERT | 1 | [7 empty] | TRUE |  |  |  |  | #FF0070C0 | FA-NFPA 170 SPEAKER STROBE CEILING | 1 | FALSE | FALSE | FALSE | 2020 | [16 empty] | C
NFPA 170 AMPLIFIER RACK | RISER AMP |  | North | Siemens |  | Amplifier |  |  |  | Assembly | TRUE | EBA2001-U1 | S54400-B140-A1 | Booster amplifier (100W, bl) Kit consisting of a booster amplifier main board (EBA2004-A1), a black enclosure (FH2016-U1) and a 170W power supply (FP2011-U1) | 1 | [6 empty] | FALSE | [5 empty] | #FFFF0000 | FA-NFPA 170 AMPLIFIER RACK | 1 | FALSE | FALSE | FALSE | 300 | [8 empty] | 18 |  |  | 6.5 | 100 | TRUE
NFPA 170 HORN STROBE |  |  | North | Siemens |  | Horn/Strobe |  |  |  | Module | TRUE | SLFSSWW-CO | S54329-F61-A2 | SLFSSWW-CO LFS/ST,WALL,WHT,CO | 1 | [12 empty] | #FF0070C0 | FA-NFPA 170 HORN STROBE | 1 | FALSE | FALSE | FALSE | 2012
NFPA 170 STROBE CEILING |  |  | North | Siemens |  | Strobe |  |  |  | Module | TRUE | SL2SCR-ALB | S54329-F184-A1++ | Strobe, Ceiling, Blue, Red, Alert | 1 | [7 empty] | TRUE |  |  |  |  | #FF0070C0 | FA-NFPA 170 STROBE CEILING | 1 | FALSE | FALSE | FALSE | 2023
|  |  | North | Siemens | [5 empty] | Module | TRUE | 40/40L-212SF | S54430-F123-A1 | UV/IR FLM DET WO2 75C 3/4" SS FM | 1 | [12 empty] | #FFFFFFFF |  |  | FALSE | FALSE | FALSE
NFPA 170 SPEAKER STROBE |  |  | North | Siemens |  | Speaker/Strobe |  |  |  | Module | TRUE | SL2SPSWR-F | S54329-F172-A1++ | Speaker-Strobe, Wall, Clear, Red, Fire | 1 | [12 empty] | #FF0070C0 | FA-NFPA 170 SPEAKER STROBE | 1 | FALSE | FALSE | FALSE | 2023
NFPA 170 HORN STROBE CEILING |  |  | North | Siemens |  | Horn/Strobe |  |  |  | Module | TRUE | SL2FSSCR-F | S54329-F126-A1++ | Sounder-Strobe, Ceiling, Clear, Red, Fire | 1 | [7 empty] | TRUE |  |  |  |  | #FF0070C0 | FA-NFPA 170 HORN STROBE CEILING | 1 | FALSE | FALSE | FALSE | 2023 | [16 empty] | LF
NFPA 170 DUCT SMOKE DETECTOR |  |  | North | Siemens |  | Duct Smoke Detector |  |  |  | Module | TRUE | FDBZ492-PR | S54319-B25-A1 | DUCT HOUSING - 4 WIRE WITH RELAY AND BUILT-IN POWER SOURCE | 1 | [7 empty] | TRUE |  |  |  |  | #FFFF0000 | FA-NFPA 170 DUCT SMOKE DETECTOR | 1 | FALSE | FALSE | FALSE | 1400 | [16 empty] | R
NFPA 170 HORN |  |  | North | Siemens |  | Horn |  |  |  | Module | TRUE | LFS-N-W | S54329-A8-A1 | Low Frequency Sounder / No Text / White | 1 | [12 empty] | #FF0070C0 | FA-NFPA 170 HORN | 1 | FALSE | FALSE | FALSE | [17 empty] | LF
NFPA 170 ADDRESSABLE INPUT OUTPUT |  |  | North | Siemens |  | Addressable Module |  |  |  | Module | TRUE | HTRI-RZ | S54322-F12-A1 | Single Input Monitor Module with Relay - Country of Origin (non China) | 1 | 0.0013 | 0.0013 | [10 empty] | #FFFF0000 | FA-NFPA 170 ADDRESSABLE INPUT OUTPUT | 1 | FALSE | FALSE | FALSE | 1200
NFPA 170 HORN STROBE |  |  | North | Siemens |  | Horn/Strobe |  |  |  | Module | TRUE | SL2FSSWW-CO | S54329-F137-A1++ | Sounder-Strobe, Wall, Clear, White, CO | 1 | [12 empty] | #FF0070C0 | FA-NFPA 170 HORN STROBE | 1 | FALSE | FALSE | FALSE | 2023 | [16 empty] | LF
NFPA 170 FIRE ALARM CONTROL UNIT | RISER FACP |  | North | Siemens |  | Fire Alarm Control Unit |  |  |  | Assembly | TRUE | SXL-EX |  | ASSEMBLY,Conventional Zone Fire Alarm Control Panel | 1 | [6 empty] | TRUE | [5 empty] | #FFFF0000 | FA-NFPA 170 FIRE ALARM CONTROL UNIT | 1 | FALSE | FALSE | FALSE | 202 | [8 empty] | 24,60 |  |  | 3.5 |  | TRUE
|  |  | North | Siemens | [5 empty] | Module | TRUE | TSM-1 | 500-696353 | DUCT DETECTOR TEST SWITCH REQ TR | 1 | [12 empty] | #FFFFFFFF |  |  | FALSE | FALSE | FALSE
NFPA 170 MANUAL PULL |  |  | North | Siemens |  | Manual Station |  |  |  | Module | TRUE | HMS-DE | S54321-A3-A1 | DOUBLE ACTION MANUAL STATION (SPANISH TEXT) | 1 | 0.0009 | 0.0009 | [10 empty] | #FFFF0000 | FA-NFPA 170 MANUAL PULL | 1 | FALSE | FALSE | FALSE | 957
NFPA 170 HORN |  |  | North | Siemens |  | Horn |  |  |  | Module | TRUE | SL2HWW-N | S54329-F86-A1++ | Horn, Wall, White, Fire | 1 | [12 empty] | #FF0070C0 | FA-NFPA 170 HORN | 1 | FALSE | FALSE | FALSE | 2010
NFPA 170 MANUAL PULL |  |  | North | Siemens |  | Manual Station |  |  |  | Module | TRUE | MSM-K-15 | 500-698222 | MSM-K-15 - METAL MANUAL STATION / CAT 15 KEYLOCK | 1 | [12 empty] | #FFFF0000 | FA-NFPA 170 MANUAL PULL | 1 | FALSE | FALSE | FALSE
|  |  | North | Siemens |  | Hardware |  |  |  | Hardware | TRUE | FHD2003-U3 | S54400-C42-A1 | Outer door (2HU, 2 win, bl) | 1 | [6 empty] | FALSE | [5 empty] | #FFFFFFFF |  |  | FALSE | FALSE | FALSE
|  |  | North | Siemens | [5 empty] | Module | TRUE | MS-NY | 500-694516 | NYC PLATE FOR MS-F SERIES | 1 | [12 empty] | #FFFFFFFF |  |  | FALSE | FALSE | FALSE
NFPA 170 EM STROBE WALL |  |  | North | Siemens |  | Strobe |  |  |  | Module | TRUE | ST-CMC-RETRO-R-MNS | S54301-Z107-A1+ | MNS Clear Strobe, multi Candela − Wall Mount, Red [RETRO PLATE] − ‘ALERT’ | 1 | [12 empty] | #FF0070C0 | FA-NFPA 170 EM STROBE WALL | 1 | FALSE | FALSE | FALSE | 2008
|  |  | North | Siemens | [5 empty] | Module | TRUE | ST-25 | 500-649711 | ST-25 2.5 FT SAMPLING TUBE | 1 | [12 empty] | #FFFFFFFF |  |  | FALSE | FALSE | FALSE
NFPA 170 HORN |  |  | North | Siemens |  | Horn |  |  |  | Module | TRUE | LFS-F-W | S54329-A2-A1 | Low Frequency Sounder / "Fire" Text / White | 1 | [12 empty] | #FF0070C0 | FA-NFPA 170 HORN | 1 | FALSE | FALSE | FALSE | [17 empty] | LF
NFPA 170 SPEAKER STROBE |  |  | North | Siemens |  | Speaker/Strobe |  |  |  | Module | TRUE | SEFH-MC-R-ALERT | S54329-A27-A1 | SPK-ST,WALL,ALR,R | 1 | [12 empty] | #FF0070C0 | FA-NFPA 170 SPEAKER STROBE | 1 | FALSE | FALSE | FALSE | 2019
NFPA 170 SMOKE DETECTOR |  |  | North | Siemens |  | Smoke Detector |  |  |  | Module | TRUE | ILI-1 |  | Addressable Ionization Detector, 300 ft./min | 1 | 0.0012 | 0.0015 |  |  |  |  | FALSE | TRUE |  |  |  |  | #FFFF0000 | FA-NFPA 170 SMOKE DETECTOR | 1 | FALSE | FALSE | FALSE | 1408 | [13 empty] | FALSE
NFPA 170 DUCT SMOKE DETECTOR |  |  | North | Siemens |  | Duct Smoke Detector |  |  |  | Module | TRUE | FDBZ492-R | S54319-B24-A1 | DUCT HOUSING - 2 WIRE WITH RELAY FOR CONVENTIONAL SYSTEMS | 1 | [7 empty] | TRUE |  |  |  |  | #FFFF0000 | FA-NFPA 170 DUCT SMOKE DETECTOR | 1 | FALSE | FALSE | FALSE | 1400 | [16 empty] | R
NFPA 170 SPEAKER STROBE CEILING |  |  | North | Siemens |  | Speaker/Strobe |  |  |  | Module | TRUE | SL2SPSCW-FB | S54329-F167-A1++ | Speaker-Strobe, Ceiling, Clear, White, Pictogram | 1 | [7 empty] | TRUE |  |  |  |  | #FF0070C0 | FA-NFPA 170 SPEAKER STROBE CEILING | 1 | FALSE | FALSE | FALSE | 2023 | [16 empty] | C
NFPA 170 SPEAKER CEILING |  |  | North | Siemens |  | Speaker |  |  |  | Module | TRUE | SLSPCW-F | S54329-F41-A1 | SLSPCW-F SPK,CLG,WHT,FIRE | 1 | [7 empty] | TRUE |  |  |  |  | #FF0070C0 | FA-NFPA 170 SPEAKER CEILING | 1 | FALSE | FALSE | FALSE | 2019 | [16 empty] | C
170 BASIC SHAPE |  |  | North | Siemens |  | Hardware |  |  |  | Hardware | TRUE | CAB3-BB | 500-633011 | LARGE SIZE (3 ROW) ENCLOSURE BACKBOX - BLACK FIELD MOUNTED | 1 | [12 empty] | #FFFF0000 | FA-170 BASIC SHAPE | 1 | FALSE | FALSE | FALSE | 5000
|  |  | North | Siemens | [5 empty] | Module | TRUE | DMS-CATB-PKG-SM | S54465-C76-A2 | UL/ULC HW category B computer, 22" LCD monitor, SNC card, Software DVD, (no software licenses included) - (DMS-CATB-PKG-SM) | 1 | [12 empty] | #FFFFFFFF |  |  | FALSE | FALSE | FALSE
|  |  | North | Siemens | [5 empty] | Module | TRUE | 777161 | S54430-F307-A1 | AIR SHIELD - 40/40 | 1 | [12 empty] | #FFFFFFFF |  |  | FALSE | FALSE | FALSE
NFPA 170 STROBE WALL |  |  | North | Siemens |  | Strobe |  |  |  | Module | TRUE | SL2SWR-ALA | S54329-F204-A1++ | Strobe, Wall, Amber, Red, Alert | 1 | [12 empty] | #FF0070C0 | FA-NFPA 170 STROBE WALL | 1 | FALSE | FALSE | FALSE | 2023
|  |  | North | Siemens |  | Hardware |  |  |  | Hardware | TRUE | 5000-011 | 500-050279+ | Model F5000 detector back box | 1 | [12 empty] | #FFFFFFFF |  |  | FALSE | FALSE | FALSE
NFPA 170 STROBE CEILING |  |  | North | Siemens |  | Strobe |  |  |  | Module | TRUE | SL2SCW-FB | S54329-F201-A1++ | Strobe, Ceiling, Clear, White, Pictogram | 1 | [7 empty] | TRUE |  |  |  |  | #FF0070C0 | FA-NFPA 170 STROBE CEILING | 1 | FALSE | FALSE | FALSE | 2023
NFPA 170 SPEAKER STROBE |  |  | North | Siemens |  | Speaker/Strobe |  |  |  | Module | TRUE | SLSPSWR-AL | S54329-F46-A2 | SLSPSWR-AL SPK/ST,WALL,RED,ALERT | 1 | [12 empty] | #FF0070C0 | FA-NFPA 170 SPEAKER STROBE | 1 | FALSE | FALSE | FALSE | 2019
NFPA 170 FIRE ALARM CONTROL UNIT | RISER FACP |  | North | Siemens |  | Fire Alarm Control Unit |  |  |  | Assembly | TRUE | C-Mod-250-ZIC4A-EP | S54430-B12-A1 | C-Mod-250-ZIC4A-EP INCLUDES: (1) XDLC , (1)FCM2041-U3, (1) ZIC-4A, (1) CC-5, (1) PSC-12 | 1 | [12 empty] | #FFFF0000 | FA-NFPA 170 FIRE ALARM CONTROL UNIT | 1 | FALSE | FALSE | FALSE | 202 | [13 empty] | TRUE
NFPA 170 HORN STROBE |  |  | North | Siemens |  | Horn/Strobe |  |  |  | Module | TRUE | SLHSWR-F | S54329-F22-A1 | SLHSWR-F HRN/ST,WALL,RED,FIRE | 1 | [12 empty] | #FF0070C0 | FA-NFPA 170 HORN STROBE | 1 | FALSE | FALSE | FALSE | 2012
|  |  | North | Siemens |  | Cards & Components |  |  |  | Card | TRUE | DAC-NET | 500-035100 | DIGITAL AUDIO CARD (STAND ALONE OR MASTER SLAVE NETWORK VOICE APPLICATIONS) ONE CARD SLOT CC-5/CC-2 | 1 | 0.23 | 0.23 |  |  |  |  | TRUE | [5 empty] | #FFFFFFFF |  |  | FALSE | FALSE | FALSE | [14 empty] | FALSE
NFPA 170 REMOTE TEST SWITCH |  |  | North | Siemens |  | REMOTE TEST SWITCH |  |  |  | Module | TRUE | FDBZ492-RTL | S54319-S27-A1 | REMOTE TEST LAMP AND KEYSWITCH FOR MANUAL TESTING OF FDBZ492-R, FDBZ492-HR, FDBZ492-RP | 1 | [6 empty] | FALSE | [5 empty] | #FFFF0000 | FA-NFPA 170 REMOTE TEST SWITCH | 1 | FALSE | FALSE | FALSE | 914 | [13 empty] | FALSE
NFPA 170 SPEAKER WALL |  |  | North | Siemens |  | Speaker |  |  |  | Module | TRUE | S-LP70-MCS | + | Speaker, 70v w/ Adapter (Red) | 1 | [6 empty] | FALSE | FALSE |  |  |  |  | #FF0070C0 | FA-NFPA 170 SPEAKER WALL | 1 | FALSE | FALSE | FALSE | 2021 | [13 empty] | FALSE
|  |  | North | Siemens | [5 empty] | Module | TRUE | AD-3I | 500-086495 | AIR DUCT HOUSING ION | 1 | [12 empty] | #FFFFFFFF |  |  | FALSE | FALSE | FALSE
NFPA 170 SPEAKER STROBE |  |  | North | Siemens |  | Speaker/Strobe |  |  |  | Module | TRUE | SEFH-HMC-R | S54360-F3-A2 | HIGH FIDELITY SPEAKER STROBE, SQUARE, HIFI, LOW PROFILE, WALL, 135/185CD, RED | 1 | [12 empty] | #FF0070C0 | FA-NFPA 170 SPEAKER STROBE | 1 | FALSE | FALSE | FALSE | 2019
|  |  | North | Siemens |  | Cards & Components |  |  |  | Card | TRUE | FC2050-UT Main Board |  | CARD, FC2050-UT Main Board | 1 | [6 empty] | TRUE | [5 empty] | #FFFFFFFF |  |  | FALSE | FALSE | FALSE
|  |  | North | Siemens |  | Hardware |  |  |  | Hardware | TRUE | 5000-014 | 500-050281+ | Ceiling-pendant mount (universal bracket) for Model F5000 | 1 | [12 empty] | #FFFFFFFF |  |  | FALSE | FALSE | FALSE
|  |  | North | Siemens | [5 empty] | Module | TRUE | RLI-1 | 500-390673 | ONE LED LAMP, ROUND PLATE | 1 | [12 empty] | #FFFFFFFF |  |  | FALSE | FALSE | FALSE
|  |  | North | Siemens | [5 empty] | Module | TRUE | RM-30U | 500-884330 | RELEASING DEVICE MODULE (1) SPACE | 1 | [12 empty] | #FFFFFFFF |  |  | FALSE | FALSE | FALSE
|  |  | North | Siemens | [5 empty] | Module | TRUE | 40/40UB-112SF | S54430-F267-A1 | UV FLM DET BIT WO1 75C 3/4" SS FM | 1 | [12 empty] | #FFFFFFFF |  |  | FALSE | FALSE | FALSE
|  |  | North | Siemens | [5 empty] | Module | TRUE | EL-320 | 500-637032 | EL-320 EOL WITH DIODE (SOLENOIDS) | 1 | [12 empty] | #FFFFFFFF |  |  | FALSE | FALSE | FALSE
NFPA 170 HEAT DETECTOR |  |  | North | Siemens |  | Heat Detector |  |  |  | Module | TRUE | HI722/DB721 | ++ | Heat Detector (static+RoR)with Short Circuit Isolator (supplied with Standard Base) | 1 | 0.0002 | 0.0002 | [10 empty] | #FFFF0000 | FA-NFPA 170 HEAT DETECTOR | 1 | FALSE | FALSE | FALSE | [17 empty] | FT
NFPA 170 REMOTE ANNUNCIATOR | RISER ANNUNCIATOR |  | North | Siemens |  | Remote Annunciator |  |  |  | Module | TRUE | FT2015-R3 | S54400-B16-A1++ | Remote terminal (key, red) | 1 | 0.034 | 0.055 |  |  |  |  | FALSE | [5 empty] | #FFFF0000 | FA-NFPA 170 REMOTE ANNUNCIATOR | 1 | FALSE | FALSE | FALSE | 255 | [8 empty] | 7,12,18 |  |  |  |  | TRUE
NFPA 170 SPEAKER STROBE CEILING |  |  | North | Siemens |  | Speaker/Strobe |  |  |  | Module | TRUE | SLSPSCR-A | S54329-F66-A2 | SLSPSCR-A SPK/ST,CLG,RED,AGENT | 1 | [7 empty] | TRUE |  |  |  |  | #FF0070C0 | FA-NFPA 170 SPEAKER STROBE CEILING | 1 | FALSE | FALSE | FALSE | 2020 | [16 empty] | C
|  |  | North | Siemens |  | Cards & Components |  |  |  | Card | TRUE | VN2002-A1 | S54400-A43-A1 | Ethernet module (Mult Mode Fiber) Used for networking fire only and fire/voice panels together over Ethernet using multimode fiber optic cables. This module mounts in the VCC2001 Voice CPU card (for voice systems) and/or the FN2012 modular Ethernet swtich (for fire systems). | 1 | [6 empty] | TRUE | [5 empty] | #FFFFFFFF |  |  | FALSE | FALSE | FALSE
NFPA 170 HORN STROBE |  |  | North | Siemens |  | Horn/Strobe |  |  |  | Module | TRUE | SL2HSWW-FB | S54329-F107-A1++ | Horn-Strobe, Wall, Clear, White, Pictogram | 1 | [12 empty] | #FF0070C0 | FA-NFPA 170 HORN STROBE | 1 | FALSE | FALSE | FALSE | 2023
|  |  | North | Siemens | [5 empty] | Module | TRUE | OSID-WG | S54333-F71-A1 | Wire Guard | 1 | [12 empty] | #FFFFFFFF |  |  | FALSE | FALSE | FALSE
|  |  | North | Siemens | [5 empty] | Module | TRUE | TPR-300 | 500-837024 | TPR-300 POLARITY REVERSAL / CITY TIE | 1 | [12 empty] | #FFFFFFFF |  |  | FALSE | FALSE | FALSE
NFPA 170 EM SPEAKER STROBE WALL |  |  | North | Siemens |  | Speaker/Strobe |  |  |  | Module | TRUE | SET-CMC-W-MNS-ALERT | S54301-Z95-A1 | MNS Clear Speaker Strobe, multi Candela: Wall Mount, White − ‘ALERT’ | 1 | [12 empty] | #FF0070C0 | FA-NFPA 170 EM SPEAKER STROBE WALL | 1 | FALSE | FALSE | FALSE | 2006
NFPA 170 MULTI DETECTOR BEACON VOICE CO |  |  | North | Siemens |  | Multi Criteria Detector |  |  |  | Module | TRUE | OOHC740/FDSB227-WW/FDB228 | ++ | Dual Optical Heat Multi-sensor and CO detector with Short Circuit Isolator (supplied with Voice Sounder Beacon VAD Base) 71…96 dB (A) High = O-4-15 Medium = C-3-12 Low = O-2.5-6.5 | 1 | 0.00038 | 0.00038 | [10 empty] | #FFFF0000 | FA-NFPA 170 MULTI DETECTOR BEACON VOICE CO | 1 | FALSE | FALSE | FALSE
|  |  | North | Siemens | [5 empty] | Module | TRUE | MTE-2 | 599-693291 | MXLV PORTABLE TEL. ENCLOSURE (6) INCLUDES: MTE-2 ENCL/DR 500-093291 MTE-2 LENS 500-693295 MTE-2 HOLDER 500-693297 | 1 | [12 empty] | #FFFFFFFF |  |  | FALSE | FALSE | FALSE
|  |  | North | Siemens | [5 empty] | Module | TRUE | TRM-306 | 500-837022 | TRM-306 6 RELAY ADDER | 1 | [12 empty] | #FFFFFFFF |  |  | FALSE | FALSE | FALSE
|  |  | North | Siemens | [5 empty] | Module | TRUE | ILP-1 | 500-092650 | INTELLIGENT PHOTO DETECTOR | 1 | [12 empty] | #FFFFFFFF |  |  | FALSE | FALSE | FALSE
NFPA 170 HORN |  |  | North | Siemens |  | Horn |  |  |  | Module | TRUE | SL2FSWR-AL | S54329-F116-A1++ | Sounder, Wall, Clear, Red, Alert | 1 | [12 empty] | #FF0070C0 | FA-NFPA 170 HORN | 1 | FALSE | FALSE | FALSE | 2023 | [16 empty] | LF
NFPA 170 FIRE PHONE |  |  | North | Siemens |  | Fire Phone |  |  |  | Module | TRUE | FT-302CL | ++ | Fireman's Phone Jack | 1 | 0 | 0.02 |  |  |  |  | FALSE | [5 empty] | #FFFF0000 | FA-NFPA 170 FIRE PHONE | 1 | FALSE | FALSE | FALSE | 208 | [13 empty] | FALSE |  |  | FPJ
|  |  | North | Siemens |  | Hardware |  |  |  | Hardware | TRUE | FCM2034-U3 | ++ | Option module (LED) (CANADIAN) / and Fire Terminal FT924 | 1 | 0.005 | 0.005 | [10 empty] | #FFFFFFFF |  |  | FALSE | FALSE | FALSE
|  |  | North | Siemens |  | Hardware |  |  |  | Hardware | TRUE | FCM2023-U3 | S54400-C45-A2++ | Option module (LED) | 1 | 0.005 | 0.005 | [10 empty] | #FFFFFFFF |  |  | FALSE | FALSE | FALSE
NFPA 170 EM SPEAKER STROBE WALL |  |  | North | Siemens |  | Speaker/Strobe |  |  |  | Module | TRUE | SEFH-MC-W-ALERT | S54329-A28-A1 | SPK,ST,WALL,ALR,W | 1 | [12 empty] | #FF0070C0 | FA-NFPA 170 EM SPEAKER STROBE WALL | 1 | FALSE | FALSE | FALSE | 2006
|  |  | North | Siemens | [5 empty] | Module | TRUE | 40/40L4-122SF | S54430-F179-A1 | UV/IR FLM DET 4.5U WO1 85C 3/4" SS FM | 1 | [12 empty] | #FFFFFFFF |  |  | FALSE | FALSE | FALSE
NFPA 170 SMOKE BEAM DETECTOR CONTROLLER |  |  | North | Siemens |  | Beam Detector |  |  |  | Module | TRUE | F5000 (Controller) | 500-050261+ | Fireray 5000 Beam Detector Controller | 1 | 0.0085 | 0.0085 |  |  |  |  | FALSE | TRUE |  |  |  |  | #FFFF0000 | FA-NFPA 170 SMOKE BEAM DETECTOR CONTROLLER | 1 | FALSE | FALSE | FALSE | 1406 | [13 empty] | FALSE
NFPA 170 HORN STROBE |  |  | North | Siemens |  | Horn/Strobe |  |  |  | Module | TRUE | MTH-15-115-R-WP | 500-636080 | MULTI TONE HORN 15CD 115V RED | 1 | [12 empty] | #FF0070C0 | FA-NFPA 170 HORN STROBE | 1 | FALSE | FALSE | FALSE | 2012
NFPA 170 SPEAKER STROBE CEILING |  |  | North | Siemens |  | Speaker/Strobe |  |  |  | Module | TRUE | SEFH-AHMC-CW-ALERT | S54329-A15-A1 | SPK-ST,CLG,AMB,ALR,W | 1 | [7 empty] | TRUE |  |  |  |  | #FF0070C0 | FA-NFPA 170 SPEAKER STROBE CEILING | 1 | FALSE | FALSE | FALSE | 2020 | [16 empty] | C
|  |  | North | Siemens | [5 empty] | Module | TRUE | SDH-3A | 500-614187 | 120VAC SURFACE WIRING | 1 | [12 empty] | #FFFFFFFF |  |  | FALSE | FALSE | FALSE
|  |  | North | Siemens |  | Cards & Components |  |  |  | Card | TRUE | LPB | 500-035200 | LOCAL PAGE BOARD MOUNTS ON DAC-NET | 1 | 0.05 | 0.05 |  |  |  |  | TRUE | [5 empty] | #FFFFFFFF |  |  | FALSE | FALSE | FALSE
NFPA 170 FIRE ALARM CONTROL UNIT | RISER FACP |  | North | Siemens |  | Fire Alarm Control Unit |  |  |  | Assembly | TRUE | C-Mod-250-ZIC8B-EP | S54430-B13-A1 | C-Mod-250-ZIC8B-EP INCLUDES: (1) XDLC, (1) FCM2041-U3, (1) ZIC-8B, (1) CC-5, (1) PSC-12 | 1 | [12 empty] | #FFFF0000 | FA-NFPA 170 FIRE ALARM CONTROL UNIT | 1 | FALSE | FALSE | FALSE | 202 | [13 empty] | TRUE
NFPA 170 HORN STROBE CEILING |  |  | North | Siemens |  | Horn/Strobe |  |  |  | Module | TRUE | SL2HSCW-AL | S54329-F93-A1++ | Horn-Strobe, Ceiling, Clear, White, Alert | 1 | [7 empty] | TRUE |  |  |  |  | #FF0070C0 | FA-NFPA 170 HORN STROBE CEILING | 1 | FALSE | FALSE | FALSE | 2023 | [16 empty] | C
|  |  | North | Siemens | [5 empty] | Module | TRUE | BT-SS-AC | 500-694398 | BELL 10 120VAC RED SS | 1 | [12 empty] | #FFFFFFFF |  |  | FALSE | FALSE | FALSE
NFPA 170 SMOKE DETECTOR SOUNDER |  |  | North | Siemens |  | Smoke Detector |  |  |  | Module | TRUE | OP720/DBS720 | ++ | Optical Smoke Detector with Short Circuit Isolator (supplied with Base Sounder 80…88 dB (A)) | 1 | 0.00022 | 0.00022 | [10 empty] | #FFFF0000 | FA-NFPA 170 SMOKE DETECTOR SOUNDER | 1 | FALSE | FALSE | FALSE
NFPA 170 SPEAKER STROBE |  |  | North | Siemens |  | Speaker/Strobe |  |  |  | Module | TRUE | SET-MC-VW | 500-636061 | ET SPKR MULTI CANDELA VANDAL RESISTANT WHITE | 1 | [12 empty] | #FF0070C0 | FA-NFPA 170 SPEAKER STROBE | 1 | FALSE | FALSE | FALSE | 2019
|  |  | North | Siemens |  | Hardware |  |  |  | Hardware | TRUE | WPSBBS-W | 500-636140 | ST STROBE WEATHERPROOF BACK BOX WHITE | 1 | [12 empty] | #FFFFFFFF |  |  | FALSE | FALSE | FALSE
|  |  | North | Siemens | [5 empty] | Module | TRUE | DB-LK | 545-080117 | SERIES 3 OR 4 DETECTOR LOCK | 1 | [12 empty] | #FFFFFFFF |  |  | FALSE | FALSE | FALSE
|  |  | North | Siemens |  | Cards & Components |  |  |  | Card | TRUE | PSX-12 | 500-034120 | 12A POWER SUPPLY EXTENDER | 1 | [6 empty] | TRUE | [5 empty] | #FFFFFFFF |  |  | FALSE | FALSE | FALSE
NFPA 170 SMOKE DETECTOR |  |  | North | Siemens |  | Smoke Detector |  |  |  | Module | TRUE | OSI-90 | S54333-F22-A1 | OSID Imager that sends infrared, ultraviolet coded light signals to the imager (80° coverage, rated at 24VDC) | 1 | [7 empty] | TRUE |  |  |  |  | #FFFF0000 | FA-NFPA 170 SMOKE DETECTOR | 1 | FALSE | FALSE | FALSE | 1408
NFPA 170 HORN |  |  | North | Siemens |  | Horn |  |  |  | Module | TRUE | FDS224-R/FDB227-R | ++ | Wall Sounder with Short Circuit Isolator, Red Body (IP65 rated) 75…99 dB (A) | 1 | [12 empty] | #FF0070C0 | FA-NFPA 170 HORN | 1 | FALSE | FALSE | FALSE
NFPA 170 MULTI DETECTOR BEACON VOICE |  |  | North | Siemens |  | Multi Criteria Detector |  |  |  | Module | TRUE | OH720/FDSB227-WW/FDB228 | ++ | Multi-sensor Smoke Detector with Short Circuit Isolator (supplied with Voice Sounder VAD Base) High = O-4-15 Medium = C-3-12 Low = O-2.5-6.5 | 1 | 0.00023 | 0.00023 | [10 empty] | #FFFF0000 | FA-NFPA 170 MULTI DETECTOR BEACON VOICE | 1 | FALSE | FALSE | FALSE | [17 empty] | MC
|  |  | North | Siemens | [5 empty] | Module | TRUE | RNI-CAB-BRKT | 500-650062 | MOUNTS RNI IN CAB-1, CAB-2, CAB-3 ENCLOSURE | 1 | [12 empty] | #FFFFFFFF |  |  | FALSE | FALSE | FALSE
|  |  | North | Siemens |  | Hardware |  |  |  | Hardware | TRUE | FHD2002-U3 | S54400-B32-A1 | Outer door (2HU, 1 win, bl) | 1 | [6 empty] | FALSE | [5 empty] | #FFFFFFFF |  |  | FALSE | FALSE | FALSE | [14 empty] | FALSE
NFPA 170 DOOR HOLDER |  |  | North | Siemens |  | Door Holder |  |  |  | Module | TRUE | SDH-6D |  | 24VDC, concealed wiring | 1 | 0.136 |  |  |  | 24 |  | FALSE | [5 empty] | #FFFF0000 | FA-NFPA 170 DOOR HOLDER | 1 | FALSE | FALSE | FALSE | 2500 | [13 empty] | FALSE
NFPA 170 STROBE CEILING |  |  | North | Siemens |  | Strobe |  |  |  | Module | TRUE | SLSCW-A | S54329-F65-A1 | SLSCW-A ST,CLG,WHT,AGENT | 1 | [7 empty] | TRUE |  |  |  |  | #FF0070C0 | FA-NFPA 170 STROBE CEILING | 1 | FALSE | FALSE | FALSE | 2022
NFPA 170 HORN STROBE |  |  | North | Siemens |  | Horn/Strobe |  |  |  | Module | TRUE | SL2HSWW-A | S54329-F102-A1++ | Horn-Strobe, Wall, Clear, White, Agent | 1 | [12 empty] | #FF0070C0 | FA-NFPA 170 HORN STROBE | 1 | FALSE | FALSE | FALSE | 2023
NFPA 170 HORN STROBE |  |  | North | Siemens |  | Horn/Strobe |  |  |  | Module | TRUE | SL2HSWR-N | S54329-F100-A1++ | Horn-Strobe, Wall, Clear, Red, No Lettering | 1 | [12 empty] | #FF0070C0 | FA-NFPA 170 HORN STROBE | 1 | FALSE | FALSE | FALSE | 2023
NFPA 170 SMOKE DETECTOR |  |  | North | Siemens |  | Smoke Detector |  |  |  | Module | TRUE | OSE-SP | S54333-F23-A1 | Standard-power emitter that sends infrared, ultraviolet coded light signals to the imager | 1 | [7 empty] | TRUE |  |  |  |  | #FFFF0000 | FA-NFPA 170 SMOKE DETECTOR | 1 | FALSE | FALSE | FALSE | 1408
NFPA 170 DOOR HOLDER |  |  | North | Siemens |  | Door Holder |  |  |  | Module | TRUE | SDH-4D |  | 24VDC, concealed wiring | 1 | 0.068 |  |  |  | 24 |  | FALSE | [5 empty] | #FFFF0000 | FA-NFPA 170 DOOR HOLDER | 1 | FALSE | FALSE | FALSE | 2500 | [13 empty] | FALSE
NFPA 170 HORN STROBE |  |  | North | Siemens |  | Horn/Strobe |  |  |  | Module | TRUE | SL2MTSWR-NR | S54329-F245-A1++ | Multi-Tone Strobe, Wall, Red, Red, No Lettering | 1 | [12 empty] | #FF0070C0 | FA-NFPA 170 HORN STROBE | 1 | FALSE | FALSE | FALSE | 2023
NFPA 170 STROBE WALL |  |  | North | Siemens |  | Strobe |  |  |  | Module | TRUE | SL2SWR-N | S54329-F209-A1++ | Strobe, Wall, Clear, Red, No Lettering | 1 | [12 empty] | #FF0070C0 | FA-NFPA 170 STROBE WALL | 1 | FALSE | FALSE | FALSE | 2023
NFPA 170 STROBE WALL |  |  | North | Siemens |  | Strobe |  |  |  | Module | TRUE | ST-MC-RETRO-R | 500-636103 | STROBE MULTI-CANDELA RED RETRO PLATE | 1 | [12 empty] | #FF0070C0 | FA-NFPA 170 STROBE WALL | 1 | FALSE | FALSE | FALSE | 2023
|  |  | North | Siemens | [5 empty] | Module | TRUE | USCG-HPLATE | S54319-F22-A1 | Metal cover plate for HTRI Series modules | 1 | [12 empty] | #FFFFFFFF |  |  | FALSE | FALSE | FALSE
|  |  | North | Siemens | [5 empty] | Module | TRUE | OSE-RBA | S54333-F67-A1 | Emitter spare battery Alkaline | 1 | [12 empty] | #FFFFFFFF |  |  | FALSE | FALSE | FALSE
|  |  | North | Siemens |  | Cards & Components |  |  |  | Card | TRUE | Bell Follower | ++ | LED Zone | 1 | 0.004 | 0.004 |  |  |  |  | TRUE | [5 empty] | #FFFFFFFF |  |  | FALSE | FALSE | FALSE
NFPA 170 HEAT DETECTOR |  |  | North | Siemens |  | Heat Detector |  |  |  | Module | TRUE | DT-140EP | 500-688976 | R.C.-F.T. TMP 140 DEG EXPLOSION PRF | 1 | [12 empty] | #FFFF0000 | FA-NFPA 170 HEAT DETECTOR | 1 | FALSE | FALSE | FALSE | [17 empty] | 140° FT, XP
|  |  | North | Siemens |  | Hardware |  |  |  | Hardware | TRUE | FH901-R3 | S54433-B103-A4 | 50 pt system Red Enclosure | 1 | [6 empty] | FALSE | [5 empty] | #FFFFFFFF |  |  | FALSE | FALSE | FALSE
LED REMOTE INDICATOR |  |  | North | Siemens |  | Remote Indicator |  |  |  | Module | TRUE | RL-HW | 500-033310 | REMOTE LAMP-WALL | 1 | [12 empty] | #FFFF0000 | FA-LED REMOTE INDICATOR | 1 | FALSE | FALSE | FALSE
NFPA 170 HORN |  |  | North | Siemens |  | Horn |  |  |  | Module | TRUE | SLFSWW-CO | S54329-F57-A2 | SLFSWW-CO LFS,WALL,WHT,CO | 1 | [12 empty] | #FF0070C0 | FA-NFPA 170 HORN | 1 | FALSE | FALSE | FALSE | 2010
NFPA 170 END OF LINE DEVICE |  |  | North | Siemens |  | End-of-Line Device |  |  |  | Module | TRUE | REL-EOL | ++ | Releasing End of Line Module | 1 | [12 empty] | #FFFF0000 | FA-NFPA 170 END OF LINE DEVICE | 1 | FALSE | FALSE | FALSE
NFPA 170 SPEAKER STROBE CEILING |  |  | North | Siemens |  | Speaker/Strobe |  |  |  | Module | TRUE | SET-HMC-CW | 500-636065 | ET HI MULTI-CANDELA WHITE CEILING | 1 | [7 empty] | TRUE |  |  |  |  | #FF0070C0 | FA-NFPA 170 SPEAKER STROBE CEILING | 1 | FALSE | FALSE | FALSE
|  |  | North | Siemens | [5 empty] | Module | TRUE | LIM-1 | 500-892361 | SHORT CIRCUIT LINE ISOLATOR(ALD) (USED WITH CZM-1 & DI-3IS) | 1 | [12 empty] | #FFFFFFFF |  |  | FALSE | FALSE | FALSE
|  |  | North | Siemens | [5 empty] | Module | TRUE | JS-24 | 600-221381 | SUPERVISORY RETURN ASSY. 24" | 1 | [12 empty] | #FFFFFFFF |  |  | FALSE | FALSE | FALSE
NFPA 170 ADDRESSABLE INPUT MONITOR MODULE |  |  | North | Siemens |  | Addressable Module |  |  |  | Module | TRUE | HTRI-SZ | S54322-F13-A1 | Single Input Monitor Module - Country of Origin (non China) | 1 | 0.0013 | 0.0013 | [10 empty] | #FFFF0000 | FA-NFPA 170 ADDRESSABLE INPUT MONITOR MODULE | 1 | FALSE | FALSE | FALSE | 1000
LED REMOTE INDICATOR |  |  | North | Siemens |  | Remote Indicator |  |  |  | Module | TRUE | ILED-XC | S54370-B6-A1++ | Intelligent Lamp, Ceiling Mount with Built-In Isolator | 1 |  | 0.0005 | [5 empty] | TRUE |  |  |  |  | #FFFF0000 | FA-LED REMOTE INDICATOR | 1 | FALSE | FALSE | FALSE
NFPA 170 STROBE CEILING |  |  | North | Siemens |  | Strobe |  |  |  | Module | TRUE | SL2SCR-NB | S54329-F185-A1++ | Strobe, Ceiling, Blue, Red, No Lettering | 1 | [7 empty] | TRUE |  |  |  |  | #FF0070C0 | FA-NFPA 170 STROBE CEILING | 1 | FALSE | FALSE | FALSE | 2023
NFPA 170 FIRE ALARM CONTROL UNIT | RISER FACP |  | North | Siemens |  | Fire Alarm Control Unit |  |  |  | Assembly | TRUE | FireFinder XLS |  | ASSEMBLY, Fire Alarm Control Panel | 1 | [6 empty] | FALSE | [5 empty] | #FFFF0000 | FA-NFPA 170 FIRE ALARM CONTROL UNIT | 1 | FALSE | FALSE | FALSE | 202 | [8 empty] | 7,12,18 |  |  |  |  | TRUE
|  |  | North | Siemens | [5 empty] | Module | TRUE | FP-11 | 500-095112 | FP-11 FIREPRINT INTELL DET | 1 | [12 empty] | #FFFFFFFF |  |  | FALSE | FALSE | FALSE
|  |  | North | Siemens | [5 empty] | Module | TRUE | ZN-34US | 500-895357 | DUAL ZONE SUPV. MODULE CLASS A (1) SPACE | 1 | [12 empty] | #FFFFFFFF |  |  | FALSE | FALSE | FALSE
|  |  | North | Siemens |  | Cards & Components |  |  |  | Card | TRUE | VTA2001-A1 | S54400-F163-A1 | Remote terminal board(class B) Remote terminal board used to support VTO2001 switch modules and VTO2004 microphone modules when these modules are used in a remote enclosure. This remote terminal board provides a place to land communication, audio, and 24VDC power wiring from the main system. It also provides connectors use to plug in the ribbon cables used on the microphone or switch modules. | 1 | [6 empty] | TRUE | [5 empty] | #FFFFFFFF |  |  | FALSE | FALSE | FALSE
NFPA 170 SPEAKER WALL |  |  | North | Siemens |  | Speaker |  |  |  | Module | TRUE | SETSF-VR | 500-636047 | ET1010 RED | 1 | [12 empty] | #FF0070C0 | FA-NFPA 170 SPEAKER WALL | 1 | FALSE | FALSE | FALSE | 2021
NFPA 170 FIRE PHONE |  |  | North | Siemens |  | Fire Phone |  |  |  | Module | TRUE | FT-302C | ++ | Fireman's Phone Jack | 1 | 0 | 0.02 |  |  |  |  | FALSE | [5 empty] | #FFFF0000 | FA-NFPA 170 FIRE PHONE | 1 | FALSE | FALSE | FALSE | 208 | [13 empty] | FALSE |  |  | FPJ
|  |  | North | Siemens | [5 empty] | Module | TRUE | FT-SX | 500-695890 | SEMI-FLUSH TRIM KIT / SXL-EX | 1 | [12 empty] | #FFFFFFFF |  |  | FALSE | FALSE | FALSE
|  |  | North | Siemens |  | Cards & Components |  |  |  | Card | TRUE | SCM-8 | 500-033040 | (8) SWITCH MODULE MOUNTS TO ID-MP | 1 | 0.075 | 0.075 |  |  |  |  | TRUE | [5 empty] | #FFFFFFFF |  |  | FALSE | FALSE | FALSE
|  |  | North | Siemens | [5 empty] | Module | TRUE | APS-R | 500-636109 | APS BELL CONCEALED CONDUIT ADAPTER PLATE | 1 | [12 empty] | #FFFFFFFF |  |  | FALSE | FALSE | FALSE
|  |  | North | Siemens | [5 empty] | Module | TRUE | ADB-BOX | 500-698360 | Surface Mount Adapter Box for Audible Base | 1 | [12 empty] | #FFFFFFFF |  |  | FALSE | FALSE | FALSE
NFPA 170 SPEAKER CEILING |  |  | North | Siemens |  | Speaker |  |  |  | Module | TRUE | SLSPCR-AL | S54329-F50-A1 | SLSPCR-AL SPK,CLG,RED,ALERT | 1 | [7 empty] | TRUE |  |  |  |  | #FF0070C0 | FA-NFPA 170 SPEAKER CEILING | 1 | FALSE | FALSE | FALSE | 2019 | [16 empty] | C
NFPA 170 HORN STROBE CEILING |  |  | North | Siemens |  | Horn/Strobe |  |  |  | Module | TRUE | SL2HSCR-A | S54329-F87-A1++ | Horn-Strobe, Ceiling, Clear, Red, Agent | 1 | [7 empty] | TRUE |  |  |  |  | #FF0070C0 | FA-NFPA 170 HORN STROBE CEILING | 1 | FALSE | FALSE | FALSE | 2023
|  |  | North | Siemens |  | Hardware |  |  |  | Hardware | TRUE | 5000-006 | 500-050274+ | Surface-mount wall bracket for prisms | 1 | [12 empty] | #FFFFFFFF |  |  | FALSE | FALSE | FALSE
NFPA 170 SPEAKER CEILING |  |  | North | Siemens |  | Speaker |  |  |  | Module | TRUE | SET-CW | 500-636067 | ET SPKR WHITE CEILING | 1 | [7 empty] | TRUE |  |  |  |  | #FF0070C0 | FA-NFPA 170 SPEAKER CEILING | 1 | FALSE | FALSE | FALSE | 2019 | [16 empty] | C
NFPA 170 SPEAKER STROBE |  |  | North | Siemens |  | Speaker/Strobe |  |  |  | Module | TRUE | SET-S17-R-WP | 500-636058 | ET SPKR 15/75 STROBE RED WEATHERPROOF | 1 | [12 empty] | #FF0070C0 | FA-NFPA 170 SPEAKER STROBE | 1 | FALSE | FALSE | FALSE | 2019
NFPA 170 STROBE CEILING |  |  | North | Siemens |  | Strobe |  |  |  | Module | TRUE | SLSCW-ALA | S54329-F18-A1 | SLSCW-ALA ST,CLG,WHT,ALERT,AMBER | 1 | [7 empty] | TRUE |  |  |  |  | #FF0070C0 | FA-NFPA 170 STROBE CEILING | 1 | FALSE | FALSE | FALSE | 2022
NFPA 170 STROBE WALL |  |  | North | Siemens |  | Strobe |  |  |  | Module | TRUE | ZR-MC-W | 500-636170 | Z STROBE MULTI-CANDELA WALL WHITE | 1 | [6 empty] | FALSE | [5 empty] | #FF0070C0 | FA-NFPA 170 STROBE WALL | 1 | FALSE | FALSE | FALSE | 2023 | [13 empty] | FALSE
|  |  | North | Siemens | [5 empty] | Module | TRUE | ED-33R | 305-081401 | HINGED RED DOOR FOR 24 MODULE ENCLOSURE | 1 | [12 empty] | #FFFFFFFF |  |  | FALSE | FALSE | FALSE
NFPA 170 HORN STROBE |  |  | North | Siemens |  | Horn/Strobe |  |  |  | Module | TRUE | SLHSWR-A | S54329-F31-A2 | SLHSWR-A HRN/ST,WALL,RED,AGENT | 1 | [12 empty] | #FF0070C0 | FA-NFPA 170 HORN STROBE | 1 | FALSE | FALSE | FALSE | 2012
|  |  | North | Siemens | [5 empty] | Module | TRUE | JP-PS | 600-284947 | JUMPER PLUG | 1 | [12 empty] | #FFFFFFFF |  |  | FALSE | FALSE | FALSE
NFPA 170 HORN STROBE |  |  | North | Siemens |  | Horn/Strobe |  |  |  | Module | TRUE | SLHSWR-FB | S54329-F24-A1 | SLHSWR-FB HRN/ST,WALL,RED,PICTOGRAM | 1 | [12 empty] | #FF0070C0 | FA-NFPA 170 HORN STROBE | 1 | FALSE | FALSE | FALSE | 2012
NFPA 170 SPEAKER STROBE CEILING |  |  | North | Siemens |  | Speaker/Strobe |  |  |  | Module | TRUE | SET-S17-CW-WP | 500-636057 | ET SPKR 15/75 STROBE WHITE CEILING WEATHERPROOF | 1 | [7 empty] | TRUE |  |  |  |  | #FF0070C0 | FA-NFPA 170 SPEAKER STROBE CEILING | 1 | FALSE | FALSE | FALSE | 2020 | [16 empty] | C
|  |  | North | Siemens | [5 empty] | Module | TRUE | SLESB-KIT-R | S54329-F64-A1 | SLESB-KIT-R SINGLE GANG PLATE,RED | 1 | [12 empty] | #FFFFFFFF |  |  | FALSE | FALSE | FALSE
|  |  | North | Siemens |  | Hardware |  |  |  | Hardware | TRUE | FCA2008-A1 | ++ | Card cage | 1 | [12 empty] | #FFFFFFFF |  |  | FALSE | FALSE | FALSE
|  |  | North | Siemens |  | Cards & Components |  |  |  | Card | TRUE | FT2009-R1 | S54400-A146-A1++ | 32 ZONE TABULAR ANNUNC.(RED) | 1 | 0.025 | 0.105 |  |  |  |  | TRUE | [5 empty] | #FFFFFFFF |  |  | FALSE | FALSE | FALSE
NFPA 170 STROBE CEILING |  |  | North | Siemens |  | Strobe |  |  |  | Module | TRUE | ZR-HMC-CW | 500-636176 | Z STROBE HI MULTI-CANDELA CEILING WHITE | 1 | [7 empty] | TRUE |  |  |  |  | #FF0070C0 | FA-NFPA 170 STROBE CEILING | 1 | FALSE | FALSE | FALSE | 2022 | [16 empty] | C
|  |  | North | Siemens | [5 empty] | Module | TRUE | 20/20MI-12SF | S54430-F2-A1 | MINI IR3 FLM DET 10-40M PLG SS FM | 1 | [12 empty] | #FFFFFFFF |  |  | FALSE | FALSE | FALSE
|  |  | North | Siemens | [5 empty] | Module | TRUE | RSW-1 | 500-685607 | RESET SWITCH | 1 | [12 empty] | #FFFFFFFF |  |  | FALSE | FALSE | FALSE
|  |  | North | Siemens |  | Hardware |  |  |  | Hardware | TRUE | FHA3602-Z1 | ++ | Semi flush mount bezel for FC361 Series | 1 | [12 empty] | #FFFFFFFF |  |  | FALSE | FALSE | FALSE
NFPA 170 HORN STROBE |  |  | North | Siemens |  | Horn/Strobe |  |  |  | Module | TRUE | AS-HMC-W | 500-636013 | AS HORN HI MULTI CANDELA WHITE | 1 | [12 empty] | #FF0070C0 | FA-NFPA 170 HORN STROBE | 1 | FALSE | FALSE | FALSE | 2012
|  |  | North | Siemens | [5 empty] | Module | TRUE | REP-1 | 500-892954 | RS-485 NETWORK REPEATER | 1 | [12 empty] | #FFFFFFFF |  |  | FALSE | FALSE | FALSE
|  |  | North | Siemens |  | Hardware |  |  |  | Hardware | TRUE | ST-# |  | ST SAMPLING TUBE (TBD) | 1 | [6 empty] | FALSE | [5 empty] | #FFFFFFFF |  |  | FALSE | FALSE | FALSE | [14 empty] | FALSE
|  |  | North | Siemens | [5 empty] | Module | TRUE | PBR-1192 | 500-695079 | FLT REFLECTOR PKG (20CM X 20CM) | 1 | [12 empty] | #FFFFFFFF |  |  | FALSE | FALSE | FALSE
NFPA 170 HORN STROBE |  |  | North | Siemens |  | Horn/Strobe |  |  |  | Module | TRUE | MTH-15-115-W-WP | 500-636081 | MULTI TONE HORN 15CD 115V WHITE | 1 | [12 empty] | #FF0070C0 | FA-NFPA 170 HORN STROBE | 1 | FALSE | FALSE | FALSE | 2012
NFPA 170 ADDRESSABLE INPUT MONITOR MODULE |  |  | North | Siemens |  | Addressable Module |  |  |  | Module | TRUE | HTRI-M | 500-034000 | Mini Single Input Module | 1 | 0.0013 | 0.0013 |  |  |  |  | FALSE | [5 empty] | #FFFF0000 | FA-NFPA 170 ADDRESSABLE INPUT MONITOR MODULE | 1 | FALSE | FALSE | FALSE | 1000 | [13 empty] | FALSE
NFPA 170 SPEAKER STROBE |  |  | North | Siemens |  | Speaker/Strobe |  |  |  | Module | TRUE | SE-MC-W | 500-636026++ | SE Speaker / Speaker-Strobe: Multi-Candela, White | 1 | [6 empty] | FALSE | [5 empty] | #FF0070C0 | FA-NFPA 170 SPEAKER STROBE | 1 | FALSE | FALSE | FALSE | 2019 | [13 empty] | FALSE
|  |  | North | Siemens |  | Hardware |  |  |  | Hardware | TRUE | CAB3-RB | 500-634942 | LARGE SIZE (3 ROW) ENCLOSURE BACKBOX - RED FIELD MOUNTED | 1 | [12 empty] | #FFFFFFFF |  |  | FALSE | FALSE | FALSE
NFPA 170 STROBE WALL |  |  | North | Siemens |  | Strobe |  |  |  | Module | TRUE | ST-75-W-WP | 500-636107 | STROBE WEATHERPROOF WHITE - WALL | 1 | [12 empty] | #FF0070C0 | FA-NFPA 170 STROBE WALL | 1 | FALSE | FALSE | FALSE | 2023
NFPA 170 STROBE WALL |  |  | North | Siemens |  | Strobe |  |  |  | Module | TRUE | SL2SWR-ALB | S54329-F202-A1++ | Strobe, Wall, Blue, Red, Alert | 1 | [12 empty] | #FF0070C0 | FA-NFPA 170 STROBE WALL | 1 | FALSE | FALSE | FALSE | 2023
|  |  | North | Siemens | [5 empty] | Module | TRUE | DA-303 | 500-093078 | DUCT HOUSING COVER FOR ILP | 1 | [12 empty] | #FFFFFFFF |  |  | FALSE | FALSE | FALSE
|  |  | North | Siemens |  | Hardware |  |  |  | Hardware | TRUE | CAB3-BD-OD-LP | 599-050600 | INCLUDES: (1) CAB3-BD, (1) BCL AND (1) OD-LP | 1 | [12 empty] | #FFFFFFFF |  |  | FALSE | FALSE | FALSE
NFPA 170 HEAT DETECTOR |  |  | North | Siemens |  | Heat Detector |  |  |  | Module | TRUE | HI921 w/DB-11 BASE | + | Thermal (Heat) Detector use with DB-11 Detector Base | 1 | 0.0003 | 0.0003 |  |  |  |  | FALSE | [5 empty] | #FFFF0000 | FA-NFPA 170 HEAT DETECTOR | 1 | FALSE | FALSE | FALSE | 1403 | [13 empty] | FALSE
|  |  | North | Siemens | [5 empty] | Module | TRUE | SDH-7A | 500-614191 | 120 VAC SLIDING DOOR | 1 | [12 empty] | #FFFFFFFF |  |  | FALSE | FALSE | FALSE
NFPA 170 EM SPEAKER STROBE CEILING |  |  | North | Siemens |  | Speaker/Strobe |  |  |  | Module | TRUE | SET-AMC-CW-MNS-ALERT | S54301-Z76-A1+ | MNS Amber Speaker Strobe, multi Candela: Ceiling Mount, White − ‘ALERT’ | 1 | [7 empty] | TRUE |  |  |  |  | #FF0070C0 | FA-NFPA 170 EM SPEAKER STROBE CEILING | 1 | FALSE | FALSE | FALSE | 2005 | [16 empty] | C
|  |  | North | Siemens | [5 empty] | Module | TRUE | SB-5AP | 500-688901 | ADAPTER PLATE | 1 | [12 empty] | #FFFFFFFF |  |  | FALSE | FALSE | FALSE
NFPA 170 SPEAKER STROBE |  |  | North | Siemens |  | Speaker/Strobe |  |  |  | Module | TRUE | SC-SS-WW-F |  | WALL ACEND SPEAKER STROBE, WHITE, "FIRE" | 1 | [6 empty] | TRUE | [5 empty] | #FF0070C0 | FA-NFPA 170 SPEAKER STROBE | 1 | FALSE | FALSE | FALSE
|  |  | North | Siemens | [5 empty] | Module | TRUE | LK-11 | 500-695350 | LK-11 LOCKING KIT (50 PCS) FOR DB-11/DB-11E | 1 | [12 empty] | #FFFFFFFF |  |  | FALSE | FALSE | FALSE
NFPA 170 REMOTE ANNUNCIATOR |  |  | North | Siemens |  | Remote Annunciator |  |  |  | Module | TRUE | FSD901-U3 |  | CARD, FSD901-U3 Main Board | 1 | 0.06 | 0.07 |  |  |  |  | TRUE | [5 empty] | #FFFF0000 | FA-NFPA 170 REMOTE ANNUNCIATOR | 1 | FALSE | FALSE | FALSE
NFPA 170 FIRE ALARM CONTROL UNIT | RISER FACP |  | North | Siemens |  | Fire Alarm Control Unit |  |  |  | Assembly | TRUE | FC722-YZ | ++ | 2 Loop Control Panel in Standard Housing (supplied with 2 x 12v 12Ah Batteries) c/w 24z LEDs | 1 | [12 empty] | #FFFF0000 | FA-NFPA 170 FIRE ALARM CONTROL UNIT | 1 | FALSE | FALSE | FALSE | [9 empty] | 12 |  |  | 2.5 |  | TRUE
NFPA 170 SPEAKER CEILING |  |  | North | Siemens |  | Speaker |  |  |  | Module | TRUE | SEFH-CW | S54360-F2-A2 | HIGH FIDELITY SPEAKER, ROUND, HIFI, LOW PROFILE, CEILING, WHITE | 1 | [7 empty] | TRUE |  |  |  |  | #FF0070C0 | FA-NFPA 170 SPEAKER CEILING | 1 | FALSE | FALSE | FALSE
|  |  | North | Siemens |  | Hardware |  |  |  | Hardware | TRUE | CAB-3 |  | CAB-3 Enclosure | 1 | [6 empty] | FALSE | [5 empty] | #FFFFFFFF |  |  | FALSE | FALSE | FALSE | [14 empty] | FALSE
|  |  | North | Siemens | [5 empty] | Module | TRUE | TOCAC | 500-837026 | TOCAC 2 CLASS A OUT CONVERTER | 1 | [12 empty] | #FFFFFFFF |  |  | FALSE | FALSE | FALSE
NFPA 170 HORN STROBE |  |  | North | Siemens |  | Horn/Strobe |  |  |  | Module | TRUE | MTH-MC-R | 500-636078 | MULTI TONE HORN MULTI CANDELA RED | 1 | [12 empty] | #FF0070C0 | FA-NFPA 170 HORN STROBE | 1 | FALSE | FALSE | FALSE | 2012
|  |  | North | Siemens | [5 empty] | Module | TRUE | BP-62 | S54400-Z62-A1 | BATTERY SET 12V 16AH (High Temp Rated) | 1 | [12 empty] | #FFFFFFFF |  |  | FALSE | FALSE | FALSE
|  |  | North | Siemens |  | Cards & Components |  |  |  | Card | TRUE | FCM2018-U2 |  | CARD, Standard Operating Unit | 1 | 0.125 | 0.166 |  |  |  |  | TRUE | [5 empty] | #FFFFFFFF |  |  | FALSE | FALSE | FALSE
NFPA 170 MANUAL PULL |  |  | North | Siemens |  | Manual Station |  |  |  | Module | TRUE | MSI-10B | 500-893080 | INTELL MAN STATN, SINGLE ACTION | 1 | [6 empty] | FALSE | [5 empty] | #FFFF0000 | FA-NFPA 170 MANUAL PULL | 1 | FALSE | FALSE | FALSE | 957 | [13 empty] | FALSE
NFPA 170 HORN |  |  | North | Siemens |  | Horn |  |  |  | Module | TRUE | SC-LFS-WW-N |  | WALL ACEND LOW FREQUENCY SOUNDER, WHITE, NO LETTERING | 1 | [6 empty] | TRUE | [5 empty] | #FF0070C0 | FA-NFPA 170 HORN | 1 | FALSE | FALSE | FALSE | [17 empty] | LF
|  |  | North | Siemens |  | Cards & Components |  |  |  | Card | TRUE | ABHW-4BZ | S54320-F13-A2 | ABHW-4BZ AUDIBLE BASE | 1 | [6 empty] | TRUE | [5 empty] | #FFFFFFFF |  |  | FALSE | FALSE | FALSE
NFPA 170 HORN STROBE |  |  | North | Siemens |  | Horn/Strobe |  |  |  | Module | TRUE | CH-MC-R | 500-636017 | CHIME MULTI CANDELA RED | 1 | [12 empty] | #FF0070C0 | FA-NFPA 170 HORN STROBE | 1 | FALSE | FALSE | FALSE | [17 empty] | CH
|  |  | North | Siemens | [5 empty] | Module | TRUE | RL-40 | 500-390672 | REMOTE LAMP, RCTGL PLATE FOR SWITCH | 1 | [12 empty] | #FFFFFFFF |  |  | FALSE | FALSE | FALSE
|  |  | North | Siemens |  | Hardware |  |  |  | Hardware | TRUE | CAB2R-TK | 500-633753 | MEDIUM ENCLOSURE SEMI FLUSH TRIM KIT - RED MOUNTS TO CAB2-RB | 1 | [12 empty] | #FFFFFFFF |  |  | FALSE | FALSE | FALSE
|  |  | North | Siemens | [5 empty] | Module | TRUE | BC-35 | 500-884857 | BATTERY CHARGER TRNSFR MODULE (2) SPACES | 1 | [12 empty] | #FFFFFFFF |  |  | FALSE | FALSE | FALSE
|  |  | North | Siemens | [5 empty] | Module | TRUE | DPU-C1 | 500-033990 | DPU CARRYING CASE | 1 | [12 empty] | #FFFFFFFF |  |  | FALSE | FALSE | FALSE
NFPA 170 SMOKE DETECTOR |  |  | North | Siemens |  | Smoke Detector |  |  |  | Module | TRUE | 5000-007 | 500-050275+ | (4) four-prism alignment adaptor for use with Model 5000-005 | 1 | [6 empty] | FALSE | TRUE |  |  |  |  | #FFFF0000 | FA-NFPA 170 SMOKE DETECTOR | 1 | FALSE | FALSE | FALSE | 1408 | [13 empty] | FALSE |  |  | SBP
|  |  | North | Siemens |  | Hardware |  |  |  | Hardware | TRUE | OD-BP-R | 500-634919 | CAB OUTER DOOR BLANK PLATE - RED MOUNTS TO CAB OUTER DOOR | 1 | [12 empty] | #FFFFFFFF |  |  | FALSE | FALSE | FALSE
|  |  | North | Siemens | [5 empty] | Module | TRUE | PAD-4-CLSA | 500-850254 | PAD-4 NAC expander Class A adapter card | 1 | [12 empty] | #FFFFFFFF |  |  | FALSE | FALSE | FALSE
|  |  | North | Siemens |  | Cards & Components |  |  |  | Card | TRUE | VN2001-A1 | S54400-A42-A1 | Ethernet module (electric/CAT5) Used for networking fire only and fire/voice panels together over Ethernet using CAT-5 copper cables. This module mounts in the VCC2001 Voice CPU card (for voice systems) and/or the FN2012 modular Ethernet swtich (for fire systems). | 1 | [6 empty] | TRUE | [5 empty] | #FFFFFFFF |  |  | FALSE | FALSE | FALSE
NFPA 170 SPEAKER WALL |  |  | North | Siemens |  | Speaker |  |  |  | Module | TRUE | SL2SPWW-F | S54329-F152-A1++ | High-Fidelity Speaker, Wall, White, Fire | 1 | [12 empty] | #FF0070C0 | FA-NFPA 170 SPEAKER WALL | 1 | FALSE | FALSE | FALSE | 2021
|  |  | North | Siemens | [5 empty] | Module | TRUE | NIM-1W | 500-699103 | LOCAL & WIDE AREA NETWORK INTERFACE MODULE | 1 | [12 empty] | #FFFFFFFF |  |  | FALSE | FALSE | FALSE
NFPA 170 SPEAKER STROBE CEILING |  |  | North | Siemens |  | Speaker/Strobe |  |  |  | Module | TRUE | SL2SPSCW-F | S54329-F165-A1++ | Speaker-Strobe, Ceiling, Clear, White, Fire | 1 | [7 empty] | TRUE |  |  |  |  | #FF0070C0 | FA-NFPA 170 SPEAKER STROBE CEILING | 1 | FALSE | FALSE | FALSE | 2023 | [16 empty] | C
NFPA 170 HEAT DETECTOR |  |  | North | Siemens |  | Heat Detector |  |  |  | Module | TRUE | FPT-11 w/ DB-11 | 500-095918 | FPT-11 THERMAL DETECTOR w/ BASE | 1 | 0.00075 | 0.00075 | [10 empty] | #FFFF0000 | FA-NFPA 170 HEAT DETECTOR | 1 | FALSE | FALSE | FALSE
|  |  | North | Siemens |  | Cards & Components |  |  |  | Card | TRUE | Connect X300 | ++ | Cloud Gateway | 1 | 0.259 | 0.259 |  |  |  |  | TRUE | [5 empty] | #FFFFFFFF |  |  | FALSE | FALSE | FALSE
|  |  | North | Siemens | [5 empty] | Module | TRUE | 40/40UB-222SF | S54430-F291-A1 | UV FLM DET BIT WO2 85C 3/4" SS FM | 1 | [12 empty] | #FFFFFFFF |  |  | FALSE | FALSE | FALSE
NFPA 170 STROBE CEILING |  |  | North | Siemens |  | Strobe |  |  |  | Module | TRUE | SLSCR-FB | S54329-F16-A2 | SLSCR-FB ST,CLG,RED,FIRE,FEU | 1 | [7 empty] | TRUE |  |  |  |  | #FF0070C0 | FA-NFPA 170 STROBE CEILING | 1 | FALSE | FALSE | FALSE | 2022
NFPA 170 HORN |  |  | North | Siemens |  | Horn |  |  |  | Module | TRUE | SLHWW | S54329-F23-A2 | SLHWW HRN,WALL,WHT | 1 | [12 empty] | #FF0070C0 | FA-NFPA 170 HORN | 1 | FALSE | FALSE | FALSE | 2010
|  |  | North | Siemens |  | Hardware |  |  |  | Hardware | TRUE | FHA2056-R1 | S54400-B19-A1 | FS250/MPC600 Mechanical Migration Kit-Red (does not include panel electronics or power supply) | 1 | [12 empty] | #FFFFFFFF |  |  | FALSE | FALSE | FALSE
|  |  | North | Siemens | [5 empty] | Module | TRUE | RA-ADB | 500-689948 | FLUSH TRIM RING FOR BASES | 1 | [12 empty] | #FFFFFFFF |  |  | FALSE | FALSE | FALSE
NFPA 170 EM STROBE CEILING |  |  | North | Siemens |  | Strobe |  |  |  | Module | TRUE | ST-CMC-CR-MNS-ALRT | S54301-Z104-A1+ | MNS Clear Strobe, multi Candela − Ceiling Mount, Red − ‘ALERT’ | 1 | [7 empty] | TRUE |  |  |  |  | #FF0070C0 | FA-NFPA 170 EM STROBE CEILING | 1 | FALSE | FALSE | FALSE | 2007 | [16 empty] | C
|  |  | North | Siemens |  | Cards & Components |  |  |  | Card | TRUE | FP2012-U1 | S54400-Z60-A1 | 300W power supply | 1 | [6 empty] | TRUE | [5 empty] | #FFFFFFFF |  |  | FALSE | FALSE | FALSE | [14 empty] | FALSE
|  |  | North | Siemens |  | Cards & Components |  |  |  | Card | TRUE | FCI2011-U1 | S54400-A54-A1++ | NAC module (1A/2B) | 1 | 0.04 | 0.04 |  |  |  |  | TRUE | [5 empty] | #FFFFFFFF |  |  | FALSE | FALSE | FALSE
NFPA 170 HORN STROBE |  |  | North | Siemens |  | Horn/Strobe |  |  |  | Module | TRUE | SL2MTSWW-NG | S54329-F249-A1++ | Multi-Tone Strobe, Wall, Amber, White, No Lettering | 1 | [12 empty] | #FF0070C0 | FA-NFPA 170 HORN STROBE | 1 | FALSE | FALSE | FALSE | 2023
|  |  | North | Siemens |  | Hardware |  |  |  | Hardware | TRUE | FHD2001-R3 | S54400-B40-A1 | Outer door (1HU, red) | 1 | [6 empty] | FALSE | [5 empty] | #FFFFFFFF |  |  | FALSE | FALSE | FALSE
|  |  | North | Siemens |  | Cards & Components |  |  |  | Card | TRUE | FN2007-U1 | S54400-A62-A1++ | Fiber Module (MM) | 1 | 0.132 | 0.132 |  |  |  |  | TRUE | [5 empty] | #FFFFFFFF |  |  | FALSE | FALSE | FALSE
|  |  | North | Siemens | [5 empty] | Module | TRUE | OP121 | S54372-F1-A1 | Conventional Optical | 1 | [12 empty] | #FFFFFFFF |  |  | FALSE | FALSE | FALSE
NFPA 170 HORN STROBE |  |  | North | Siemens |  | Horn/Strobe |  |  |  | Module | TRUE | SLFSSWR-CO | S54329-F61-A1 | SLFSSWR-CO LFS/ST,WALL,RED,CO | 1 | [12 empty] | #FF0070C0 | FA-NFPA 170 HORN STROBE | 1 | FALSE | FALSE | FALSE | 2012
NFPA 170 STROBE CEILING |  |  | North | Siemens |  | Strobe |  |  |  | Module | TRUE | ST-75-CR-WP | 500-636104 | STROBE WEATHERPROOF RED - CEILING | 1 | [7 empty] | TRUE |  |  |  |  | #FF0070C0 | FA-NFPA 170 STROBE CEILING | 1 | FALSE | FALSE | FALSE | 2022 | [16 empty] | C
|  |  | North | Siemens | [5 empty] | Module | TRUE | XLS-MSE2-ADPT | S54430-C7-A1 | MSE-2 BLACK ENCLOSURE ADAPTER FOR FIREFINDER XLS | 1 | [12 empty] | #FFFFFFFF |  |  | FALSE | FALSE | FALSE
NFPA 170 STROBE CEILING |  |  | North | Siemens |  | Strobe |  |  |  | Module | TRUE | SL2SCR-NA | S54329-F183-A1++ | Strobe, Ceiling, Amber, Red, No Lettering | 1 | [7 empty] | TRUE |  |  |  |  | #FF0070C0 | FA-NFPA 170 STROBE CEILING | 1 | FALSE | FALSE | FALSE | 2023
|  |  | North | Siemens | [5 empty] | Module | TRUE | ZU-35 | 500-888583 | DUAL ZONE MODULE | 1 | [12 empty] | #FFFFFFFF |  |  | FALSE | FALSE | FALSE
NFPA 170 SPEAKER WALL |  |  | North | Siemens |  | Speaker |  |  |  | Module | TRUE | SE-R | 500-636029 | E SPEAKER RED | 1 | [6 empty] | FALSE | [5 empty] | #FF0070C0 | FA-NFPA 170 SPEAKER WALL | 1 | FALSE | FALSE | FALSE | 2021 | [13 empty] | FALSE
NFPA 170 SPEAKER STROBE |  |  | North | Siemens |  | Speaker/Strobe |  |  |  | Module | TRUE | SLSPSWR-F | S54329-F43-A2 | SLSPSWR-F SPK/ST,WALL,RED,FIRE | 1 | [12 empty] | #FF0070C0 | FA-NFPA 170 SPEAKER STROBE | 1 | FALSE | FALSE | FALSE | 2019
|  |  | North | Siemens | [5 empty] | Module | TRUE | PAD-3-UK | 500-648449 | PAD-3-UK UPGRADE KIT - Revision 2.202 | 1 | [12 empty] | #FFFFFFFF |  |  | FALSE | FALSE | FALSE
|  |  | North | Siemens | [5 empty] | Module | TRUE | BB-55R | 500-693484 | BATTERY BX-55 AH BATTERIES(RED) | 1 | [12 empty] | #FFFFFFFF |  |  | FALSE | FALSE | FALSE
NFPA 170 HORN STROBE |  |  | North | Siemens |  | Horn/Strobe |  |  |  | Module | TRUE | MTH-HMC-R-WP | 500-636187++ | MULTI TONE HORN HI MULTI CD WALL RED WEATHERPROOF | 1 | [12 empty] | #FF0070C0 | FA-NFPA 170 HORN STROBE | 1 | FALSE | FALSE | FALSE | 2012
|  |  | North | Siemens |  | Hardware |  |  |  | Hardware | TRUE | FHD2003-R3 | S54400-B46-A1 | Outer door (2HU, 2 win, red) | 1 | [6 empty] | FALSE | [5 empty] | #FFFFFFFF |  |  | FALSE | FALSE | FALSE
|  |  | North | Siemens | [5 empty] | Module | TRUE | AD-3ILP | 500-093268 | AD3-ILP AIR DUCT DET PHOTO | 1 | [12 empty] | #FFFFFFFF |  |  | FALSE | FALSE | FALSE
NFPA 170 HORN |  |  | North | Siemens |  | Horn |  |  |  | Module | TRUE | SLFSWR-N | S54329-F59-A1 | SLFSWR-N LFS,WALL,RED,NO-TXT | 1 | [12 empty] | #FF0070C0 | FA-NFPA 170 HORN | 1 | FALSE | FALSE | FALSE | 2010
NFPA 170 MULTI DETECTOR CO |  |  | North | Siemens |  | Multi Criteria Detector |  |  |  | Module | TRUE | OOHC740/DB721 | ++ | Dual Optical Heat Multi-sensor and CO detector with Short Circuit Isolator (supplied with Standard Base) | 1 | 0.00038 | 0.00038 | [10 empty] | #FFFF0000 | FA-NFPA 170 MULTI DETECTOR CO | 1 | FALSE | FALSE | FALSE
|  |  | North | Siemens | [5 empty] | Module | TRUE | COM-BRK | S54430-B7-A1 | COM-BRK Fiber Module Mount for XLS cab | 1 | [12 empty] | #FFFFFFFF |  |  | FALSE | FALSE | FALSE
|  |  | North | Siemens | [5 empty] | Module | TRUE | 40/40R-122SF | S54430-F83-A1 | IR FLM DET WO1 85C 3/4" SS FM | 1 | [12 empty] | #FFFFFFFF |  |  | FALSE | FALSE | FALSE
|  |  | North | Siemens |  | Hardware |  |  |  | Hardware | TRUE | FHD2007-U2 |  | Outer Door, Black | 1 | [6 empty] | FALSE | [5 empty] | #FFFFFFFF |  |  | FALSE | FALSE | FALSE | [14 empty] | FALSE
|  |  | North | Siemens |  | Hardware |  |  |  | Hardware | TRUE | FHA2044-U1 | S54400-B167-A1 | Battery Fixing Bracket for EBA2001 Optional bracket used to secure 33 AH batteries in an FH2016 enclosure to meet seismic approval. | 1 | [6 empty] | FALSE | [5 empty] | #FFFFFFFF |  |  | FALSE | FALSE | FALSE
NFPA 170 ABORT SWITCH |  |  | North | Siemens |  | Switch |  |  |  | Module | TRUE | AW-1 | 500-822500BG++ | Abort Station Momentary Contact, Single Pole N.C. | 1 | [12 empty] | #FFFF0000 | FA-NFPA 170 ABORT SWITCH | 1 | FALSE | FALSE | FALSE
NFPA 170 SPEAKER STROBE |  |  | North | Siemens |  | Speaker/Strobe |  |  |  | Module | TRUE | SLSPSWR-NA | S54329-F44-A1 | SLSPSWR-NA SPK/ST,WALL,RED,NO-TXT,AMBER | 1 | [12 empty] | #FF0070C0 | FA-NFPA 170 SPEAKER STROBE | 1 | FALSE | FALSE | FALSE | 2019
|  |  | North | Siemens |  | Cards & Components |  |  |  | Card | TRUE | FC2025 MAIN BOARD |  | CARD, FIRE ALARM PANEL MAIN BOARD COMPONENT | 1 | [6 empty] | TRUE | [5 empty] | #FFFFFFFF |  |  | FALSE | FALSE | FALSE
|  |  | North | Siemens |  | Hardware |  |  |  | Hardware | TRUE | FHB2002-U1 | S54400-B48-A1 | Back box (2HU, black) | 1 | [6 empty] | FALSE | [5 empty] | #FFFFFFFF |  |  | FALSE | FALSE | FALSE | [14 empty] | FALSE
NFPA 170 SPEAKER STROBE CEILING |  |  | North | Siemens |  | Speaker/Strobe |  |  |  | Module | TRUE | SEFH-HMC-CW-ALERT | S54329-A34-A1 | SPK-ST,CLG,ALR,W | 1 | [7 empty] | TRUE |  |  |  |  | #FF0070C0 | FA-NFPA 170 SPEAKER STROBE CEILING | 1 | FALSE | FALSE | FALSE | 2020 | [16 empty] | C
|  |  | North | Siemens |  | Cards & Components |  |  |  | Card | TRUE | FCM2041-U2 | S54430-C17-A1++ | Desigo Modular Operator Interface | 1 | 0.125 | 0.195 |  |  |  |  | TRUE | [5 empty] | #FFFFFFFF |  |  | FALSE | FALSE | FALSE
|  |  | North | Siemens | [5 empty] | Module | TRUE | SR-35 | 500-887690 | MULTIPLE RELAY (SDPT 2A) | 1 | [12 empty] | #FFFFFFFF |  |  | FALSE | FALSE | FALSE
|  |  | North | Siemens |  | Cards & Components |  |  |  | Card | TRUE | ZAM-180 (70V) | 500-035600 | ZONE AMP MODULE-180 WATTS (25V, 70V OR 100V) CAB-MP - 1 POSITION @190W | 1 | 0.3 | 9.5 |  | 180 |  |  | TRUE | [5 empty] | #FFFFFFFF |  |  | FALSE | FALSE | FALSE
NFPA 170 STROBE WALL |  |  | North | Siemens |  | Strobe |  |  |  | Module | TRUE | SL2SWR-A | S54329-F206-A1++ | Strobe, Wall, Clear, Red, Agent | 1 | [12 empty] | #FF0070C0 | FA-NFPA 170 STROBE WALL | 1 | FALSE | FALSE | FALSE | 2023
|  |  | North | Siemens | [5 empty] | Module | TRUE | ED-35 | 305-021155 | HINGED DOOR FOR 40 MODULE ENCLOSURE | 1 | [12 empty] | #FFFFFFFF |  |  | FALSE | FALSE | FALSE
|  |  | North | Siemens | [5 empty] | Module | TRUE | DFM-BRK | 500-633779 | DNET MODULE MNT BOARD | 1 | [12 empty] | #FFFFFFFF |  |  | FALSE | FALSE | FALSE
NFPA 170 NOTIFICATION CIRCUIT EXTENDER PANEL | RISER NAC |  | North | Siemens |  | Notification Circuit Extender Panel |  |  |  | Assembly | TRUE | PAD-4-9A-CLSA | S54339-A4-A1 | Complete 9 amp PAD-4 kit with Class A adapter | 1 | [12 empty] | #FFFF0000 | FA-NFPA 170 NOTIFICATION CIRCUIT EXTENDER PANEL | 1 | FALSE | FALSE | FALSE | 212 | [8 empty] | 7,12,18 |  |  | 14 |  | TRUE
NFPA 170 NOTIFICATION CIRCUIT EXTENDER PANEL | RISER NAC |  | North | Siemens |  | Notification Circuit Extender Panel |  |  |  | Assembly | TRUE | PAD-5-9A | S54339-A17-A1 | Complete 9A PAD-5 Kit | 1 | [12 empty] | #FFFF0000 | FA-NFPA 170 NOTIFICATION CIRCUIT EXTENDER PANEL | 1 | FALSE | FALSE | FALSE | 212 | [8 empty] | 35,60,100 |  |  |  |  | TRUE
|  |  | North | Siemens | [5 empty] | Module | TRUE | 40/40L4-222SF | S54430-F195-A1 | UV/IR FLM DET 4.5U WO2 85C 3/4" SS FM | 1 | [12 empty] | #FFFFFFFF |  |  | FALSE | FALSE | FALSE
NFPA 170 STROBE WALL |  |  | North | Siemens |  | Strobe |  |  |  | Module | TRUE | U-MCS-W | 500-699702 | Multicandela Selectable Strobe - White | 1 | [12 empty] | #FF0070C0 | FA-NFPA 170 STROBE WALL | 1 | FALSE | FALSE | FALSE | 2010
|  |  | North | Siemens | [5 empty] | Module | TRUE | PBL-1191 | 500-795084 | DETECTOR ADJ KIT | 1 | [12 empty] | #FFFFFFFF |  |  | FALSE | FALSE | FALSE
NFPA 170 EM SPEAKER STROBE CEILING |  |  | North | Siemens |  | Speaker/Strobe |  |  |  | Module | TRUE | SET-CMC-CW-MNS-ALERT | S54301-Z96-A1 | MNS Clear Speaker Strobe, multi Candela: Ceiling Mount, White − ‘ALERT’ | 1 | [7 empty] | TRUE |  |  |  |  | #FF0070C0 | FA-NFPA 170 EM SPEAKER STROBE CEILING | 1 | FALSE | FALSE | FALSE | 2005 | [16 empty] | C
|  |  | North | Siemens |  | Hardware |  |  |  | Hardware | TRUE | 5000-012 | 500-050280+ | Cover plate for Model 5000-011 detector back box | 1 | [12 empty] | #FFFFFFFF |  |  | FALSE | FALSE | FALSE
NFPA 170 SOLENOID VALVE |  |  | North | Siemens |  | Solenoid |  |  |  | Module | TRUE | CPYEC-2-24 | 240-697913BG | Supervised Electronic-Releasing Solenoid 24VDC | 1 |  | 0.32 |  |  |  |  | TRUE | [5 empty] | #FFFF0000 | FA-NFPA 170 SOLENOID VALVE | 1 | FALSE | FALSE | FALSE
NFPA 170 HORN CEILING |  |  | North | Siemens |  | Horn |  |  |  | Module | TRUE | SC-LFS-CW-N |  | CEILING ACEND LOW FREQUENCY SOUNDER, WHITE, NO LETTERING | 1 | [6 empty] | TRUE | [5 empty] | #FF0070C0 | FA-NFPA 170 HORN CEILING | 1 | FALSE | FALSE | FALSE | [17 empty] | LF
NFPA 170 HORN STROBE |  |  | North | Siemens |  | Horn/Strobe |  |  |  | Module | TRUE | SL2FSSWR-F | S54329-F134-A1++ | Sounder-Strobe, Wall, Clear, Red, Fire | 1 | [12 empty] | #FF0070C0 | FA-NFPA 170 HORN STROBE | 1 | FALSE | FALSE | FALSE | 2023 | [16 empty] | LF
|  |  | North | Siemens | [5 empty] | Module | TRUE | WP-2000 | 500-649714 | WP ENCLOSURE- DUCT HOUSING (NEMA 3R) | 1 | [12 empty] | #FFFFFFFF |  |  | FALSE | FALSE | FALSE
NFPA 170 STROBE CEILING |  |  | North | Siemens |  | Strobe |  |  |  | Module | TRUE | SL2SCW-AL | S54329-F196-A1++ | Strobe, Ceiling, Clear, White, Alert | 1 | [7 empty] | TRUE |  |  |  |  | #FF0070C0 | FA-NFPA 170 STROBE CEILING | 1 | FALSE | FALSE | FALSE | 2023
|  |  | North | Siemens | [5 empty] | Module | TRUE | TRAM-208 | 500-337019 | 8 POINT LED ANNUNCIATOR | 1 | [12 empty] | #FFFFFFFF |  |  | FALSE | FALSE | FALSE
NFPA 170 HORN STROBE |  |  | North | Siemens |  | Horn/Strobe |  |  |  | Module | TRUE | SC-HS-CR-F |  | CEILING ACEND HORN STROBE, RED, "FIRE" | 1 | [6 empty] | TRUE | TRUE |  |  |  |  | #FF0070C0 | FA-NFPA 170 HORN STROBE | 1 | FALSE | FALSE | FALSE
NFPA 170 SPEAKER STROBE |  |  | North | Siemens |  | Speaker/Strobe |  |  |  | Module | TRUE | SL2SPSWR-NA | S54329-F169-A1++ | Speaker-Strobe, Wall, Amber, Red, No Lettering | 1 | [12 empty] | #FF0070C0 | FA-NFPA 170 SPEAKER STROBE | 1 | FALSE | FALSE | FALSE | 2023
NFPA 170 SPEAKER CEILING |  |  | North | Siemens |  | Speaker |  |  |  | Module | TRUE | SL2SPCR-F | S54329-F142-A1++ | High-Fidelity Speaker, Ceiling, Red, Fire | 1 | [7 empty] | TRUE |  |  |  |  | #FF0070C0 | FA-NFPA 170 SPEAKER CEILING | 1 | FALSE | FALSE | FALSE
NFPA 170 HORN STROBE |  |  | North | Siemens |  | Horn/Strobe |  |  |  | Module | TRUE | SLHSWR-AL | S54329-F32-A1 | SLHSWR-AL HRN/ST,WALL,RED,ALERT | 1 | [12 empty] | #FF0070C0 | FA-NFPA 170 HORN STROBE | 1 | FALSE | FALSE | FALSE | 2012
|  |  | North | Siemens | [5 empty] | Module | TRUE | FB-300 | 500-680587 | FLUSH BOX FOR PHONE STATION FIELD MOUNTED | 1 | [12 empty] | #FFFFFFFF |  |  | FALSE | FALSE | FALSE
NFPA 170 STROBE WALL |  |  | North | Siemens |  | Strobe |  |  |  | Module | TRUE | SLSWR-FB | S54329-F26-A2 | SLSWR-FB ST,WALL,RED,PICTOGRAM | 1 | [12 empty] | #FF0070C0 | FA-NFPA 170 STROBE WALL | 1 | FALSE | FALSE | FALSE | 2023
NFPA 170 MULTI DETECTOR SOUNDER |  |  | North | Siemens |  | Multi Criteria Detector |  |  |  | Module | TRUE | OOH740/DBS720 | ++ | Dual Optical Heat Multi-sensor Detector with Short Circuit Isolator (supplied with Base Sounder 80…88 dB (A)) | 1 | 0.00025 | 0.00025 | [10 empty] | #FFFF0000 | FA-NFPA 170 MULTI DETECTOR SOUNDER | 1 | FALSE | FALSE | FALSE
NFPA 170 HORN |  |  | North | Siemens |  | Horn |  |  |  | Module | TRUE | MTH-W | 500-636077 | MULTI TONE HORN WHITE | 1 | [12 empty] | #FF0070C0 | FA-NFPA 170 HORN | 1 | FALSE | FALSE | FALSE | 2010
|  |  | North | Siemens |  | Hardware |  |  |  | Hardware | TRUE | FCA901-U1 | S54433-C106-A1 | 50 pt system Leased line /City tie cable | 1 | [12 empty] | #FFFFFFFF |  |  | FALSE | FALSE | FALSE
|  |  | North | Siemens | [5 empty] | Module | TRUE | DMK-11 | 500-695338 | DMK-11 DETECTOR MAINT. KIT FOR HFP-11, HFPO-11, FP-11 | 1 | [12 empty] | #FFFFFFFF |  |  | FALSE | FALSE | FALSE
|  |  | North | Siemens | [5 empty] | Module | TRUE | TSP-XC | 500-849950 | CABLES FOR TSP-40A (XLS) | 1 | [12 empty] | #FFFFFFFF |  |  | FALSE | FALSE | FALSE
NFPA 170 SPEAKER CEILING |  |  | North | Siemens |  | Speaker |  |  |  | Module | TRUE | SEH-CW-ALERT | S54329-A21-A1 | SPK,CLG,ALR,W | 1 | [7 empty] | TRUE |  |  |  |  | #FF0070C0 | FA-NFPA 170 SPEAKER CEILING | 1 | FALSE | FALSE | FALSE | 2019 | [16 empty] | C
|  |  | North | Siemens | [5 empty] | Module | TRUE | HLIM-Z | S54319-F30-A1 | LINE ISOLATOR - Country of Origin (non China) | 1 | [12 empty] | #FFFFFFFF |  |  | FALSE | FALSE | FALSE
NFPA 170 REMOTE ANNUNCIATOR | RISER ANNUNCIATOR |  | North | Siemens |  | Remote Annunciator |  |  |  | Assembly | TRUE | SSD-C |  | REMOTE SSD-C LCD DISPLAY ASSEMBLY REMBOX4 | 1 | 0.2 | 0.2 | [10 empty] | #FFFF0000 | FA-NFPA 170 REMOTE ANNUNCIATOR | 1 | FALSE | FALSE | FALSE
NFPA 170 HORN STROBE |  |  | North | Siemens |  | Horn/Strobe |  |  |  | Module | TRUE | SL2MTSWR-N | S54329-F243-A1++ | Multi-Tone Strobe, Wall, Clear, Red, No Lettering | 1 | [12 empty] | #FF0070C0 | FA-NFPA 170 HORN STROBE | 1 | FALSE | FALSE | FALSE | 2023
NFPA 170 STROBE WALL |  |  | North | Siemens |  | Strobe |  |  |  | Module | TRUE | SLSWR-F | S54329-F25-A1 | SLSWR-F ST,WALL,RED,FIRE | 1 | [12 empty] | #FF0070C0 | FA-NFPA 170 STROBE WALL | 1 | FALSE | FALSE | FALSE | 2023
NFPA 170 STROBE WALL |  |  | North | Siemens |  | Strobe |  |  |  | Module | TRUE | SLSWR-AL | S54329-F28-A1 | SLSWR-AL ST,WALL,RED,ALERT | 1 | [12 empty] | #FF0070C0 | FA-NFPA 170 STROBE WALL | 1 | FALSE | FALSE | FALSE | 2023
|  |  | North | Siemens | [5 empty] | Module | TRUE | D2325CPS | 500-650019 | SINGLE MODE FIBER OPTIC INTERFACE | 1 | [12 empty] | #FFFFFFFF |  |  | FALSE | FALSE | FALSE
|  |  | North | Siemens | [5 empty] | Module | TRUE | VKT-301 | S54333-F31-A1 | OSID DEMO KIT - INCLUDES (2) OSP-SPW (1) OSI-90 (1) OSID-INST | 1 | [12 empty] | #FFFFFFFF |  |  | FALSE | FALSE | FALSE
NFPA 170 STROBE WALL |  |  | North | Siemens | [5 empty] | Module | TRUE | U-MCS | + | Multicandela Selectable Strobe - Red | [7 empty] | FALSE | FALSE |  |  |  |  | #FF0070C0 | FA-NFPA 170 STROBE WALL | 1 | FALSE | FALSE |  | 2021 | [13 empty] | FALSE
|  |  | North | Siemens | [5 empty] | Module | TRUE | SETFL-VR | 500-636049 | ET-1080 RED | 1 | [12 empty] | #FFFFFFFF |  |  | FALSE | FALSE | FALSE
|  |  | North | Siemens | [5 empty] | Module | TRUE | UHW-CATA-01 | S54465-C73-A1 | UHW-CATA-01 -- UL/ULC HW Category A Computer - Windows 10 Professional, SNC Card for XNET connection, Management Station Utility | 1 | [12 empty] | #FFFFFFFF |  |  | FALSE | FALSE | FALSE
NFPA 170 SPEAKER WALL |  |  | North | Siemens |  | Speaker |  |  |  | Module | TRUE | SC-SP-WR-F |  | WALL ACEND SPEAKER, RED, "FIRE" | 1 | [6 empty] | TRUE | [5 empty] | #FF0070C0 | FA-NFPA 170 SPEAKER WALL | 1 | FALSE | FALSE | FALSE
NFPA 170 STROBE CEILING |  |  | North | Siemens |  | Strobe |  |  |  | Module | TRUE | SL2SCR-N | S54329-F189-A1++ | Strobe, Ceiling, Clear, Red, No Lettering | 1 | [7 empty] | TRUE |  |  |  |  | #FF0070C0 | FA-NFPA 170 STROBE CEILING | 1 | FALSE | FALSE | FALSE | 2023
NFPA 170 MANUAL PULL |  |  | North | Siemens |  | Manual Station |  |  |  | Module | TRUE | MSM-K | 500-698215 | MSM-K - METAL MANUAL STATION / CAT 45 KEYLOCK | 1 | [12 empty] | #FFFF0000 | FA-NFPA 170 MANUAL PULL | 1 | FALSE | FALSE | FALSE
NFPA 170 STROBE CEILING |  |  | North | Siemens |  | Strobe |  |  |  | Module | TRUE | SC-ST-CR-F |  | CEILING ACEND STROBE, RED, "FIRE" | 1 | [6 empty] | TRUE | TRUE |  |  |  |  | #FF0070C0 | FA-NFPA 170 STROBE CEILING | 1 | FALSE | FALSE | FALSE
|  |  | North | Siemens |  | Hardware |  |  |  | Hardware | TRUE | CAB-2 |  | CAB-2 Enclosure | 1 | [6 empty] | FALSE | [5 empty] | #FFFFFFFF |  |  | FALSE | FALSE | FALSE | [14 empty] | FALSE
|  |  | North | Siemens | [5 empty] | Module | TRUE | PBF-1191B | 500-695083 | SHORT DISTANCE FILTER (7-10M) | 1 | [12 empty] | #FFFFFFFF |  |  | FALSE | FALSE | FALSE
NFPA 170 SPEAKER WALL |  |  | North | Siemens |  | Speaker |  |  |  | Module | TRUE | SLSPWR-F | S54329-F38-A1 | SLSPWR-F SPK,WALL,RED | 1 | [12 empty] | #FF0070C0 | FA-NFPA 170 SPEAKER WALL | 1 | FALSE | FALSE | FALSE | 2021
|  |  | North | Siemens | [5 empty] | Module | TRUE | SBBS-W | 500-636120 | SURFACE BACK BOX WHITE | 1 | [12 empty] | #FFFFFFFF |  |  | FALSE | FALSE | FALSE
|  |  | North | Siemens | [5 empty] | Module | TRUE | REMBOX2-MP | 500-634211 | OPTIONAL MOUNTING PLATE FOR REMBOX2 -REQ. TO MOUNT UP TO (4) SIM-16 OR OCM-16 MOUNTS IN REMBOX2 | 1 | [12 empty] | #FFFFFFFF |  |  | FALSE | FALSE | FALSE
|  |  | North | Siemens | [5 empty] | Module | TRUE | CLR-1500 | 500-637033 | END OF LINE DEVICE Current limiter Red | 1 | [12 empty] | #FFFFFFFF |  |  | FALSE | FALSE | FALSE
|  |  | North | Siemens | [5 empty] | Module | TRUE | XLS-RK19 | 500-634778 | 19" RACK INCLUDES RACK, DOOR & ALL SIDE PANELS | 1 | [12 empty] | #FFFFFFFF |  |  | FALSE | FALSE | FALSE
|  |  | North | Siemens | [5 empty] | Module | TRUE | CAB1-X | 500-634369 | CAB1-X ENCL/OUTER DR/MTG PLT | 1 | [12 empty] | #FFFFFFFF |  |  | FALSE | FALSE | FALSE
|  |  | North | Siemens | [5 empty] | Module | TRUE | 40/40M-112SF | S54430-F43-A1 | HYD FLM DET WO1 75C 3/4" SS FM | 1 | [12 empty] | #FFFFFFFF |  |  | FALSE | FALSE | FALSE
170 BASIC SHAPE |  |  | North | Siemens |  | Hardware |  |  |  | Hardware | TRUE | OD-BP | 500-633017 | CAB OUTER DOOR BLANK PLATE MOUNTS TO CAB OUTER DOOR INNER AND OUTER DOOR INTERCHANGEABLE | 1 | [12 empty] | #FFFF0000 | FA-170 BASIC SHAPE | 1 | FALSE | FALSE | FALSE | 5000
NFPA 170 SMOKE DETECTOR |  |  | North | Siemens |  | Smoke Detector |  |  |  | Module | TRUE | F5000 (Head) | 500-050261+ | Fireray 5000 Beam Detector Head | 1 | [6 empty] | FALSE | TRUE |  |  |  |  | #FFFF0000 | FA-NFPA 170 SMOKE DETECTOR | 1 | FALSE | FALSE | FALSE | 1408 | [13 empty] | FALSE |  |  | SBD
NFPA 170 HORN CEILING |  |  | North | Siemens |  | Horn |  |  |  | Module | TRUE | SL2FSCW-F | S54329-F115-A1++ | Sounder, Ceiling, Clear, White, Fire | 1 | [7 empty] | TRUE |  |  |  |  | #FF0070C0 | FA-NFPA 170 HORN CEILING | 1 | FALSE | FALSE | FALSE | 2023 | [16 empty] | LF
|  |  | North | Siemens | [5 empty] | Module | TRUE | VP-CLIP | S54333-F72-A1 | Pipe Clip single point fix (Bag of 50 pieces) | 1 | [12 empty] | #FFFFFFFF |  |  | FALSE | FALSE | FALSE
|  |  | North | Siemens | [5 empty] | Module | TRUE | 40/40LB-212SF | S54430-F155-A1 | UV/IR FLM DET BIT WO2 75C 3/4" SS FM | 1 | [12 empty] | #FFFFFFFF |  |  | FALSE | FALSE | FALSE
|  |  | North | Siemens | [5 empty] | Module | TRUE | SR-32 | 500-821790 | MULTI RELAY (DPDT 3AMP) (2) SPACES | 1 | [12 empty] | #FFFFFFFF |  |  | FALSE | FALSE | FALSE
NFPA 170 MANUAL PULL |  |  | North | Siemens |  | Manual Station |  |  |  | Module | TRUE | XMS-M |  | MANUAL STATION - METAL | 1 | 0.0005 | 0.0005 |  |  |  |  | FALSE | [5 empty] | #FFFF0000 | FA-NFPA 170 MANUAL PULL | 1 | FALSE | FALSE | FALSE | 957 | [13 empty] | FALSE
NFPA 170 SPEAKER STROBE CEILING |  |  | North | Siemens |  | Speaker/Strobe |  |  |  | Module | TRUE | SL2SPSCW-NA | S54329-F162-A1++ | Speaker-Strobe, Ceiling, Amber, White, No Lettering | 1 | [7 empty] | TRUE |  |  |  |  | #FF0070C0 | FA-NFPA 170 SPEAKER STROBE CEILING | 1 | FALSE | FALSE | FALSE | 2023 | [16 empty] | C
|  |  | North | Siemens |  | Cards & Components |  |  |  | Card | TRUE | NIC-C | 500-033240 | NETWORK INTERFACE CARD - H-NET, | 1 | 0.12 | 0.12 |  |  |  |  | TRUE | [5 empty] | #FFFFFFFF |  |  | FALSE | FALSE | FALSE
NFPA 170 HORN STROBE |  |  | North | Siemens |  | Horn/Strobe |  |  |  | Module | TRUE | HS-HMC-W | 500-636073 | HS HORN HI MULTI CANDELA WHITE | 1 | [12 empty] | #FF0070C0 | FA-NFPA 170 HORN STROBE | 1 | FALSE | FALSE | FALSE | 2012
NFPA 170 STROBE CEILING |  |  | North | Siemens |  | Strobe |  |  |  | Module | TRUE | SL2SCR-ALA | S54329-F182-A1++ | Strobe, Ceiling, Amber, Red, Alert | 1 | [7 empty] | TRUE |  |  |  |  | #FF0070C0 | FA-NFPA 170 STROBE CEILING | 1 | FALSE | FALSE | FALSE | 2023
NFPA 170 SPEAKER WALL |  |  | North | Siemens |  | Speaker |  |  |  | Module | TRUE | SE-W | 500-636030 | E SPEAKER WHITE | 1 | [6 empty] | FALSE | [5 empty] | #FF0070C0 | FA-NFPA 170 SPEAKER WALL | 1 | FALSE | FALSE | FALSE | 2021 | [13 empty] | FALSE
NFPA 170 SPEAKER STROBE |  |  | North | Siemens |  | Speaker/Strobe |  |  |  | Module | TRUE | SEH-HMC-R | S54360-F8-A1 | HIGH FIDELITY SPEAKER STROBE, HIFI, WALL, 135/185 CD, RED | 1 | [12 empty] | #FF0070C0 | FA-NFPA 170 SPEAKER STROBE | 1 | FALSE | FALSE | FALSE | 2019
NFPA 170 STROBE CEILING |  |  | North | Siemens |  | Strobe |  |  |  | Module | TRUE | SLSCW-F | S54329-F15-A1 | SLSCW-F ST,CLG,WHT,FIRE | 1 | [7 empty] | TRUE |  |  |  |  | #FF0070C0 | FA-NFPA 170 STROBE CEILING | 1 | FALSE | FALSE | FALSE | 2022
|  |  | North | Siemens |  | Hardware |  |  |  | Hardware | TRUE | DB-5 |  | DETECTOR BASE | 1 | [6 empty] | FALSE | [5 empty] | #FFFFFFFF |  |  | FALSE | FALSE | FALSE | [14 empty] | FALSE
NFPA 170 ADDRESSABLE INPUT OUTPUT |  |  | North | Siemens |  | Addressable Module |  |  |  | Module | TRUE | HTRI-R | 500-033300 | Single Input Monitor Module with Relay | 1 | 0.0013 | 0.0013 |  |  |  |  | FALSE | [5 empty] | #FFFF0000 | FA-NFPA 170 ADDRESSABLE INPUT OUTPUT | 1 | FALSE | FALSE | FALSE | 1200 | [13 empty] | FALSE
NFPA 170 SPEAKER STROBE CEILING |  |  | North | Siemens |  | Speaker/Strobe |  |  |  | Module | TRUE | SL2SPSCR-NA | S54329-F155-A1++ | Speaker-Strobe, Ceiling, Amber, Red, No Lettering | 1 | [7 empty] | TRUE |  |  |  |  | #FF0070C0 | FA-NFPA 170 SPEAKER STROBE CEILING | 1 | FALSE | FALSE | FALSE | 2023 | [16 empty] | C
NFPA 170 REMOTE ANNUNCIATOR | RISER ANNUNCIATOR |  | North | Siemens |  | Remote Annunciator |  |  |  | Assembly | TRUE | FSD901-U3 (obsolete) | S54433-C102-A1 | 50 pt system Black rmt annun | 1 | [6 empty] | FALSE | [5 empty] | #FFFF0000 | FA-NFPA 170 REMOTE ANNUNCIATOR | 1 | FALSE | FALSE | FALSE | 255 | [8 empty] | 7,12,18 |  |  |  |  | FALSE
NFPA 170 STROBE WALL |  |  | North | Siemens |  | Strobe |  |  |  | Module | TRUE | SL2SWW-A | S54329-F215-A1++ | Strobe, Wall, Clear, White, Agent | 1 | [12 empty] | #FF0070C0 | FA-NFPA 170 STROBE WALL | 1 | FALSE | FALSE | FALSE | 2023
NFPA 170 HORN STROBE |  |  | North | Siemens |  | Horn/Strobe |  |  |  | Module | TRUE | SLHSWW-A | S54329-F34-A2 | SLHSWW-A HRN/ST,WALL,WHT,AGENT | 1 | [12 empty] | #FF0070C0 | FA-NFPA 170 HORN STROBE | 1 | FALSE | FALSE | FALSE | 2012
NFPA 170 HORN |  |  | North | Siemens |  | Horn |  |  |  | Module | TRUE | SL2FSWR-F | S54329-F119-A1++ | Sounder, Wall, Clear, Red, Fire | 1 | [12 empty] | #FF0070C0 | FA-NFPA 170 HORN | 1 | FALSE | FALSE | FALSE | 2023 | [16 empty] | LF
NFPA 170 HORN STROBE CEILING |  |  | North | Siemens |  | Horn/Strobe |  |  |  | Module | TRUE | SC-LFSS-CW-F |  | CEILING ACEND LOW FREQUENCY SOUNDER STROBE, WHITE, "FIRE" | 1 | [6 empty] | TRUE | [5 empty] | #FF0070C0 | FA-NFPA 170 HORN STROBE CEILING | 1 | FALSE | FALSE | FALSE | [17 empty] | LF
NFPA 170 HORN STROBE |  |  | North | Siemens |  | Horn/Strobe |  |  |  | Module | TRUE | SLHSWW-F | S54329-F22-A2 | SLHSWW-F HRN/ST,WALL,WHT,FIRE | 1 | [6 empty] | FALSE | [5 empty] | #FF0070C0 | FA-NFPA 170 HORN STROBE | 1 | FALSE | FALSE | FALSE | 2012 | [13 empty] | FALSE
NFPA 170 STROBE WALL |  |  | North | Siemens |  | Strobe |  |  |  | Module | TRUE | SL2SWR-NA | S54329-F203-A1++ | Strobe, Wall, Amber, Red, No Lettering | 1 | [12 empty] | #FF0070C0 | FA-NFPA 170 STROBE WALL | 1 | FALSE | FALSE | FALSE | 2023
|  |  | North | Siemens |  | Cards & Components |  |  |  | Card | TRUE | FN2001-U1 | ++ | SAFEDLINK / FCnet Network Module | 1 | 0.045 | 0.045 |  |  |  |  | TRUE | [5 empty] | #FFFFFFFF |  |  | FALSE | FALSE | FALSE
|  |  | North | Siemens | [5 empty] | Module | TRUE | FMT-A-ADPT | 500-050338 | CLASS A TELEPHONE RISER ADAPTER | 1 | [12 empty] | #FFFFFFFF |  |  | FALSE | FALSE | FALSE
NFPA 170 HORN STROBE |  |  | North | Siemens |  | Horn/Strobe |  |  |  | Module | TRUE | HS-HMC-R | 500-636072 | HS HORN HI MULTI CANDELA RED | 1 | [12 empty] | #FF0070C0 | FA-NFPA 170 HORN STROBE | 1 | FALSE | FALSE | FALSE | 2012
NFPA 170 HORN |  |  | North | Siemens |  | Horn |  |  |  | Module | TRUE | SC-HN-CR-N |  | CEILING ACEND HORN, RED, NO LETTERING | 1 | [6 empty] | TRUE | TRUE |  |  |  |  | #FF0070C0 | FA-NFPA 170 HORN | 1 | FALSE | FALSE | FALSE
NFPA 170 STROBE WALL |  |  | North | Siemens |  | Strobe |  |  |  | Module | TRUE | SLSWR-ALA | S54329-F29-A1 | SLSWR-ALA ST,WALL,RED,ALERT,AMBER | 1 | [12 empty] | #FF0070C0 | FA-NFPA 170 STROBE WALL | 1 | FALSE | FALSE | FALSE | 2023
NFPA 170 NOTIFICATION CIRCUIT EXTENDER PANEL | RISER NAC |  | North | Siemens |  | Notification Circuit Extender Panel |  |  |  | Assembly | TRUE | PAD-5-6A | S54339-A15-A1 | Complete 6A PAD-5 Kit | 1 | [12 empty] | #FFFF0000 | FA-NFPA 170 NOTIFICATION CIRCUIT EXTENDER PANEL | 1 | FALSE | FALSE | FALSE | 212 | [8 empty] | 7,12,18,35 |  |  |  |  | TRUE
NFPA 170 SPEAKER STROBE CEILING |  |  | North | Siemens |  | Speaker/Strobe |  |  |  | Module | TRUE | SEH-HMC-CR | S54360-F7-A1 | HIGH FIDELITY SPEAKER STROBE, ROUND, HIFI, CEILING, 115/177CD, RED | 1 | [7 empty] | TRUE |  |  |  |  | #FF0070C0 | FA-NFPA 170 SPEAKER STROBE CEILING | 1 | FALSE | FALSE | FALSE | 2020 | [16 empty] | C
|  |  | North | Siemens | [5 empty] | Module | TRUE | XLS-MLE6R-ADPT | S54430-C9-A2 | MLE-6R RED ENCLOSURE ADAPTER FOR FIREFINDER XLS | 1 | [12 empty] | #FFFFFFFF |  |  | FALSE | FALSE | FALSE
NFPA 170 FIRE ALARM CONTROL UNIT | RISER FACP |  | North | Siemens |  | Fire Alarm Control Unit |  |  |  | Assembly | TRUE | XLS |  | ASSEMBLY, FIRE ALARM CONTROL/VOICE/ANNUNCIATOR PANEL | 1 | [12 empty] | #FFFF0000 | FA-NFPA 170 FIRE ALARM CONTROL UNIT | 1 | FALSE | FALSE | FALSE | 202 | [13 empty] | TRUE
|  |  | North | Siemens |  | Cards & Components |  |  |  | Card | TRUE | FC2025-UT Main Board |  | CARD, FC2025-UT Main Board | 1 | [6 empty] | TRUE | [5 empty] | #FFFFFFFF |  |  | FALSE | FALSE | FALSE
NFPA 170 SPEAKER STROBE |  |  | North | Siemens |  | Speaker/Strobe |  |  |  | Module | TRUE | SEH-MC-W-B | UDI:SEH-MC-W-B | HIGH FIDELITY SPEAKER STROBE, HIFI, WALL, 15/30/75/110 CD, WHITE | 1 | [12 empty] | #FF0070C0 | FA-NFPA 170 SPEAKER STROBE | 1 | FALSE | FALSE | FALSE | 2019
NFPA 170 HORN STROBE CEILING |  |  | North | Siemens |  | Horn/Strobe |  |  |  | Module | TRUE | SLHSCR-A | S54329-F32-A2 | SLHSCR-A HRN/ST,CLG,AGENT | 1 | [7 empty] | TRUE |  |  |  |  | #FF0070C0 | FA-NFPA 170 HORN STROBE CEILING | 1 | FALSE | FALSE | FALSE | 2013 | [16 empty] | C
NFPA 170 HORN STROBE CEILING |  |  | North | Siemens |  | Horn/Strobe |  |  |  | Module | TRUE | SL2MTSCR-FB | S54329-F241-A1++ | Multi-Tone Strobe, Ceiling, Clear, Red, Pictogram | 1 | [12 empty] | #FF0070C0 | FA-NFPA 170 HORN STROBE CEILING | 1 | FALSE | FALSE | FALSE | 2023
|  |  | North | Siemens | [5 empty] | Module | TRUE | TCFG-300 | 500-737017 | TCFG-300 CONFIGURATION TOOL | 1 | [12 empty] | #FFFFFFFF |  |  | FALSE | FALSE | FALSE
NFPA 170 HORN |  |  | North | Siemens |  | Horn |  |  |  | Module | TRUE | SL2FSWR-N | S54329-F117-A1++ | Sounder, Wall, Clear, Red, No Lettering | 1 | [12 empty] | #FF0070C0 | FA-NFPA 170 HORN | 1 | FALSE | FALSE | FALSE | 2023 | [16 empty] | LF
|  |  | North | Siemens | [5 empty] | Module | TRUE | FJ-303SS | 500-698309 | PHONE JACK W/ STAINLESS PLATE FIELD MOUNTED | 1 | [12 empty] | #FFFFFFFF |  |  | FALSE | FALSE | FALSE
|  |  | North | Siemens | [5 empty] | Module | TRUE | OSID-EHI | S54333-F70-A1 | Imager Environmental Housing | 1 | [12 empty] | #FFFFFFFF |  |  | FALSE | FALSE | FALSE
NFPA 170 SPEAKER STROBE CEILING |  |  | North | Siemens |  | Speaker/Strobe |  |  |  | Module | TRUE | SEH-HMC-CW | S54360-F7-A2 | HIGH FIDELITY SPEAKER STROBE, ROUND, HIFI, CEILING, 115/177CD, WHITE | 1 | [7 empty] | TRUE |  |  |  |  | #FF0070C0 | FA-NFPA 170 SPEAKER STROBE CEILING | 1 | FALSE | FALSE | FALSE | 2020 | [16 empty] | C
NFPA 170 MULTI DETECTOR BEACON SOUNDER CO |  |  | North | Siemens |  | Multi Criteria Detector |  |  |  | Module | TRUE | OOHC740/FDSB226-WW/FDB228 | ++ | Dual Optical Heat Multi-sensor and CO detector with Short Circuit Isolator (supplied with Sounder Beacon VAD Base) 71…96 dB (A) High = O-4-15 Medium = C-3-12 Low = O-2.5-6.5 | 1 | 0.00038 | 0.00038 | [10 empty] | #FFFF0000 | FA-NFPA 170 MULTI DETECTOR BEACON SOUNDER CO | 1 | FALSE | FALSE | FALSE
|  |  | North | Siemens | [5 empty] | Module | TRUE | SHBBS-R | 500-636126 | SQUARE SURFACE BACK BOX RED | 1 | [12 empty] | #FFFFFFFF |  |  | FALSE | FALSE | FALSE
NFPA 170 HORN STROBE |  |  | North | Siemens |  | Horn/Strobe |  |  |  | Module | TRUE | SLHSWW-AL | S54329-F35-A1 | SLHSWW-AL HRN/ST,WALL,WHT,ALERT | 1 | [12 empty] | #FF0070C0 | FA-NFPA 170 HORN STROBE | 1 | FALSE | FALSE | FALSE | 2012
NFPA 170 STROBE WALL |  |  | North | Siemens |  | Strobe |  |  |  | Module | TRUE | SL2SWW-NB | S54329-F214-A1++ | Strobe, Wall, Blue, White, No Lettering | 1 | [12 empty] | #FF0070C0 | FA-NFPA 170 STROBE WALL | 1 | FALSE | FALSE | FALSE | 2023
|  |  | North | Siemens | [5 empty] | Module | TRUE | PAB2-ENCL | S54339-A10-A1 | PAD & AMP BOOSTER ENCL 2HU BLK | 1 | [12 empty] | #FFFFFFFF |  |  | FALSE | FALSE | FALSE
NFPA 170 REMOTE ANNUNCIATOR | RISER ANNUNCIATOR |  | North | Siemens |  | Hardware |  |  |  | Hardware | TRUE | FH7201-Z3 | ++ | Housing (Eco) | 1 | [12 empty] | #FFFF0000 | FA-NFPA 170 REMOTE ANNUNCIATOR | 1 | FALSE | FALSE | FALSE
|  |  | North | Siemens | [5 empty] | Module | TRUE | ZIC-2C | 500-648671 | 2 CHANNEL ADAPTER CARD FOR ZIC-8B | 1 | [12 empty] | #FFFFFFFF |  |  | FALSE | FALSE | FALSE
|  |  | North | Siemens | [5 empty] | Module | TRUE | FT-SXR | 500-696104 | SEMI-FLUSH TRIM (RED)/SXL-EX | 1 | [12 empty] | #FFFFFFFF |  |  | FALSE | FALSE | FALSE
|  |  | North | Siemens | [5 empty] | Module | TRUE | RSM-4 | 500-696166 | RSM-4 ROCKER SW MODULE (MOM) | 1 | [12 empty] | #FFFFFFFF |  |  | FALSE | FALSE | FALSE
NFPA 170 SPEAKER CEILING |  |  | North | Siemens |  | Speaker |  |  |  | Module | TRUE | SL2SPCR-AL | S54329-F141-A1++ | High-Fidelity Speaker, Ceiling, Red, Alert | 1 | [7 empty] | TRUE |  |  |  |  | #FF0070C0 | FA-NFPA 170 SPEAKER CEILING | 1 | FALSE | FALSE | FALSE
NFPA 170 SPEAKER STROBE CEILING |  |  | North | Siemens |  | Speaker/Strobe |  |  |  | Module | TRUE | SL2SPSCW-N | S54329-F166-A1++ | Speaker-Strobe, Ceiling, Clear, White, No Lettering | 1 | [7 empty] | TRUE |  |  |  |  | #FF0070C0 | FA-NFPA 170 SPEAKER STROBE CEILING | 1 | FALSE | FALSE | FALSE | 2023 | [16 empty] | C
|  |  | North | Siemens |  | Hardware |  |  |  | Hardware | TRUE | SDH-2A | 500-614186 | 120VAC CONCEALED WIRING | 1 | [12 empty] | #FFFFFFFF |  |  | FALSE | FALSE | FALSE
|  |  | North | Siemens | [5 empty] | Module | TRUE | RLC-11 | 500-694625 | REMOTE LAMP MODULE - CEILING MOUNT | 1 | [7 empty] | TRUE |  |  |  |  | #FFFFFFFF |  |  | FALSE | FALSE | FALSE
NFPA 170 HORN STROBE |  |  | North | Siemens |  | Horn/Strobe |  |  |  | Module | TRUE | MTH-HMC-W-WP | 500-636188++ | MULTI TONE HORN HI MULTI CD WALL WHITE WEATHERPROOF | 1 | [12 empty] | #FF0070C0 | FA-NFPA 170 HORN STROBE | 1 | FALSE | FALSE | FALSE | 2012
|  |  | North | Siemens | [5 empty] | Module | TRUE | 777820 | S54430-F295-A1 | POCKET PC DIAG KIT - 20/20 MINI | 1 | [12 empty] | #FFFFFFFF |  |  | FALSE | FALSE | FALSE
NFPA 170 SPEAKER STROBE CEILING |  |  | North | Siemens |  | Speaker/Strobe |  |  |  | Module | TRUE | SEFH-AMC-CW-ALERT | S54329-A14-A1 | SPK-ST,CLG,AMB,ALR,W | 1 | [7 empty] | TRUE |  |  |  |  | #FF0070C0 | FA-NFPA 170 SPEAKER STROBE CEILING | 1 | FALSE | FALSE | FALSE | 2020 | [16 empty] | C
|  |  | North | Siemens | [5 empty] | Module | TRUE | SDH-8D | 500-690400 | 24VDC OVERHEAD DOOR | 1 | [12 empty] | #FFFFFFFF |  |  | FALSE | FALSE | FALSE
|  |  | North | Siemens |  | Cards & Components |  |  |  | Card | TRUE | PAD-3-6A MAIN BOARD |  | CARD, PAD-3-6A MAIN BOARD | 1 | 0.035 | 0.14 |  |  |  |  | TRUE | [5 empty] | #FFFFFFFF |  |  | FALSE | FALSE | FALSE | [14 empty] | FALSE
NFPA 170 HORN STROBE |  |  | North | Siemens |  | Horn/Strobe |  |  |  | Module | TRUE | SL2FSSWR-N | S54329-F135-A1++ | Sounder-Strobe, Wall, Clear, Red, No Lettering | 1 | [12 empty] | #FF0070C0 | FA-NFPA 170 HORN STROBE | 1 | FALSE | FALSE | FALSE | 2023 | [16 empty] | LF
NFPA 170 HEAT DETECTOR |  |  | North | Siemens |  | Heat Detector |  |  |  | Module | TRUE | DT-275EP | 500-688981 | 275 DEG EXP PROOF THERMAL | 1 | [12 empty] | #FFFF0000 | FA-NFPA 170 HEAT DETECTOR | 1 | FALSE | FALSE | FALSE | [17 empty] | 275° FT, XP
NFPA 170 HORN STROBE |  |  | North | Siemens |  | Horn/Strobe |  |  |  | Module | TRUE | SL2MTSWW-NB | S54329-F248-A1++ | Multi-Tone Strobe, Wall, Amber, White, No Lettering | 1 | [12 empty] | #FF0070C0 | FA-NFPA 170 HORN STROBE | 1 | FALSE | FALSE | FALSE | 2023
NFPA 170 ADDRESSABLE INPUT MONITOR MODULE |  |  | North | Siemens |  | Addressable Module |  |  |  | Module | TRUE | TRI-S | 500-896225 | SINGLE INPUT MODULE | 1 | [6 empty] | FALSE | [5 empty] | #FFFF0000 | FA-NFPA 170 ADDRESSABLE INPUT MONITOR MODULE | 1 | FALSE | FALSE | FALSE | 1000 | [13 empty] | FALSE
NFPA 170 SPEAKER STROBE |  |  | North | Siemens |  | Speaker/Strobe |  |  |  | Module | TRUE | SL2SPSWR-M | S54329-F171-A1++ | Speaker-Strobe, Wall, Clear, Red, Emergency | 1 | [12 empty] | #FF0070C0 | FA-NFPA 170 SPEAKER STROBE | 1 | FALSE | FALSE | FALSE | 2023
NFPA 170 HORN STROBE |  |  | North | Siemens |  | Horn/Strobe |  |  |  | Module | TRUE | SL2MTSWR-F | S54329-F237-A1++ | Multi-Tone Strobe, Wall, Clear, Red, Fire | 1 | [12 empty] | #FF0070C0 | FA-NFPA 170 HORN STROBE | 1 | FALSE | FALSE | FALSE | 2023
|  |  | North | Siemens | [5 empty] | Module | TRUE | 40/40LB-222SF | S54430-F163-A1 | UV/IR FLM DET BIT WO2 85C 3/4" SS FM | 1 | [12 empty] | #FFFFFFFF |  |  | FALSE | FALSE | FALSE
NFPA 170 HORN |  |  | North | Siemens |  | Horn |  |  |  | Module | TRUE | SLFSWR-CO | S54329-F57-A1 | SLFSWR-CO LFS,WALL,RED,CO | 1 | [12 empty] | #FF0070C0 | FA-NFPA 170 HORN | 1 | FALSE | FALSE | FALSE | 2010
NFPA 170 HORN STROBE |  |  | North | Siemens |  | Horn/Strobe |  |  |  | Module | TRUE | AS-MC-W | 500-636011 | AS HORN MULTI CANDELA WHITE | 1 | [12 empty] | #FF0070C0 | FA-NFPA 170 HORN STROBE | 1 | FALSE | FALSE | FALSE | 2012
|  |  | North | Siemens |  | Cards & Components |  |  |  | Card | TRUE | CRC-6 | 500-033250 | (6) FORM 'C' RELAYS (LOGIC CONTROLLED) ONE CARD SLOT CC-5/CC-2 | 1 | 0.174 | 0.174 | [10 empty] | #FFFFFFFF |  |  | FALSE | FALSE | FALSE
NFPA 170 SPEAKER STROBE |  |  | North | Siemens |  | Speaker/Strobe |  |  |  | Module | TRUE | SEH-MC-R | S54360-F10-A1 | HIGH FIDELITY SPEAKER STROBE, HIFI, WALL, 15/30/75/110 CD, RED | 1 | [6 empty] | FALSE | [5 empty] | #FF0070C0 | FA-NFPA 170 SPEAKER STROBE | 1 | FALSE | FALSE | FALSE | 2019 | [13 empty] | FALSE
NFPA 170 HORN |  |  | North | Siemens |  | Horn |  |  |  | Module | TRUE | AH-R | 500-636003 | AH HORN RED | 1 | [12 empty] | #FF0070C0 | FA-NFPA 170 HORN | 1 | FALSE | FALSE | FALSE | 2010
NFPA 170 HORN STROBE CEILING |  |  | North | Siemens |  | Horn/Strobe |  |  |  | Module | TRUE | AS-MC-CR | 500-636006 | AS HORN MULTI CANDELA CEILING RED | 1 | [7 empty] | TRUE |  |  |  |  | #FF0070C0 | FA-NFPA 170 HORN STROBE CEILING | 1 | FALSE | FALSE | FALSE | 2013 | [16 empty] | C
|  |  | North | Siemens | [5 empty] | Module | TRUE | SDH-6D | 500-690398 | 24VDC FLR MTG DOUB DOOR | 1 | [12 empty] | #FFFFFFFF |  |  | FALSE | FALSE | FALSE
NFPA 170 STROBE WALL |  |  | North | Siemens |  | Strobe |  |  |  | Module | TRUE | SL2SWW-AL | S54329-F216-A1++ | Strobe, Wall, Clear, White, Alert | 1 | [12 empty] | #FF0070C0 | FA-NFPA 170 STROBE WALL | 1 | FALSE | FALSE | FALSE | 2023
NFPA 170 HORN CEILING |  |  | North | Siemens |  | Horn |  |  |  | Module | TRUE | NH-CW | 500-636086++ | NH HORN WHITE CEILING | 1 | [7 empty] | TRUE |  |  |  |  | #FF0070C0 | FA-NFPA 170 HORN CEILING | 1 | FALSE | FALSE | FALSE | 2011 | [16 empty] | C
NFPA 170 REMOTE ANNUNCIATOR | RISER ANNUNCIATOR |  | North | Siemens |  | Cards & Components |  |  |  | Card | TRUE | FTI2001-A1 | ++ | Fire Terminal Board | 1 | 0.011 | 0.011 |  |  |  |  | TRUE | [5 empty] | #FFFF0000 | FA-NFPA 170 REMOTE ANNUNCIATOR | 1 | FALSE | FALSE | FALSE
NFPA 170 SPEAKER WALL |  |  | North | Siemens |  | Speaker |  |  |  | Module | TRUE | SL2SPWR-AL | S54329-F148-A1++ | High-Fidelity Speaker, Wall, Red, Alert | 1 | [12 empty] | #FF0070C0 | FA-NFPA 170 SPEAKER WALL | 1 | FALSE | FALSE | FALSE | 2021
NFPA 170 FIRE ALARM CONTROL UNIT | RISER FACP |  | North | Siemens |  | Fire Alarm Control Unit |  |  |  | Assembly | TRUE | FV2050 |  | ASSEMBLY, Desigo Fire Safety Voice Electronics Kit | 1 | [6 empty] | FALSE | [5 empty] | #FFFF0000 | FA-NFPA 170 FIRE ALARM CONTROL UNIT | 1 | FALSE | FALSE | FALSE | 202 | [8 empty] | 7,12,18 |  |  |  |  | TRUE
|  |  | North | Siemens | [5 empty] | Module | TRUE | SE-HMC-CR | 500-636033 | E SPEAKER HI MULTI CANDELA RED CEILING | 1 | [7 empty] | TRUE |  |  |  |  | #FFFFFFFF |  |  | FALSE | FALSE | FALSE
NFPA 170 STROBE WALL |  |  | North | Siemens |  | Strobe |  |  |  | Module | TRUE | ZR-HMC-W | 500-636172 | Z STROBE HI MULTI-CANDELA WALL WHITE | 1 | [12 empty] | #FF0070C0 | FA-NFPA 170 STROBE WALL | 1 | FALSE | FALSE | FALSE | 2023
NFPA 170 SPEAKER STROBE CEILING |  |  | North | Siemens |  | Speaker/Strobe |  |  |  | Module | TRUE | SEH-MC-CW-B | UDI:SEH-MC-CW-B | HIGH FIDELITY SPEAKER STROBE, ROUND, HIFI, CEILING, 15/30/75/110CD, WHITE | 1 | [7 empty] | TRUE |  |  |  |  | #FF0070C0 | FA-NFPA 170 SPEAKER STROBE CEILING | 1 | FALSE | FALSE | FALSE | 2020 | [16 empty] | C
|  |  | North | Siemens | [5 empty] | Module | TRUE | RSM-IK | 500-696169 | RSM-IK Hardware Kit | 1 | [12 empty] | #FFFFFFFF |  |  | FALSE | FALSE | FALSE
NFPA 170 FIRE ALARM CONTROL UNIT | RISER FACP |  | North | Siemens |  | Fire Alarm Control Unit |  |  |  | Assembly | TRUE | FC901-U3 | S54433-C105-A1+ | 50 Pt Electronic Kit - Main Board - 170W PS | 1 | [6 empty] | FALSE | [5 empty] | #FFFF0000 | FA-NFPA 170 FIRE ALARM CONTROL UNIT | 1 | FALSE | FALSE | FALSE | 202 | [8 empty] | 12,18 |  |  | 6.5 |  | TRUE
|  |  | North | Siemens | [5 empty] | Module | TRUE | MPR-RK | 500-634775 | MOUNTS MODULES CC-5/CC-2 /PSC-12/PSX-12/ZAM-180 | 1 | [12 empty] | #FFFFFFFF |  |  | FALSE | FALSE | FALSE
|  |  | North | Siemens | [5 empty] | Module | TRUE | CAB-MP | 500-633012 | CAB-MP MOUNTING PLATE (1 ROW) MOUNTS IN CAB'S | 1 | [12 empty] | #FFFFFFFF |  |  | FALSE | FALSE | FALSE
|  |  | North | Siemens | [5 empty] | Module | TRUE | HUB-4 | 500-048820 | HUB-4 SUB-ASSEMBLY | 1 | [12 empty] | #FFFFFFFF |  |  | FALSE | FALSE | FALSE
|  |  | North | Siemens | [5 empty] | Module | TRUE | OSID-EHE | S54333-F69-A1 | Emitter Environmental Housing | 1 | [12 empty] | #FFFFFFFF |  |  | FALSE | FALSE | FALSE
|  |  | North | Siemens | [5 empty] | Module | TRUE | IIC | 500-850328 | INTERFACE ISOLATION CARD REQUIRED FOR NCC TO NRC CONNECTIONS | 1 | [12 empty] | #FFFFFFFF |  |  | FALSE | FALSE | FALSE
NFPA 170 NOTIFICATION CIRCUIT EXTENDER PANEL | RISER NAC |  | North | Siemens |  | Notification Circuit Extender Panel |  |  |  | Assembly | TRUE | PAD-5-9A-R | S54339-A18-A1 | Complete 9A PAD-5 Red Kit | 1 | [12 empty] | #FFFF0000 | FA-NFPA 170 NOTIFICATION CIRCUIT EXTENDER PANEL | 1 | FALSE | FALSE | FALSE | 212 | [8 empty] | 35,60,100 |  |  |  |  | TRUE
NFPA 170 SPEAKER CEILING |  |  | North | Siemens |  | Speaker |  |  |  | Module | TRUE | SLSPCR-A | S54329-F37-A2 | SLSPCR-A SPK,CLG,RED,AGENT | 1 | [7 empty] | TRUE |  |  |  |  | #FF0070C0 | FA-NFPA 170 SPEAKER CEILING | 1 | FALSE | FALSE | FALSE | 2019 | [16 empty] | C
NFPA 170 SPEAKER STROBE CEILING |  |  | North | Siemens |  | Speaker/Strobe |  |  |  | Module | TRUE | SLSPSCR-ALA | S54329-F52-A2 | SLSPSCR-ALA SPK/ST,CLG,RED,ALERT,AMBER | 1 | [7 empty] | TRUE |  |  |  |  | #FF0070C0 | FA-NFPA 170 SPEAKER STROBE CEILING | 1 | FALSE | FALSE | FALSE | 2020 | [16 empty] | C
NFPA 170 CHIME |  |  | North | Siemens |  | Chime |  |  |  | Module | TRUE | SL2CHSCR-F | S54329-F231-A1++ | Chime-Strobe, Ceiling, Clear, Red, Fire | 1 | [7 empty] | TRUE |  |  |  |  | #FFFF0000 | FA-NFPA 170 CHIME | 1 | FALSE | FALSE | FALSE | 2023
NFPA 170 REMOTE ANNUNCIATOR | RISER ANNUNCIATOR |  | North | Siemens |  | Remote Annunciator |  |  |  | Assembly | TRUE | FT2050 WITH LEDS |  | ASSEMBLY,NETWORK TERMINAL | 1 | [6 empty] | TRUE | [5 empty] | #FFFF0000 | FA-NFPA 170 REMOTE ANNUNCIATOR | 1 | FALSE | FALSE | FALSE | 255
|  |  | North | Siemens |  | Hardware |  |  |  | Hardware | TRUE | FHA2042-U1 | S54400-B55-A1 | Battery bracket (33 Ah) Optional bracket used to secure 33 AH batteries in an FH2005 enclosure to meet seismic approval. | 1 | [12 empty] | #FFFFFFFF |  |  | FALSE | FALSE | FALSE
|  |  | North | Siemens |  | Cards & Components |  |  |  | Card | TRUE | VCI2003-A1 | S54400-A141-A1 | VoIP module The VoIP module is used to convert audio signals between analog and digital Voice over IP signals. This module is mounted to a connection point on the VCA2001 Voice CPU card, and is required for all networked voice applications. | 1 | [6 empty] | TRUE | [5 empty] | #FFFFFFFF |  |  | FALSE | FALSE | FALSE
|  |  | North | Siemens | [5 empty] | Module | TRUE | MS-151 | 500-688458 | MANUAL STATIONS N.O. SPST | 1 | [12 empty] | #FFFFFFFF |  |  | FALSE | FALSE | FALSE
|  |  | North | Siemens | [5 empty] | Module | TRUE | AD-11UK | 500-695967 | AD-11UK COVER/ADAPTOR KIT | 1 | [12 empty] | #FFFFFFFF |  |  | FALSE | FALSE | FALSE
NFPA 170 SPEAKER CEILING |  |  | North | Siemens |  | Speaker |  |  |  | Module | TRUE | SECH-R | S54360-F1-A1 | HIGH FIDELITY SPEAKER, ROUND, HIFI, CEILING, RED | 1 | [7 empty] | TRUE |  |  |  |  | #FF0070C0 | FA-NFPA 170 SPEAKER CEILING | 1 | FALSE | FALSE | FALSE
|  |  | North | Siemens |  | Hardware |  |  |  | Hardware | TRUE | FHK2001-R3 | S54400-C54-A2 | Red 1 Height Unit Enclosure kit (for FT924) Consists of: One FHB2001-R1, one FHD2004-U1, one FHD2006-U1, one FHD2001-R3 | 1 | [6 empty] | FALSE | [5 empty] | #FFFFFFFF |  |  | FALSE | FALSE | FALSE | [14 empty] | FALSE
|  |  | North | Siemens |  | Cards & Components |  |  |  | Card | TRUE | PAD-5-CLSA | S54339-A6-A1+ | Class A/B Expansion Board with Releasing | 1 | 0.055 | 0.13 |  |  |  |  | TRUE | [5 empty] | #FFFFFFFF |  |  | FALSE | FALSE | FALSE
NFPA 170 FIRE ALARM CONTROL UNIT | RISER FACP |  | North | Siemens |  | Fire Alarm Control Unit |  |  |  | Assembly | TRUE | MXLV |  | ASSEMBLY, Fire Alarm Control Panel, Addressable With Voice | 1 | [6 empty] | FALSE | [5 empty] | #FFFF0000 | FA-NFPA 170 FIRE ALARM CONTROL UNIT | 1 | FALSE | FALSE | FALSE | 202 | [8 empty] | 7,12,18 |  |  |  |  | TRUE
NFPA 170 SPEAKER CEILING |  |  | North | Siemens |  | Speaker |  |  |  | Module | TRUE | SEC-R | 500-636035 | E SPEAKER RED CEILING | 1 | [6 empty] | FALSE | TRUE |  |  |  |  | #FF0070C0 | FA-NFPA 170 SPEAKER CEILING | 1 | FALSE | FALSE | FALSE | 2019 | [13 empty] | FALSE |  |  | C
|  |  | North | Siemens | [5 empty] | Module | TRUE | CAB1R-TK | 500-633729 | CAB1R SEMI FLUSH MNT TRIM KIT RED MOUNTS TO CAB1R | 1 | [12 empty] | #FFFFFFFF |  |  | FALSE | FALSE | FALSE
NFPA 170 SPEAKER STROBE |  |  | North | Siemens |  | Speaker/Strobe |  |  |  | Module | TRUE | SEH-MC-R-ALERT | S54329-A17-A1 | SPK-ST,WALL,ALR,R | 1 | [12 empty] | #FF0070C0 | FA-NFPA 170 SPEAKER STROBE | 1 | FALSE | FALSE | FALSE | 2019
|  |  | North | Siemens | [5 empty] | Module | TRUE | SPEXT-W | 500-636117 | SE SPEAKER CEILING EXTENSION RING WHITE | 1 | [7 empty] | TRUE |  |  |  |  | #FFFFFFFF |  |  | FALSE | FALSE | FALSE
|  |  | North | Siemens | [5 empty] | Module | TRUE | SXL-EX-UK | 500-696009 | SXL-EX-UK F/W UPGRADE KIT | 1 | [12 empty] | #FFFFFFFF |  |  | FALSE | FALSE | FALSE
|  |  | North | Siemens |  | Hardware |  |  |  | Hardware | TRUE | FHB2001-R1 | S54400-B47-A2 | Back box (1HU, red) | 1 | [6 empty] | FALSE | [5 empty] | #FFFFFFFF |  |  | FALSE | FALSE | FALSE
|  |  | North | Siemens | [5 empty] | Module | TRUE | FHK2003-R3 | S54400-C56-A2 | Red 2 Height Unit 2 Window Enclosure kit (for FC922, FC924 when adding LEDs) Consists of: One FHB2002-R1, one FHD2004-U1, two FHD2006-U1, one FHD2003-R3 | 1 | [12 empty] | #FFFFFFFF |  |  | FALSE | FALSE | FALSE
NFPA 170 HORN STROBE CEILING |  |  | North | Siemens |  | Horn/Strobe |  |  |  | Module | TRUE | ZH-MC-CW | 500-636166 | Z HORN MULTI CANDELA CEILING WHITE | 1 | [7 empty] | TRUE |  |  |  |  | #FF0070C0 | FA-NFPA 170 HORN STROBE CEILING | 1 | FALSE | FALSE | FALSE | 2013 | [16 empty] | C
|  |  | North | Siemens |  | Cards & Components |  |  |  | Card | TRUE | MXLV Main Board |  | CARD, Fire Alarm Control Panel, Addressable With Voice Main Board | 1 | [6 empty] | TRUE | [5 empty] | #FFFFFFFF |  |  | FALSE | FALSE | FALSE | [14 empty] | FALSE
|  |  | North | Siemens | [5 empty] | Module | TRUE | BS-SS | 500-694389 | BELL 6 24V DC RED SS | 1 | [12 empty] | #FFFFFFFF |  |  | FALSE | FALSE | FALSE
NFPA 170 FIRE ALARM CONTROL UNIT | RISER FACP |  | North | Siemens |  | Fire Alarm Control Unit |  |  |  | Assembly | TRUE | TXR-320 | 500-537020 + | TXR-320 6 ZONE DELUG / EXTING PANEL | 1 | [12 empty] | #FFFF0000 | FA-NFPA 170 FIRE ALARM CONTROL UNIT | 1 | FALSE | FALSE | FALSE | [14 empty] | TRUE
170 BASIC SHAPE |  |  | North | Siemens |  | Hardware |  |  |  | Hardware | TRUE | FH2016-R1 | S54400-B136-A1 | Housing for EBA2001 (red) Red enclosure for an EBA2001 booster amplifier. Capable of housing a single EBA2004 main board, a single FP2011-U1 power supplly, and up to 33 AH batteries. | 1 | [6 empty] | TRUE | [5 empty] | #FFFF0000 | FA-170 BASIC SHAPE | 1 | FALSE | FALSE | FALSE | 5000 | [13 empty] | FALSE
|  |  | North | Siemens | [5 empty] | Module | TRUE | SERS-R | 500-636122 | SQUARE SEMI-FLUSH EXTENSION RING RED | 1 | [12 empty] | #FFFFFFFF |  |  | FALSE | FALSE | FALSE
NFPA 170 HORN STROBE CEILING |  |  | North | Siemens |  | Horn/Strobe |  |  |  | Module | TRUE | AS-HMC-CW | 500-636009 | AS HORN HI MULTI CANDELA WHITE CEILING | 1 | [7 empty] | TRUE |  |  |  |  | #FF0070C0 | FA-NFPA 170 HORN STROBE CEILING | 1 | FALSE | FALSE | FALSE | 2013 | [16 empty] | C
|  |  | North | Siemens | [5 empty] | Module | TRUE | DBBS-R | 500-636111 | DBBS BACK BOX | 1 | [12 empty] | #FFFFFFFF |  |  | FALSE | FALSE | FALSE
|  |  | North | Siemens | [5 empty] | Module | TRUE | VESDA-HLI-KIT | S54430-F99-A2 | VESDA HLI KIT FOR XLS | 1 | [12 empty] | #FFFFFFFF |  |  | FALSE | FALSE | FALSE
NFPA 170 HORN STROBE |  |  | North | Siemens |  | Horn/Strobe |  |  |  | Module | TRUE | AS-HMC-W-WP | 500-636184 | AS HORN HI MULTI CANDELA WALL WHITE WEATHERPROOF | 1 | [12 empty] | #FF0070C0 | FA-NFPA 170 HORN STROBE | 1 | FALSE | FALSE | FALSE | 2012 | [16 empty] | WP
NFPA 170 SPEAKER STROBE CEILING |  |  | North | Siemens |  | Speaker/Strobe |  |  |  | Module | TRUE | SET-MC-CR | 500-636062 | ET MULTI-CANDELA RED CEILING | 1 | [7 empty] | TRUE |  |  |  |  | #FF0070C0 | FA-NFPA 170 SPEAKER STROBE CEILING | 1 | FALSE | FALSE | FALSE
|  |  | North | Siemens |  | Cards & Components |  |  |  | Card | TRUE | FCI2002-A1 | ++ | Periphery board (2-loops) | 1 | 0.039 | 0.039 |  |  |  |  | TRUE | [5 empty] | #FFFFFFFF |  |  | FALSE | FALSE | FALSE | [12 empty] | 0.5
NFPA 170 HORN |  |  | North | Siemens |  | Horn |  |  |  | Module | TRUE | AH-R-WP | 500-636005 | AH HORN RED WEATHERPROOF | 1 | [12 empty] | #FF0070C0 | FA-NFPA 170 HORN | 1 | FALSE | FALSE | FALSE | 2010
NFPA 170 STROBE CEILING |  |  | North | Siemens |  | Strobe |  |  |  | Module | TRUE | SL2SCW-EV | S54329-F197-A1++ | Strobe, Ceiling, Clear, White, Evacuation | 1 | [7 empty] | TRUE |  |  |  |  | #FF0070C0 | FA-NFPA 170 STROBE CEILING | 1 | FALSE | FALSE | FALSE | 2023
|  |  | North | Siemens | [5 empty] | Module | TRUE | JA-24 | 600-121421 | TWENTY-FOUR INCH HARNESS | 1 | [12 empty] | #FFFFFFFF |  |  | FALSE | FALSE | FALSE
|  |  | North | Siemens | [5 empty] | Module | TRUE | ICP-B6 | 500-895303 | INTEL OUTPUT CONTROL PT(B6 CHIP) | 1 | [12 empty] | #FFFFFFFF |  |  | FALSE | FALSE | FALSE
|  |  | North | Siemens | [5 empty] | Module | TRUE | SNU-Kit | S54430-C19-A1 | SNU SALES KIT | 1 | [12 empty] | #FFFFFFFF |  |  | FALSE | FALSE | FALSE
|  |  | North | Siemens | [5 empty] | Module | TRUE | PAD-3-MB | 500-699080 | MAIN BOARD ONLY FOR PAD-3 | 1 | [12 empty] | #FFFFFFFF |  |  | FALSE | FALSE | FALSE
|  |  | North | Siemens | [5 empty] | Module | TRUE | 40/40L-122SF | S54430-F115-A1 | UV/IR FLM DET WO1 85C 3/4" SS FM | 1 | [12 empty] | #FFFFFFFF |  |  | FALSE | FALSE | FALSE
NFPA 170 SMOKE HEAT DETECTOR |  |  | North | Siemens |  | Smoke/Heat Detector |  |  |  | Module | TRUE | FDOT421 w/DB2-HR BASE | S54320-F6-A1+ | Multi-Criteria Fire Detector | 1 | 0.00025 | 0.00061 | [5 empty] | TRUE |  |  |  |  | #FFFF0000 | FA-NFPA 170 SMOKE HEAT DETECTOR | 1 | FALSE | FALSE | FALSE | 1411 | [16 empty] | R
NFPA 170 SPEAKER WALL |  |  | North | Siemens |  | Speaker |  |  |  | Module | TRUE | SLSPWR-AL | S54329-F39-A2 | SLSPWR-AL SPK,WALL,RED,ALERT | 1 | [12 empty] | #FF0070C0 | FA-NFPA 170 SPEAKER WALL | 1 | FALSE | FALSE | FALSE | 2021
NFPA 170 HORN STROBE |  |  | North | Siemens |  | Horn/Strobe |  |  |  | Module | TRUE | SL2MTSWR-FB | S54329-F238-A1++ | Multi-Tone Strobe, Wall, Clear, Red, Pictogram | 1 | [12 empty] | #FF0070C0 | FA-NFPA 170 HORN STROBE | 1 | FALSE | FALSE | FALSE | 2023
|  |  | North | Siemens | [5 empty] | Module | TRUE | ED-35R | 305-081403 | HINGED RED DOOR FOR 40 MODULE ENCLOSURE | 1 | [12 empty] | #FFFFFFFF |  |  | FALSE | FALSE | FALSE
|  |  | North | Siemens | [5 empty] | Module | TRUE | FTS-C | 500-299450 | REMOTE WARDENS TELEPHONE STATION ARMORED CABLE MOUNTS IN FB-300 OR FB-301S | 1 | [12 empty] | #FFFFFFFF |  |  | FALSE | FALSE | FALSE
NFPA 170 SPEAKER STROBE |  |  | North | Siemens |  | Speaker/Strobe |  |  |  | Module | TRUE | SLSPSWW-ALA | S54329-F45-A2 | SLSPSWW-ALA SPK/ST,WALL,WHT,ALERT,AMBER | 1 | [12 empty] | #FF0070C0 | FA-NFPA 170 SPEAKER STROBE | 1 | FALSE | FALSE | FALSE | 2019
|  |  | North | Siemens | [5 empty] | Module | TRUE | DMS-CATB-PKG-LM | S54465-C77-A1 | UL/ULC HW category B computer, 42" LCD monitor, SNC card, Software DVD, (no software licenses included) - (DMS-CATB-PKG-LM) | 1 | [12 empty] | #FFFFFFFF |  |  | FALSE | FALSE | FALSE
|  |  | North | Siemens | [5 empty] | Module | TRUE | XND-M | S54431-B5-A1 | XND-M (XNET Interface) Module for MOSA | 1 | [12 empty] | #FFFFFFFF |  |  | FALSE | FALSE | FALSE
NFPA 170 HORN |  |  | North | Siemens |  | Horn |  |  |  | Module | TRUE | U-MHU-W | 500-699593 | ELC Sync/Non-Sync Horn 24 VDC | 1 | [12 empty] | #FF0070C0 | FA-NFPA 170 HORN | 1 | FALSE | FALSE | FALSE | 2010
|  |  | North | Siemens | [5 empty] | Module | TRUE | XLS-RCC13F-ADPT | S54430-Z13-A1 | RCC-1F AND RCC-3F BLACK ENCLOSURE ADAPTER FOR FIREFINDER XLS SSD | 1 | [12 empty] | #FFFFFFFF |  |  | FALSE | FALSE | FALSE
NFPA 170 SMOKE HEAT DETECTOR |  |  | North | Siemens |  | Smoke/Heat Detector |  |  |  | Module | TRUE | OOH941 | S54320-F7-A2 | Dual Optical / Heat Detector | 1 | 0.00065 | 0.00065 |  |  |  |  | FALSE | TRUE |  |  |  |  | #FFFF0000 | FA-NFPA 170 SMOKE HEAT DETECTOR | 1 | FALSE | FALSE | FALSE | 1411 | [13 empty] | FALSE
NFPA 170 HORN STROBE |  |  | North | Siemens |  | Horn/Strobe |  |  |  | Module | TRUE | AS-75-R-WP | 500-636016 | AS Horn ¦ Strobe: Weatherproof, Red | 1 | [6 empty] | FALSE | [5 empty] | #FF0070C0 | FA-NFPA 170 HORN STROBE | 1 | FALSE | FALSE | FALSE | 2012 | [13 empty] | FALSE |  |  | WP
NFPA 170 SPEAKER STROBE CEILING |  |  | North | Siemens |  | Speaker/Strobe |  |  |  | Module | TRUE | SLSPSCW-NA | S54329-F53-A1 | SLSPSCW-NA SPK/ST,CLG,WHT,NO-TXT,AMBER | 1 | [7 empty] | TRUE |  |  |  |  | #FF0070C0 | FA-NFPA 170 SPEAKER STROBE CEILING | 1 | FALSE | FALSE | FALSE | 2020 | [16 empty] | C
NFPA 170 STROBE CEILING |  |  | North | Siemens |  | Strobe |  |  |  | Module | TRUE | SL2SCW-NB | S54329-F194-A1++ | Strobe, Ceiling, Blue, White, No Lettering | 1 | [7 empty] | TRUE |  |  |  |  | #FF0070C0 | FA-NFPA 170 STROBE CEILING | 1 | FALSE | FALSE | FALSE | 2023
NFPA 170 SPEAKER STROBE CEILING |  |  | North | Siemens |  | Speaker/Strobe |  |  |  | Module | TRUE | SEFH-HMC-CW | S54360-F3-A1 | HIGH FIDELITY SPEAKER STROBE, ROUND, HIFI, LOW PROFILE, CEILING,115/177CD,WHITE | 1 | [7 empty] | TRUE |  |  |  |  | #FF0070C0 | FA-NFPA 170 SPEAKER STROBE CEILING | 1 | FALSE | FALSE | FALSE | 2020 | [16 empty] | C
NFPA 170 SMOKE DETECTOR |  |  | North | Siemens |  | Smoke Detector |  |  |  | Module | TRUE | ILI-1AH |  | Addressable Ionization Detector, 1200 ft./min | 1 | 0.0012 | 0.0015 |  |  |  |  | FALSE | TRUE |  |  |  |  | #FFFF0000 | FA-NFPA 170 SMOKE DETECTOR | 1 | FALSE | FALSE | FALSE | 1408 | [13 empty] | FALSE
|  |  | North | Siemens |  | Hardware |  |  |  | Hardware | TRUE | CAB2-BD-OD-LP | 599-050599 | INCLUDES: (1) CAB2-BD, (1) BCL AND (1) OD-LP | 1 | [12 empty] | #FFFFFFFF |  |  | FALSE | FALSE | FALSE
NFPA 170 HORN STROBE CEILING |  |  | North | Siemens |  | Horn/Strobe |  |  |  | Module | TRUE | SL2HSCR-FB | S54329-F91-A1++ | Horn-Strobe, Ceiling, Clear, Red, Pictogram | 1 | [7 empty] | TRUE |  |  |  |  | #FF0070C0 | FA-NFPA 170 HORN STROBE CEILING | 1 | FALSE | FALSE | FALSE | 2023
170 BASIC SHAPE |  |  | North | Siemens |  | Hardware |  |  |  | Hardware | TRUE | BCL | 599-633997 | 60 PIN CABLE LONG-REQUIRED IN CAB2,2X AND CAB3,3X FOR ROW TO ROW CONNECTIONS | 1 | [12 empty] | #FFFF0000 | FA-170 BASIC SHAPE | 1 | FALSE | FALSE | FALSE | 5000
|  |  | North | Siemens | [5 empty] | Module | TRUE | CC-2 | 500-633440 | CARDCAGE (2 SLOTS)- ALL CARDS CAB-MP - 1 POSITION | 1 | [12 empty] | #FFFFFFFF |  |  | FALSE | FALSE | FALSE
NFPA 170 SPEAKER STROBE CEILING |  |  | North | Siemens |  | Speaker/Strobe |  |  |  | Module | TRUE | SLSPSCR-AL | S54329-F49-A2 | SLSPSCR-AL SPK/ST,CLG,RED,ALERT | 1 | [7 empty] | TRUE |  |  |  |  | #FF0070C0 | FA-NFPA 170 SPEAKER STROBE CEILING | 1 | FALSE | FALSE | FALSE | 2020 | [16 empty] | C
170 BASIC SHAPE |  |  | North | Siemens |  | Miscellaneous |  |  |  | Module | TRUE | CPY-HLI | 500-699910 | Intelligent Interface | 1 | 0.9 | 0.9 |  |  |  |  | TRUE | [5 empty] | #FFFF0000 | FA-170 BASIC SHAPE | 1 | FALSE | FALSE | FALSE
|  |  | North | Siemens |  | Hardware |  |  |  | Hardware | TRUE | WFPAS-R | 500-636133 | WEATHERPROOF FLUSH PLATE RED | 1 | [12 empty] | #FFFFFFFF |  |  | FALSE | FALSE | FALSE
NFPA 170 EM STROBE WALL |  |  | North | Siemens |  | Strobe |  |  |  | Module | TRUE | ST-AMC-W-MNS-ALERT | S54301-Z73-A1+ | MNS Amber Strobe, multi Candela − Wall Mount, White − ‘ALERT’ | 1 | [12 empty] | #FF0070C0 | FA-NFPA 170 EM STROBE WALL | 1 | FALSE | FALSE | FALSE | 2008
|  |  | North | Siemens | [5 empty] | Module | TRUE | DA-304 | 500-048758 | DUCT HOUSING COVER FOR 11 SERIES | 1 | [12 empty] | #FFFFFFFF |  |  | FALSE | FALSE | FALSE
NFPA 170 NOTIFICATION CIRCUIT EXTENDER PANEL | RISER NAC |  | North | Siemens |  | Notification Circuit Extender Panel |  |  |  | Assembly | TRUE | PAD-4-6A | S54339-A1-A1 | Complete 6 amp PAD-4 kit (enclosure, board, 170W power supply) | 1 | [6 empty] | FALSE | [5 empty] | #FFFF0000 | FA-NFPA 170 NOTIFICATION CIRCUIT EXTENDER PANEL | 1 | FALSE | FALSE | FALSE | 212 | [8 empty] | 7,12,18,35 |  |  | 11 |  | TRUE
NFPA 170 HORN STROBE CEILING |  |  | North | Siemens |  | Horn/Strobe |  |  |  | Module | TRUE | AS-75-CR-WP | 500-636015++ | AS Horn ¦ Strobe: Ceiling Weatherproof, Red | 1 | [7 empty] | TRUE |  |  |  |  | #FF0070C0 | FA-NFPA 170 HORN STROBE CEILING | 1 | FALSE | FALSE | FALSE | 2013 | [16 empty] | C, WP
NFPA 170 LOCAL OPERATOR CONSOLE | RISER LOC |  | North | Siemens |  | Local Operator Console |  |  |  | Assembly | TRUE | SSD-LOC |  | REMOTE SSD-C-LOC LCD DISPLAY ASSEMBLY REMBOX2 | 1 | 0.322 | 0.322 | [10 empty] | #FFFF0000 | FA-NFPA 170 LOCAL OPERATOR CONSOLE | 1 | FALSE | FALSE | FALSE
|  |  | North | Siemens |  | Hardware |  |  |  | Hardware | TRUE | EXTRA-LONG CABLE | 555-135860 | 60 PIN 6 1/2 FOOT CABLE FOR CAB2,2X AND CAB3,3X ROW TO ROW CONNECTIONS | 1 | [12 empty] | #FFFFFFFF |  |  | FALSE | FALSE | FALSE
|  |  | North | Siemens | [5 empty] | Module | TRUE | WPS-KIT | 500-636138 | SURFACE MOUNTING WEATHERPROOF BACK BOX KIT | 1 | [12 empty] | #FFFFFFFF |  |  | FALSE | FALSE | FALSE
|  |  | North | Siemens | [5 empty] | Module | TRUE | PS-35/220 | 500-891594 | POWER SUPPLY 24VDC-220VAC, 10 AMP | 1 | [12 empty] | #FFFFFFFF |  |  | FALSE | FALSE | FALSE
|  |  | North | Siemens | [5 empty] | Module | TRUE | RNI-CBL | 500-650063 | CABLE NEEDED FOR SECOND RNI | 1 | [12 empty] | #FFFFFFFF |  |  | FALSE | FALSE | FALSE
NFPA 170 STROBE WALL |  |  | North | Siemens |  | Strobe |  |  |  | Module | TRUE | SL2SWW-ALB | S54329-F213-A1++ | Strobe, Wall, Blue, White, Alert | 1 | [12 empty] | #FF0070C0 | FA-NFPA 170 STROBE WALL | 1 | FALSE | FALSE | FALSE | 2023
|  |  | North | Siemens |  | Cards & Components |  |  |  | Card | TRUE | FCA2031-A1 | S54400-A153-A1 | Connection Module (MoNet) Used for communication between an FCI2018/FCI2019 operating unit and either the VCC2001 Voice CPU (for fire/voice panels) or the FN2012 Ethernet Switch (for fire only panels). The FCA2031 mounts in Position 1 on an FCI2018/FCI2019 operating unit. | 1 | 0 | 0.1 |  |  |  |  | TRUE | [5 empty] | #FFFFFFFF |  |  | FALSE | FALSE | FALSE
|  |  | North | Siemens | [5 empty] | Module | TRUE | SFPS-R | 500-636124 | SEMI-FLUSH PLATE RED | 1 | [12 empty] | #FFFFFFFF |  |  | FALSE | FALSE | FALSE
|  |  | North | Siemens | [5 empty] | Module | TRUE | ZU-35TS | 500-885420 | DUAL ZONE W/TEST SWITCHES (1) SPACE | 1 | [12 empty] | #FFFFFFFF |  |  | FALSE | FALSE | FALSE
NFPA 170 SPEAKER CEILING |  |  | North | Siemens |  | Speaker |  |  |  | Module | TRUE | SC-SP-CW-F |  | CEILING ACEND SPEAKER, WHITE, "FIRE" | 1 | [6 empty] | TRUE | TRUE |  |  |  |  | #FF0070C0 | FA-NFPA 170 SPEAKER CEILING | 1 | FALSE | FALSE | FALSE
|  |  | North | Siemens | [5 empty] | Module | TRUE | AE-30U | 500-884320 | ALARM EXTENDER MODULE (1) SPACE | 1 | [12 empty] | #FFFFFFFF |  |  | FALSE | FALSE | FALSE
NFPA 170 HORN STROBE CEILING |  |  | North | Siemens |  | Horn/Strobe |  |  |  | Module | TRUE | ZH-HMC-CW | 500-636168 | Z HORN HI MULTI CANDELA CEILING WHITE | 1 | [7 empty] | TRUE |  |  |  |  | #FF0070C0 | FA-NFPA 170 HORN STROBE CEILING | 1 | FALSE | FALSE | FALSE | 2013 | [16 empty] | C
NFPA 170 FIRE ALARM CONTROL UNIT | RISER FACP |  | North | Siemens |  | Fire Alarm Control Unit |  |  |  | Assembly | TRUE | FC2005-U2 |  | ASSEMBLY, Desigo 50 Point FACP | 1 | [6 empty] | TRUE | [5 empty] | #FFFF0000 | FA-NFPA 170 FIRE ALARM CONTROL UNIT | 1 | FALSE | FALSE | FALSE | 202 | [13 empty] | TRUE
NFPA 170 HORN |  |  | North | Siemens |  | Horn |  |  |  | Module | TRUE | SLFSWW-F | S54329-F56-A2 | SLFSWW-F LFS,WALL,WHT,FIRE | 1 | [12 empty] | #FF0070C0 | FA-NFPA 170 HORN | 1 | FALSE | FALSE | FALSE | 2010
|  |  | North | Siemens | [5 empty] | Module | TRUE | ALCC | 500-650127 | AUDIO LEVEL CONVERSION CARD | 1 | [12 empty] | #FFFFFFFF |  |  | FALSE | FALSE | FALSE
NFPA 170 HORN CEILING |  |  | North | Siemens |  | Horn |  |  |  | Module | TRUE | CH-CW | 500-636024 | CHIME WHITE CEILING | 1 | [7 empty] | TRUE |  |  |  |  | #FF0070C0 | FA-NFPA 170 HORN CEILING | 1 | FALSE | FALSE | FALSE | [17 empty] | CH
NFPA 170 ADDRESSABLE INPUT MONITOR MODULE |  |  | North | Siemens |  | Addressable Module |  |  |  | Module | TRUE | XTRI-M | S54370-B4-A1 | XTRI-M Mini Input Monitor Module with Built-In Isolator | 1 | 0.0005 | 0.0005 | [10 empty] | #FFFF0000 | FA-NFPA 170 ADDRESSABLE INPUT MONITOR MODULE | 1 | FALSE | FALSE | FALSE | 1000
NFPA 170 SPEAKER STROBE CEILING |  |  | North | Siemens |  | Speaker/Strobe |  |  |  | Module | TRUE | SLSPSCR-NA | S54329-F53-A2 | SLSPSCR-NA SPK/ST,CLG,RED,NO-TXT,AMBER | 1 | [7 empty] | TRUE |  |  |  |  | #FF0070C0 | FA-NFPA 170 SPEAKER STROBE CEILING | 1 | FALSE | FALSE | FALSE | 2020 | [16 empty] | C
NFPA 170 AMPLIFIER RACK | RISER AMP |  | North | Siemens |  | Amplifier |  |  |  | Assembly | TRUE | EBA2001-R1 | S54400-B141-A1 | Booster amplifier (100W, red) Kit consisting of a booster amplifier main board (EBA2004-A1), a red enclosure (FH2016-R1) and a 170W power supply (FP2011-U1) | 1 | [6 empty] | FALSE | [5 empty] | #FFFF0000 | FA-NFPA 170 AMPLIFIER RACK | 1 | FALSE | FALSE | FALSE | 300 | [8 empty] | 18 |  |  | 6.5 | 100 | TRUE
NFPA 170 HORN STROBE |  |  | North | Siemens |  | Horn/Strobe |  |  |  | Module | TRUE | SL2HSWW-N | S54329-F106-A1++ | Horn-Strobe, Wall, Clear, White, No Lettering | 1 | [12 empty] | #FF0070C0 | FA-NFPA 170 HORN STROBE | 1 | FALSE | FALSE | FALSE | 2023
NFPA 170 HORN CEILING |  |  | North | Siemens |  | Horn |  |  |  | Module | TRUE | SL2FSCR-N | S54329-F109-A1++ | Sounder, Ceiling, Clear, Red, No Lettering | 1 | [7 empty] | TRUE |  |  |  |  | #FF0070C0 | FA-NFPA 170 HORN CEILING | 1 | FALSE | FALSE | FALSE | 2023 | [16 empty] | LF
NFPA 170 SPEAKER CEILING |  |  | North | Siemens |  | Speaker |  |  |  | Module | TRUE | SL2SPCW-A | S54329-F145-A1++ | High-Fidelity Speaker, Ceiling, White, Agent | 1 | [7 empty] | TRUE |  |  |  |  | #FF0070C0 | FA-NFPA 170 SPEAKER CEILING | 1 | FALSE | FALSE | FALSE
|  |  | North | Siemens | [5 empty] | Module | TRUE | FTS-P | 500-299452 | REMOTE WARDENS TELEPHONE STATION PUSH TO TALK MOUNTS IN FB-300 OR FB-301S | 1 | [12 empty] | #FFFFFFFF |  |  | FALSE | FALSE | FALSE
NFPA 170 SPEAKER STROBE |  |  | North | Siemens |  | Speaker/Strobe |  |  |  | Module | TRUE | SET-S17-W-WP | 500-636059 | ET SPKR 15/75 STROBE WHITE WEATHERPROOF | 1 | [12 empty] | #FF0070C0 | FA-NFPA 170 SPEAKER STROBE | 1 | FALSE | FALSE | FALSE | 2019
|  |  | North | Siemens |  | Hardware |  |  |  | Hardware | TRUE | FHA2035-R1 | S54400-B44-A2 | Trim Kit 1 HU Red | 1 | [12 empty] | #FFFFFFFF |  |  | FALSE | FALSE | FALSE
NFPA 170 HORN STROBE |  |  | North | Siemens |  | Horn/Strobe |  |  |  | Module | TRUE | SLHSWW-FB | S54329-F24-A2 | SLHSWW-FB HRN/ST,WALL,WHT,PICTOGRAM | 1 | [12 empty] | #FF0070C0 | FA-NFPA 170 HORN STROBE | 1 | FALSE | FALSE | FALSE | 2012
|  |  | North | Siemens | [5 empty] | Module | TRUE | FHK2003-U3 | S54400-C56-A1 | Black 2 Height Unit 2 Window Enclosure kit (for FC922, FC924 when adding LEDs) Consists of: One FHB2002-U1, one FHD2004-U1, two FHD2006-U1, one FHD2003-U3 | 1 | [12 empty] | #FFFFFFFF |  |  | FALSE | FALSE | FALSE
NFPA 170 SPEAKER STROBE |  |  | North | Siemens |  | Speaker/Strobe |  |  |  | Module | TRUE | SET-MC-VR | 500-636060 | ET SPKR MULTI CANDELA VANDAL RESISTANT RED | 1 | [12 empty] | #FF0070C0 | FA-NFPA 170 SPEAKER STROBE | 1 | FALSE | FALSE | FALSE | 2019
|  |  | North | Siemens | [5 empty] | Module | TRUE | WAIO | 500-234968 | WIDE AREA INPUT OUTPUT MODULE THAT INCLUDES 4 DRY CONTACT INPUTS AND 4 OPEN COLLECTOR OUTPUTS | 1 | [12 empty] | #FFFFFFFF |  |  | FALSE | FALSE | FALSE
|  |  | North | Siemens |  | Hardware |  |  |  | Hardware | TRUE | 5000-017 | 500-050282+ | Model F5000 detector-wire cage | 1 | [12 empty] | #FFFFFFFF |  |  | FALSE | FALSE | FALSE
NFPA 170 SPEAKER STROBE |  |  | North | Siemens |  | Speaker/Strobe |  |  |  | Module | TRUE | SL2SPSWW-M | S54329-F178-A1++ | Speaker-Strobe, Wall, Clear, White, Emergency | 1 | [12 empty] | #FF0070C0 | FA-NFPA 170 SPEAKER STROBE | 1 | FALSE | FALSE | FALSE | 2023
|  |  | North | Siemens | [5 empty] | Module | TRUE | PSC-CBL-24 | 500-634879 | 24" CABLE FROM PTB TO PSC-12 | 1 | [12 empty] | #FFFFFFFF |  |  | FALSE | FALSE | FALSE
|  |  | North | Siemens |  | Cards & Components |  |  |  | Card | TRUE | FCA2016-U1 | S54400-A39-A1++ | RS485 class A module (iso.) | 1 | 0.075 | 0.136 |  |  |  |  | TRUE | [5 empty] | #FFFFFFFF |  |  | FALSE | FALSE | FALSE
|  |  | North | Siemens | [5 empty] | Module | TRUE | EN-PADR | 310-099150 | RED ENCLOSURE FOR PAD-3 | 1 | [12 empty] | #FFFFFFFF |  |  | FALSE | FALSE | FALSE
|  |  | North | Siemens | [5 empty] | Module | TRUE | VCI2001-U1 | S54400-A45-A1 | Voice Amplifier Card 50 Watt amplifier card for the Voice system. The VCI2001 gets mounted in the VCA2002 card cage, with all speaker zone wiring connected to the card cage. Up to four VCI2001 amplifiers are supported on a single system. | 1 | 0.33 | 3.2 | [10 empty] | #FFFFFFFF |  |  | FALSE | FALSE | FALSE
|  |  | North | Siemens |  | Hardware |  |  |  | Hardware | TRUE | CAB-55-BRKT | S54430-B1-A1 | BRACKET TO HOLD DOWN BTX-2 55AH BATTERIES IN CAB-BATT ENCLOSURE (REQUIRED FOR SEISMIC APPLICATIONS | 1 | [12 empty] | #FFFFFFFF |  |  | FALSE | FALSE | FALSE
|  |  | North | Siemens | [5 empty] | Module | TRUE | 40/40UB-122SF | S54430-F275-A1 | UV FLM DET BIT WO1 85C 3/4" SS FM | 1 | [12 empty] | #FFFFFFFF |  |  | FALSE | FALSE | FALSE
|  |  | North | Siemens | [5 empty] | Module | TRUE | BP-RK | 500-634777 | BLANK PLATE | 1 | [12 empty] | #FFFFFFFF |  |  | FALSE | FALSE | FALSE
|  |  | North | Siemens | [5 empty] | Module | TRUE | XMI | 500-034870 | XLS TO MXL INTERFACE BOARD | 1 | [12 empty] | #FFFFFFFF |  |  | FALSE | FALSE | FALSE
|  |  | North | Siemens |  | Cards & Components |  |  |  | Card | TRUE | SZE-4X | 500-696006 | SXL FOUR ZONE EXPANDER W/OUTPUTS | 1 | [6 empty] | TRUE | [5 empty] | #FFFFFFFF |  |  | FALSE | FALSE | FALSE
NFPA 170 REMOTE ANNUNCIATOR | RISER ANNUNCIATOR |  | North | Siemens |  | Hardware |  |  |  | Hardware | TRUE | FH7203-Z3 | ++ | Housing (Comfort) | 1 | [12 empty] | #FFFF0000 | FA-NFPA 170 REMOTE ANNUNCIATOR | 1 | FALSE | FALSE | FALSE
|  |  | North | Siemens | [5 empty] | Module | TRUE | EA-35 | 599-021035 | 1 40 MOD ENCLOSURE KIT/EA-35 KIT 1 EB-35 BACKBOX 1 ED-35 DOOR RAIL KIT FOR THE EK-35 KIT | 1 | [12 empty] | #FFFFFFFF |  |  | FALSE | FALSE | FALSE
|  |  | North | Siemens | [5 empty] | Module | TRUE | DA-X3SR | 500-095022 | DUCT RELAY MODULE (INTELLIGENT) | 1 | [12 empty] | #FFFFFFFF |  |  | FALSE | FALSE | FALSE
|  |  | North | Siemens |  | Cards & Components |  |  |  | Card | TRUE | EBA2004-A1 | S54400-B137-A1 | Booster amplifier main board(100W) Main board of an EBA2001 booster amplifier. Consists of a single board with two 50 Watt amplifiers, an integral battery charger, and removable terminal blocks for all field wiring. Max Alarm Current | 1 | 0.12 | 5.6 |  |  |  |  | TRUE | [5 empty] | #FFFFFFFF |  |  | FALSE | FALSE | FALSE | [12 empty] | 6.5 | 100
NFPA 170 FIRE ALARM CONTROL UNIT | RISER FACP |  | North | Siemens |  | Fire Alarm Control Unit |  |  |  | Assembly | TRUE | FC924-US | S54400-C15-A1 | 504-point system with 170W power supply and standard operator interface Consists of: One FCM2018-U3, one FP2011-U1, one FCI2017-U1 | 1 | [6 empty] | FALSE | [5 empty] | #FFFF0000 | FA-NFPA 170 FIRE ALARM CONTROL UNIT | 1 | FALSE | FALSE | FALSE | 202 | [8 empty] | 18,33,55,100 |  |  | 11.5 |  | TRUE
NFPA 170 NOTIFICATION CIRCUIT EXTENDER PANEL | RISER NAC |  | North | Siemens |  | Notification Circuit Extender Panel |  |  |  | Assembly | TRUE | PAD-5-6A-R | S54339-A16-A1 | Complete 6A PAD-5 Red Kit | 1 | [12 empty] | #FFFF0000 | FA-NFPA 170 NOTIFICATION CIRCUIT EXTENDER PANEL | 1 | FALSE | FALSE | FALSE | 212 | [8 empty] | 7,12,18,35 |  |  |  |  | TRUE
NFPA 170 HORN STROBE |  |  | North | Siemens |  | Horn/Strobe |  |  |  | Module | TRUE | AS-MC-R | 500-636010 | AS HORN MULTI CANDELA RED | 1 | [12 empty] | #FF0070C0 | FA-NFPA 170 HORN STROBE | 1 | FALSE | FALSE | FALSE | 2012
NFPA 170 MANUAL PULL |  |  | North | Siemens |  | Manual Station |  |  |  | Module | TRUE | HMS-SP | S54321-A6-A1 | SINGLE ACTION MANUAL STATION PORTUGESE TEXT) | 1 | [12 empty] | #FFFF0000 | FA-NFPA 170 MANUAL PULL | 1 | FALSE | FALSE | FALSE | 957
NFPA 170 EM SPEAKER STROBE WALL |  |  | North | Siemens |  | Speaker/Strobe |  |  |  | Module | TRUE | SET-AMC-W-MNS-ALERT | S54301-Z75-A1+ | MNS Amber Speaker Strobe, multi Candela: Wall Mount, White − ‘ALERT’ | 1 | [12 empty] | #FF0070C0 | FA-NFPA 170 EM SPEAKER STROBE WALL | 1 | FALSE | FALSE | FALSE | 2006
NFPA 170 FIRE ALARM CONTROL UNIT | RISER FACP |  | North | Siemens |  | Fire Alarm Control Unit |  |  |  | Assembly | TRUE | MXL |  | ASSEMBLY, Fire Alarm Control Panel, Addressable | 1 | [6 empty] | FALSE | [5 empty] | #FFFF0000 | FA-NFPA 170 FIRE ALARM CONTROL UNIT | 1 | FALSE | FALSE | FALSE | 202 | [8 empty] | 7,12,18 |  |  |  |  | TRUE
|  |  | North | Siemens |  | Cards & Components |  |  |  | Card | TRUE | LED Zone | ++ | LED Zone | 1 | 0.001 | 0.001 |  |  |  |  | TRUE | [5 empty] | #FFFFFFFF |  |  | FALSE | FALSE | FALSE
|  |  | North | Siemens |  | Hardware |  |  |  | Hardware | TRUE | FCA2033-U1 | S54400-P154-A1 | License Key (S1) for remote access remote view remote operation | 1 | [12 empty] | #FFFFFFFF |  |  | FALSE | FALSE | FALSE
NFPA 170 HEAT DETECTOR BEACON SOUNDER |  |  | North | Siemens |  | Heat Detector |  |  |  | Module | TRUE | HI722/FDSB226-WW/FDB228 | ++ | Heat Detector (static+RoR) with Short Circuit Isolator (supplied with Sounder VAD Base) 71…96 dB (A) High = O-4-15 Medium = C-3-12 Low = O-2.5-6.5 | 1 | 0.0002 | 0.0002 | [10 empty] | #FFFF0000 | FA-NFPA 170 HEAT DETECTOR BEACON SOUNDER | 1 | FALSE | FALSE | FALSE | [17 empty] | FT
|  |  | North | Siemens | [5 empty] | Module | TRUE | ISI-1 | 500-694270 | INTRIN. SAFE ISOLATION BARRIER | 1 | [12 empty] | #FFFFFFFF |  |  | FALSE | FALSE | FALSE
NFPA 170 HORN STROBE |  |  | North | Siemens |  | Horn/Strobe |  |  |  | Module | TRUE | SLFSSWR-F | S54329-F60-A1 | SLFSSWR-F LFS/ST,WALL,RED,FIRE | 1 | [12 empty] | #FF0070C0 | FA-NFPA 170 HORN STROBE | 1 | FALSE | FALSE | FALSE | 2012
|  |  | North | Siemens |  | Hardware |  |  |  | Hardware | TRUE | ID-SP | 500-633028 | INNER DOOR SINGLE BLANK PLATE (2 PER PACKAGE) MOUNTS TO CAB/REMBOX INNER DOORS | 1 | [6 empty] | FALSE | [5 empty] | #FFFFFFFF |  |  | FALSE | FALSE | FALSE | [14 empty] | FALSE
|  |  | North | Siemens | [5 empty] | Module | TRUE | 40/40U-112SF | S54430-F235-A1 | UV FLM DET WO1 75C 3/4" SS FM | 1 | [12 empty] | #FFFFFFFF |  |  | FALSE | FALSE | FALSE
NFPA 170 HORN |  |  | North | Siemens |  | Horn |  |  |  | Module | TRUE | S-15WR | 500-649494++ | SUPERVISED HORN LOUDSPEAKER RED | 1 | [12 empty] | #FF0070C0 | FA-NFPA 170 HORN | 1 | FALSE | FALSE | FALSE | 2010
|  |  | North | Siemens |  | Cards & Components |  |  |  | Card | TRUE | VTO2001-U3 | S54400-C60-A2 | Option module (24 switches) Cerberus PRO switch module used on FV922/FV924 to add manual voice control. Up to four VTO2001-U3s can be supported on a single panel enclosure row. | 1 | 0.017 | 0.143 |  |  |  |  | TRUE | [5 empty] | #FFFFFFFF |  |  | FALSE | FALSE | FALSE
|  |  | North | Siemens | [5 empty] | Module | TRUE | 40/40U-222SF | S54430-F259-A1 | UV FLM DET WO2 85C 3/4" SS FM | 1 | [12 empty] | #FFFFFFFF |  |  | FALSE | FALSE | FALSE
|  |  | North | Siemens |  | Cards & Components |  |  |  | Card | TRUE | XVCC | S54430-A17-A1++ | Voice Control Card | 1 | 0.22 | 0.22 |  |  |  |  | TRUE | [5 empty] | #FFFFFFFF |  |  | FALSE | FALSE | FALSE
|  |  | North | Siemens | [5 empty] | Module | TRUE | BP-30 | 545-521095 | BLANK FACE PLATE | 1 | [12 empty] | #FFFFFFFF |  |  | FALSE | FALSE | FALSE
|  |  | North | Siemens | [5 empty] | Module | TRUE | FCA2035-A1 | S54400-P156-A1 | FCA2035-A1 License key S3 | 1 | [12 empty] | #FFFFFFFF |  |  | FALSE | FALSE | FALSE
|  |  | North | Siemens |  | Cards & Components |  |  |  | Card | TRUE | FN2001-U1 | ++ | SAFEDLINK / FCnet Network Module | 1 | 0.045 | 0.045 |  |  |  |  | TRUE | [5 empty] | #FFFFFFFF |  |  | FALSE | FALSE | FALSE
|  |  | North | Siemens | [5 empty] | Module | TRUE | P4AP | S54339-A13-A1 | PAD-4 ADAPTER PLATE | 1 | [12 empty] | #FFFFFFFF |  |  | FALSE | FALSE | FALSE
NFPA 170 HORN STROBE |  |  | North | Siemens |  | Horn/Strobe |  |  |  | Module | TRUE | SLHSWW-N | S54329-F37-A1 | SLHSWW-N HRN/ST,WALL,WHT,NO-TXT | 1 | [12 empty] | #FF0070C0 | FA-NFPA 170 HORN STROBE | 1 | FALSE | FALSE | FALSE | 2012
|  |  | North | Siemens | [5 empty] | Module | TRUE | TSP-40-PP | 500-691888 | TSP-40 PRINTER PAPER | 1 | [12 empty] | #FFFFFFFF |  |  | FALSE | FALSE | FALSE
|  |  | North | Siemens | [5 empty] | Module | TRUE | PAD-4-LUA | S54389-C1-A1 | PAD-4 NAC expander Laptop Upload Adapter | 1 | [12 empty] | #FFFFFFFF |  |  | FALSE | FALSE | FALSE
NFPA 170 HORN STROBE |  |  | North | Siemens |  | Horn/Strobe |  |  |  | Module | TRUE | SLFSSWW-N | S54329-F63-A2 | SLFSSWW-N LFS/ST,WALL,WHT,NO-TXT | 1 | [12 empty] | #FF0070C0 | FA-NFPA 170 HORN STROBE | 1 | FALSE | FALSE | FALSE | 2012
|  |  | North | Siemens |  | Cards & Components |  |  |  | Card | TRUE | PSX-12M | S54430-C27-A1 | 12A@24VDC POWER SUPPLY EXTENDER | 1 | 0.15 | 0.15 | 12 |  |  |  | TRUE | [5 empty] | #FFFFFFFF |  |  | FALSE | FALSE | FALSE
NFPA 170 SPEAKER CEILING |  |  | North | Siemens |  | Speaker |  |  |  | Module | TRUE | SEFH-CR | S54360-F2-A1 | HIGH FIDELITY SPEAKER, ROUND, HIFI, LOW PROFILE, CEILING, RED | 1 | [7 empty] | TRUE |  |  |  |  | #FF0070C0 | FA-NFPA 170 SPEAKER CEILING | 1 | FALSE | FALSE | FALSE
NFPA 170 SPEAKER STROBE |  |  | North | Siemens |  | Speaker/Strobe |  |  |  | Module | TRUE | SE-MC-R | 500-636025++ | SE Speaker / Speaker-Strobe: Multi-Candela, Red | 1 | [12 empty] | #FF0070C0 | FA-NFPA 170 SPEAKER STROBE | 1 | FALSE | FALSE | FALSE
|  |  | North | Siemens | [5 empty] | Module | TRUE | SXL-AK | 500-696358 | SXL-EX / EN-S ADAPTER KIT | 1 | [12 empty] | #FFFFFFFF |  |  | FALSE | FALSE | FALSE
|  |  | North | Siemens |  | Hardware |  |  |  | Hardware | TRUE | WPSBBS-R | 500-636139 | ST STROBE WEATHERPROOF BACK BOX RED | 1 | [12 empty] | #FFFFFFFF |  |  | FALSE | FALSE | FALSE
NFPA 170 HORN STROBE CEILING |  |  | North | Siemens |  | Horn/Strobe |  |  |  | Module | TRUE | SLHSCR-FB | S54329-F14-A1 | SLHSCR-FB HRN/ST,CLG,RED,PICTOGRAM | 1 | [7 empty] | TRUE |  |  |  |  | #FF0070C0 | FA-NFPA 170 HORN STROBE CEILING | 1 | FALSE | FALSE | FALSE | 2013 | [16 empty] | C
NFPA 170 STROBE WALL |  |  | North | Siemens |  | Strobe |  |  |  | Module | TRUE | SLSWW-AL | S54329-F27-A2 | SLSWW-AL ST,WALL,WHT,ALERT | 1 | [12 empty] | #FF0070C0 | FA-NFPA 170 STROBE WALL | 1 | FALSE | FALSE | FALSE | 2023
|  |  | North | Siemens | [5 empty] | Module | TRUE | TL-30U | 500-885330 | TIME LIMIT IN/OUT VARIABLE (1) SPACE | 1 | [12 empty] | #FFFFFFFF |  |  | FALSE | FALSE | FALSE
NFPA 170 SPEAKER STROBE |  |  | North | Siemens |  | Speaker/Strobe |  |  |  | Module | TRUE | SLSPSWR-ALA | S54329-F45-A1 | SLSPSWR-ALA SPK/ST,WALL,RED,ALERT,AMBER | 1 | [12 empty] | #FF0070C0 | FA-NFPA 170 SPEAKER STROBE | 1 | FALSE | FALSE | FALSE | 2019
|  |  | North | Siemens | [5 empty] | Module | TRUE | PS-5A | 500-492369 | PS-5A PWR SUP MOD | 1 | [12 empty] | #FFFFFFFF |  |  | FALSE | FALSE | FALSE
|  |  | North | Siemens | [5 empty] | Module | TRUE | CAB1-TK | 500-633013 | CAB1 SEMI FLUSH MNT TRIM KIT BLK MOUNTS TO CAB1 | 1 | [12 empty] | #FFFFFFFF |  |  | FALSE | FALSE | FALSE
NFPA 170 HORN STROBE CEILING |  |  | North | Siemens |  | Horn/Strobe |  |  |  | Module | TRUE | CH-MC-CR | 500-636021 | CHIME MULTI CANDELA RED CEILING | 1 | [7 empty] | TRUE |  |  |  |  | #FF0070C0 | FA-NFPA 170 HORN STROBE CEILING | 1 | FALSE | FALSE | FALSE | [17 empty] | CH
|  |  | North | Siemens |  | Cards & Components |  |  |  | Card | TRUE | MXL Main Board |  | CARD, Fire Alarm Control Panel, Addressable Main Board | 1 | [6 empty] | TRUE | [5 empty] | #FFFFFFFF |  |  | FALSE | FALSE | FALSE | [14 empty] | FALSE
|  |  | North | Siemens | [5 empty] | Module | TRUE | CP-GPMI-KIT | S54430-B14-A1 | FCM2041-U3 + HW KEY PMI-2/3 | 1 | [12 empty] | #FFFFFFFF |  |  | FALSE | FALSE | FALSE
NFPA 170 STROBE WALL |  |  | North | Siemens |  | Strobe |  |  |  | Module | TRUE | SL2SWW-EV | S54329-F217-A1++ | Strobe, Wall, Clear, White, Evacuation | 1 | [12 empty] | #FF0070C0 | FA-NFPA 170 STROBE WALL | 1 | FALSE | FALSE | FALSE | 2023
NFPA 170 SMOKE HEAT DETECTOR |  |  | North | Siemens |  | Smoke/Heat Detector |  |  |  | Module | TRUE | OH921 w/DB-11 BASE | S54320-F6-A2 | Optical & Thermal Detector | 1 | 0.00025 | 0.00041 | [5 empty] | TRUE |  |  |  |  | #FFFF0000 | FA-NFPA 170 SMOKE HEAT DETECTOR | 1 | FALSE | FALSE | FALSE | 1411
NFPA 170 HORN |  |  | North | Siemens |  | Horn |  |  |  | Module | TRUE | SL2FSWR-CO | S54329-F118-A1++ | Sounder, Wall, Clear, Red, CO | 1 | [12 empty] | #FF0070C0 | FA-NFPA 170 HORN | 1 | FALSE | FALSE | FALSE | 2023 | [16 empty] | LF
NFPA 170 EM SPEAKER STROBE CEILING |  |  | North | Siemens |  | Speaker/Strobe |  |  |  | Module | TRUE | SEFH-HMC-CR | S54329-A35-A1 | SPK,ST,CLG,R | 1 | [7 empty] | TRUE |  |  |  |  | #FF0070C0 | FA-NFPA 170 EM SPEAKER STROBE CEILING | 1 | FALSE | FALSE | FALSE | 2005 | [16 empty] | C
|  |  | North | Siemens |  | Cards & Components |  |  |  | Card | TRUE | FT2007-U1 | S54400-A142-A1++ | LED ANNUNCIATOR DRIVER | 1 | 0.025 | 0.25 |  |  |  |  | TRUE | [5 empty] | #FFFFFFFF |  |  | FALSE | FALSE | FALSE
NFPA 170 ADDRESSABLE INPUT OUTPUT |  |  | North | Siemens |  | Addressable Module |  |  |  | Module | TRUE | FDCIO222/FDCH221 | ++ | 4 Way Input / 4 Way Output Module With Short Circuit Isolator, provides compliance with BS 7273-4 Category A (Critical) | 1 | 0.00075 | 0.00075 | [10 empty] | #FFFF0000 | FA-NFPA 170 ADDRESSABLE INPUT OUTPUT | 1 | FALSE | FALSE | FALSE
|  |  | North | Siemens | [5 empty] | Module | TRUE | CSB-BRKT | 500-650492 | CSB-BRKT | 1 | [12 empty] | #FFFFFFFF |  |  | FALSE | FALSE | FALSE
|  |  | North | Siemens | [5 empty] | Module | TRUE | SB-15 | 310-087863 | SURFACE MNTG BOX MS-151,157,M | 1 | [12 empty] | #FFFFFFFF |  |  | FALSE | FALSE | FALSE
NFPA 170 SMOKE DETECTOR |  |  | North | Siemens |  | Smoke Detector |  |  |  | Module | TRUE | FP-11 w/DB-11 |  | Smoke Detector w/6" Base | 1 | 0.00028 | 0.00028 |  |  |  |  | FALSE | TRUE |  |  |  |  | #FFFF0000 | FA-NFPA 170 SMOKE DETECTOR | 1 | FALSE | FALSE | FALSE | 1408 | [13 empty] | FALSE
NFPA 170 STROBE WALL |  |  | North | Siemens |  | Strobe |  |  |  | Module | TRUE | SL2SWR-NB | S54329-F205-A1++ | Strobe, Wall, Blue, Red, No Lettering | 1 | [12 empty] | #FF0070C0 | FA-NFPA 170 STROBE WALL | 1 | FALSE | FALSE | FALSE | 2023
|  |  | North | Siemens | [5 empty] | Module | TRUE | SZE-8AX | 500-696007 | SXL 8 CLASS "A" ZONE MODULE | 1 | [12 empty] | #FFFFFFFF |  |  | FALSE | FALSE | FALSE
NFPA 170 EM STROBE CEILING |  |  | North | Siemens |  | Strobe |  |  |  | Module | TRUE | ST-AMC-CW-MNS-ALRT | S54301-Z74-A1+ | MNS Amber Strobe, multi Candela − Ceiling Mount, White − ‘ALERT’ | 1 | [7 empty] | TRUE |  |  |  |  | #FF0070C0 | FA-NFPA 170 EM STROBE CEILING | 1 | FALSE | FALSE | FALSE | 2007 | [16 empty] | C
NFPA 170 ADDRESSABLE INPUT MONITOR MODULE |  |  | North | Siemens |  | Addressable Module |  |  |  | Module | TRUE | HTRI-D | 500-033360 | Dual Input Monitor Module | 1 | 0.0013 | 0.0013 |  |  |  |  | FALSE | [5 empty] | #FFFF0000 | FA-NFPA 170 ADDRESSABLE INPUT MONITOR MODULE | 1 | FALSE | FALSE | FALSE | 1000 | [13 empty] | FALSE |  |  | D
NFPA 170 MINI HORN |  |  | North | Siemens |  | Horn |  |  |  | Module | TRUE | MH-W | 500-636075 | MINI HORN WHITE | 1 | [12 empty] | #FF0070C0 | FA-NFPA 170 MINI HORN | 1 | FALSE | FALSE | FALSE | 2014
NFPA 170 MANUAL PULL |  |  | North | Siemens |  | Manual Station |  |  |  | Module | TRUE | MSM-K-WP | 500-698217 | MSM-K-WP - METAL MANUAL STATION / CAT 45 KEYLOCK / WEATHERPROOF | 1 | [12 empty] | #FFFF0000 | FA-NFPA 170 MANUAL PULL | 1 | FALSE | FALSE | FALSE
|  |  | North | Siemens | [5 empty] | Module | TRUE | 5128C | 500-693213 | 4 CHANNEL SLAVE COMMUNICATOR | 1 | [12 empty] | #FFFFFFFF |  |  | FALSE | FALSE | FALSE
NFPA 170 HORN STROBE |  |  | North | Siemens |  | Horn/Strobe |  |  |  | Module | TRUE | ZH-HMC-W | 500-636164 | Z HORN HI MULTI CANDELA WALL WHITE | 1 | [12 empty] | #FF0070C0 | FA-NFPA 170 HORN STROBE | 1 | FALSE | FALSE | FALSE | 2012
|  |  | North | Siemens | [5 empty] | Module | TRUE | EN-SX | 500-695884 | EN-SX Enclosure (Black) | 1 | [12 empty] | #FFFFFFFF |  |  | FALSE | FALSE | FALSE
NFPA 170 SPEAKER STROBE |  |  | North | Siemens |  | Speaker/Strobe |  |  |  | Module | TRUE | SET-185-R-WP | 500-636191 | SET SPEAKER HI CANDELA WALL RED WEATHERPROOF | 1 | [6 empty] | FALSE | [5 empty] | #FF0070C0 | FA-NFPA 170 SPEAKER STROBE | 1 | FALSE | FALSE | FALSE | 2019 | [13 empty] | FALSE
|  |  | North | Siemens | [5 empty] | Module | TRUE | SDH-5A | 500-614189 | 120VAC FLR MTG SINGLE DOOR | 1 | [12 empty] | #FFFFFFFF |  |  | FALSE | FALSE | FALSE
NFPA 170 STROBE CEILING |  |  | North | Siemens |  | Strobe |  |  |  | Module | TRUE | SL2SCW-ALA | S54329-F191-A1++ | Strobe, Ceiling, Amber, White, Alert | 1 | [7 empty] | TRUE |  |  |  |  | #FF0070C0 | FA-NFPA 170 STROBE CEILING | 1 | FALSE | FALSE | FALSE | 2023
|  |  | North | Siemens | [5 empty] | Module | TRUE | XND | 500-034731 | LAPTOP UPLOAD ADAPTER | 1 | [12 empty] | #FFFFFFFF |  |  | FALSE | FALSE | FALSE
NFPA 170 HORN STROBE CEILING |  |  | North | Siemens |  | Horn/Strobe |  |  |  | Module | TRUE | SL2FSSCR-N | S54329-F127-A1++ | Sounder-Strobe, Ceiling, Clear, Red, No Lettering | 1 | [7 empty] | TRUE |  |  |  |  | #FF0070C0 | FA-NFPA 170 HORN STROBE CEILING | 1 | FALSE | FALSE | FALSE | 2023 | [16 empty] | LF
NFPA 170 ADDRESSABLE INPUT OUTPUT |  |  | North | Siemens |  | Addressable Module |  |  |  | Module | TRUE | TRI-R | 500-896224 | SINGLE INPUT WITH RELAY | 1 | [6 empty] | FALSE | [5 empty] | #FFFF0000 | FA-NFPA 170 ADDRESSABLE INPUT OUTPUT | 1 | FALSE | FALSE | FALSE | 1000 | [13 empty] | FALSE
NFPA 170 MINI HORN |  |  | North | Siemens |  | Horn |  |  |  | Module | TRUE | MH-R | 500-636074 | MINI HORN RED | 1 | [12 empty] | #FF0070C0 | FA-NFPA 170 MINI HORN | 1 | FALSE | FALSE | FALSE | 2014
NFPA 170 STROBE WALL |  |  | North | Siemens |  | Strobe |  |  |  | Module | TRUE | SLSWW-ALA | S54329-F28-A2 | SLSWW-ALA ST,WALL,WHT,ALERT,AMBER | 1 | [12 empty] | #FF0070C0 | FA-NFPA 170 STROBE WALL | 1 | FALSE | FALSE | FALSE | 2023
NFPA 170 HEAT DETECTOR |  |  | North | Siemens |  | Heat Detector |  |  |  | Module | TRUE | DT-160EP | 500-688977 | R.C.-F.T. TMP 160 DEG EXPLOSION PRF | 1 | [12 empty] | #FFFF0000 | FA-NFPA 170 HEAT DETECTOR | 1 | FALSE | FALSE | FALSE | [17 empty] | 160° FT, XP
|  |  | North | Siemens | [5 empty] | Module | TRUE | 40/40LB-122SF | S54430-F147-A1 | UV/IR FLM DET BIT WO1 85C 3/4" SS FM | 1 | [12 empty] | #FFFFFFFF |  |  | FALSE | FALSE | FALSE
NFPA 170 HORN STROBE CEILING |  |  | North | Siemens |  | Horn/Strobe |  |  |  | Module | TRUE | SL2MTSCR-F | S54329-F240-A1++ | Multi-Tone Strobe, Ceiling, Clear, Red, Fire | 1 | [12 empty] | #FF0070C0 | FA-NFPA 170 HORN STROBE CEILING | 1 | FALSE | FALSE | FALSE | 2023
NFPA 170 SPEAKER STROBE CEILING |  |  | North | Siemens |  | Speaker/Strobe |  |  |  | Module | TRUE | SEH-MC-CW-ALERT | S54329-A24-A1 | SPK-ST,CLG,ALR,W | 1 | [7 empty] | TRUE |  |  |  |  | #FF0070C0 | FA-NFPA 170 SPEAKER STROBE CEILING | 1 | FALSE | FALSE | FALSE | 2020 | [16 empty] | C
NFPA 170 EM STROBE WALL |  |  | North | Siemens |  | Strobe |  |  |  | Module | TRUE | ST-CMC-RETRO-W-MNS | S54301-Z97-A1+ | MNS Clear Strobe, multi Candela − Wall Mount, White [RETRO PLATE] − ‘ALERT’ | 1 | [12 empty] | #FF0070C0 | FA-NFPA 170 EM STROBE WALL | 1 | FALSE | FALSE | FALSE | 2008
|  |  | North | Siemens | [5 empty] | Module | TRUE | DPU-RPT | 500-034020 | LABEL PRINTER AND CARRYING CASE | 1 | [12 empty] | #FFFFFFFF |  |  | FALSE | FALSE | FALSE
|  |  | North | Siemens | [5 empty] | Module | TRUE | NIM-1M | 500-699104 | UL864 LISTED ANALOG MODEM DAUGHTERBOARD DESIGNED TO COMMUNICATE WITH NIM-1W ONLY | 1 | [12 empty] | #FFFFFFFF |  |  | FALSE | FALSE | FALSE
|  |  | North | Siemens |  | Hardware |  |  |  | Hardware | TRUE | CAB3-TK | 500-633015 | LARGE ENCLOSURE SEMI FLUSH TRIM KIT - BLACK MOUNTS TO CAB3-BB | 1 | [12 empty] | #FFFFFFFF |  |  | FALSE | FALSE | FALSE
NFPA 170 SPEAKER STROBE CEILING |  |  | North | Siemens |  | Speaker/Strobe |  |  |  | Module | TRUE | SET-MC-W | 500-636052 | ET MULTI-CANDELA WHITE | 1 | [7 empty] | TRUE |  |  |  |  | #FF0070C0 | FA-NFPA 170 SPEAKER STROBE CEILING | 1 | FALSE | FALSE | FALSE
NFPA 170 HEAT DETECTOR |  |  | North | Siemens |  | Heat Detector |  |  |  | Module | TRUE | DT-135R | 500-019614 | RATE OF RISE/FIXED TEMP 135 DEG | 1 | [12 empty] | #FFFF0000 | FA-NFPA 170 HEAT DETECTOR | 1 | FALSE | FALSE | FALSE | [17 empty] | 135° R
NFPA 170 REMOTE ANNUNCIATOR | RISER ANNUNCIATOR |  | North | Siemens |  | Remote Annunciator |  |  |  | Assembly | TRUE | FT924 |  | ASSEMBLY,Fire Terminal Cerberus PRO/Desigo Systems | 1 | [6 empty] | TRUE | [5 empty] | #FFFF0000 | FA-NFPA 170 REMOTE ANNUNCIATOR | 1 | FALSE | FALSE | FALSE | 255
NFPA 170 SMOKE DETECTOR |  |  | North | Siemens |  | Smoke Detector |  |  |  | Module | TRUE | FDO421 w/DB-11 BASE |  | Photoelectric Smoke Detector | 1 | 0.00028 | 0.00028 |  |  |  |  | FALSE | TRUE |  |  |  |  | #FFFF0000 | FA-NFPA 170 SMOKE DETECTOR | 1 | FALSE | FALSE | FALSE | 1408 | [13 empty] | FALSE
|  |  | North | Siemens | [5 empty] | Module | TRUE | GPMI-2-HW-KEY | S54430-C4-A1 | HW KEY FOR PMI-2 AND PMI-3 GLOBAL | 1 | [12 empty] | #FFFFFFFF |  |  | FALSE | FALSE | FALSE
NFPA 170 HORN CEILING |  |  | North | Siemens |  | Horn |  |  |  | Module | TRUE | SLHCR-N | S54329-F12-A1 | SLHCR-N HRN,CLG,RED | 1 | [7 empty] | TRUE |  |  |  |  | #FF0070C0 | FA-NFPA 170 HORN CEILING | 1 | FALSE | FALSE | FALSE | 2011 | [16 empty] | C
NFPA 170 FIRE ALARM CONTROL UNIT | RISER FACP |  | North | Siemens |  | Fire Alarm Control Unit |  |  |  | Assembly | TRUE | FC922-UT | S54400-C20-A1 | 252-point system with 300W power supply and standard operator interface Consists of: One FCM2018-U3, one FP2012-U1, one FCI2016-U1 | 1 | [6 empty] | FALSE | [5 empty] | #FFFF0000 | FA-NFPA 170 FIRE ALARM CONTROL UNIT | 1 | FALSE | FALSE | FALSE | 202 | [8 empty] | 18,33,55,100 |  |  | 11.5 |  | TRUE
NFPA 170 SPEAKER CEILING |  |  | North | Siemens |  | Speaker |  |  |  | Module | TRUE | SLSPCR-F | S54329-F41-A2 | SLSPCR-F SPK,CLG,RED,FIRE | 1 | [7 empty] | TRUE |  |  |  |  | #FF0070C0 | FA-NFPA 170 SPEAKER CEILING | 1 | FALSE | FALSE | FALSE | 2019 | [16 empty] | C
|  |  | North | Siemens | [5 empty] | Module | TRUE | S-HQ | 500-634880 | 8" CEILING SPEAKER WHITE | 1 | [7 empty] | TRUE |  |  |  |  | #FFFFFFFF |  |  | FALSE | FALSE | FALSE
NFPA 170 SPEAKER STROBE |  |  | North | Siemens |  | Speaker/Strobe |  |  |  | Module | TRUE | SLSPSWR-N | S54329-F47-A2 | SLSPSWR-N SPK/ST,WALL,RED,NO-TXT | 1 | [12 empty] | #FF0070C0 | FA-NFPA 170 SPEAKER STROBE | 1 | FALSE | FALSE | FALSE | 2019
NFPA 170 EM STROBE WALL |  |  | North | Siemens |  | Strobe |  |  |  | Module | TRUE | ST-AMC-RETRO-R-MNS | S54301-Z87-A1+ | MNS Amber Strobe, multi Candela − Wall Mount, Red [RETRO PLATE] − ‘ALERT’ | 1 | [12 empty] | #FF0070C0 | FA-NFPA 170 EM STROBE WALL | 1 | FALSE | FALSE | FALSE | 2008
|  |  | North | Siemens |  | Hardware |  |  |  | Hardware | TRUE | DB |  | Series Detector Base | 1 | [12 empty] | #FFFFFFFF |  |  | FALSE | FALSE | FALSE
|  |  | North | Siemens | [5 empty] | Module | TRUE | SPSB-R | 500-636112 | SE SPEAKER WALL SURFACE BACK BOX RED | 1 | [12 empty] | #FFFFFFFF |  |  | FALSE | FALSE | FALSE
NFPA 170 SPEAKER STROBE CEILING |  |  | North | Siemens |  | Speaker/Strobe |  |  |  | Module | TRUE | SET-MC-CW | 500-636063 | ET MULTI-CANDELA WHITE CEILING | 1 | [7 empty] | TRUE |  |  |  |  | #FF0070C0 | FA-NFPA 170 SPEAKER STROBE CEILING | 1 | FALSE | FALSE | FALSE
NFPA 170 SPEAKER WALL |  |  | North | Siemens |  | Speaker |  |  |  | Module | TRUE | SLSPWW-AL | S54329-F39-A1 | SLSPWW-AL SPK,WALL,WHT,ALERT | 1 | [12 empty] | #FF0070C0 | FA-NFPA 170 SPEAKER WALL | 1 | FALSE | FALSE | FALSE | 2021
|  |  | North | Siemens |  | Cards & Components |  |  |  | Card | TRUE | FCA2032-U1 | S54400-B145-A1 | BDM Battery Disconnect Module | 1 | [6 empty] | TRUE | [5 empty] | #FFFFFFFF |  |  | FALSE | FALSE | FALSE
NFPA 170 HORN CEILING |  |  | North | Siemens |  | Horn |  |  |  | Module | TRUE | SC-LFS-CR-N |  | CEILING ACEND LOW FREQUENCY SOUNDER, RED, NO LETTERING | 1 | [6 empty] | TRUE | [5 empty] | #FF0070C0 | FA-NFPA 170 HORN CEILING | 1 | FALSE | FALSE | FALSE | [17 empty] | LF
|  |  | North | Siemens | [5 empty] | Module | TRUE | SXL-XMAIN | 500-695992 | SXL-XMAIN PCB ASSY PKG D | 1 | [12 empty] | #FFFFFFFF |  |  | FALSE | FALSE | FALSE
|  |  | North | Siemens |  | Hardware |  |  |  | Hardware | TRUE | DB-11E | 500-094151E | 4" DETECTOR BASE ASSY | 1 | [12 empty] | #FFFFFFFF |  |  | FALSE | FALSE | FALSE
NFPA 170 FIRE ALARM CONTROL UNIT | RISER FACP |  | North | Siemens |  | Cards & Components |  |  |  | Card | TRUE | TXR-320 Main Board | 500-537020 + | TXR-320 Main Board | 1 | [12 empty] | #FFFF0000 | FA-NFPA 170 FIRE ALARM CONTROL UNIT | 1 | FALSE | FALSE | FALSE | [14 empty] | TRUE
NFPA 170 SPEAKER STROBE |  |  | North | Siemens |  | Speaker/Strobe |  |  |  | Module | TRUE | SL2SPSWR-AL | S54329-F170-A1++ | Speaker-Strobe, Wall, Clear, Red, Alert | 1 | [12 empty] | #FF0070C0 | FA-NFPA 170 SPEAKER STROBE | 1 | FALSE | FALSE | FALSE | 2023
NFPA 170 REMOTE ANNUNCIATOR | RISER ANNUNCIATOR |  | North | Siemens |  | Cards & Components |  |  |  | Card | TRUE | FP2015-A1 | ++ | Power supply (70 W) | 1 | 0 | 0 |  |  |  |  | TRUE | [5 empty] | #FFFF0000 | FA-NFPA 170 REMOTE ANNUNCIATOR | 1 | FALSE | FALSE | FALSE
NFPA 170 HORN STROBE |  |  | North | Siemens |  | Horn/Strobe |  |  |  | Module | TRUE | SLHSWR-N | S54329-F34-A1 | SLHSWR-N HRN/ST,WALL,RED,NO-TXT | 1 | [12 empty] | #FF0070C0 | FA-NFPA 170 HORN STROBE | 1 | FALSE | FALSE | FALSE | 2012
|  |  | North | Siemens | [5 empty] | Module | TRUE | JS-98 | 600-222580 | SUPERVISORY RETURN ASSY. 98" | 1 | [12 empty] | #FFFFFFFF |  |  | FALSE | FALSE | FALSE
NFPA 170 HORN STROBE |  |  | North | Siemens |  | Horn/Strobe |  |  |  | Module | TRUE | SL2FSSWW-N | S54329-F139-A1++ | Sounder-Strobe, Wall, Clear, White, No Lettering | 1 | [12 empty] | #FF0070C0 | FA-NFPA 170 HORN STROBE | 1 | FALSE | FALSE | FALSE | 2023 | [16 empty] | LF
NFPA 170 REMOTE ANNUNCIATOR | RISER ANNUNCIATOR |  | North | Siemens |  | Remote Annunciator |  |  |  | Assembly | TRUE | FT924 WITH LEDS |  | ASSEMBLY,Fire Terminal Cerberus PRO/Desigo Systems | 1 | [6 empty] | TRUE | [5 empty] | #FFFF0000 | FA-NFPA 170 REMOTE ANNUNCIATOR | 1 | FALSE | FALSE | FALSE | 255
|  |  | North | Siemens | [5 empty] | Module | TRUE | SIM-16 | 500-034060 | SUPERVISED INPUT MODULE; (16) SUPERVISED INPUTS (WITH 2 CONTROL RELAYS) OUTPUTS TO DRIVE LED'S OR RELAYS MOUNTS TO REMBOX-MP'S OR IN CUSTOM GRAPHIC | 1 | [12 empty] | #FFFFFFFF |  |  | FALSE | FALSE | FALSE
|  |  | North | Siemens | [5 empty] | Module | TRUE | 40/40L4B-222SF | S54430-F227-A1 | UV/IR FLM 4.5U BIT WO2 85C 3/4" SS FM | 1 | [12 empty] | #FFFFFFFF |  |  | FALSE | FALSE | FALSE
NFPA 170 FIRE PHONE |  |  | North | Siemens |  | Fire Phone |  |  |  | Module | TRUE | FJ-303 | ++ | Fireman's Phone Jack | 1 | 0 | 0.02 |  |  |  |  | FALSE | [5 empty] | #FFFF0000 | FA-NFPA 170 FIRE PHONE | 1 | FALSE | FALSE | FALSE | 208 | [13 empty] | FALSE |  |  | FPJ
|  |  | North | Siemens |  | Hardware |  |  |  | Hardware | TRUE | FHK2004-R3 | S54400-C169-A1 | Cerberus PRO Voice Enclosure Kit (Red) Consists of: One FHB2005-R1 3HU Backbox (red), two FHD2004-U1 Inner Door, one FHD2007-R3 Outer Door (red), one FHD2009-R1 Blank Outer Door Plate (red), two FHD2006-U1 Clear Window | 1 | [6 empty] | FALSE | [5 empty] | #FFFFFFFF |  |  | FALSE | FALSE | FALSE | [14 empty] | FALSE
|  |  | North | Siemens |  | Cards & Components |  |  |  | Card | TRUE | VCI2001-U1 (25/70.7V) | S54400-A45-A1 | Voice Amplifier Card 50 Watt amplifier card for the Voice system. The VCI2001 gets mounted in the VCA2002 card cage, with all speaker zone wiring connected to the card cage. Up to four VCI2001 amplifiers are supported on a single system. | 1 | 0.33 | 3.2 | [10 empty] | #FFFFFFFF |  |  | FALSE | FALSE | FALSE
|  |  | North | Siemens | [5 empty] | Module | TRUE | XLS-MLE6-ADPT | S54430-C9-A1 | MLE-6 BLACK ENCLOSURE ADAPTER FOR FIREFINDER XLS | 1 | [12 empty] | #FFFFFFFF |  |  | FALSE | FALSE | FALSE
|  |  | North | Siemens |  | Hardware |  |  |  | Hardware | TRUE | ABHW-INSERT | S54320-F15-A1 | ABHW Base Mounting Screw Insert (Screw Cover) - bag of 50 | 1 | [12 empty] | #FFFFFFFF |  |  | FALSE | FALSE | FALSE
|  |  | North | Siemens |  | Hardware |  |  |  | Hardware | TRUE | CAB2-TK | 500-633014 | MEDIUM ENCLOSURE SEMI FLUSH TRIM KIT-BLACK MOUNTS TO CAB2-BB | 1 | [12 empty] | #FFFFFFFF |  |  | FALSE | FALSE | FALSE
|  |  | North | Siemens | [5 empty] | Module | TRUE | 40/40I-222SF | S54430-F35-A1 | IR3 FLM DET WO2 85C 3/4" SS FM | 1 | [12 empty] | #FFFFFFFF |  |  | FALSE | FALSE | FALSE
NFPA 170 SPEAKER CEILING |  |  | North | Siemens |  | Speaker |  |  |  | Module | TRUE | SL2SPCW-AL | S54329-F144-A1++ | High-Fidelity Speaker, Ceiling, White, Alert | 1 | [7 empty] | TRUE |  |  |  |  | #FF0070C0 | FA-NFPA 170 SPEAKER CEILING | 1 | FALSE | FALSE | FALSE
|  |  | North | Siemens | [5 empty] | Module | TRUE | PS-35C | 500-892983 | PS-35C PKG | 1 | [12 empty] | #FFFFFFFF |  |  | FALSE | FALSE | FALSE
NFPA 170 HORN STROBE CEILING |  |  | North | Siemens |  | Horn/Strobe |  |  |  | Module | TRUE | SL2HSCW-FB | S54329-F96-A1++ | Horn-Strobe, Ceiling, Clear, White, Pictogram | 1 | [7 empty] | TRUE |  |  |  |  | #FF0070C0 | FA-NFPA 170 HORN STROBE CEILING | 1 | FALSE | FALSE | FALSE | 2023 | [16 empty] | C
|  |  | North | Siemens | [5 empty] | Module | TRUE | SE-HMC-R | 500-636027 | E SPEAKER HI MULTI CANDELA RED | 1 | [12 empty] | #FFFFFFFF |  |  | FALSE | FALSE | FALSE
NFPA 170 HORN |  |  | North | Siemens |  | Hardware |  |  |  | Hardware | TRUE | LFSBB-W | S54329-A10-A1 | Low Frequency Sounder Surface Backbox - White | 1 | [12 empty] | #FF0070C0 | FA-NFPA 170 HORN | 1 | FALSE | FALSE | FALSE | [17 empty] | LF
NFPA 170 SPEAKER WALL |  |  | North | Siemens |  | Speaker |  |  |  | Module | TRUE | SET-W | 500-636056 | ET SPKR WHITE | 1 | [12 empty] | #FF0070C0 | FA-NFPA 170 SPEAKER WALL | 1 | FALSE | FALSE | FALSE | 2021
NFPA 170 ADDRESSABLE OUTPUT MODULE |  |  | North | Siemens |  | Addressable Control/Relay |  |  |  | Module | TRUE | HCP-Z | S54322-F9-A1 | Intelligent Control Point - Country of Origin (non China) | 1 | 0.001 | 0.001 | [10 empty] | #FFFF0000 | FA-NFPA 170 ADDRESSABLE OUTPUT MODULE | 1 | FALSE | FALSE | FALSE | 1100
NFPA 170 HEAT DETECTOR SOUNDER |  |  | North | Siemens |  | Heat Detector |  |  |  | Module | TRUE | HI722/DBS720 | ++ | Heat Detector (static+RoR) with Short Circuit Isolator (supplied with Base Sounder 80…88 dB (A)) | 1 | 0.0002 | 0.0002 | [10 empty] | #FFFF0000 | FA-NFPA 170 HEAT DETECTOR SOUNDER | 1 | FALSE | FALSE | FALSE | [17 empty] | FT
|  |  | North | Siemens | [5 empty] | Module | TRUE | AD-TGN | 500-649717 | AD-TGN T-TEST GAS NOZZLE | 1 | [12 empty] | #FFFFFFFF |  |  | FALSE | FALSE | FALSE
|  |  | North | Siemens | [5 empty] | Module | TRUE | BS-AL | 500-694379 | BELL 6 120VAC RED VIB | 1 | [12 empty] | #FFFFFFFF |  |  | FALSE | FALSE | FALSE
KEY SWITCH |  |  | North | Siemens |  | Switch |  |  |  | Module | TRUE | CPY-MTS | 500-649851BG | Maintenance Switch | 1 | 0.02 | 0.02 |  |  |  |  | TRUE | [5 empty] | #FFFF0000 | FA-KEY SWITCH | 1 | FALSE | FALSE | FALSE
NFPA 170 HORN STROBE |  |  | North | Siemens |  | Horn/Strobe |  |  |  | Module | TRUE | SC-HS-CW-F |  | CEILING ACEND HORN STROBE, WHITE, "FIRE" | 1 | [6 empty] | TRUE | TRUE |  |  |  |  | #FF0070C0 | FA-NFPA 170 HORN STROBE | 1 | FALSE | FALSE | FALSE
NFPA 170 HORN STROBE |  |  | North | Siemens |  | Horn/Strobe |  |  |  | Module | TRUE | SLFSSWR-N | S54329-F63-A1 | SLFSSWR-N LFS/ST,WALL,RED,NO-TXT | 1 | [12 empty] | #FF0070C0 | FA-NFPA 170 HORN STROBE | 1 | FALSE | FALSE | FALSE | 2012
NFPA 170 SMOKE DETECTOR |  |  | North | Siemens |  | Smoke Detector |  |  |  | Module | TRUE | FDL241-9/FDLB291/DLR1191 | ++ | Analogue Addressable Beam Detector with Short Circuit Isolator (supplied with mounting base & Prism Reflector for Long Distance 20m - 100m) | 1 | 0.0008 | 0.0008 | [10 empty] | #FFFF0000 | FA-NFPA 170 SMOKE DETECTOR | 1 | FALSE | FALSE | FALSE | [17 empty] | BT
|  |  | North | Siemens | [5 empty] | Module | TRUE | PAB-ENCL | S54339-A8-A1 | PAD & AMP BOOSTER ENCL 1HU BLK | 1 | [12 empty] | #FFFFFFFF |  |  | FALSE | FALSE | FALSE
NFPA 170 SPEAKER STROBE CEILING |  |  | North | Siemens |  | Speaker/Strobe |  |  |  | Module | TRUE | SL2SPSCR-A | S54329-F156-A1++ | Speaker-Strobe, Ceiling, Clear, Red, Agent | 1 | [7 empty] | TRUE |  |  |  |  | #FF0070C0 | FA-NFPA 170 SPEAKER STROBE CEILING | 1 | FALSE | FALSE | FALSE | 2023 | [16 empty] | C
NFPA 170 SPEAKER STROBE |  |  | North | Siemens |  | Speaker/Strobe |  |  |  | Module | TRUE | SEH-MC-W-BLANK | S54329-A20-A1 | SPK-ST,WALL,BLNK,W | 1 | [12 empty] | #FF0070C0 | FA-NFPA 170 SPEAKER STROBE | 1 | FALSE | FALSE | FALSE | 2019
NFPA 170 REMOTE ANNUNCIATOR | RISER ANNUNCIATOR |  | North | Siemens |  | Remote Annunciator |  |  |  | Assembly | TRUE | FSD901-R3 (obsolete) | S54433-C102-A2 | 50 pt system Red rmt annun | 1 | [6 empty] | FALSE | [5 empty] | #FFFF0000 | FA-NFPA 170 REMOTE ANNUNCIATOR | 1 | FALSE | FALSE | FALSE | 255 | [8 empty] | 7,12,18 |  |  |  |  | FALSE
NFPA 170 SPEAKER STROBE CEILING |  |  | North | Siemens |  | Speaker/Strobe |  |  |  | Module | TRUE | SEFH-HMC-CR-ALERT | S54329-A33-A1 | SPK-ST,CLG,ALR,R | 1 | [7 empty] | TRUE |  |  |  |  | #FF0070C0 | FA-NFPA 170 SPEAKER STROBE CEILING | 1 | FALSE | FALSE | FALSE | 2020 | [16 empty] | C
|  |  | North | Siemens |  | Cards & Components |  |  |  | Card | TRUE | PMI |  | CARD, Person Machine Interface (PMI) | 1 | 0.125 | 0.195 |  |  |  |  | TRUE | [5 empty] | #FFFFFFFF |  |  | FALSE | FALSE | FALSE | [14 empty] | FALSE
NFPA 170 HORN |  |  | North | Siemens |  | Horn |  |  |  | Module | TRUE | LFS-N-R | S54329-A7-A1 | Low Frequency Sounder / No Text / Red | 1 | [12 empty] | #FF0070C0 | FA-NFPA 170 HORN | 1 | FALSE | FALSE | FALSE | [17 empty] | LF
NFPA 170 STROBE CEILING |  |  | North | Siemens |  | Strobe |  |  |  | Module | TRUE | SL2SCW-F | S54329-F198-A1++ | Strobe, Ceiling, Clear, White, Fire | 1 | [7 empty] | TRUE |  |  |  |  | #FF0070C0 | FA-NFPA 170 STROBE CEILING | 1 | FALSE | FALSE | FALSE | 2023
|  |  | North | Siemens | [5 empty] | Module | TRUE | MLC | S54431-B4-A1 | MXL ADDRESSABLE DEVICE LINE CARD FOR FIREFINDER XLS (2 LOOP / 60 DEVICES PER LOOP) ONE CARD SLOT CC-5/CC-2 | 1 | 0.09 | 0.12 | [10 empty] | #FFFFFFFF |  |  | FALSE | FALSE | FALSE
NFPA 170 DUCT SMOKE DETECTOR |  |  | North | Siemens |  | Duct Smoke Detector |  |  |  | Module | TRUE | AD-11PR |  | Duct Smoke Detector Housing | 1 | [6 empty] | FALSE | TRUE |  |  |  |  | #FFFF0000 | FA-NFPA 170 DUCT SMOKE DETECTOR | 1 | FALSE | FALSE | FALSE | 1400 | [13 empty] | FALSE
NFPA 170 SMOKE DETECTOR |  |  | North | Siemens |  | Smoke Detector |  |  |  | Module | TRUE | OP921 | S54320-F4-A2 | Optical Smoke Detector | 1 | 0.00025 | 0.00041 |  |  |  |  | FALSE | TRUE |  |  |  |  | #FFFF0000 | FA-NFPA 170 SMOKE DETECTOR | 1 | FALSE | FALSE | FALSE | 1408 | [13 empty] | FALSE
NFPA 170 HORN CEILING |  |  | North | Siemens |  | Horn |  |  |  | Module | TRUE | NH-CR | 500-636085++ | NH HORN RED CEILING | 1 | [7 empty] | TRUE |  |  |  |  | #FF0070C0 | FA-NFPA 170 HORN CEILING | 1 | FALSE | FALSE | FALSE | 2011 | [16 empty] | C
NFPA 170 MANUAL PULL |  |  | North | Siemens |  | Manual Station |  |  |  | Module | TRUE | HMS-M | 500-033450 | METAL MANUAL STATION - SINGLE ACTION | 1 | [12 empty] | #FFFF0000 | FA-NFPA 170 MANUAL PULL | 1 | FALSE | FALSE | FALSE | 957
|  |  | North | Siemens | [5 empty] | Module | TRUE | 40/40U-122SF | S54430-F243-A1 | UV FLM DET WO1 85C 3/4" SS FM | 1 | [12 empty] | #FFFFFFFF |  |  | FALSE | FALSE | FALSE
|  |  | North | Siemens |  | Cards & Components |  |  |  | Card | TRUE | FireFinder XLS Main Board |  | CARD, FireFinder XLS Main Board | 1 | [6 empty] | TRUE | [5 empty] | #FFFFFFFF |  |  | FALSE | FALSE | FALSE
NFPA 170 HORN |  |  | North | Siemens |  | Horn |  |  |  | Module | TRUE | LFS-AL-W | S54329-A5-A1 | Low Frequency Sounder / "Alert" Text / White | 1 | [12 empty] | #FF0070C0 | FA-NFPA 170 HORN | 1 | FALSE | FALSE | FALSE | [17 empty] | LF
NFPA 170 STROBE WALL |  |  | North | Siemens |  | Strobe |  |  |  | Module | TRUE | U-MCS | 500-699701 | Multicandela Selectable Strobe - Red | 1 | [12 empty] | #FF0070C0 | FA-NFPA 170 STROBE WALL | 1 | FALSE | FALSE | FALSE | 2010
|  |  | North | Siemens | [5 empty] | Module | TRUE | OSE-SPW | S54333-F25-A1 | Standard-power emitter that sends infrared, ultraviolet coded light signals to the imager (rated at 24VDC) | 1 | [12 empty] | #FFFFFFFF |  |  | FALSE | FALSE | FALSE
|  |  | North | Siemens | [5 empty] | Module | TRUE | DCT-P | 500-699291 | PROGRAMMER FOR DCT-1E AND MDACT | 1 | [12 empty] | #FFFFFFFF |  |  | FALSE | FALSE | FALSE
NFPA 170 REMOTE ANNUNCIATOR | RISER ANNUNCIATOR |  | North | Siemens |  | Hardware |  |  |  | Hardware | TRUE | FHA7205-Z3 | ++ | Housing (Large) | 1 | [12 empty] | #FFFF0000 | FA-NFPA 170 REMOTE ANNUNCIATOR | 1 | FALSE | FALSE | FALSE
NFPA 170 STROBE CEILING |  |  | North | Siemens |  | Strobe |  |  |  | Module | TRUE | SLSCW-N | S54329-F20-A1 | SLSCW-N ST,CLG,WHT,NO-TXT | 1 | [7 empty] | TRUE |  |  |  |  | #FF0070C0 | FA-NFPA 170 STROBE CEILING | 1 | FALSE | FALSE | FALSE | 2022
|  |  | North | Siemens | [5 empty] | Module | TRUE | PMI-UK | 500-634780 | PMI-UK UPGRADE KIT (BOOT ROM) JUMPERS FOR ZIC 24V POWER | 1 | [12 empty] | #FFFFFFFF |  |  | FALSE | FALSE | FALSE
NFPA 170 HORN STROBE CEILING |  |  | North | Siemens |  | Horn/Strobe |  |  |  | Module | TRUE | SL2HSCW-F | S54329-F94-A1++ | Horn-Strobe, Ceiling, Clear, White, Fire | 1 | [7 empty] | TRUE |  |  |  |  | #FF0070C0 | FA-NFPA 170 HORN STROBE CEILING | 1 | FALSE | FALSE | FALSE | 2023 | [16 empty] | C
NFPA 170 MULTI DETECTOR SOUNDER CO |  |  | North | Siemens |  | Multi Criteria Detector |  |  |  | Module | TRUE | OOHC740/DBS720 | ++ | Dual Optical Heat Multi-sensor and CO detector with Short Circuit Isolator (supplied with Base Sounder 80…88 dB (A)) | 1 | 0.00038 | 0.00038 | [10 empty] | #FFFF0000 | FA-NFPA 170 MULTI DETECTOR SOUNDER CO | 1 | FALSE | FALSE | FALSE
NFPA 170 SPEAKER WALL |  |  | North | Siemens |  | Speaker |  |  |  | Module | TRUE | SLSPWW-N | S54329-F40-A2 | SLSPWW-N SP,WALL,WHT,NO-TXT | 1 | [12 empty] | #FF0070C0 | FA-NFPA 170 SPEAKER WALL | 1 | FALSE | FALSE | FALSE | 2021
|  |  | North | Siemens | [5 empty] | Module | TRUE | RSM-1 | 500-696163 | RSM-1 KEY SW MODULE (MAINTAIN) | 1 | [12 empty] | #FFFFFFFF |  |  | FALSE | FALSE | FALSE
NFPA 170 SPEAKER STROBE |  |  | North | Siemens |  | Speaker/Strobe |  |  |  | Module | TRUE | SEH-AMC-W-ALERT | S54329-A12-A1 | SPK-ST,WALL,AMB,ALR,W | 1 | [12 empty] | #FF0070C0 | FA-NFPA 170 SPEAKER STROBE | 1 | FALSE | FALSE | FALSE | 2019
170 BASIC SHAPE |  |  | North | Siemens |  | Hardware |  |  |  | Hardware | TRUE | FC-300S | 500-680588 | DOOR REMOTE PHONE STATION FIELD MOUNTED | 1 | [12 empty] | #FFFF0000 | FA-170 BASIC SHAPE | 1 | FALSE | FALSE | FALSE | 5000
NFPA 170 SPEAKER STROBE CEILING |  |  | North | Siemens |  | Speaker/Strobe |  |  |  | Module | TRUE | SL2SPSCR-FB | S54329-F160-A1++ | Speaker-Strobe, Ceiling, Clear, Red, Pictogram | 1 | [7 empty] | TRUE |  |  |  |  | #FF0070C0 | FA-NFPA 170 SPEAKER STROBE CEILING | 1 | FALSE | FALSE | FALSE | 2023 | [16 empty] | C
NFPA 170 HORN STROBE CEILING |  |  | North | Siemens |  | Horn/Strobe |  |  |  | Module | TRUE | ZH-HMC-CR | 500-636167 | Z HORN HI MULTI CANDELA CEILING RED | 1 | [7 empty] | TRUE |  |  |  |  | #FF0070C0 | FA-NFPA 170 HORN STROBE CEILING | 1 | FALSE | FALSE | FALSE | 2013 | [16 empty] | C
NFPA 170 HORN STROBE |  |  | North | Siemens |  | Horn/Strobe |  |  |  | Module | TRUE | U-MHU-S110-1 | 500-649461 | Electronic Outdoor Horn/Strobe, Red | 1 | [12 empty] | #FF0070C0 | FA-NFPA 170 HORN STROBE | 1 | FALSE | FALSE | FALSE | 2010 | [16 empty] | WP
NFPA 170 MANUAL PULL |  |  | North | Siemens |  | Manual Station |  |  |  | Module | TRUE | HMS-S | 500-033200 | MANUAL STATION - SINGLE ACTION | 1 | [6 empty] | FALSE | [5 empty] | #FFFF0000 | FA-NFPA 170 MANUAL PULL | 1 | FALSE | FALSE | FALSE | 957 | [13 empty] | FALSE
|  |  | North | Siemens | [5 empty] | Module | TRUE | DPU | 500-033260 | DEVICE PROGRAMMER/LOOP TESTER | 1 | [12 empty] | #FFFFFFFF |  |  | FALSE | FALSE | FALSE
|  |  | North | Siemens |  | Hardware |  |  |  | Hardware | TRUE | 5000-009 | 500-050277+ | Model F5000 controller back box | 1 | [12 empty] | #FFFFFFFF |  |  | FALSE | FALSE | FALSE
NFPA 170 EM SPEAKER STROBE CEILING |  |  | North | Siemens |  | Speaker/Strobe |  |  |  | Module | TRUE | SET-CMC-CR-MNS-ALERT | S54301-Z106-A1 | MNS Clear Speaker Strobe, multi Candela: Ceiling Mount, Red − ‘ALERT’ | 1 | [7 empty] | TRUE |  |  |  |  | #FF0070C0 | FA-NFPA 170 EM SPEAKER STROBE CEILING | 1 | FALSE | FALSE | FALSE | 2005 | [16 empty] | C
NFPA 170 STROBE CEILING |  |  | North | Siemens |  | Strobe |  |  |  | Module | TRUE | SLSCR-ALA | S54329-F18-A2 | SLSCR-ALA ST,CLG,RED,ALERT,AMBER | 1 | [7 empty] | TRUE |  |  |  |  | #FF0070C0 | FA-NFPA 170 STROBE CEILING | 1 | FALSE | FALSE | FALSE | 2022
LED REMOTE INDICATOR |  |  | North | Siemens |  | Remote Indicator |  |  |  | Module | TRUE | ILED-HC | 500-048809++ | INTEL LAMP-CEILING | 1 |  | 0.0005 | [5 empty] | TRUE |  |  |  |  | #FFFF0000 | FA-LED REMOTE INDICATOR | 1 | FALSE | FALSE | FALSE
NFPA 170 HORN |  |  | North | Siemens |  | Horn |  |  |  | Module | TRUE | SLFSWW-AL | S54329-F58-A2 | SLFSWW-AL LFS,WALL,WHT,ALERT | 1 | [12 empty] | #FF0070C0 | FA-NFPA 170 HORN | 1 | FALSE | FALSE | FALSE | 2010
NFPA 170 HEAT DETECTOR |  |  | North | Siemens |  | Heat Detector |  |  |  | Module | TRUE | DT-450EP | 500-688984 | 450 DEG EXP PROOF THERMAL | 1 | [12 empty] | #FFFF0000 | FA-NFPA 170 HEAT DETECTOR | 1 | FALSE | FALSE | FALSE | [17 empty] | 450° FT, XP
NFPA 170 HORN STROBE CEILING |  |  | North | Siemens |  | Horn/Strobe |  |  |  | Module | TRUE | ZH-MC-CR | 500-636165 | Z HORN MULTI CANDELA CEILING RED | 1 | [6 empty] | FALSE | TRUE |  |  |  |  | #FF0070C0 | FA-NFPA 170 HORN STROBE CEILING | 1 | FALSE | FALSE | FALSE | 2013 | [13 empty] | FALSE |  |  | C
|  |  | North | Siemens |  | Cards & Components |  |  |  | Card | TRUE | FC924-US Main Board |  | 504-point system with 170W power supply and standard operator interface | 1 | [6 empty] | TRUE | [5 empty] | #FFFFFFFF |  |  | FALSE | FALSE | FALSE | [14 empty] | FALSE
|  |  | North | Siemens | [5 empty] | Module | TRUE | S-HQ-MC-W | 500-636108 | 8" CEILING SPEAKER - WHITE | 1 | [7 empty] | TRUE |  |  |  |  | #FFFFFFFF |  |  | FALSE | FALSE | FALSE
|  |  | North | Siemens | [5 empty] | Module | TRUE | S3AP | 500-650257 | PAD-4 NAC expander adapter plate for System 3 enclosure | 1 | [12 empty] | #FFFFFFFF |  |  | FALSE | FALSE | FALSE
|  |  | North | Siemens |  | Cards & Components |  |  |  | Card | TRUE | DLC | 500-033090 | INTELLIGENT DEVICE LOOP CARD (2 LOOPS/252 ADDRESSES TOTAL) ONE CARD SLOT CC-5/CC-2 | 1 | [6 empty] | TRUE | [5 empty] | #FFFFFFFF |  |  | FALSE | FALSE | FALSE | [14 empty] | FALSE
|  |  | North | Siemens | [5 empty] | Module | TRUE | SBBS-R | 500-636119 | SURFACE BACK BOX RED | 1 | [12 empty] | #FFFFFFFF |  |  | FALSE | FALSE | FALSE
|  |  | North | Siemens |  | Cards & Components |  |  |  | Card | TRUE | Single-Mode Fiber-Optic Module |  | CARD, Single-Mode Fiber-Optic Module | 1 | [6 empty] | TRUE | [5 empty] | #FFFFFFFF |  |  | FALSE | FALSE | FALSE
NFPA 170 STROBE CEILING |  |  | North | Siemens |  | Strobe |  |  |  | Module | TRUE | SL2SCW-NA | S54329-F192-A1++ | Strobe, Ceiling, Amber, White, No Lettering | 1 | [7 empty] | TRUE |  |  |  |  | #FF0070C0 | FA-NFPA 170 STROBE CEILING | 1 | FALSE | FALSE | FALSE | 2023
NFPA 170 HORN STROBE |  |  | North | Siemens |  | Horn/Strobe |  |  |  | Module | TRUE | SL2MTSWW-FB | S54329-F236-A1++ | Multi-Tone Strobe, Wall, Clear, White, Pictogram | 1 | [12 empty] | #FF0070C0 | FA-NFPA 170 HORN STROBE | 1 | FALSE | FALSE | FALSE | 2023
|  |  | North | Siemens | [5 empty] | Module | TRUE | HTSW-1 | 500-033350 | TAMPER SWITCH FOR CAB'S AND REMBOX'S MOUNTS TO CAB/REMBOX INNER DOORS | 1 | [12 empty] | #FFFFFFFF |  |  | FALSE | FALSE | FALSE
NFPA 170 STROBE WALL |  |  | North | Siemens |  | Strobe |  |  |  | Module | TRUE | ZR-HMC-R | 500-636171 | Z STROBE HI MULTI-CANDELA WALL RED | 1 | [12 empty] | #FF0070C0 | FA-NFPA 170 STROBE WALL | 1 | FALSE | FALSE | FALSE | 2023
NFPA 170 HORN STROBE |  |  | North | Siemens |  | Horn/Strobe |  |  |  | Module | TRUE | SL2FSSWW-F | S54329-F138-A1++ | Sounder-Strobe, Wall, Clear, White, Fire | 1 | [12 empty] | #FF0070C0 | FA-NFPA 170 HORN STROBE | 1 | FALSE | FALSE | FALSE | 2023 | [16 empty] | LF
|  |  | North | Siemens | [5 empty] | Module | TRUE | PBR-1193 | 500-695078 | FLT REFLECTOR PKG (10CM X 10CM) | 1 | [12 empty] | #FFFFFFFF |  |  | FALSE | FALSE | FALSE
NFPA 170 STROBE CEILING |  |  | North | Siemens |  | Strobe |  |  |  | Module | TRUE | SL2SCR-F | S54329-F188-A1++ | Strobe, Ceiling, Clear, Red, Fire | 1 | [7 empty] | TRUE |  |  |  |  | #FF0070C0 | FA-NFPA 170 STROBE CEILING | 1 | FALSE | FALSE | FALSE | 2023
|  |  | North | Siemens | [5 empty] | Module | TRUE | PAD-3 | 599-699189 | P/S NAC EXT 6 AMPS | 1 | [12 empty] | #FFFFFFFF |  |  | FALSE | FALSE | FALSE
NFPA 170 HORN STROBE |  |  | North | Siemens |  | Horn/Strobe |  |  |  | Module | TRUE | U-MHU-S110S-1 | 500-649460 | Electronic Outdoor Sync-Horn/Sync-Strobe, Red | 1 | [12 empty] | #FF0070C0 | FA-NFPA 170 HORN STROBE | 1 | FALSE | FALSE | FALSE | 2010 | [16 empty] | WP
|  |  | North | Siemens | [5 empty] | Module | TRUE | HZM-Z | S54322-F14-A1 | CONVENTIONAL ZONE MODULE - Country of Origin (non China) | 1 | [12 empty] | #FFFFFFFF |  |  | FALSE | FALSE | FALSE
NFPA 170 SPEAKER STROBE CEILING |  |  | North | Siemens |  | Speaker/Strobe |  |  |  | Module | TRUE | SL2SPSCR-F | S54329-F158-A1++ | Speaker-Strobe, Ceiling, Clear, Red, Fire | 1 | [7 empty] | TRUE |  |  |  |  | #FF0070C0 | FA-NFPA 170 SPEAKER STROBE CEILING | 1 | FALSE | FALSE | FALSE | 2023 | [16 empty] | C
NFPA 170 SPEAKER STROBE CEILING |  |  | North | Siemens |  | Speaker/Strobe |  |  |  | Module | TRUE | SEH-MC-CW-BLANK | S54329-A25-A1 | SPK-ST,CLG,BLNK,W | 1 | [7 empty] | TRUE |  |  |  |  | #FF0070C0 | FA-NFPA 170 SPEAKER STROBE CEILING | 1 | FALSE | FALSE | FALSE | 2020 | [16 empty] | C
|  |  | North | Siemens |  | Hardware |  |  |  | Hardware | TRUE | FHD2006-U1 | S54400-C46-A1 | Clear window | 1 | [6 empty] | FALSE | [5 empty] | #FFFFFFFF |  |  | FALSE | FALSE | FALSE | [14 empty] | FALSE
|  |  | North | Siemens | [5 empty] | Module | TRUE | TC-30U | 500-885260 | BATTERY TRANSFER MODULE (1) SPACE | 1 | [12 empty] | #FFFFFFFF |  |  | FALSE | FALSE | FALSE
|  |  | North | Siemens | [5 empty] | Module | TRUE | PM-32 | 500-822170 | PROGRAM MATRIX 36 DIODES | 1 | [12 empty] | #FFFFFFFF |  |  | FALSE | FALSE | FALSE
NFPA 170 CHIME |  |  | North | Siemens |  | Chime |  |  |  | Module | TRUE | CH-W | 500-636020 | CHIME WHITE | 1 | [12 empty] | #FFFF0000 | FA-NFPA 170 CHIME | 1 | FALSE | FALSE | FALSE | [17 empty] | CH
|  |  | North | Siemens |  | Cards & Components |  |  |  | Card | TRUE | VCI2001-U1 (70.7V) |  | CARD, 50W VOICE AMPLIFIER CARD 70.7 VOLTS | 1 | 0.33 | 3.2 |  |  |  |  | TRUE | [5 empty] | #FFFFFFFF |  |  | FALSE | FALSE | FALSE | [14 empty] | FALSE
NFPA 170 SPEAKER STROBE CEILING |  |  | North | Siemens |  | Speaker/Strobe |  |  |  | Module | TRUE | SEH-HMC-CW-B | UDI:SEH-HMC-CW-B | HIGH FIDELITY SPEAKER STROBE, ROUND, HIFI, CEILING, 115/177CD, WHITE | 1 | [7 empty] | TRUE |  |  |  |  | #FF0070C0 | FA-NFPA 170 SPEAKER STROBE CEILING | 1 | FALSE | FALSE | FALSE | 2020 | [16 empty] | C
NFPA 170 HORN STROBE |  |  | North | Siemens |  | Horn/Strobe |  |  |  | Module | TRUE | HS-MC-R | 500-636070 | HS HORN MULTI CANDELA RED | 1 | [12 empty] | #FF0070C0 | FA-NFPA 170 HORN STROBE | 1 | FALSE | FALSE | FALSE | 2012
NFPA 170 SPEAKER STROBE |  |  | North | Siemens |  | Speaker/Strobe |  |  |  | Module | TRUE | SL2SPSWW-NA | S54329-F176-A1++ | Speaker-Strobe, Wall, Amber, White, No Lettering | 1 | [12 empty] | #FF0070C0 | FA-NFPA 170 SPEAKER STROBE | 1 | FALSE | FALSE | FALSE | 2023
|  |  | North | Siemens | [5 empty] | Module | TRUE | UHW-0000-22L-L | S54465-C8-A2 | UL 864 9th Edition 22" LCD | 1 | [12 empty] | #FFFFFFFF |  |  | FALSE | FALSE | FALSE
NFPA 170 HORN STROBE CEILING |  |  | North | Siemens |  | Horn/Strobe |  |  |  | Module | TRUE | FDSB226-WW/FDB228/FDBZ298 | ++ | Ceiling Sounder VAD with Short Circuit isolator, White LEDs, 71…96 dB (A) High = O-4-15 Medium = C-3-12 Low = O-2-6.2 | 1 | [12 empty] | #FF0070C0 | FA-NFPA 170 HORN STROBE CEILING | 1 | FALSE | FALSE | FALSE
NFPA 170 SPEAKER WALL |  |  | North | Siemens |  | Speaker |  |  |  | Module | TRUE | FDS225-R/FDB227-R | ++ | Wall Voice Sounder with Short Circuit Isolator, Red Body (IP65 rated) 75…99 dB (A) | 1 | [12 empty] | #FF0070C0 | FA-NFPA 170 SPEAKER WALL | 1 | FALSE | FALSE | FALSE | 2021
|  |  | North | Siemens |  | Hardware |  |  |  | Hardware | TRUE | CAB2-BB | 500-633009 | MEDIUM SIZE (2 ROW) ENCLOSURE BACKBOX - BLACK FIELD MOUNTED | 1 | [12 empty] | #FFFFFFFF |  |  | FALSE | FALSE | FALSE
|  |  | North | Siemens |  | Cards & Components |  |  |  | Card | TRUE | FCA2016-A1 |  | RS-485 Interface | 1 | [6 empty] | TRUE | [5 empty] | #FFFFFFFF |  |  | FALSE | FALSE | FALSE | [14 empty] | FALSE
|  |  | North | Siemens |  | Hardware |  |  |  | Hardware | TRUE | CAB3R-TK | 500-633754 | LARGE ENCLOSURE TRIM KIT - RED MOUNTS TO CAB3-RB | 1 | [12 empty] | #FFFFFFFF |  |  | FALSE | FALSE | FALSE
NFPA 170 STROBE WALL |  |  | North | Siemens |  | Strobe |  |  |  | Module | TRUE | SC-ST-WR-F |  | WALL ACEND STROBE, RED, "FIRE" | 1 | [6 empty] | TRUE | [5 empty] | #FF0070C0 | FA-NFPA 170 STROBE WALL | 1 | FALSE | FALSE | FALSE
NFPA 170 HORN STROBE CEILING |  |  | North | Siemens |  | Horn/Strobe |  |  |  | Module | TRUE | CH-HMC-CW | 500-636023 | CHIME HI MULTI CANDELA WHITE CEILING | 1 | [7 empty] | TRUE |  |  |  |  | #FF0070C0 | FA-NFPA 170 HORN STROBE CEILING | 1 | FALSE | FALSE | FALSE | [17 empty] | CH
NFPA 170 ADDRESSABLE INPUT OUTPUT |  |  | North | Siemens |  | Addressable Module |  |  |  | Module | TRUE | FDCIO221/FDCH221 | ++ | Input/Output Module with Short Circuit Isolator, provides compliance with BS 7273-4 Category A (Critical) | 1 | 0.00075 | 0.00075 | [10 empty] | #FFFF0000 | FA-NFPA 170 ADDRESSABLE INPUT OUTPUT | 1 | FALSE | FALSE | FALSE
|  |  | North | Siemens | [5 empty] | Module | TRUE | SPEXT-R | 500-636116 | SE SPEAKER CEILING EXTENSION RING RED | 1 | [7 empty] | TRUE |  |  |  |  | #FFFFFFFF |  |  | FALSE | FALSE | FALSE
NFPA 170 SPEAKER STROBE CEILING |  |  | North | Siemens |  | Speaker/Strobe |  |  |  | Module | TRUE | SET-HMC-W | 500-636054 | ET HI MULTI-CANDELA WHITE | 1 | [7 empty] | TRUE |  |  |  |  | #FF0070C0 | FA-NFPA 170 SPEAKER STROBE CEILING | 1 | FALSE | FALSE | FALSE
NFPA 170 SPEAKER STROBE CEILING |  |  | North | Siemens |  | Speaker/Strobe |  |  |  | Module | TRUE | SLSPSCW-F | S54329-F42-A1 | SLSPSCW-F SPK/ST,CLG,WHT,FIRE | 1 | [7 empty] | TRUE |  |  |  |  | #FF0070C0 | FA-NFPA 170 SPEAKER STROBE CEILING | 1 | FALSE | FALSE | FALSE | 2020 | [16 empty] | C
NFPA 170 HORN STROBE CEILING |  |  | North | Siemens |  | Horn/Strobe |  |  |  | Module | TRUE | SLHSCR-F | S54329-F13-A2 | SLHSCR-F HRN/ST,CLG,RED,FIRE | 1 | [7 empty] | TRUE |  |  |  |  | #FF0070C0 | FA-NFPA 170 HORN STROBE CEILING | 1 | FALSE | FALSE | FALSE | 2013 | [16 empty] | C
NFPA 170 HORN STROBE |  |  | North | Siemens |  | Horn/Strobe |  |  |  | Module | TRUE | U-MHU-MCS-W | 500-699588 | ELC Sync/Non-Sync Horn 24 VDC w/Strobe (White) | 1 | [12 empty] | #FF0070C0 | FA-NFPA 170 HORN STROBE | 1 | FALSE | FALSE | FALSE | 2010
|  |  | North | Siemens |  | Cards & Components |  |  |  | Card | TRUE | FS-MB Main Board |  | CARD, Fire Seeker Fire Alarm Control Panel Addressable 252 Inputs Main Board | 1 | [6 empty] | TRUE | [5 empty] | #FFFFFFFF |  |  | FALSE | FALSE | FALSE | [14 empty] | FALSE
NFPA 170 SPEAKER CEILING |  |  | North | Siemens |  | Speaker |  |  |  | Module | TRUE | SLSPCW-A | S54329-F65-A2 | SLSPCW-A SPK,CLG,WHT,AGENT | 1 | [7 empty] | TRUE |  |  |  |  | #FF0070C0 | FA-NFPA 170 SPEAKER CEILING | 1 | FALSE | FALSE | FALSE | 2019 | [16 empty] | C
NFPA 170 HORN STROBE CEILING |  |  | North | Siemens |  | Horn/Strobe |  |  |  | Module | TRUE | SLHSCR-AL | S54329-F33-A1 | SLHSCR-AL HRN/ST,CLG,RED,ALERT | 1 | [7 empty] | TRUE |  |  |  |  | #FF0070C0 | FA-NFPA 170 HORN STROBE CEILING | 1 | FALSE | FALSE | FALSE | 2013 | [16 empty] | C
|  |  | North | Siemens | [5 empty] | Module | TRUE | SDH-6A | 500-614190 | 120VAC FLR MTG DOUB DOOR | 1 | [12 empty] | #FFFFFFFF |  |  | FALSE | FALSE | FALSE
|  |  | North | Siemens | [5 empty] | Module | TRUE | 40/40M-222SF | S54430-F67-A1 | HYD FLM DET WO2 85C 3/4" SS FM | 1 | [12 empty] | #FFFFFFFF |  |  | FALSE | FALSE | FALSE
|  |  | North | Siemens | [5 empty] | Module | TRUE | SDH-5D | 500-690397 | 24VDC FLR MTG SING DOOR | 1 | [12 empty] | #FFFFFFFF |  |  | FALSE | FALSE | FALSE
|  |  | North | Siemens |  | Cards & Components |  |  |  | Card | TRUE | V24230-Z6-A5 | ++ | Power supply (SV 24 V-150 W) | 1 | 0 | 0 |  |  |  |  | TRUE | [5 empty] | #FFFFFFFF |  |  | FALSE | FALSE | FALSE
NFPA 170 SPEAKER STROBE |  |  | North | Siemens |  | Speaker/Strobe |  |  |  | Module | TRUE | SLSPSWW-M | S54329-F67-A1 | SLSPSWW-M SPK/ST,WALL,WHT,EMGCY | 1 | [12 empty] | #FF0070C0 | FA-NFPA 170 SPEAKER STROBE | 1 | FALSE | FALSE | FALSE | 2019
NFPA 170 REMOTE ANNUNCIATOR | RISER ANNUNCIATOR |  | North | Siemens |  | Cards & Components |  |  |  | Card | TRUE | FCM72xx-xx | ++ | Operating unit | 1 | 0.125 | 0.13 |  |  |  |  | TRUE | [5 empty] | #FFFF0000 | FA-NFPA 170 REMOTE ANNUNCIATOR | 1 | FALSE | FALSE | FALSE
|  |  | North | Siemens |  | Hardware |  |  |  | Hardware | TRUE | WFPAS-W | 500-636134 | WEATHERPROOF FLUSH PLATE WHITE | 1 | [12 empty] | #FFFFFFFF |  |  | FALSE | FALSE | FALSE
|  |  | North | Siemens | [5 empty] | Module | TRUE | 40/40UB-212SF | S54430-F283-A1 | UV FLM DET BIT WO2 75C 3/4" SS FM | 1 | [12 empty] | #FFFFFFFF |  |  | FALSE | FALSE | FALSE
|  |  | North | Siemens | [5 empty] | Module | TRUE | X-204-2LD | S54430-A6-A1 | Ethernet Single mode Fiber Switch | 1 | [12 empty] | #FFFFFFFF |  |  | FALSE | FALSE | FALSE
NFPA 170 MANUAL PULL |  |  | North | Siemens |  | Manual Station |  |  |  | Module | TRUE | FDM226-RP/FDMC295 | ++ | Weatherproof (IP67) Manual Call Point with Resettable Element and and Short Circuit Isolator. Supplied with Protective Cover & Housing | 1 | 0.00018 | 0.00018 | [10 empty] | #FFFF0000 | FA-NFPA 170 MANUAL PULL | 1 | FALSE | FALSE | FALSE
NFPA 170 SYNC MODULE |  |  | North | Siemens |  | Sync Module |  |  |  | Module | TRUE | DSC-W | 500-696873++ | Dual Sync Control Module | 1 | 0 | 0.055 | [10 empty] | #FFFF0000 | FA-NFPA 170 SYNC MODULE | 1 | FALSE | FALSE | FALSE
|  |  | North | Siemens | [5 empty] | Module | TRUE | FHK2001-U3 | S54400-C54-A1 | Black 1 Height Unit Enclosure kit (for FT924) Consists of: One FHB2001-U1, one FHD2004-U1, one FHD2006-U1, one FHD2001-U3 | 1 | [12 empty] | #FFFFFFFF |  |  | FALSE | FALSE | FALSE
NFPA 170 FIRE ALARM CONTROL UNIT | RISER FACP |  | North | Siemens |  | Fire Alarm Control Unit |  |  |  | Assembly | TRUE | FC723-ZA | ++ | 6 Loop Control Panel in Comfort Housing (supplied with printer, extension battery enclosure and 2 x 12v 45Ah Batteries) c/w 48z LEDs | 1 | [12 empty] | #FFFF0000 | FA-NFPA 170 FIRE ALARM CONTROL UNIT | 1 | FALSE | FALSE | FALSE | [9 empty] | 45 |  |  | 5 |  | TRUE
|  |  | North | Siemens |  | Hardware |  |  |  | Hardware | TRUE | BTX-3 | 599-034220 | BATTERY SET 12V 100AH MOUNTS IN CAB-BATT | 1 | [12 empty] | #FFFFFFFF |  |  | FALSE | FALSE | FALSE
NFPA 170 STROBE CEILING |  |  | North | Siemens |  | Strobe |  |  |  | Module | TRUE | ZR-HMC-CR | 500-636175 | Z STROBE HI MULTI-CANDELA CEILING RED | 1 | [7 empty] | TRUE |  |  |  |  | #FF0070C0 | FA-NFPA 170 STROBE CEILING | 1 | FALSE | FALSE | FALSE | 2022 | [16 empty] | C
NFPA 170 FIRE PHONE |  |  | North | Siemens |  | Fire Phone |  |  |  | Module | TRUE | FJ-304 | ++ | Fireman's Phone Jack | 1 | 0 | 0.02 |  |  |  |  | FALSE | [5 empty] | #FFFF0000 | FA-NFPA 170 FIRE PHONE | 1 | FALSE | FALSE | FALSE | 208 | [13 empty] | FALSE |  |  | FPJ
|  |  | North | Siemens | [5 empty] | Module | TRUE | OH121 | S54372-F2-A1 | Conventional Optical/Heat combined | 1 | [12 empty] | #FFFFFFFF |  |  | FALSE | FALSE | FALSE
NFPA 170 HORN STROBE |  |  | North | Siemens |  | Horn/Strobe |  |  |  | Module | TRUE | CH-MC-W | 500-636018 | CHIME MULTI CANDELA WHITE | 1 | [12 empty] | #FF0070C0 | FA-NFPA 170 HORN STROBE | 1 | FALSE | FALSE | FALSE | [17 empty] | CH
NFPA 170 STROBE WALL |  |  | North | Siemens |  | Strobe |  |  |  | Module | TRUE | SLSWW-N | S54329-F30-A2 | SLSWW-N ST,WALL,WHT,NO-TXT | 1 | [12 empty] | #FF0070C0 | FA-NFPA 170 STROBE WALL | 1 | FALSE | FALSE | FALSE | 2023
|  |  | North | Siemens | [5 empty] | Module | TRUE | RSM-3 | 500-696165 | RSM-3 ROCKER SW MODULE (MAIN) | 1 | [12 empty] | #FFFFFFFF |  |  | FALSE | FALSE | FALSE
|  |  | North | Siemens |  | Cards & Components |  |  |  | Card | TRUE | FP2011-U1 | 500-450222+ | Power Supply (170 W) Connects to 120/240VAC, and provides 170 Watts of DC power to the EBA2004-A1 Booste Amplfier main board. | 1 | [6 empty] | TRUE | [5 empty] | #FFFFFFFF |  |  | FALSE | FALSE | FALSE | [9 empty] | 18,33,55,100 |  |  | 6.5 |  | FALSE
|  |  | North | Siemens | [5 empty] | Module | TRUE | REMBOX2R | 500-650612 | SMALL REMOTE LOBBY RED ENCLOSURE PROVIDES MOUNTING SPACE FOR, LVM OR FMT OR REMOTE SWITCH AND LED MODULES (8) LCM/SCM OR (4) FCM MAX. FIELD MOUNTED | 1 | [12 empty] | #FFFFFFFF |  |  | FALSE | FALSE | FALSE
NFPA 170 REMOTE ANNUNCIATOR | RISER ANNUNCIATOR |  | North | Siemens |  | Remote Annunciator |  |  |  | Module | TRUE | FT2015-U3 | S54400-B88-A1++ | Remote terminal (key, bl) | 1 | 0.034 | 0.055 |  |  |  |  | FALSE | [5 empty] | #FFFF0000 | FA-NFPA 170 REMOTE ANNUNCIATOR | 1 | FALSE | FALSE | FALSE | 255 | [13 empty] | FALSE
|  |  | North | Siemens |  | Cards & Components |  |  |  | Card | TRUE | FCA2015-U1 | S54400-A63-A1++ | Dialer module (DACT) | 1 | 0.025 | 0.033 |  |  |  |  | TRUE | [5 empty] | #FFFFFFFF |  |  | FALSE | FALSE | FALSE
NFPA 170 HORN CEILING |  |  | North | Siemens |  | Horn |  |  |  | Module | TRUE | SL2FSCW-N | S54329-F113-A1++ | Sounder, Ceiling, Clear, White, No Lettering | 1 | [7 empty] | TRUE |  |  |  |  | #FF0070C0 | FA-NFPA 170 HORN CEILING | 1 | FALSE | FALSE | FALSE | 2023 | [16 empty] | LF
|  |  | North | Siemens | [5 empty] | Module | TRUE | PLM-35 | 500-893490 | POWER LIMITING DEVICE | 1 | [12 empty] | #FFFFFFFF |  |  | FALSE | FALSE | FALSE
|  |  | North | Siemens | [5 empty] | Module | TRUE | SLESB-KIT-W | S54329-F64-A2 | SLESB-KIT-W SINGLE GANG PLATE,WHT | 1 | [12 empty] | #FFFFFFFF |  |  | FALSE | FALSE | FALSE
NFPA 170 HORN STROBE |  |  | North | Siemens |  | Horn/Strobe |  |  |  | Module | TRUE | SL2MTSWW-F | S54329-F235-A1++ | Multi-Tone Strobe, Wall, Clear, White, Fire | 1 | [12 empty] | #FF0070C0 | FA-NFPA 170 HORN STROBE | 1 | FALSE | FALSE | FALSE | 2023
NFPA 170 STROBE WALL |  |  | North | Siemens |  | Strobe |  |  |  | Module | TRUE | SL2SWR-F | S54329-F208-A1++ | Strobe, Wall, Clear, Red, Fire | 1 | [12 empty] | #FF0070C0 | FA-NFPA 170 STROBE WALL | 1 | FALSE | FALSE | FALSE | 2023
NFPA 170 SPEAKER STROBE |  |  | North | Siemens |  | Speaker/Strobe |  |  |  | Module | TRUE | SL2SPSWR-ALA | S54329-F168-A1++ | Speaker-Strobe, Wall, Amber, Red, Alert | 1 | [12 empty] | #FF0070C0 | FA-NFPA 170 SPEAKER STROBE | 1 | FALSE | FALSE | FALSE | 2023
NFPA 170 MULTI DETECTOR |  |  | North | Siemens |  | Multi Criteria Detector |  |  |  | Module | TRUE | OOH740/DB721 | ++ | Dual Optical Heat Multi-sensor Detector with Short Circuit Isolator (supplied with Standard Base) | 1 | 0.00025 | 0.00025 | [10 empty] | #FFFF0000 | FA-NFPA 170 MULTI DETECTOR | 1 | FALSE | FALSE | FALSE
|  |  | North | Siemens |  | Cards & Components |  |  |  | Card | TRUE | FT2050 Main Board |  | CARD, FT2050 Main Board | 1 | [6 empty] | TRUE | [5 empty] | #FFFFFFFF |  |  | FALSE | FALSE | FALSE
|  |  | North | Siemens | [5 empty] | Module | TRUE | REMBOX4-MP | 500-634212 | OPTIONAL MOUNTING PLATE FOR REMBOX4 - REQ. TO MOUNT UP TO (8) SIM-16 OR OCM-16 MOUNTS IN REMBOX4 | 1 | [12 empty] | #FFFFFFFF |  |  | FALSE | FALSE | FALSE
NFPA 170 REMOTE ANNUNCIATOR | RISER ANNUNCIATOR |  | North | Siemens |  | Remote Annunciator |  |  |  | Module | TRUE | SSD | 500-034170 | REMOTE LCD DISPLAY (NO CONTROL OR MENU CAPABILITY) FIELD MOUNTED | 1 | 0.2 | 0.2 |  |  |  |  | FALSE | [5 empty] | #FFFF0000 | FA-NFPA 170 REMOTE ANNUNCIATOR | 1 | FALSE | FALSE | FALSE | 255 | [8 empty] | 7,12,18 |  |  |  |  | TRUE
NFPA 170 MANUAL PULL |  |  | North | Siemens |  | Manual Station |  |  |  | Module | TRUE | HMS-DP | S54321-A4-A1 | DOUBLE ACTION MANUAL STATION PORTUGESE TEXT) | 1 | 0.0009 | 0.0009 | [10 empty] | #FFFF0000 | FA-NFPA 170 MANUAL PULL | 1 | FALSE | FALSE | FALSE | 957
|  |  | North | Siemens |  | Cards & Components |  |  |  | Card | TRUE | FCI2020-U1 | S54400-A57-A1++ | Leased line / City tie module | 1 | 0.027 | 0.04 |  |  |  |  | TRUE | [5 empty] | #FFFFFFFF |  |  | FALSE | FALSE | FALSE
|  |  | North | Siemens | [5 empty] | Module | TRUE | GPMI-UK | 500-650066 | GLOBAL PMI UPGRADE KIT - FOR LEGACY PMI | 1 | [12 empty] | #FFFFFFFF |  |  | FALSE | FALSE | FALSE
NFPA 170 HORN |  |  | North | Siemens |  | Horn |  |  |  | Module | TRUE | SC-HN-CW-N |  | CEILING ACEND HORN, WHITE, NO LETTERING | 1 | [6 empty] | TRUE | TRUE |  |  |  |  | #FF0070C0 | FA-NFPA 170 HORN | 1 | FALSE | FALSE | FALSE
NFPA 170 EM STROBE WALL |  |  | North | Siemens |  | Strobe |  |  |  | Module | TRUE | ST-MC-RETRO-CNMA | 500-636144+ | MNS Amber Strobe, multi Candela − Wall Mount, White [RETRO PLATE] − ‘ALERT’ | 1 | [12 empty] | #FF0070C0 | FA-NFPA 170 EM STROBE WALL | 1 | FALSE | FALSE | FALSE | 2023
NFPA 170 HORN STROBE |  |  | North | Siemens |  | Horn/Strobe |  |  |  | Module | TRUE | SL2FSSWR-CO | S54329-F133-A1++ | Sounder-Strobe, Wall, Clear, Red, CO | 1 | [12 empty] | #FF0070C0 | FA-NFPA 170 HORN STROBE | 1 | FALSE | FALSE | FALSE | 2023 | [16 empty] | LF
|  |  | North | Siemens | [5 empty] | Module | TRUE | PAD-3R | 599-699190 | RED P/S NAC EXT | 1 | [12 empty] | #FFFFFFFF |  |  | FALSE | FALSE | FALSE
NFPA 170 SYNC MODULE |  |  | North | Siemens |  | Sync Module |  |  |  | Module | TRUE | DSC | 500-696872++ | Dual Sync Control Module, Red | 1 | 0 | 0.055 | [10 empty] | #FFFF0000 | FA-NFPA 170 SYNC MODULE | 1 | FALSE | FALSE | FALSE
|  |  | North | Siemens | [5 empty] | Module | TRUE | UHW-CATC-01 | S54465-C74-A1 | UHW-CATC-01 -- UL/ULC HW Category C Computer - Windows Server 2012 R2 + 5 Cal, SNC Card for XNET connection, Management Station Utility | 1 | [12 empty] | #FFFFFFFF |  |  | FALSE | FALSE | FALSE
|  |  | North | Siemens |  | Hardware |  |  |  | Hardware | TRUE | CAB-100-BRKT | S54430-B2-A1 | BRACKET TO HOLD DOWN BTX-3 100AH BATTERIES IN CAB-BATT ENCLOSURE REQUIRED FOR SEISMIC APPLICATIONS | 1 | [12 empty] | #FFFFFFFF |  |  | FALSE | FALSE | FALSE
|  |  | North | Siemens |  | Hardware |  |  |  | Hardware | TRUE | FHK2004-U2 |  | ASSEMBLY,3HU IVC ENCLOSURE | 1 | [6 empty] | FALSE | [5 empty] | #FFFFFFFF |  |  | FALSE | FALSE | FALSE | [14 empty] | FALSE
NFPA 170 FIRE ALARM CONTROL UNIT | RISER FACP |  | North | Siemens |  | Fire Alarm Control Unit |  |  |  | Assembly | TRUE | FT724-ZZ/FP2015-A1 | ++ | Fully Functional Fire Repeater Terminal (supplied with 70W power supply and 2 x 12v 7Ah Batteries) | 1 | [12 empty] | #FFFF0000 | FA-NFPA 170 FIRE ALARM CONTROL UNIT | 1 | FALSE | FALSE | FALSE | [9 empty] | 7 |  |  |  |  | TRUE
NFPA 170 HORN |  |  | North | Siemens |  | Horn |  |  |  | Module | TRUE | SLFSWW-N | S54329-F59-A2 | SLFSWW-N LFS,WALL,WHT,NO-TXT | 1 | [12 empty] | #FF0070C0 | FA-NFPA 170 HORN | 1 | FALSE | FALSE | FALSE | 2010
NFPA 170 HORN STROBE |  |  | North | Siemens |  | Horn/Strobe |  |  |  | Module | TRUE | MTH-75-R-WP | 500-636082 | MULTI TONE HORN 180CD WHITE | 1 | [12 empty] | #FF0070C0 | FA-NFPA 170 HORN STROBE | 1 | FALSE | FALSE | FALSE | 2012
|  |  | North | Siemens | [5 empty] | Module | TRUE | MODEM BLOCK | 500-699355 | MODEM BLOCK PACKAGED | 1 | [12 empty] | #FFFFFFFF |  |  | FALSE | FALSE | FALSE
NFPA 170 REMOTE ANNUNCIATOR | RISER ANNUNCIATOR |  | North | Siemens |  | Hardware |  |  |  | Hardware | TRUE | FHA2015-A1 | ++ | Front Plate for Flush Mounted FC72x Series Comfort Panel Housing | 1 | [12 empty] | #FFFF0000 | FA-NFPA 170 REMOTE ANNUNCIATOR | 1 | FALSE | FALSE | FALSE
|  |  | North | Siemens |  | Hardware |  |  |  | Hardware | TRUE | CAB2-BD | 500-633008 | MEDIUM ENCLOSURE INNER & OUTER DOORS - BLACK MOUNTS TO CAB2-BB | 1 | [12 empty] | #FFFFFFFF |  |  | FALSE | FALSE | FALSE
|  |  | North | Siemens |  | Hardware |  |  |  | Hardware | TRUE | SHMPS-R | 500-636128 | SUPERVISED HORN ADAPTER PLATE | 1 | [12 empty] | #FFFFFFFF |  |  | FALSE | FALSE | FALSE
NFPA 170 MULTI DETECTOR |  |  | North | Siemens |  | Multi Criteria Detector |  |  |  | Module | TRUE | HFP-11 WITH DB-11 BASE |  | Intelligent FirePrint Multi-Criteria Detector | 1 | [6 empty] | FALSE | [5 empty] | #FFFF0000 | FA-NFPA 170 MULTI DETECTOR | 1 | FALSE | FALSE | FALSE | [14 empty] | FALSE
NFPA 170 SPEAKER WALL |  |  | North | Siemens |  | Speaker |  |  |  | Module | TRUE | SET-R | 500-636055 | ET SPKR RED | 1 | [12 empty] | #FF0070C0 | FA-NFPA 170 SPEAKER WALL | 1 | FALSE | FALSE | FALSE | 2021
|  |  | North | Siemens | [5 empty] | Module | TRUE | K-CBL | S54430-C24-A1 | K-CBL Keltron Printer Modular OIs/PMIs | 1 | [12 empty] | #FFFFFFFF |  |  | FALSE | FALSE | FALSE
|  |  | North | Siemens | [5 empty] | Module | TRUE | SLSBBR | S54329-F21-A1 | SLSBBR BACKBOX,RED | 1 | [12 empty] | #FFFFFFFF |  |  | FALSE | FALSE | FALSE
|  |  | North | Siemens | [5 empty] | Module | TRUE | TB-EOL | S54322-F4-A2 | Terminal Block for EOL resistors | 1 | [12 empty] | #FFFFFFFF |  |  | FALSE | FALSE | FALSE
|  |  | North | Siemens | [5 empty] | Module | TRUE | KZ-3 | 320-021071 | "Z" MOUNTING BRACKET | 1 | [12 empty] | #FFFFFFFF |  |  | FALSE | FALSE | FALSE
NFPA 170 SPEAKER WALL |  |  | North | Siemens |  | Speaker |  |  |  | Module | TRUE | SL2SPWR-F | S54329-F149-A1++ | High-Fidelity Speaker, Wall, Red, Fire | 1 | [12 empty] | #FF0070C0 | FA-NFPA 170 SPEAKER WALL | 1 | FALSE | FALSE | FALSE | 2021
NFPA 170 DOOR HOLDER |  |  | North | Siemens |  | Door Holder |  |  |  | Module | TRUE | SDH-2A |  | 120VAC, concealed wiring | 1 | 0.017 |  |  |  | 120 |  | FALSE | [5 empty] | #FFFF0000 | FA-NFPA 170 DOOR HOLDER | 1 | FALSE | FALSE | FALSE | 2500 | [13 empty] | FALSE
|  |  | North | Siemens | [5 empty] | Module | TRUE | 794079-3 | S54430-F299-A1 | USB/RS485 CONV KIT - PC USB | 1 | [12 empty] | #FFFFFFFF |  |  | FALSE | FALSE | FALSE
NFPA 170 MANUAL PULL |  |  | North | Siemens |  | Manual Station |  |  |  | Module | TRUE | XMH-501 | ++ | Dual Action Manual Pull Station | 1 | [12 empty] | #FFFF0000 | FA-NFPA 170 MANUAL PULL | 1 | FALSE | FALSE | FALSE
|  |  | North | Siemens | [5 empty] | Module | TRUE | 0209 | 500-050272 | REPLACEMENT OBSCURATION TEST FILTER FOR F2000 | 1 | [12 empty] | #FFFFFFFF |  |  | FALSE | FALSE | FALSE
|  |  | North | Siemens |  | Hardware |  |  |  | Hardware | TRUE | CAB2-XBD | 500-633768 | MEDIUM ENCLOSURE TRANSPONDER DOOR - BLACK MOUNTS TO CAB2-BB | 1 | [12 empty] | #FFFFFFFF |  |  | FALSE | FALSE | FALSE
|  |  | North | Siemens |  | Hardware |  |  |  | Hardware | TRUE | FCM2022-U3 | S54400-C44-A2 | Option module (blank) | 1 | [6 empty] | FALSE | [5 empty] | #FFFFFFFF |  |  | FALSE | FALSE | FALSE | [14 empty] | FALSE
|  |  | North | Siemens | [5 empty] | Module | TRUE | PSC-ISO-CBL | S54430-K4-A1 | PSC-ISO-CBL 60 PIN MULTI-PS PMI CBL ASS INCLUDES PMI-2 & GPMI-HW-KEY | 1 | [12 empty] | #FFFFFFFF |  |  | FALSE | FALSE | FALSE
NFPA 170 HORN |  |  | North | Siemens |  | Horn |  |  |  | Module | TRUE | AH-W | 500-636004 | AH HORN WHITE | 1 | [12 empty] | #FF0070C0 | FA-NFPA 170 HORN | 1 | FALSE | FALSE | FALSE | 2010
|  |  | North | Siemens | [5 empty] | Module | TRUE | RNI | 500-033420 | REMOTE NETWORK INTERFACE (REQUIRED FOR REMOTE, LVM,FMT SCM/LCM/ FCM APPLICATIONS) MOUNTS IN REMBOX'S | 1 | 0.075 | 0.075 | [10 empty] | #FFFFFFFF |  |  | FALSE | FALSE | FALSE
NFPA 170 MANUAL PULL |  |  | North | Siemens |  | Manual Station |  |  |  | Module | TRUE | MSM-KD | 500-698216 | MSM-KD - METAL MANUAL STATION / CAT 45 KEYLOCK / DOUBLE ACTION | 1 | [12 empty] | #FFFF0000 | FA-NFPA 170 MANUAL PULL | 1 | FALSE | FALSE | FALSE
|  |  | North | Siemens | [5 empty] | Module | TRUE | EAD-3 | 500-686214 | WEATHERPROOF ENCLOSURE | 1 | [12 empty] | #FFFFFFFF |  |  | FALSE | FALSE | FALSE
|  |  | North | Siemens |  | Cards & Components |  |  |  | Card | TRUE | DLH1191A | ++ | Heater Module for Infra-Red Linear Beam Smoke Detector (Requires 24VDC supply) | 1 | 0.05 | 0.05 |  |  |  |  | TRUE | [5 empty] | #FFFFFFFF |  |  | FALSE | FALSE | FALSE
|  |  | North | Siemens | [5 empty] | Module | TRUE | 40/40L4-212SF | S54430-F187-A1 | UV/IR FLM DET 4.5U WO2 75C 3/4" SS FM | 1 | [12 empty] | #FFFFFFFF |  |  | FALSE | FALSE | FALSE
NFPA 170 REMOTE ANNUNCIATOR | RISER ANNUNCIATOR |  | North | Siemens |  | Remote Annunciator |  |  |  | Module | TRUE | FT2010-C1 | ++ | Floor Repeater Terminal - Kaba Key | 1 | 0.04 | 0.04 | [10 empty] | #FFFF0000 | FA-NFPA 170 REMOTE ANNUNCIATOR | 1 | FALSE | FALSE | FALSE
NFPA 170 SPEAKER CEILING |  |  | North | Siemens |  | Speaker |  |  |  | Module | TRUE | S-LP70-C | + | Speaker, 70v, Ceiling | 1 | [6 empty] | FALSE | TRUE |  |  |  |  | #FF0070C0 | FA-NFPA 170 SPEAKER CEILING | 1 | FALSE | FALSE | FALSE | 2021 | [13 empty] | FALSE
|  |  | North | Siemens | [5 empty] | Module | TRUE | XLS-250-ZIC8B-EP | S54430-S7-A1 | XLS-250-ZIC8B-EP INCLUDES: (1) DLC, (1) PMI-3, (1) ZIC-8B, (1) CC-5, (1) PSC-12 | 1 | [12 empty] | #FFFFFFFF |  |  | FALSE | FALSE | FALSE
NFPA 170 DUCT SMOKE DETECTOR |  |  | North | Siemens |  | Duct Smoke Detector |  |  |  | Module | TRUE | FDBZ492 w/OP921 | S54319-B22-A1 | DUCT HOUSING - 2 WIRE WITHOUT RELAY w/ OP921 | 1 | 0.00025 | 0.00041 |  |  |  |  | FALSE | TRUE |  |  |  |  | #FFFF0000 | FA-NFPA 170 DUCT SMOKE DETECTOR | 1 | FALSE | FALSE | FALSE | 1400 | [13 empty] | FALSE
NFPA 170 REMOTE ANNUNCIATOR | RISER ANNUNCIATOR |  | North | Siemens |  | Remote Annunciator |  |  |  | Assembly | TRUE | FT2009-U1 | S54400-A145-A1++ | 32 ZONE TABULAR ANNUNC.(BL) | 1 | 0.025 | 0.105 |  |  |  |  | FALSE | [5 empty] | #FFFF0000 | FA-NFPA 170 REMOTE ANNUNCIATOR | 1 | FALSE | FALSE | FALSE | 255 | [13 empty] | FALSE
|  |  | North | Siemens | [5 empty] | Module | TRUE | D2300-MP | 500-634758 | MOUNTING PLATE TO HOLD UP TO 2 D2300CP MODULES AND 1 PS5A MODULE | 1 | [12 empty] | #FFFFFFFF |  |  | FALSE | FALSE | FALSE
|  |  | North | Siemens |  | Hardware |  |  |  | Hardware | TRUE | DB-11-DP | 500-649097 | BASE PLUG (100PC) | 1 | [12 empty] | #FFFFFFFF |  |  | FALSE | FALSE | FALSE
NFPA 170 SPEAKER STROBE |  |  | North | Siemens |  | Speaker/Strobe |  |  |  | Module | TRUE | SL2SPSWR-FB | S54329-F174-A1++ | Speaker-Strobe, Wall, Clear, Red, Pictogram | 1 | [12 empty] | #FF0070C0 | FA-NFPA 170 SPEAKER STROBE | 1 | FALSE | FALSE | FALSE | 2023
|  |  | North | Siemens | [5 empty] | Module | TRUE | PS-35 | 500-884950 | POWER SUPPLY 24VDC-120VAC, 10 AMP | 1 | [12 empty] | #FFFFFFFF |  |  | FALSE | FALSE | FALSE
NFPA 170 HORN STROBE CEILING |  |  | North | Siemens |  | Horn/Strobe |  |  |  | Module | TRUE | SL2MTSCW-NB | S54329-F251-A1++ | Multi-Tone Strobe, Ceiling, Amber, White, No Lettering | 1 | [12 empty] | #FF0070C0 | FA-NFPA 170 HORN STROBE CEILING | 1 | FALSE | FALSE | FALSE | 2023
LED REMOTE INDICATOR |  |  | North | Siemens |  | Remote Indicator |  |  |  | Module | TRUE | RL-HC | 500-033230 | REMOTE LAMP-CEILING | 1 | [7 empty] | TRUE |  |  |  |  | #FFFF0000 | FA-LED REMOTE INDICATOR | 1 | FALSE | FALSE | FALSE
NFPA 170 SPEAKER STROBE |  |  | North | Siemens |  | Speaker/Strobe |  |  |  | Module | TRUE | SEH-HMC-W-ALERT | S54329-A19-A1 | SPK-ST,WALL,ALR,W | 1 | [12 empty] | #FF0070C0 | FA-NFPA 170 SPEAKER STROBE | 1 | FALSE | FALSE | FALSE | 2019
|  |  | North | Siemens | [5 empty] | Module | TRUE | RSM-2 | 500-696164 | RSM-2 KEY SW MODULE (MOM) | 1 | [12 empty] | #FFFFFFFF |  |  | FALSE | FALSE | FALSE
NFPA 170 HORN STROBE |  |  | North | Siemens |  | Horn/Strobe |  |  |  | Module | TRUE | SLFSSWW-AL | S54329-F62-A2 | SLFSSWW-AL LFS/ST,WALL,WHT,ALERT | 1 | [12 empty] | #FF0070C0 | FA-NFPA 170 HORN STROBE | 1 | FALSE | FALSE | FALSE | 2012
|  |  | North | Siemens | [5 empty] | Module | TRUE | 40/40M-212SF | S54430-F59-A1 | HYD FLM DET WO2 75C 3/4" SS FM | 1 | [12 empty] | #FFFFFFFF |  |  | FALSE | FALSE | FALSE
NFPA 170 HORN STROBE CEILING |  |  | North | Siemens |  | Horn/Strobe |  |  |  | Module | TRUE | NS-MC-CW | 500-636088++ | NS HORN MULTI-CANDELA WHITE CEILING | 1 | [7 empty] | TRUE |  |  |  |  | #FF0070C0 | FA-NFPA 170 HORN STROBE CEILING | 1 | FALSE | FALSE | FALSE | 2013 | [16 empty] | C
NFPA 170 HEAT DETECTOR |  |  | North | Siemens |  | Heat Detector |  |  |  | Module | TRUE | DT-200WP | 500-087261 | RATE COMP. FIXED 200 DEG. WTHPRF | 1 | [12 empty] | #FFFF0000 | FA-NFPA 170 HEAT DETECTOR | 1 | FALSE | FALSE | FALSE | [17 empty] | 200° FT, WP
NFPA 170 DUCT SMOKE DETECTOR |  |  | North | Siemens |  | Duct Smoke Detector |  |  |  | Module | TRUE | AD-11XPR |  | Duct Smoke Detector Housing | 1 | [6 empty] | FALSE | TRUE |  |  |  |  | #FFFF0000 | FA-NFPA 170 DUCT SMOKE DETECTOR | 1 | FALSE | FALSE | FALSE | 1400 | [13 empty] | FALSE
NFPA 170 HORN STROBE CEILING |  |  | North | Siemens |  | Horn/Strobe |  |  |  | Module | TRUE | SLHSCW-FB | S54329-F14-A2 | SLHSCW-FB HRN/ST,CLG,WHT,PICTOGRAM | 1 | [7 empty] | TRUE |  |  |  |  | #FF0070C0 | FA-NFPA 170 HORN STROBE CEILING | 1 | FALSE | FALSE | FALSE | 2013 | [16 empty] | C
|  |  | North | Siemens | [5 empty] | Module | TRUE | 20/20ML-11SF | S54430-F5-A1 | MINI UV/IR FLM DET CBL SS FM | 1 | [12 empty] | #FFFFFFFF |  |  | FALSE | FALSE | FALSE
NFPA 170 FIRE ALARM CONTROL UNIT | RISER FACP |  | North | Siemens |  | Fire Alarm Control Unit |  |  |  | Assembly | TRUE | FC722-ZE | ++ | 2 Loop Control Panel in Comfort Housing (supplied with printer, 2 x 12v 26Ah Batteries) c/w 48z LEDs | 1 | [12 empty] | #FFFF0000 | FA-NFPA 170 FIRE ALARM CONTROL UNIT | 1 | FALSE | FALSE | FALSE | [9 empty] | 26 |  |  | 5 |  | TRUE
NFPA 170 SPEAKER WALL |  |  | North | Siemens |  | Speaker |  |  |  | Module | TRUE | SL2SPWW-AL | S54329-F151-A1++ | High-Fidelity Speaker, Wall, White, Alert | 1 | [12 empty] | #FF0070C0 | FA-NFPA 170 SPEAKER WALL | 1 | FALSE | FALSE | FALSE | 2021
|  |  | North | Siemens | [5 empty] | Module | TRUE | EK-32 | 545-083276 | EK-32 RAIL KIT 2 LEFT/RIGHT MOUNT RAIL/KR-2R 1 MOUNTING U BRACKET/KU-1 2 MOUNTING BRACKET/KZ-3 | 1 | [12 empty] | #FFFFFFFF |  |  | FALSE | FALSE | FALSE
|  |  | North | Siemens |  | Hardware |  |  |  | Hardware | TRUE | REMBOX2 | 500-633772 | SMALL REMOTE LOBBY ENCLOSURE PROVIDES MOUNTING SPACE FOR, LVM OR FMT OR REMOTE SWITCH AND LED MODULES (8) LCM/SCM OR (4) FCM MAX. FIELD MOUNTED | 1 | [6 empty] | FALSE | [5 empty] | #FFFFFFFF |  |  | FALSE | FALSE | FALSE | [14 empty] | FALSE
|  |  | North | Siemens | [5 empty] | Module | TRUE | WBBS-W | 500-636131 | WEATHERPROOF BACK BOX WHITE | 1 | [12 empty] | #FFFFFFFF |  |  | FALSE | FALSE | FALSE
NFPA 170 HORN STROBE CEILING |  |  | North | Siemens |  | Horn/Strobe |  |  |  | Module | TRUE | CH-MC-CW | 500-636022 | CHIME MULTI CANDELA WHITE CEILING | 1 | [7 empty] | TRUE |  |  |  |  | #FF0070C0 | FA-NFPA 170 HORN STROBE CEILING | 1 | FALSE | FALSE | FALSE | [17 empty] | CH
NFPA 170 HORN STROBE CEILING |  |  | North | Siemens |  | Horn/Strobe |  |  |  | Module | TRUE | SLHSCW-A | S54329-F35-A2 | SLHSCW-A HRN/ST,CLG,WHT,AGENT | 1 | [7 empty] | TRUE |  |  |  |  | #FF0070C0 | FA-NFPA 170 HORN STROBE CEILING | 1 | FALSE | FALSE | FALSE | 2013 | [16 empty] | C
|  |  | North | Siemens |  | Cards & Components |  |  |  | Card | TRUE | VCC2001-A1 | S54400-A40-A1 | Voice CPU Card Voice CPU card which supervises and controls all voice modules and functions. This card gets mounted in the VCA2002 card cage (2nd slot from the left), and works with the VCC2002 Voice I/O card to control the voice system. | 1 | 0.2 | 0.21 |  |  |  |  | TRUE | [5 empty] | #FFFFFFFF |  |  | FALSE | FALSE | FALSE
|  |  | North | Siemens | [5 empty] | Module | TRUE | SFPS-W | 500-636125 | SEMI-FLUSH PLATE WHITE | 1 | [12 empty] | #FFFFFFFF |  |  | FALSE | FALSE | FALSE
NFPA 170 STROBE CEILING |  |  | North | Siemens |  | Strobe |  |  |  | Module | TRUE | SL2SCW-N | S54329-F200-A1++ | Strobe, Ceiling, Clear, White, No Lettering | 1 | [7 empty] | TRUE |  |  |  |  | #FF0070C0 | FA-NFPA 170 STROBE CEILING | 1 | FALSE | FALSE | FALSE | 2023
NFPA 170 SPEAKER STROBE CEILING |  |  | North | Siemens |  | Speaker/Strobe |  |  |  | Module | TRUE | SEF-MC-CW | 500-636043+ | SPEAKER/STROBE FLUSH MULTI CANDELA CEILING WHITE | 1 | [7 empty] | TRUE |  |  |  |  | #FF0070C0 | FA-NFPA 170 SPEAKER STROBE CEILING | 1 | FALSE | FALSE | FALSE
NFPA 170 STROBE CEILING |  |  | North | Siemens |  | Strobe |  |  |  | Module | TRUE | SL2SCR-AL | S54329-F187-A1++ | Strobe, Ceiling, Clear, Red, Alert | 1 | [7 empty] | TRUE |  |  |  |  | #FF0070C0 | FA-NFPA 170 STROBE CEILING | 1 | FALSE | FALSE | FALSE | 2023
NFPA 170 HEAT DETECTOR |  |  | North | Siemens |  | Heat Detector |  |  |  | Module | TRUE | DT-190EP | 500-688978 | R.C.-F.T. TMP 190 DEG EXPLOSION PRF | 1 | [12 empty] | #FFFF0000 | FA-NFPA 170 HEAT DETECTOR | 1 | FALSE | FALSE | FALSE | [17 empty] | 190° FT, XP
LED REMOTE INDICATOR |  |  | North | Siemens |  | Remote Indicator |  |  |  | Module | TRUE | ILED-XW | S54370-B5-A1++ | Intelligent Lamp, Wall Mount with Built-In Isolator | 1 |  | 0.0005 | [10 empty] | #FFFF0000 | FA-LED REMOTE INDICATOR | 1 | FALSE | FALSE | FALSE
NFPA 170 SPEAKER CEILING |  |  | North | Siemens |  | Speaker |  |  |  | Module | TRUE | SEC-W | 500-636036 | E SPEAKER WHITE CEILING | 1 | [6 empty] | FALSE | TRUE |  |  |  |  | #FF0070C0 | FA-NFPA 170 SPEAKER CEILING | 1 | FALSE | FALSE | FALSE | 2019 | [13 empty] | FALSE |  |  | C
NFPA 170 SPEAKER STROBE |  |  | North | Siemens |  | Speaker/Strobe |  |  |  | Module | TRUE | SET-185-W-WP | 500-636192 | SET SPEAKER HI CANDELA WALL WHITE WEATHERPROOF | 1 | [6 empty] | FALSE | [5 empty] | #FF0070C0 | FA-NFPA 170 SPEAKER STROBE | 1 | FALSE | FALSE | FALSE | 2019 | [13 empty] | FALSE
NFPA 170 HORN STROBE CEILING |  |  | North | Siemens |  | Horn/Strobe |  |  |  | Module | TRUE | SL2FSSCW-AL | S54329-F128-A1++ | Sounder-Strobe, Ceiling, Clear, White, Alert | 1 | [7 empty] | TRUE |  |  |  |  | #FF0070C0 | FA-NFPA 170 HORN STROBE CEILING | 1 | FALSE | FALSE | FALSE | 2023 | [16 empty] | LF
NFPA 170 EM STROBE WALL |  |  | North | Siemens |  | Strobe |  |  |  | Module | TRUE | ST-CMC-W-MNS-ALERT | S54301-Z93-A1+ | MNS Clear Strobe, multi Candela − Wall Mount, White − ‘ALERT’ | 1 | [12 empty] | #FF0070C0 | FA-NFPA 170 EM STROBE WALL | 1 | FALSE | FALSE | FALSE | 2008
170 BASIC SHAPE |  |  | North | Siemens |  | Hardware |  |  |  | Hardware | TRUE | CAB-BATT | 500-633917 | ENCLOSURE FOR 100AH BATTERIES FIELD MOUNTED | 1 | [12 empty] | #FFFF0000 | FA-170 BASIC SHAPE | 1 | FALSE | FALSE | FALSE | 5000
|  |  | North | Siemens |  | Hardware |  |  |  | Hardware | TRUE | FHA902-R1 | S54433-B106-A2 | 50 pt system Red enclosure Trim Kit | 1 | [12 empty] | #FFFFFFFF |  |  | FALSE | FALSE | FALSE
NFPA 170 HORN STROBE |  |  | North | Siemens |  | Horn/Strobe |  |  |  | Module | TRUE | SC-HS-WW-N |  | WALL ACEND HORN STROBE, WHITE, NO LETTERING | 1 | [6 empty] | TRUE | [5 empty] | #FF0070C0 | FA-NFPA 170 HORN STROBE | 1 | FALSE | FALSE | FALSE
|  |  | North | Siemens | [5 empty] | Module | TRUE | SDH-4A | 500-614188 | 120VAC RECESSED DOOR | 1 | [12 empty] | #FFFFFFFF |  |  | FALSE | FALSE | FALSE
NFPA 170 SPEAKER WALL |  |  | North | Siemens |  | Speaker |  |  |  | Module | TRUE | SC-SP-WW-F |  | WALL ACEND SPEAKER, WHITE, "FIRE" | 1 | [6 empty] | TRUE | [5 empty] | #FF0070C0 | FA-NFPA 170 SPEAKER WALL | 1 | FALSE | FALSE | FALSE
NFPA 170 CHIME |  |  | North | Siemens |  | Chime |  |  |  | Module | TRUE | CH-R | 500-636019 | CHIME RED | 1 | [12 empty] | #FFFF0000 | FA-NFPA 170 CHIME | 1 | FALSE | FALSE | FALSE | [17 empty] | CH
|  |  | North | Siemens | [5 empty] | Module | TRUE | SSD-C | 500-648733 | REMOTE LCD DISPLAY W/ CONTROL- ACU/SIL/RESET (NO MENU CAPABILITY) FIELD MOUNTED | 1 | 0.2 | 0.2 | [10 empty] | #FFFFFFFF |  |  | FALSE | FALSE | FALSE
|  |  | North | Siemens | [5 empty] | Module | TRUE | 1734097100 | 500-694513FA | GLASS RODS FOR MS-F SERIES | 1 | [12 empty] | #FFFFFFFF |  |  | FALSE | FALSE | FALSE
|  |  | North | Siemens | [5 empty] | Module | TRUE | 40/40R-112SF | S54430-F75-A1 | IR FLM DET WO1 75C 3/4" SS FM | 1 | [12 empty] | #FFFFFFFF |  |  | FALSE | FALSE | FALSE
NFPA 170 MANUAL PULL |  |  | North | Siemens |  | Manual Station |  |  |  | Module | TRUE | MSM-KD-30 | 500-698223 | MSM-KD-30 - METAL MANUAL STATION / CAT 30 KEYLOCK / DOUBLE ACTION | 1 | [12 empty] | #FFFF0000 | FA-NFPA 170 MANUAL PULL | 1 | FALSE | FALSE | FALSE
NFPA 170 HORN STROBE CEILING |  |  | North | Siemens |  | Horn/Strobe |  |  |  | Module | TRUE | SL2CHCR-F | S54329-F227-A1++ | Chime, Ceiling, Clear, Red, Fire | 1 | [7 empty] | TRUE |  |  |  |  | #FF0070C0 | FA-NFPA 170 HORN STROBE CEILING | 1 | FALSE | FALSE | FALSE | 2023
|  |  | North | Siemens | [5 empty] | Module | TRUE | FHK2002-R3 | S54400-C55-A2 | Red 2 Height Unit 1 Window Enclosure kit (for FC922, FC924) Consists of: One FHB2002-R1, one FHD2004-U1, one FHD2006-U1, one FHD2002-R3 | 1 | [12 empty] | #FFFFFFFF |  |  | FALSE | FALSE | FALSE
NFPA 170 HORN STROBE CEILING |  |  | North | Siemens |  | Horn/Strobe |  |  |  | Module | TRUE | NS-HMC-CW | 500-636090++ | NS HORN HI MULTI-CANDELA WHITE CEILING | 1 | [7 empty] | TRUE |  |  |  |  | #FF0070C0 | FA-NFPA 170 HORN STROBE CEILING | 1 | FALSE | FALSE | FALSE | 2013 | [16 empty] | C
NFPA 170 SPEAKER STROBE |  |  | North | Siemens |  | Speaker/Strobe |  |  |  | Module | TRUE | SLSPSWW-AL | S54329-F46-A1 | SLSPSWW-AL SPK/ST,WALL,WHT,ALERT | 1 | [12 empty] | #FF0070C0 | FA-NFPA 170 SPEAKER STROBE | 1 | FALSE | FALSE | FALSE | 2019
|  |  | North | Siemens |  | Cards & Components |  |  |  | Card | TRUE | CSB | 500-033130 | CAN SOUNDER BOARD (FOR REMOTELY MOUNTED SCM/FCM FOR KEY PRESS AUDIBLE FEEDBACK) MOUNTS TO SCM/FCM | 1 | [6 empty] | TRUE | [5 empty] | #FFFFFFFF |  |  | FALSE | FALSE | FALSE
|  |  | North | Siemens |  | Cards & Components |  |  |  | Card | TRUE | LVM | 500-034090 | LIVE VOICE MASTER MICROPHONE INNER DOOR - 1 POSITION (MUST LEAVE SPACE BEHIND OPEN) | 1 | 0.025 | 0.025 |  |  |  |  | TRUE | [5 empty] | #FFFFFFFF |  |  | FALSE | FALSE | FALSE
|  |  | North | Siemens | [5 empty] | Module | TRUE | HUB-RS-485 | 500-649930 | RS-485 INTERFACE FOR WAIO | 1 | [12 empty] | #FFFFFFFF |  |  | FALSE | FALSE | FALSE
NFPA 170 ADDRESSABLE INPUT MONITOR MODULE |  |  | North | Siemens |  | Addressable Module |  |  |  | Module | TRUE | XTRI-S | S54370-B3-A1 | Single Input Monitor Module with Built-In Isolator | 1 | 0.0005 | 0.00065 |  |  |  |  | FALSE | [5 empty] | #FFFF0000 | FA-NFPA 170 ADDRESSABLE INPUT MONITOR MODULE | 1 | FALSE | FALSE | FALSE | 1000 | [13 empty] | FALSE
NFPA 170 STROBE WALL |  |  | North | Siemens |  | Strobe |  |  |  | Module | TRUE | SL2SWR-AL | S54329-F207-A1++ | Strobe, Wall, Clear, Red, Alert | 1 | [12 empty] | #FF0070C0 | FA-NFPA 170 STROBE WALL | 1 | FALSE | FALSE | FALSE | 2023
NFPA 170 MANUAL RELEASING STATION |  |  | North | Siemens |  | Manual Releasing Station |  |  |  | Module | TRUE | MH-501 | 500-622543++ | Manual Release Station | 1 | [12 empty] | #FFFF0000 | FA-NFPA 170 MANUAL RELEASING STATION | 1 | FALSE | FALSE | FALSE
NFPA 170 SPEAKER STROBE |  |  | North | Siemens |  | Speaker/Strobe |  |  |  | Module | TRUE | SEH-HMC-R-B | UDI:SEH-HMC-R-B | HIGH FIDELITY SPEAKER STROBE, HIFI, WALL, 135/185 CD, RED | 1 | [12 empty] | #FF0070C0 | FA-NFPA 170 SPEAKER STROBE | 1 | FALSE | FALSE | FALSE | 2019
NFPA 170 HORN STROBE |  |  | North | Siemens |  | Horn/Strobe |  |  |  | Module | TRUE | SC-LFSS-WR-F |  | WALL ACEND LOW FREQUENCY SOUNDER STROBE, RED, "FIRE" | 1 | [6 empty] | TRUE | [5 empty] | #FF0070C0 | FA-NFPA 170 HORN STROBE | 1 | FALSE | FALSE | FALSE | [17 empty] | LF
NFPA 170 HORN STROBE CEILING |  |  | North | Siemens |  | Horn/Strobe |  |  |  | Module | TRUE | AS-HMC-CR-WP | 500-636181 | AS HORN HI MULTI CANDELA CEILING RED WEATHERPROOF | 1 | [7 empty] | TRUE |  |  |  |  | #FF0070C0 | FA-NFPA 170 HORN STROBE CEILING | 1 | FALSE | FALSE | FALSE | 2013 | [16 empty] | C
NFPA 170 SPEAKER STROBE CEILING |  |  | North | Siemens |  | Speaker/Strobe |  |  |  | Module | TRUE | SL2SPSCW-AL | S54329-F164-A1++ | Speaker-Strobe, Ceiling, Clear, White, Alert | 1 | [7 empty] | TRUE |  |  |  |  | #FF0070C0 | FA-NFPA 170 SPEAKER STROBE CEILING | 1 | FALSE | FALSE | FALSE | 2023 | [16 empty] | C
|  |  | North | Siemens |  | Cards & Components |  |  |  | Card | TRUE | TZC-8B |  | CARD, TELEPHONE ZONE CARD, 8 ZONE, CLASS B | 1 | [6 empty] | TRUE | [5 empty] | #FFFFFFFF |  |  | FALSE | FALSE | FALSE
|  |  | North | Siemens | [5 empty] | Module | TRUE | OSE-ACF | S54333-F65-A1 | Anti-condensation film for Emitter - 10 units | 1 | [12 empty] | #FFFFFFFF |  |  | FALSE | FALSE | FALSE
NFPA 170 SPEAKER STROBE |  |  | North | Siemens |  | Speaker/Strobe |  |  |  | Module | TRUE | SL2SPSWR-N | S54329-F173-A1++ | Speaker-Strobe, Wall, Clear, Red, No Lettering | 1 | [12 empty] | #FF0070C0 | FA-NFPA 170 SPEAKER STROBE | 1 | FALSE | FALSE | FALSE | 2023
NFPA 170 REMOTE ANNUNCIATOR | RISER ANNUNCIATOR |  | North | Siemens |  | Remote Annunciator |  |  |  | Assembly | TRUE | FT2050 |  | ASSEMBLY,NETWORK TERMINAL | 1 | [6 empty] | TRUE | [5 empty] | #FFFF0000 | FA-NFPA 170 REMOTE ANNUNCIATOR | 1 | FALSE | FALSE | FALSE | 255
|  |  | North | Siemens |  | Hardware |  |  |  | Hardware | TRUE | FHB2005-R1 | S54400-B110-A2 | Back box (3HU, red, deep) 3 height unit red backbox used for fire/voice systems. This works in conjunction with a 3 HU outer door, FHD2007 | 1 | [6 empty] | FALSE | [5 empty] | #FFFFFFFF |  |  | FALSE | FALSE | FALSE
NFPA 170 EM SPEAKER STROBE WALL |  |  | North | Siemens |  | Speaker/Strobe |  |  |  | Module | TRUE | SET-AMC-R-MNS-ALERT | S54301-Z85-A1+ | MNS Amber Speaker Strobe, multi Candela: Wall Mount, Red − ‘ALERT’ | 1 | [12 empty] | #FF0070C0 | FA-NFPA 170 EM SPEAKER STROBE WALL | 1 | FALSE | FALSE | FALSE | 2006
|  |  | North | Siemens |  | Cards & Components |  |  |  | Card | TRUE | ABHW-4B | S54320-F13-A1 | Buzzer Version Audible Base (standard 3,000 Hz tone) | 1 | 0.0075 | 0.0075 |  |  |  |  | TRUE | [5 empty] | #FFFFFFFF |  |  | FALSE | FALSE | FALSE | [14 empty] | FALSE
|  |  | North | Siemens | [5 empty] | Module | TRUE | SEF-HMC-CW | 500-636044 | E SPEAKER FLUSH HI MULTI CANDELA CEILING WHITE | 1 | [7 empty] | TRUE |  |  |  |  | #FFFFFFFF |  |  | FALSE | FALSE | FALSE
NFPA 170 SPEAKER WALL |  |  | North | Siemens |  | Speaker |  |  |  | Module | TRUE | SETSF-VW | 500-636048 | ET-1010 WHITE | 1 | [12 empty] | #FF0070C0 | FA-NFPA 170 SPEAKER WALL | 1 | FALSE | FALSE | FALSE | 2021
NFPA 170 REMOTE ANNUNCIATOR | RISER ANNUNCIATOR |  | North | Siemens |  | Remote Annunciator |  |  |  | Module | TRUE | FT2014-U3 | S54400-B80-A1++ | Remote display (black) | 1 | 0.034 | 0.055 | [10 empty] | #FFFF0000 | FA-NFPA 170 REMOTE ANNUNCIATOR | 1 | FALSE | FALSE | FALSE | 255
NFPA 170 HORN STROBE CEILING |  |  | North | Siemens |  | Horn/Strobe |  |  |  | Module | TRUE | SL2CHCW-F | S54329-F228-A1++ | Chime, Ceiling, Clear, White, Fire | 1 | [7 empty] | TRUE |  |  |  |  | #FF0070C0 | FA-NFPA 170 HORN STROBE CEILING | 1 | FALSE | FALSE | FALSE | 2023
|  |  | North | Siemens |  | Cards & Components |  |  |  | Card | TRUE | VN2003-A1 | S54400-A44-A1 | Ethernet module (Single Mode Fiber) Used for networking fire only and fire/voice panels together over Ethernet using single-mode fiber optic cables. This module mounts in the VCC2001 Voice CPU card (for voice systems) and/or the FN2012 modular Ethernet swtich (for fire systems). | 1 | [6 empty] | TRUE | [5 empty] | #FFFFFFFF |  |  | FALSE | FALSE | FALSE
|  |  | North | Siemens |  | Hardware |  |  |  | Hardware | TRUE | FHD2004-U1 | S54400-B52-A1 | Inner door (black) | 1 | [6 empty] | FALSE | [5 empty] | #FFFFFFFF |  |  | FALSE | FALSE | FALSE
|  |  | North | Siemens | [5 empty] | Module | TRUE | RLW-11 | 500-694626 | REMOTE LAMP MODULE - WALL MOUNT | 1 | [12 empty] | #FFFFFFFF |  |  | FALSE | FALSE | FALSE
NFPA 170 SPEAKER CEILING |  |  | North | Siemens |  | Speaker |  |  |  | Module | TRUE | SECH-W | S54360-F1-A2 | HIGH FIDELITY SPEAKER, ROUND, HIFI, CEILING, WHITE | 1 | [7 empty] | TRUE |  |  |  |  | #FF0070C0 | FA-NFPA 170 SPEAKER CEILING | 1 | FALSE | FALSE | FALSE
NFPA 170 DOOR HOLDER |  |  | North | Siemens |  | Door Holder |  |  |  | Module | TRUE | SDH-5A |  | 120VAC, concealed wiring | 1 | 0.017 |  |  |  | 120 |  | FALSE | [5 empty] | #FFFF0000 | FA-NFPA 170 DOOR HOLDER | 1 | FALSE | FALSE | FALSE | 2500 | [13 empty] | FALSE
NFPA 170 SPEAKER STROBE CEILING |  |  | North | Siemens |  | Speaker/Strobe |  |  |  | Module | TRUE | SE-MC-CR | 500-636031++ | SE Speaker / Speaker-Strobe: Multi-Candela Ceiling, Red | 1 | [7 empty] | TRUE |  |  |  |  | #FF0070C0 | FA-NFPA 170 SPEAKER STROBE CEILING | 1 | FALSE | FALSE | FALSE
|  |  | North | Siemens | [5 empty] | Module | TRUE | VPM-MP | S54430-F95-A2 | VPM MOUNTING PLATE FOR XLS | 1 | [12 empty] | #FFFFFFFF |  |  | FALSE | FALSE | FALSE
|  |  | North | Siemens | [5 empty] | Module | TRUE | RL-30 | 500-390671 | REMOTE LAMP, RND PLATE FOR OCTG | 1 | [12 empty] | #FFFFFFFF |  |  | FALSE | FALSE | FALSE
|  |  | North | Siemens |  | Hardware |  |  |  | Hardware | TRUE | FHA2032-U1 | S54400-B43-A1 | Battery bracket | 1 | [12 empty] | #FFFFFFFF |  |  | FALSE | FALSE | FALSE
|  |  | North | Siemens | [5 empty] | Module | TRUE | MC-5K | 545-520627 | SB-5K MTG KIT SB-5R | 1 | [12 empty] | #FFFFFFFF |  |  | FALSE | FALSE | FALSE
|  |  | North | Siemens | [5 empty] | Module | TRUE | EN-PAD | 310-099073 | BLACK ENCLOSURE FOR PAD-3 | 1 | [12 empty] | #FFFFFFFF |  |  | FALSE | FALSE | FALSE
NFPA 170 HORN |  |  | North | Siemens |  | Horn |  |  |  | Module | TRUE | LFS-F-R | S54329-A1-A1 | Low Frequency Sounder / "Fire" Text / Red | 1 | [12 empty] | #FF0070C0 | FA-NFPA 170 HORN | 1 | FALSE | FALSE | FALSE | [17 empty] | LF
NFPA 170 SMOKE DETECTOR |  |  | North | Siemens |  | Smoke Detector |  |  |  | Module | TRUE | OSI-10 | S54333-F19-A1 | Open-Area Smoke-Imaging Detection (OSID) Imager that sends infrared, ultraviolet coded light signals to the imager (7° coverage, rated at 24VDC) | 1 | [7 empty] | TRUE |  |  |  |  | #FFFF0000 | FA-NFPA 170 SMOKE DETECTOR | 1 | FALSE | FALSE | FALSE | 1408
NFPA 170 MANUAL PULL |  |  | North | Siemens |  | Manual Station |  |  |  | Module | TRUE | HMS-D | 500-033400 | MANUAL STATION -DUAL ACTION | 1 | 0.0009 | 0.0009 |  |  |  |  | FALSE | [5 empty] | #FFFF0000 | FA-NFPA 170 MANUAL PULL | 1 | FALSE | FALSE | FALSE | 957 | [13 empty] | FALSE
|  |  | North | Siemens | [5 empty] | Module | TRUE | SDH-3D | 500-690395 | 24VDC SURFACE WIRING | 1 | [12 empty] | #FFFFFFFF |  |  | FALSE | FALSE | FALSE
NFPA 170 HORN STROBE CEILING |  |  | North | Siemens |  | Horn/Strobe |  |  |  | Module | TRUE | MTH-HMC-CR-WP | 500-636185 | MULTI TONE HORN HI MULTI CD CEILING RED WEATHERPROOF | 1 | [7 empty] | TRUE |  |  |  |  | #FF0070C0 | FA-NFPA 170 HORN STROBE CEILING | 1 | FALSE | FALSE | FALSE | 2013 | [16 empty] | C
NFPA 170 SPEAKER WALL |  |  | North | Siemens |  | Speaker |  |  |  | Module | TRUE | SLSPWR-N | S54329-F40-A1 | SLSPWR-N SPK,WALL,RED,NO-TXT | 1 | [12 empty] | #FF0070C0 | FA-NFPA 170 SPEAKER WALL | 1 | FALSE | FALSE | FALSE | 2021
NFPA 170 SPEAKER STROBE |  |  | North | Siemens |  | Speaker/Strobe |  |  |  | Module | TRUE | SL2SPSWW-ALA | S54329-F211-A1++ | Speaker-Strobe, Wall, Amber, White, Alert | 1 | [12 empty] | #FF0070C0 | FA-NFPA 170 SPEAKER STROBE | 1 | FALSE | FALSE | FALSE | 2023
|  |  | North | Siemens |  | Cards & Components |  |  |  | Card | TRUE | ABHW-4SZ | S54320-F14-A2 | ABHW-4SZ AUDIBLE BASE | 1 | [6 empty] | TRUE | [5 empty] | #FFFFFFFF |  |  | FALSE | FALSE | FALSE
|  |  | North | Siemens | [5 empty] | Module | TRUE | XLS-250-ZIC4A-EP | S54430-S5-A1 | XLS-250-ZIC4A-EP INCLUDES: (1) DLC , (1)PMI-3, (1) ZIC-4A, (1) CC-5, (1) PSC-12 | 1 | [12 empty] | #FFFFFFFF |  |  | FALSE | FALSE | FALSE
|  |  | North | Siemens | [5 empty] | Module | TRUE | PBA-1191 | 500-095076 | LINEAR BEAM DETECTOR | 1 | [12 empty] | #FFFFFFFF |  |  | FALSE | FALSE | FALSE
NFPA 170 STROBE CEILING |  |  | North | Siemens |  | Strobe |  |  |  | Module | TRUE | ST-MC-CW | 500-636098 | STROBE CANDELA WHITE CEILING | 1 | [6 empty] | FALSE | TRUE |  |  |  |  | #FF0070C0 | FA-NFPA 170 STROBE CEILING | 1 | FALSE | FALSE | FALSE | 2022 | [13 empty] | FALSE |  |  | C
|  |  | North | Siemens |  | Hardware |  |  |  | Hardware | TRUE | 5000-005 | 500-050273+ | Surface-mount universal bracket for Model F5000 | 1 | [12 empty] | #FFFFFFFF |  |  | FALSE | FALSE | FALSE
NFPA 170 HORN |  |  | North | Siemens |  | Horn |  |  |  | Module | TRUE | SC-LFS-WR-N |  | WALL ACEND LOW FREQUENCY SOUNDER, RED, NO LETTERING | 1 | [6 empty] | TRUE | [5 empty] | #FF0070C0 | FA-NFPA 170 HORN | 1 | FALSE | FALSE | FALSE | [17 empty] | LF
|  |  | North | Siemens |  | Hardware |  |  |  | Hardware | TRUE | OD-GP | 500-633018 | CAB OUTER DOOR GRILL PLATE | 1 | [12 empty] | #FFFFFFFF |  |  | FALSE | FALSE | FALSE
170 BASIC SHAPE |  |  | North | Siemens |  | Hardware |  |  |  | Hardware | TRUE | FH2016-U1 | S54400-B138-A1 | Housing for EBA2001 (black) Black enclosure for an EBA2001 booster amplifier. Capable of housing a single EBA2004 main board, a single FP2011-U1 power supplly, and up to 33 AH batteries. | 1 | [6 empty] | TRUE | [5 empty] | #FFFF0000 | FA-170 BASIC SHAPE | 1 | FALSE | FALSE | FALSE | 5000 | [13 empty] | FALSE
|  |  | North | Siemens | [5 empty] | Module | TRUE | PAD4-BATT-BRKT | S54430-B4-A1 | Battery bracket for seismic certification | 1 | [12 empty] | #FFFFFFFF |  |  | FALSE | FALSE | FALSE
NFPA 170 SPEAKER WALL |  |  | North | Siemens |  | Speaker |  |  |  | Module | TRUE | SL2SPWR-N | S54329-F150-A1++ | High-Fidelity Speaker, Wall, Red, No Lettering | 1 | [12 empty] | #FF0070C0 | FA-NFPA 170 SPEAKER WALL | 1 | FALSE | FALSE | FALSE | 2021
NFPA 170 MANUAL PULL |  |  | North | Siemens |  | Manual Station |  |  |  | Module | TRUE | HMS-DZ | S54321-F5-A1 | MANUAL STATION -DUAL ACTION - Country of Origin (non China) | 1 | 0.0009 | 0.0009 | [10 empty] | #FFFF0000 | FA-NFPA 170 MANUAL PULL | 1 | FALSE | FALSE | FALSE | 957
170 BASIC SHAPE |  |  | North | Siemens |  | Hardware |  |  |  | Hardware | TRUE | FMT | 500-034100 | FIREFIGHTERS MASTER TELEPHONE INNER DOOR - 1 POSITION (MUST LEAVE SPACE BEHIND OPEN) | 1 | [12 empty] | #FFFF0000 | FA-170 BASIC SHAPE | 1 | FALSE | FALSE | FALSE | 5000
|  |  | North | Siemens | [5 empty] | Module | TRUE | BP-61 | 175-387194 | BATTERY SET 12V 18AH MOUNTS IN CAB ENCLOSURE OR BATTERY BOX | 1 | [12 empty] | #FFFFFFFF |  |  | FALSE | FALSE | FALSE
NFPA 170 SPEAKER STROBE CEILING |  |  | North | Siemens |  | Speaker/Strobe |  |  |  | Module | TRUE | SEFH-MC-CR | S54329-A32-A1 | SPK-ST,CLG,R | 1 | [7 empty] | TRUE |  |  |  |  | #FF0070C0 | FA-NFPA 170 SPEAKER STROBE CEILING | 1 | FALSE | FALSE | FALSE | 2020 | [16 empty] | C
NFPA 170 SPEAKER STROBE |  |  | North | Siemens |  | Speaker/Strobe |  |  |  | Module | TRUE | SL2SPSWW-FB | S54329-F181-A1++ | Speaker-Strobe, Wall, Clear, White, Pictogram | 1 | [12 empty] | #FF0070C0 | FA-NFPA 170 SPEAKER STROBE | 1 | FALSE | FALSE | FALSE | 2023
170 BASIC SHAPE |  |  | North | Siemens |  | Hardware |  |  |  | Hardware | TRUE | CCL | 599-634214 | CAN CABLE-3 FT. LONG. REQUIRED FOR SCM/LCM/FCM MODULES FROM CC-5/CC-2 INNER DOOR AND FROM ROW TO ROW ON CAB INNER DOORS. | 1 | [12 empty] | #FFFF0000 | FA-170 BASIC SHAPE | 1 | FALSE | FALSE | FALSE | 5000
NFPA 170 HORN STROBE CEILING |  |  | North | Siemens |  | Horn/Strobe |  |  |  | Module | TRUE | SL2MTSCW-NG | S54329-F252-A1++ | Multi-Tone Strobe, Ceiling, Amber, White, No Lettering | 1 | [12 empty] | #FF0070C0 | FA-NFPA 170 HORN STROBE CEILING | 1 | FALSE | FALSE | FALSE | 2023
NFPA 170 SPEAKER STROBE |  |  | North | Siemens |  | Speaker/Strobe |  |  |  | Module | TRUE | SEFH-AMC-W-ALERT | S54329-A13-A1 | SPK-ST,WALL,AMB,ALR,W | 1 | [12 empty] | #FF0070C0 | FA-NFPA 170 SPEAKER STROBE | 1 | FALSE | FALSE | FALSE | 2019
|  |  | North | Siemens | [5 empty] | Module | TRUE | PFT | 500-699427 | PORTABLE FIREFIGHTERS TELEPHONE FIELD MOUNTED | 1 | [12 empty] | #FFFFFFFF |  |  | FALSE | FALSE | FALSE
NFPA 170 MANUAL PULL |  |  | North | Siemens |  | Hardware |  |  |  | Hardware | TRUE | FDMH295-R | ++ | Surface Mounting Backbox for FDM225 Manual Call Points | 1 | [12 empty] | #FFFF0000 | FA-NFPA 170 MANUAL PULL | 1 | FALSE | FALSE | FALSE
NFPA 170 HORN STROBE CEILING |  |  | North | Siemens |  | Horn/Strobe |  |  |  | Module | TRUE | SL2HSCR-F | S54329-F89-A1++ | Horn-Strobe, Ceiling, Clear, Red, Fire | 1 | [7 empty] | TRUE |  |  |  |  | #FF0070C0 | FA-NFPA 170 HORN STROBE CEILING | 1 | FALSE | FALSE | FALSE | 2023
|  |  | North | Siemens | [5 empty] | Module | TRUE | SXL-XCON | 500-696000 | SXL-EX Board, Transformer, & Hardware | 1 | [12 empty] | #FFFFFFFF |  |  | FALSE | FALSE | FALSE
170 BASIC SHAPE |  |  | North | Siemens |  | Hardware |  |  |  | Hardware | TRUE | ST-100 | 500-649713 | ST-100 10 FT SAMPLING | 1 | [12 empty] | #FFFF0000 | FA-170 BASIC SHAPE | 1 | FALSE | FALSE | FALSE | 5000
|  |  | North | Siemens | [5 empty] | Module | TRUE | BI-35 | 500-886220 | INTERFACE MODULE (1) SPACE | 1 | [12 empty] | #FFFFFFFF |  |  | FALSE | FALSE | FALSE
|  |  | North | Siemens | [5 empty] | Module | TRUE | FS-1200 | S54430-F300-A1 | LONG RANGE SIMULATOR- UV/IR | 1 | [12 empty] | #FFFFFFFF |  |  | FALSE | FALSE | FALSE
|  |  | North | Siemens | [5 empty] | Module | TRUE | AA-30U | 500-884310 | CLASS A ALARM EXTENDER (1) SPACE | 1 | [12 empty] | #FFFFFFFF |  |  | FALSE | FALSE | FALSE
|  |  | North | Siemens | [5 empty] | Module | TRUE | PMI-DPU-ENC | S54430-S4-A1 | PMI-DPU-ENC : INCLUDES PMI-3, DE-2 , DPU | 1 | [12 empty] | #FFFFFFFF |  |  | FALSE | FALSE | FALSE
|  |  | North | Siemens |  | Hardware |  |  |  | Hardware | TRUE | FHA2043-R1 | S54400-B57-A1 | Trim kit (3HU, red) Red trim kit for FHD2005 enclosure. This optional trim kit is used to dress the appearance of the enclosure when used in flush mounted applications. | 1 | [6 empty] | FALSE | [5 empty] | #FFFFFFFF |  |  | FALSE | FALSE | FALSE
NFPA 170 MANUAL PULL |  |  | North | Siemens |  | Manual Station |  |  |  | Module | TRUE | MSI-20B | 500-893081 | INTELL MAN STATN, DOUBLE ACTION | 1 | [6 empty] | FALSE | [5 empty] | #FFFF0000 | FA-NFPA 170 MANUAL PULL | 1 | FALSE | FALSE | FALSE | 957 | [13 empty] | FALSE
|  |  | North | Siemens | [5 empty] | Module | TRUE | ADAPT PLATE | 500-618020 | ADAPTER PLATE DECORATOR RING | 1 | [12 empty] | #FFFFFFFF |  |  | FALSE | FALSE | FALSE
-CHICAGO_FIRE WARDEN TELEPHONE UNIT |  |  | North | Siemens |  | Hardware |  |  |  | Hardware | TRUE | FT-301C |  | PHONE STATION W/ ARMORED CABLE | 1 | [12 empty] | #FFFF0000 | FA--CHICAGO_FIRE WARDEN TELEPHONE UNIT | 1 | FALSE | FALSE | FALSE
NFPA 170 HORN STROBE |  |  | North | Siemens |  | Horn/Strobe |  |  |  | Module | TRUE | SLFSSWW-F | S54329-F60-A2 | SLFSSWW-F LFS/ST,WALL,WHT,FIRE | 1 | [12 empty] | #FF0070C0 | FA-NFPA 170 HORN STROBE | 1 | FALSE | FALSE | FALSE | 2012
|  |  | North | Siemens |  | Hardware |  |  |  | Hardware | TRUE | CC-5 | 500-633037 | CARDCAGE (5 SLOTS) FOR ALL CARDS BACKBOX - 2 POSITIONS | 1 | [6 empty] | FALSE | [5 empty] | #FFFFFFFF |  |  | FALSE | FALSE | FALSE | [14 empty] | FALSE
NFPA 170 SMOKE DETECTOR |  |  | North | Siemens |  | Smoke Detector |  |  |  | Module | TRUE | 5000-008 | 500-050276+ | (1) one-prism alignment adaptor for use with Model 5000-005 | 1 | [6 empty] | FALSE | TRUE |  |  |  |  | #FFFF0000 | FA-NFPA 170 SMOKE DETECTOR | 1 | FALSE | FALSE | FALSE | 1408 | [13 empty] | FALSE |  |  | SBP
NFPA 170 FIRE ALARM CONTROL UNIT | RISER FACP |  | North | Siemens |  | Fire Alarm Control Unit |  |  |  | Assembly | TRUE | XLS-250-CAB3-BD | 599-050598 | INCLUDES: (1) PMI-3, (1) PSC-12, (1) CC-5, (1) DLC, (1) ID-SP, (1) BCL (1) ZIC-4A, (1) CAB3-BD, (1) OD-LP | 1 | [12 empty] | #FFFF0000 | FA-NFPA 170 FIRE ALARM CONTROL UNIT | 1 | FALSE | FALSE | FALSE | 202 | [13 empty] | TRUE
|  |  | North | Siemens | [5 empty] | Module | TRUE | BT-34 | 175-387140 | BATTERY SET 6V 12AH | 1 | [12 empty] | #FFFFFFFF |  |  | FALSE | FALSE | FALSE
|  |  | North | Siemens | [5 empty] | Module | TRUE | FC924-UF | S54400-C23-A1 | 504-point system with 300W power supply and operator interface with 24 zone LEDs Consists of: One FCM2019-U3, one FP2012-U1, one FCI2017-U1 | 1 | [12 empty] | #FFFFFFFF |  |  | FALSE | FALSE | FALSE
|  |  | North | Siemens | [5 empty] | Module | TRUE | DPU-PROG | 500-650028 | DPU-PROG CBL PROGRAMMING CABLE | 1 | [12 empty] | #FFFFFFFF |  |  | FALSE | FALSE | FALSE
|  |  | North | Siemens |  | Hardware |  |  |  | Hardware | TRUE | FHA2035-U1 | S54400-B42-A1 | Trim Kit 1HU Black | 1 | [12 empty] | #FFFFFFFF |  |  | FALSE | FALSE | FALSE
NFPA 170 HORN |  |  | North | Siemens |  | Horn |  |  |  | Module | TRUE | SL2MTWW-F | S54329-F233-A1++ | Multi-Tone Horn, Wall / Ceiling, White, Fire | 1 | [12 empty] | #FF0070C0 | FA-NFPA 170 HORN | 1 | FALSE | FALSE | FALSE | 2010
NFPA 170 HORN STROBE CEILING |  |  | North | Siemens |  | Horn/Strobe |  |  |  | Module | TRUE | NS-MC-CR | 500-636087++ | NS HORN MULTI-CANDELA RED CEILING | 1 | [7 empty] | TRUE |  |  |  |  | #FF0070C0 | FA-NFPA 170 HORN STROBE CEILING | 1 | FALSE | FALSE | FALSE | 2013 | [16 empty] | C
|  |  | North | Siemens |  | Hardware |  |  |  | Hardware | TRUE | FHD2007-U3 | S54400-B113-A1 | Outer door (3HU, 3 win, bl) 3 height unit black outer door used for fire/voice systems. This works in conjunction with a 3HU backbox, FHB2005 | 1 | [6 empty] | FALSE | [5 empty] | #FFFFFFFF |  |  | FALSE | FALSE | FALSE | [14 empty] | FALSE
NFPA 170 HEAT DETECTOR |  |  | North | Siemens |  | Heat Detector |  |  |  | Module | TRUE | DT-200F | 500-019617 | FIXED TEMPERATURE 200 DEG. | 1 | [12 empty] | #FFFF0000 | FA-NFPA 170 HEAT DETECTOR | 1 | FALSE | FALSE | FALSE | [17 empty] | 200° FT
NFPA 170 STROBE WALL |  |  | North | Siemens |  | Strobe |  |  |  | Module | TRUE | SLSWR-A | S54329-F27-A1 | SLSWR-A ST,WALL,RED,AGENT | 1 | [12 empty] | #FF0070C0 | FA-NFPA 170 STROBE WALL | 1 | FALSE | FALSE | FALSE | 2023
NFPA 170 ADDRESSABLE INPUT MONITOR MODULE |  |  | North | Siemens |  | Addressable Module |  |  |  | Module | TRUE | XTRI-D | S54370-B2-A1 | Dual Input Monitor Module, with Built-In Isolator | 1 | 0.0005 | 0.00095 |  |  |  |  | FALSE | [5 empty] | #FFFF0000 | FA-NFPA 170 ADDRESSABLE INPUT MONITOR MODULE | 1 | FALSE | FALSE | FALSE | 1000 | [13 empty] | FALSE |  |  | D
|  |  | North | Siemens | [5 empty] | Module | TRUE | OSEH-ACF | S54333-F66-A1 | Anti-condensation film for OSID-EH housings - 10 units | 1 | [12 empty] | #FFFFFFFF |  |  | FALSE | FALSE | FALSE
NFPA 170 SPEAKER STROBE CEILING |  |  | North | Siemens |  | Speaker/Strobe |  |  |  | Module | TRUE | SEH-MC-CR | S54360-F9-A1 | HIGH FIDELITY SPEAKER STROBE, ROUND, HIFI, CEILING, 15/30/75/110CD, RED | 1 | [6 empty] | FALSE | TRUE |  |  |  |  | #FF0070C0 | FA-NFPA 170 SPEAKER STROBE CEILING | 1 | FALSE | FALSE | FALSE | 2020 | [13 empty] | FALSE |  |  | C
|  |  | North | Siemens | [5 empty] | Module | TRUE | D2300CPS | 500-650018 | MULTI-MODE FIBER OPTIC INTERFACE | 1 | [12 empty] | #FFFFFFFF |  |  | FALSE | FALSE | FALSE
|  |  | North | Siemens |  | Cards & Components |  |  |  | Card | TRUE | ABHW-4S | S54320-F14-A1 | Sleeping Room Version , 520 Hz Low Frequency Audible Base | 1 | [6 empty] | TRUE | [5 empty] | #FFFFFFFF |  |  | FALSE | FALSE | FALSE | [14 empty] | FALSE
NFPA 170 SMOKE HEAT CO DETECTOR |  |  | North | Siemens |  | Smoke/Heat/CO Detector |  |  |  | Module | TRUE | OOHC941 w/ABHW-4B (Aux) | S54320-F8-A2 | Multi-Criteria Fire / CO Detector w/Sounder Base [with Aux-Power Option] | 1 | 0.0004 | 0.00065 |  |  |  |  | FALSE | TRUE |  |  |  |  | #FFFF0000 | FA-NFPA 170 SMOKE HEAT CO DETECTOR | 1 | FALSE | FALSE | FALSE | 1410 | [13 empty] | FALSE |  |  | SB
NFPA 170 SPEAKER CEILING |  |  | North | Siemens |  | Speaker |  |  |  | Module | TRUE | SLSPCW-AL | S54329-F50-A2 | SLSPCW-AL SPK,CLG,WHT,ALERT | 1 | [7 empty] | TRUE |  |  |  |  | #FF0070C0 | FA-NFPA 170 SPEAKER CEILING | 1 | FALSE | FALSE | FALSE | 2019 | [16 empty] | C
|  |  | North | Siemens | [5 empty] | Module | TRUE | FS-1300 | S54430-F305-A1 | LONG RANGE SIMULATOR - SINGLE IR | 1 | [12 empty] | #FFFFFFFF |  |  | FALSE | FALSE | FALSE
NFPA 170 EM SPEAKER STROBE WALL |  |  | North | Siemens |  | Speaker/Strobe |  |  |  | Module | TRUE | SET-CMC-R-MNS-ALERT | S54301-Z105-A1 | MNS Clear Speaker Strobe, multi Candela: Wall Mount, Red − ‘ALERT’ | 1 | [12 empty] | #FF0070C0 | FA-NFPA 170 EM SPEAKER STROBE WALL | 1 | FALSE | FALSE | FALSE | 2006
NFPA 170 STROBE WALL |  |  | North | Siemens |  | Strobe |  |  |  | Module | TRUE | SL2SWR-FB | S54329-F210-A1++ | Strobe, Wall, Clear, Red, Pictogram | 1 | [12 empty] | #FF0070C0 | FA-NFPA 170 STROBE WALL | 1 | FALSE | FALSE | FALSE | 2023
NFPA 170 EM SPEAKER STROBE CEILING |  |  | North | Siemens |  | Speaker/Strobe |  |  |  | Module | TRUE | SET-AMC-CR-MNS-ALERT | S54301-Z86-A1+ | MNS Amber Speaker Strobe, multi Candela: Ceiling Mount, Red − ‘ALERT’ | 1 | [7 empty] | TRUE |  |  |  |  | #FF0070C0 | FA-NFPA 170 EM SPEAKER STROBE CEILING | 1 | FALSE | FALSE | FALSE | 2005 | [16 empty] | C
NFPA 170 DOOR HOLDER |  |  | North | Siemens |  | Door Holder |  |  |  | Module | TRUE | SDH-4A |  | 120VAC, concealed wiring | 1 | 0.017 |  |  |  | 120 |  | FALSE | [5 empty] | #FFFF0000 | FA-NFPA 170 DOOR HOLDER | 1 | FALSE | FALSE | FALSE | 2500 | [13 empty] | FALSE
|  |  | North | Siemens | [5 empty] | Module | TRUE | FC922-UF | S54400-C22-A1 | 252-point system with 300W power supply and operator interface with 24 zone LEDs Consists of: One FCM2019-U3, one FP2012-U1, one FCI2016-U1 | 1 | [12 empty] | #FFFFFFFF |  |  | FALSE | FALSE | FALSE
NFPA 170 FIRE ALARM CONTROL UNIT | RISER FACP |  | North | Siemens |  | Fire Alarm Control Unit |  |  |  | Assembly | TRUE | FC724-ZE | ++ | 4 Loop Control Panel in Comfort Housing (supplied with printer, 2 x 12v 26Ah Batteries) c/w 48z LEDs | 1 | [12 empty] | #FFFF0000 | FA-NFPA 170 FIRE ALARM CONTROL UNIT | 1 | FALSE | FALSE | FALSE | [9 empty] | 26 |  |  | 5 |  | TRUE
NFPA 170 SPEAKER STROBE |  |  | North | Siemens |  | Speaker/Strobe |  |  |  | Module | TRUE | SL2SPSWW-AL | S54329-F177-A1++ | Speaker-Strobe, Wall, Clear, White, Alert | 1 | [12 empty] | #FF0070C0 | FA-NFPA 170 SPEAKER STROBE | 1 | FALSE | FALSE | FALSE | 2023
|  |  | North | Siemens | [5 empty] | Module | TRUE | DB-X11RS | 500-096125 | SERIES-11 MOUNTING BASE WITH RELAY FOR MXL | 1 | [12 empty] | #FFFFFFFF |  |  | FALSE | FALSE | FALSE
NFPA 170 DOOR HOLDER |  |  | North | Siemens |  | Door Holder |  |  |  | Module | TRUE | SDH-5D |  | 24VDC, concealed wiring | 1 | 0.068 |  |  |  | 24 |  | FALSE | [5 empty] | #FFFF0000 | FA-NFPA 170 DOOR HOLDER | 1 | FALSE | FALSE | FALSE | 2500 | [13 empty] | FALSE
NFPA 170 STROBE CEILING |  |  | North | Siemens |  | Strobe |  |  |  | Module | TRUE | SLSCW-FB | S54329-F16-A1 | SLSCW-FB ST,CLG,WHT,FIRE,FEU | 1 | [7 empty] | TRUE |  |  |  |  | #FF0070C0 | FA-NFPA 170 STROBE CEILING | 1 | FALSE | FALSE | FALSE | 2022
NFPA 170 SPEAKER STROBE CEILING |  |  | North | Siemens |  | Speaker/Strobe |  |  |  | Module | TRUE | SC-SS-CR-F |  | CEILING ACEND SPEAKER STROBE, RED, "FIRE" | 1 | [6 empty] | TRUE | TRUE |  |  |  |  | #FF0070C0 | FA-NFPA 170 SPEAKER STROBE CEILING | 1 | FALSE | FALSE | FALSE
|  |  | North | Siemens | [5 empty] | Module | TRUE | SM-30 | 500-821670 | DUAL SWITCH MODULE (1) SPACE | 1 | [12 empty] | #FFFFFFFF |  |  | FALSE | FALSE | FALSE
|  |  | North | Siemens | [5 empty] | Module | TRUE | STA-6 | 500-684362 | SAMPLING TUBE SET 3'3"-6'3" | 1 | [12 empty] | #FFFFFFFF |  |  | FALSE | FALSE | FALSE
|  |  | North | Siemens | [5 empty] | Module | TRUE | FCA2034-A1 | S54400-P155-A1 | FCA2034-A1 License key S2 | 1 | [12 empty] | #FFFFFFFF |  |  | FALSE | FALSE | FALSE
|  |  | North | Siemens | [5 empty] | Module | TRUE | HTRI-MZ | S54322-F11-A1 | Mini Single Input Module - Country of Origin (non China) | 1 | [12 empty] | #FFFFFFFF |  |  | FALSE | FALSE | FALSE
NFPA 170 HORN STROBE CEILING |  |  | North | Siemens |  | Horn/Strobe |  |  |  | Module | TRUE | SLHSCW-AL | S54329-F36-A1 | SLHSCW-AL HRN/ST,CLG,WHT,ALERT | 1 | [7 empty] | TRUE |  |  |  |  | #FF0070C0 | FA-NFPA 170 HORN STROBE CEILING | 1 | FALSE | FALSE | FALSE | 2013 | [16 empty] | C
|  |  | North | Siemens | [5 empty] | Module | TRUE | XLS-RCC13FR-ADPT | S54430-Z13-A2 | RCC-3F RED ENCLOSURE ADAPTER FOR FIREFINDER XLS SSD | 1 | [12 empty] | #FFFFFFFF |  |  | FALSE | FALSE | FALSE
|  |  | North | Siemens |  | Hardware |  |  |  | Hardware | TRUE | FHD2012-U1 | S54400-C135-A1 | Inner Door for Remote Display Terminal | 1 | [12 empty] | #FFFFFFFF |  |  | FALSE | FALSE | FALSE
NFPA 170 HORN |  |  | North | Siemens |  | Horn |  |  |  | Module | TRUE | HS-W | 500-636069 | HS HORN WHITE | 1 | [12 empty] | #FF0070C0 | FA-NFPA 170 HORN | 1 | FALSE | FALSE | FALSE | 2010
NFPA 170 STROBE CEILING |  |  | North | Siemens |  | Strobe |  |  |  | Module | TRUE | SL2SCW-A | S54329-F195-A1++ | Strobe, Ceiling, Clear, White, Agent | 1 | [7 empty] | TRUE |  |  |  |  | #FF0070C0 | FA-NFPA 170 STROBE CEILING | 1 | FALSE | FALSE | FALSE | 2023
|  |  | North | Siemens | [5 empty] | Module | TRUE | CZM-1B6 | 500-895352 | REMOTE CONVENTIONAL ZONE MODULE (B6 VEER) | 1 | [12 empty] | #FFFFFFFF |  |  | FALSE | FALSE | FALSE
|  |  | North | Siemens | [5 empty] | Module | TRUE | SB-W | 500-634882 | 8" SPEAKER SUPPORT BRIDGE | 1 | [12 empty] | #FFFFFFFF |  |  | FALSE | FALSE | FALSE
|  |  | North | Siemens | [5 empty] | Module | TRUE | ZB-W | 500-636194 | Z MOUNTING BACK BOX WHITE | 1 | [12 empty] | #FFFFFFFF |  |  | FALSE | FALSE | FALSE
NFPA 170 HORN CEILING |  |  | North | Siemens |  | Horn |  |  |  | Module | TRUE | SL2FSCR-CO | S54329-F110-A1++ | Sounder, Ceiling, Clear, Red, CO | 1 | [7 empty] | TRUE |  |  |  |  | #FF0070C0 | FA-NFPA 170 HORN CEILING | 1 | FALSE | FALSE | FALSE | 2023 | [16 empty] | LF
NFPA 170 DOOR HOLDER |  |  | North | Siemens |  | Door Holder |  |  |  | Module | TRUE | SDH-3D |  | 24VDC, concealed wiring | 1 | 0.068 |  |  |  | 24 |  | FALSE | [5 empty] | #FFFF0000 | FA-NFPA 170 DOOR HOLDER | 1 | FALSE | FALSE | FALSE | 2500 | [13 empty] | FALSE
NFPA 170 STROBE WALL |  |  | North | Siemens |  | Strobe |  |  |  | Module | TRUE | ZR-MC-R | 500-636169 | Z STROBE MULTI-CANDELA WALL RED | 1 | [6 empty] | FALSE | [5 empty] | #FF0070C0 | FA-NFPA 170 STROBE WALL | 1 | FALSE | FALSE | FALSE | 2023 | [13 empty] | FALSE
NFPA 170 DOOR HOLDER |  |  | North | Siemens |  | Door Holder |  |  |  | Module | TRUE | SDH-2D |  | 24VDC, concealed wiring | 1 | 0.068 |  |  |  | 24 |  | FALSE | [5 empty] | #FFFF0000 | FA-NFPA 170 DOOR HOLDER | 1 | FALSE | FALSE | FALSE | 2500 | [13 empty] | FALSE
|  |  | North | Siemens | [5 empty] | Module | TRUE | PS-35S | 500-891767 | POWER SUPPLY - SPRINKLER (3) SPACES | 1 | [12 empty] | #FFFFFFFF |  |  | FALSE | FALSE | FALSE
|  |  | North | Siemens | [5 empty] | Module | TRUE | RM-30RU | 500-884340 | RELEASING DEVICE W/RESISTORS (1) SPACE | 1 | [12 empty] | #FFFFFFFF |  |  | FALSE | FALSE | FALSE
|  |  | North | Siemens |  | Hardware |  |  |  | Hardware | TRUE | FHD2009-R1 | S54400-B114-A2 | Blank plate (red) Red blank plate for the FHD2007 3HU outer door. This optional plate is used in place of a clear lens plate when no operator interface switches or microphones are used in that row. | 1 | [6 empty] | FALSE | [5 empty] | #FFFFFFFF |  |  | FALSE | FALSE | FALSE
|  |  | North | Siemens |  | Cards & Components |  |  |  | Card | TRUE | FS-DLC |  | LOOP DRIVER BOARD | 1 | [6 empty] | TRUE | [5 empty] | #FFFFFFFF |  |  | FALSE | FALSE | FALSE
|  |  | North | Siemens |  | Cards & Components |  |  |  | Card | TRUE | FV922 MAIN BOARD |  | CARD, FV922 MAIN BOARD | 1 | [6 empty] | TRUE | [5 empty] | #FFFFFFFF |  |  | FALSE | FALSE | FALSE | [14 empty] | FALSE
|  |  | North | Siemens |  | Cards & Components |  |  |  | Card | TRUE | FTI2001-U1 | S54400-A58-A1 | Fire terminal board | 1 | [6 empty] | TRUE | [5 empty] | #FFFFFFFF |  |  | FALSE | FALSE | FALSE
NFPA 170 HORN STROBE CEILING |  |  | North | Siemens |  | Horn/Strobe |  |  |  | Module | TRUE | AS-HMC-CW-WP | 500-636182 | AS HORN HI MULTI CANDELA CEILING WHITE WEATHERPROOF | 1 | [7 empty] | TRUE |  |  |  |  | #FF0070C0 | FA-NFPA 170 HORN STROBE CEILING | 1 | FALSE | FALSE | FALSE | 2013 | [16 empty] | C
NFPA 170 HEAT DETECTOR |  |  | North | Siemens |  | Heat Detector |  |  |  | Module | TRUE | DT-135F | 500-019616 | FIXED TEMPERATURE 135 DEG. | 1 | [12 empty] | #FFFF0000 | FA-NFPA 170 HEAT DETECTOR | 1 | FALSE | FALSE | FALSE | [17 empty] | 135° FT
|  |  | North | Siemens |  | Cards & Components |  |  |  | Card | TRUE | FCI2004-A1 | ++ | Periphery board (4-loops) | 1 | 0.039 | 0.039 |  |  |  |  | TRUE | [5 empty] | #FFFFFFFF |  |  | FALSE | FALSE | FALSE | [12 empty] | 0.5
|  |  | North | Siemens |  | Cards & Components |  |  |  | Card | TRUE | PSC-12M | S54430-C26-A1 | 12A@24VDC POWER SUPPLY & 100AH | 1 | 0.15 | 0.15 | 12 |  |  |  | TRUE | [5 empty] | #FFFFFFFF |  |  | FALSE | FALSE | FALSE
|  |  | North | Siemens | [5 empty] | Module | TRUE | PMI-1 UPLD-CBL | S54430-A4-A1 | PMI-1 UPLOAD CABLE | 1 | [12 empty] | #FFFFFFFF |  |  | FALSE | FALSE | FALSE
NFPA 170 REMOTE ANNUNCIATOR | RISER ANNUNCIATOR |  | North | Siemens |  | Hardware |  |  |  | Hardware | TRUE | FHA2017-A1 | ++ | Front Plate for Flush Mounted FC72x Series Standard Panel Housing | 1 | [12 empty] | #FFFF0000 | FA-NFPA 170 REMOTE ANNUNCIATOR | 1 | FALSE | FALSE | FALSE
NFPA 170 AMPLIFIER RACK | RISER AMP |  | North | Sigcom |  | Amplifier |  |  |  | Assembly | TRUE | VECP-50 (50W, 25V) | + | Voice Evacuation/ Industrial Paging Control Panel - 2S Watts, 4 Speaker Circuits w/ Digital Message, Microphone and Power Supply | 1 | [6 empty] | FALSE | [5 empty] | #FFFF0000 | FA-NFPA 170 AMPLIFIER RACK | 1 | FALSE | FALSE | FALSE | 300 | [8 empty] | 7,12,18 |  |  |  | 100 | TRUE
|  |  | North | Sigcom |  | Cards & Components |  |  |  | Card | TRUE | MNS-NAC-REL | + | NAC Relay Card | 1 | 0.03 | 0.27 |  |  |  |  | TRUE | FALSE |  |  |  |  | #FFFFFFFF |  |  | FALSE | FALSE | FALSE | [14 empty] | FALSE
NFPA 170 MANUAL PULL |  |  | North | Sigcom |  | Manual Station |  |  |  | Module | TRUE | SG-42CXK2-GR | + | Single Action Pull Station, DPDT, Green | 1 | [6 empty] | TRUE | [5 empty] | #FFFF0000 | FA-NFPA 170 MANUAL PULL | 1 | FALSE | FALSE | FALSE | 957
NFPA 170 AMPLIFIER RACK | RISER AMP |  | North | Sigcom |  | Amplifier |  |  |  | Assembly | TRUE | MNS-100EXP (100W, 70V) | + | 100 Watt Panel, 4 Speaker Circuits, Back-up Battery and Power Supply | 1 | [6 empty] | FALSE | [5 empty] | #FFFF0000 | FA-NFPA 170 AMPLIFIER RACK | 1 | FALSE | FALSE | FALSE | 300 | [8 empty] | 7,12,18 |  |  |  | 100 | TRUE
NFPA 170 AMPLIFIER RACK | RISER AMP |  | North | Sigcom |  | Amplifier |  |  |  | Assembly | TRUE | MNS-100EXP (100W, 25V) | + | 100 Watt Panel, 4 Speaker Circuits, Back-up Battery and Power Supply | 1 | [6 empty] | FALSE | [5 empty] | #FFFF0000 | FA-NFPA 170 AMPLIFIER RACK | 1 | FALSE | FALSE | FALSE | 300 | [8 empty] | 7,12,18 |  |  |  | 100 | TRUE
NFPA 170 MANUAL PULL |  |  | North | Sigcom |  | Manual Station |  |  |  | Module | TRUE | SG-42CXK1-GR | + | Dual Action Pull Station, DPDT, Green | 1 | [6 empty] | TRUE | [5 empty] | #FFFF0000 | FA-NFPA 170 MANUAL PULL | 1 | FALSE | FALSE | FALSE | 957
NFPA 170 MANUAL PULL |  |  | North | Sigcom |  | Manual Station |  |  |  | Module | TRUE | SG-42SK2-SC | +x | Single Action Pull Station, SPST, Red | 1 | [6 empty] | TRUE | [5 empty] | #FFFF0000 | FA-NFPA 170 MANUAL PULL | 1 | FALSE | FALSE | FALSE | 957
NFPA 170 MANUAL PULL |  |  | North | Sigcom |  | Manual Station |  |  |  | Module | TRUE | SG-42SK1 | +x | Dual Action Pull Station, SPST, Red | 1 | [6 empty] | TRUE | [5 empty] | #FFFF0000 | FA-NFPA 170 MANUAL PULL | 1 | FALSE | FALSE | FALSE | 957
NFPA 170 MANUAL PULL |  |  | North | Sigcom |  | Manual Station |  |  |  | Module | TRUE | SG-42CXK1-YL | + | Dual Action Pull Station, DPDT, Yellow | 1 | [6 empty] | TRUE | [5 empty] | #FFFF0000 | FA-NFPA 170 MANUAL PULL | 1 | FALSE | FALSE | FALSE | 957
NFPA 170 DIGITAL ALARM COMMNUCATOR TRANSMITTER |  |  | North | Sigcom |  | Communicator |  |  |  | Module | TRUE | DTX 4 Zone |  | DTX Series Long Range Radio Alarm Transceivers (4 Zone) | 1 | 0 | 0 |  |  |  |  | FALSE | [5 empty] | #FFFF0000 | FA-NFPA 170 DIGITAL ALARM COMMNUCATOR TRANSMITTER | 1 | FALSE | FALSE | FALSE | 250 | [13 empty] | FALSE |  |  | 8
NFPA 170 LOCAL OPERATOR CONSOLE | RISER LOC |  | North | Sigcom |  | Local Operator Console |  |  |  | Module | TRUE | MNS-LOC-R | + | Local Operating Console with Key Lock | 1 | 0.024 | 0.032 |  |  |  |  | TRUE | FALSE |  |  |  |  | #FFFF0000 | FA-NFPA 170 LOCAL OPERATOR CONSOLE | 1 | FALSE | FALSE | FALSE | 211 | [13 empty] | FALSE |  |  | LOC
NFPA 170 DIGITAL ALARM COMMNUCATOR TRANSMITTER |  |  | North | Sigcom |  | Communicator |  |  |  | Module | TRUE | DTX 16 Zone |  | DTX Series Long Range Radio Alarm Transceivers (16 Zone) | 1 | 0 | 0 |  |  |  |  | FALSE | [5 empty] | #FFFF0000 | FA-NFPA 170 DIGITAL ALARM COMMNUCATOR TRANSMITTER | 1 | FALSE | FALSE | FALSE | 250 | [13 empty] | FALSE |  |  | 8
NFPA 170 MANUAL PULL |  |  | North | Sigcom |  | Manual Station |  |  |  | Module | TRUE | SG-42SK2 | +x | Single Action Pull Station, SPST, Red | 1 | [6 empty] | TRUE | [5 empty] | #FFFF0000 | FA-NFPA 170 MANUAL PULL | 1 | FALSE | FALSE | FALSE | 957
NFPA 170 REMOTE VOICE EVACUATION MICROPHONE |  |  | North | Sigcom |  | Remote Microphone |  |  |  | Module | TRUE | DVS-RM/B | + | VECP Series Supervised Remote Microphone in surface mount key-locked enclosure | 1 | 0 | 0 |  |  |  |  | TRUE | [5 empty] | #FFFF0000 | FA-NFPA 170 REMOTE VOICE EVACUATION MICROPHONE | 1 | FALSE | FALSE | FALSE | [14 empty] | FALSE
NFPA 170 MANUAL PULL |  |  | North | Sigcom |  | Manual Station |  |  |  | Module | TRUE | SG-42CXK1-BL | + | Dual Action Pull Station, DPDT, Blue | 1 | [6 empty] | TRUE | [5 empty] | #FFFF0000 | FA-NFPA 170 MANUAL PULL | 1 | FALSE | FALSE | FALSE | 957
NFPA 170 MANUAL PULL |  |  | North | Sigcom |  | Manual Station |  |  |  | Module | TRUE | SG-42CXK1E-RD | +x | Dual Action Pull Station, DPDT, Red With Emergency Push Bar | 1 | [6 empty] | TRUE | [5 empty] | #FFFF0000 | FA-NFPA 170 MANUAL PULL | 1 | FALSE | FALSE | FALSE | 957
NFPA 170 MANUAL PULL |  |  | North | Sigcom |  | Manual Station |  |  |  | Module | TRUE | SG-42CXK2-YL | + | Single Action Pull Station, DPDT, Yellow | 1 | [6 empty] | TRUE | [5 empty] | #FFFF0000 | FA-NFPA 170 MANUAL PULL | 1 | FALSE | FALSE | FALSE | 957
NFPA 170 MANUAL PULL |  |  | North | Sigcom |  | Manual Station |  |  |  | Module | TRUE | SG-42CXK1E-BL | + | Dual Action Pull Station, with Emergency Push Bar, DPDT, Blue | 1 | [6 empty] | TRUE | [5 empty] | #FFFF0000 | FA-NFPA 170 MANUAL PULL | 1 | FALSE | FALSE | FALSE | 957
NFPA 170 MANUAL PULL |  |  | North | Sigcom |  | Manual Station |  |  |  | Module | TRUE | SG-42SK1-SC | +x | Dual Action Pull Station, SPST, Red | 1 | [6 empty] | TRUE | [5 empty] | #FFFF0000 | FA-NFPA 170 MANUAL PULL | 1 | FALSE | FALSE | FALSE | 957
NFPA 170 MANUAL PULL |  |  | North | Sigcom |  | Manual Station |  |  |  | Module | TRUE | SG-42CXK2-RD | +x | Single Action Pull Station, DPDT, Red | 1 | [6 empty] | TRUE | [5 empty] | #FFFF0000 | FA-NFPA 170 MANUAL PULL | 1 | FALSE | FALSE | FALSE | 957
NFPA 170 MANUAL PULL |  |  | North | Sigcom |  | Manual Station |  |  |  | Module | TRUE | SG-42CXK1E-YL | + | Dual Action Pull Station, with Emergency Push Bar DPDT, Yellow | 1 | [6 empty] | TRUE | [5 empty] | #FFFF0000 | FA-NFPA 170 MANUAL PULL | 1 | FALSE | FALSE | FALSE | 957
NFPA 170 AMPLIFIER RACK | RISER AMP |  | North | Sigcom |  | Cards & Components |  |  |  | Card | TRUE | MNS-100EXP (100W, 25V) MAIN BOARD | + | 100 Watt Panel, 4 Speaker Circuits, Back-up Battery and Power Supply | 1 | 0.272 | 0.446 |  |  |  |  | FALSE | [5 empty] | #FFFF0000 | FA-NFPA 170 AMPLIFIER RACK | 1 | FALSE | FALSE | FALSE | 300 | [8 empty] | 7,12,18 |  |  |  | 100 | TRUE
NFPA 170 MANUAL PULL |  |  | North | Sigcom |  | Manual Station |  |  |  | Module | TRUE | SG-42CXK2-BL | + | Single Action Pull Station, DPDT, Blue | 1 | [6 empty] | TRUE | [5 empty] | #FFFF0000 | FA-NFPA 170 MANUAL PULL | 1 | FALSE | FALSE | FALSE | 957
NFPA 170 MANUAL PULL |  |  | North | Sigcom |  | Manual Station |  |  |  | Module | TRUE | SG-42CXK1E-GR | + | Dual Action Pull Station, with Emergency Push Bar DPDT, Green | 1 | [6 empty] | TRUE | [5 empty] | #FFFF0000 | FA-NFPA 170 MANUAL PULL | 1 | FALSE | FALSE | FALSE | 957
NFPA 170 AMPLIFIER RACK | RISER AMP |  | North | Sigcom |  | Cards & Components |  |  |  | Card | TRUE | VECP-25 (25W, 25V) MAIN BOARD | + | Main Board | 1 | 0.21 | 2.75 |  |  |  |  | FALSE | [5 empty] | #FFFF0000 | FA-NFPA 170 AMPLIFIER RACK | 1 | FALSE | FALSE | FALSE | 300 | [8 empty] | 7,12,18 |  |  |  | 100 | TRUE
NFPA 170 AMPLIFIER RACK | RISER AMP |  | North | Sigcom |  | Cards & Components |  |  |  | Card | TRUE | MNS-100APB (100W, 70V) MAIN BOARD | + | 100 Watt Panel, 4 Speaker Circuits, Back-up Battery and Power Supply | 1 | 0.272 | 0.446 |  |  |  |  | FALSE | [5 empty] | #FFFF0000 | FA-NFPA 170 AMPLIFIER RACK | 1 | FALSE | FALSE | FALSE | 300 | [8 empty] | 7,12,18 |  |  |  | 100 | TRUE
|  |  | North | Sigcom |  | Cards & Components |  |  |  | Card | TRUE | MNS-70V-XFMR | + | 70 VRMS Transformer Kit | 1 | [6 empty] | TRUE | FALSE |  |  |  |  | #FFFFFFFF |  |  | FALSE | FALSE | FALSE | [14 empty] | FALSE
NFPA 170 AMPLIFIER RACK | RISER AMP |  | North | Sigcom |  | Cards & Components |  |  |  | Card | TRUE | MNS-100EXP (100W, 70V) MAIN BOARD | + | 100 Watt Panel, 4 Speaker Circuits, Back-up Battery and Power Supply | 1 | 0.272 | 0.446 |  |  |  |  | FALSE | [5 empty] | #FFFF0000 | FA-NFPA 170 AMPLIFIER RACK | 1 | FALSE | FALSE | FALSE | 300 | [8 empty] | 7,12,18 |  |  |  | 100 | TRUE
NFPA 170 AMPLIFIER RACK | RISER AMP |  | North | Sigcom |  | Cards & Components |  |  |  | Card | TRUE | VECP-50 (50W, 25V) MAIN BOARD | + | Main Board | 1 | 0.21 | 2.75 |  |  |  |  | FALSE | [5 empty] | #FFFF0000 | FA-NFPA 170 AMPLIFIER RACK | 1 | FALSE | FALSE | FALSE | 300 | [8 empty] | 7,12,18 |  |  |  | 100 | TRUE
NFPA 170 AMPLIFIER RACK | RISER AMP |  | North | Sigcom |  | Amplifier |  |  |  | Assembly | TRUE | MNS-100APB (100W, 70V) | + | 100 Watt Panel, 4 Speaker Circuits, Back-up Battery and Power Supply | 1 | [6 empty] | FALSE | [5 empty] | #FFFF0000 | FA-NFPA 170 AMPLIFIER RACK | 1 | FALSE | FALSE | FALSE | 300 | [8 empty] | 7,12,18 |  |  |  | 100 | TRUE
NFPA 170 AMPLIFIER RACK | RISER AMP |  | North | Sigcom |  | Amplifier |  |  |  | Assembly | TRUE | VECP-25 (25W, 25V) | + | Voice Evacuation/ Industrial Paging Control Panel - 2S Watts, 4 Speaker Circuits w/ Digital Message, Microphone and Power Supply | 1 | [6 empty] | FALSE | [5 empty] | #FFFF0000 | FA-NFPA 170 AMPLIFIER RACK | 1 | FALSE | FALSE | FALSE | 300 | [8 empty] | 7,12,18 |  |  |  | 100 | TRUE
|  |  | North | Sigcom |  | Cards & Components |  |  |  | Card | TRUE | MNS-3-REL | + | Common Alarm and Trouble 3-Relay Card | 1 | 0.03 | 0.07 |  |  |  |  | TRUE | FALSE |  |  |  |  | #FFFFFFFF |  |  | FALSE | FALSE | FALSE | [14 empty] | FALSE
NFPA 170 MANUAL PULL |  |  | North | Sigcom |  | Manual Station |  |  |  | Module | TRUE | SGX-32SK1-SC | + | Dual Action Pull Station, DPDT, Red, Explosion Proof | 1 | [6 empty] | TRUE | [5 empty] | #FFFF0000 | FA-NFPA 170 MANUAL PULL | 1 | FALSE | FALSE | FALSE | 957 | [16 empty] | XP
|  |  | North | Sigcom |  | Cards & Components |  |  |  | Card | TRUE | MNS-8-ZONE (70V) | + | 8 Speaker/Zone Expander Card | 1 | 0.03 | 0.27 |  |  |  |  | TRUE | FALSE |  |  |  |  | #FFFFFFFF |  |  | FALSE | FALSE | FALSE | [14 empty] | FALSE
|  |  | North | Sigcom |  | Cards & Components |  |  |  | Card | TRUE | MNS-LOC-M | + | Master Control Card | 1 | 0.03 | 0.032 |  |  |  |  | TRUE | FALSE |  |  |  |  | #FFFFFFFF |  |  | FALSE | FALSE | FALSE | [14 empty] | FALSE
NFPA 170 MANUAL PULL |  |  | North | Sigcom |  | Manual Station |  |  |  | Module | TRUE | SG-42CXK1-RD | +x | Dual Action Pull Station, DPDT, Red | 1 | [6 empty] | TRUE | [5 empty] | #FFFF0000 | FA-NFPA 170 MANUAL PULL | 1 | FALSE | FALSE | FALSE | 957
|  |  | North | Sigcom |  | Cards & Components |  |  |  | Card | TRUE | MNS-8-INPUT | + | 8 Supervised Input Card | 1 | 0.025 | 0.033 |  |  |  |  | TRUE | FALSE |  |  |  |  | #FFFFFFFF |  |  | FALSE | FALSE | FALSE | [14 empty] | FALSE
NFPA 170 AMPLIFIER RACK | RISER AMP |  | North | Sigcom |  | Amplifier |  |  |  | Assembly | TRUE | MNS-100APB (100W, 25V) | + | 100 Watt Panel, 4 Speaker Circuits, Back-up Battery and Power Supply | 1 | [6 empty] | FALSE | [5 empty] | #FFFF0000 | FA-NFPA 170 AMPLIFIER RACK | 1 | FALSE | FALSE | FALSE | 300 | [8 empty] | 7,12,18 |  |  |  | 100 | TRUE
|  |  | North | Sigcom |  | Cards & Components |  |  |  | Card | TRUE | MNS-8-ZONE (25V) | + | 8 Speaker/Zone Expander Card | 1 | 0.03 | 0.27 |  |  |  |  | TRUE | FALSE |  |  |  |  | #FFFFFFFF |  |  | FALSE | FALSE | FALSE | [14 empty] | FALSE
NFPA 170 AMPLIFIER RACK | RISER AMP |  | North | Sigcom |  | Cards & Components |  |  |  | Card | TRUE | MNS-100APB (100W, 25V) MAIN BOARD | + | 100 Watt Panel, 4 Speaker Circuits, Back-up Battery and Power Supply | 1 | 0.272 | 0.446 |  |  |  |  | FALSE | [5 empty] | #FFFF0000 | FA-NFPA 170 AMPLIFIER RACK | 1 | FALSE | FALSE | FALSE | 300 | [8 empty] | 7,12,18 |  |  |  | 100 | TRUE
NFPA 170 FIRE ALARM CONTROL UNIT | RISER FACP |  | North | Silent Knight |  | Fire Alarm Control Unit |  |  |  | Assembly | TRUE | 6808 | ++ | Intelligent Fire Alarm Control Panel with Communicator | 1 | [6 empty] | FALSE |  |  |  | 16.4” W x 26.4” H x 4.1” D (41.66cm W x 67.06cm H x 10.41cm D) |  | #FFFF0000 | FA-NFPA 170 FIRE ALARM CONTROL UNIT | 1 | FALSE | FALSE | FALSE | 202 | [8 empty] | 7,12,18,35 |  | 18 |  |  | TRUE
NFPA 170 FIRE ALARM CONTROL UNIT | RISER FACP |  | North | Silent Knight |  | Fire Alarm Control Unit |  |  |  | Assembly | TRUE | 5600 | ++ | 25-Point Hybrid Conventional Fire Alarm Control Panel | 1 | [6 empty] | FALSE |  |  |  | 12.75" W x 15.2" H x 3.4" D (32.39 W x 38.42 H x 8.57 D cm) |  | #FFFF0000 | FA-NFPA 170 FIRE ALARM CONTROL UNIT | 1 | FALSE | FALSE | FALSE | 202 | [8 empty] | 7,12,18,26,33 |  | 7 |  |  | TRUE
|  |  | North | Silent Knight |  | Cards & Components |  |  |  | Card | TRUE | SKE-450 MAIN BOARD |  | FIRE ALARM CONTROL PANEL MAIN BOARD | 1 | 0.14 | 0.59 |  |  |  |  | TRUE | [5 empty] | #FFFFFFFF |  |  | FALSE | FALSE | FALSE | [14 empty] | FALSE
NFPA 170 SMOKE DETECTOR |  |  | North | Silent Knight |  | Smoke Detector |  |  |  | Module | TRUE | SD505-PHOTO w/SD505-6AB | ++ | Addressable Photoelectric Smoke Detector, Base | 1 | 0.00055 | 0.00055 |  |  |  |  | FALSE | TRUE |  |  |  |  | #FFFF0000 | FA-NFPA 170 SMOKE DETECTOR | 1 | FALSE | FALSE | FALSE | 1408 | [13 empty] | FALSE |  |  | P
NFPA 170 WIRELESS CONTROL UNIT |  |  | North | Silent Knight |  | Wireless Control Unit |  |  |  | Module | TRUE | WAV-CRL | + | Wireless AV base, ceiling, red | 1 | [6 empty] | FALSE | [5 empty] | #FFFF0000 | FA-NFPA 170 WIRELESS CONTROL UNIT | 1 | FALSE | FALSE | FALSE | [14 empty] | FALSE |  |  | WAV-CRL
NFPA 170 REMOTE ANNUNCIATOR | RISER ANNUNCIATOR |  | North | Silent Knight |  | Remote Annunciator |  |  |  | Module | TRUE | RA-2000 | ++ | Remote annunciator, red | 1 | 0.025 | 0.05 |  |  | 24 |  | FALSE |  |  |  | Outside wall: 11.38” x 12.50” x 0.88” (31.1 cm x 29.2 cm x 2.2 cm) Inside wall: 9.25” x 8.25” x 2” (23.8 cm x 21.3 cm x 5.1 cm) |  | #FFFF0000 | FA-NFPA 170 REMOTE ANNUNCIATOR | 1 | FALSE | FALSE | FALSE | 255 | [13 empty] | FALSE
NFPA 170 MANUAL PULL |  |  | North | Silent Knight |  | Manual Station |  |  |  | Module | TRUE | PS-DA w/SD500-MIM | ++ | Dual Action Conventional Pull Station w/SD500-MIM | 1 | 0.00055 | 0.023 |  |  |  |  | FALSE | [5 empty] | #FFFF0000 | FA-NFPA 170 MANUAL PULL | 1 | FALSE | FALSE | FALSE | 957 | [13 empty] | FALSE
NFPA 170 HEAT DETECTOR |  |  | North | Silent Knight |  | Heat Detector |  |  |  | Module | TRUE | SK-HEAT-ROR-W w/B300-6 | ++ | White, low-profile intelligent rate-of-rise thermal sensor, w/Standard Base | 1 | 0.0002 | 0.0045 |  |  |  |  | FALSE | [5 empty] | #FFFF0000 | FA-NFPA 170 HEAT DETECTOR | 1 | FALSE | FALSE | FALSE | 1403 | [13 empty] | FALSE
NFPA 170 SMOKE DETECTOR |  |  | North | Silent Knight |  | Smoke Detector |  |  |  | Module | TRUE | SK-PHOTO-R-W | ++ | White, low-profile intelligent photoelectric sensor, remote test capable, for use with DNR/DNRW | 1 | 0.0002 | 0.0045 |  |  |  |  | FALSE | TRUE |  |  |  |  | #FFFF0000 | FA-NFPA 170 SMOKE DETECTOR | 1 | FALSE | FALSE | FALSE | 1408 | [13 empty] | FALSE
NFPA 170 ISOLATION MODULE |  |  | North | Silent Knight |  | Isolator Module |  |  |  | Module | TRUE | ISO-6 | ++ | Six Fault Isolator Module | 1 | 0.0027 | 0.017 |  |  |  |  | TRUE | FALSE |  |  | 6.8"H x 5.8"W x 1.0"D |  | #FFFF0000 | FA-NFPA 170 ISOLATION MODULE | 1 | FALSE | FALSE | FALSE | 1200 | [13 empty] | FALSE
|  |  | North | Silent Knight |  | Cards & Components |  |  |  | Card | TRUE | 5207 Main Board | ++ | Main Board | 1 | 0.12 | 0.7 | 5 |  |  |  | TRUE | [5 empty] | #FFFFFFFF |  |  | FALSE | FALSE | FALSE | [14 empty] | FALSE
NFPA 170 WIRELESS CONTROL UNIT |  |  | North | Silent Knight |  | Wireless Control Unit |  |  |  | Module | TRUE | W-DIS-D | + | LCD User Interface for use with the W-GATE | 1 | 0.03 | 0.03 |  |  |  |  | FALSE | [5 empty] | #FFFF0000 | FA-NFPA 170 WIRELESS CONTROL UNIT | 1 | FALSE | FALSE | FALSE | [14 empty] | FALSE |  |  | W-DIS-D
NFPA 170 WIRELESS CONTROL UNIT |  |  | North | Silent Knight |  | Wireless Control Unit |  |  |  | Module | TRUE | WAV-RL | + | Wireless AV base, wall, red | 1 | [6 empty] | FALSE | [5 empty] | #FFFF0000 | FA-NFPA 170 WIRELESS CONTROL UNIT | 1 | FALSE | FALSE | FALSE | [14 empty] | FALSE |  |  | WAV-CRL
|  |  | North | Silent Knight |  | Cards & Components |  |  |  | Card | TRUE | SKE-ZN4 |  | 4 ZONE AUDIO MODULE | 1 | 0.045 | 0.25 |  |  |  |  | TRUE | [5 empty] | #FFFFFFFF |  |  | FALSE | FALSE | FALSE | [14 empty] | FALSE
NFPA 170 MANUAL PULL |  |  | North | Silent Knight |  | Manual Station |  |  |  | Module | TRUE | SD500-PS | ++ | Single action pull station | 1 | 0.00055 | 0.00055 |  |  |  |  | FALSE |  |  |  | 3" W x 5 1/16" H x 2.5" D |  | #FFFF0000 | FA-NFPA 170 MANUAL PULL | 1 | FALSE | FALSE | FALSE | 957 | [13 empty] | FALSE
NFPA 170 FIRE ALARM CONTROL UNIT | RISER FACP |  | North | Silent Knight |  | Fire Alarm Control Unit |  |  |  | Assembly | TRUE | SK-2 | ++ | 120 VAC 2 Zone Conventional FACP | 1 | [6 empty] | FALSE |  |  |  | 14.5" W x 15" H x 3" D (36.83 W x 38.10 H x 7.62 D cm) |  | #FFFF0000 | FA-NFPA 170 FIRE ALARM CONTROL UNIT | 1 | FALSE | FALSE | FALSE | 202 | [8 empty] | 7,12,18 |  | 7 |  |  | TRUE
NFPA 170 NOTIFICATION CIRCUIT EXTENDER PANEL | RISER NAC |  | North | Silent Knight |  | Notification Circuit Extender Panel |  |  |  | Assembly | TRUE | 5895XL | ++ | Intelligent Power Module | 1 | [6 empty] | FALSE |  |  |  | 14.5”W x 24.75”H x 3.9”D (36.8 cm W x 62.9 cm H x 9.8 cm D) |  | #FFFF0000 | FA-NFPA 170 NOTIFICATION CIRCUIT EXTENDER PANEL | 1 | FALSE | FALSE | FALSE | 212 | [8 empty] | 7,12,18,26,33 |  |  |  |  | TRUE
NFPA 170 HEAT DETECTOR |  |  | North | Silent Knight |  | Heat Detector |  |  |  | Module | TRUE | SD505-AHS w/SD505-6AB | ++ | Addressable Heat Detector, Base | 1 | 0.00055 | 0.00055 |  |  |  |  | FALSE | [5 empty] | #FFFF0000 | FA-NFPA 170 HEAT DETECTOR | 1 | FALSE | FALSE | FALSE | 1403 | [13 empty] | FALSE |  |  | F
NFPA 170 SMOKE DETECTOR |  |  | North | Silent Knight |  | Smoke Detector |  |  |  | Module | TRUE | BEAM1224S | ++ | Reflective Beam Detector, 4-wire, Integral Sensitivity Test | 1 | 0.017 | 0.0385 |  |  |  |  | FALSE | TRUE |  |  |  |  | #FFFF0000 | FA-NFPA 170 SMOKE DETECTOR | 1 | FALSE | FALSE | FALSE | 1408 | [13 empty] | FALSE |  |  | BT
|  |  | North | Silent Knight |  | Cards & Components |  |  |  | Card | TRUE | 5880 CIRCUIT CARD |  | PANEL COMPONENT, LED I/O DRIVER MODULE | 1 | 0.035 | 0.6 |  |  |  |  | TRUE | [5 empty] | #FFFFFFFF |  |  | FALSE | FALSE | FALSE | [14 empty] | FALSE
NFPA 170 REMOTE TEST SWITCH |  |  | North | Silent Knight |  | REMOTE TEST SWITCH |  |  |  | Module | TRUE | RTS151KEY | ++ | REMOTE TEST/RESET STATION, FOR DUCT DETECTOR | 1 | 0 | 0.012 |  |  |  |  | FALSE | [5 empty] | #FFFF0000 | FA-NFPA 170 REMOTE TEST SWITCH | 1 | FALSE | FALSE | FALSE | 914 | [13 empty] | FALSE
NFPA 170 ADDRESSABLE INPUT MONITOR MODULE |  |  | North | Silent Knight |  | Addressable Module |  |  |  | Module | TRUE | SK-MONITOR-2 | ++ | Dual Monitoring Module | 2 | 0.00075 | 0.00075 |  |  |  |  | FALSE | [5 empty] | #FFFF0000 | FA-NFPA 170 ADDRESSABLE INPUT MONITOR MODULE | 1 | FALSE | FALSE | FALSE | 1000 | [13 empty] | FALSE |  |  | D
NFPA 170 ADDRESSABLE INPUT MONITOR MODULE |  |  | North | Silent Knight |  | Addressable Module |  |  |  | Module | TRUE | SD500-SDM | ++ | Two-Wire Smoke Module | 1 | 0.00055 | 0.00055 |  |  |  |  | FALSE | [5 empty] | #FFFF0000 | FA-NFPA 170 ADDRESSABLE INPUT MONITOR MODULE | 1 | FALSE | FALSE | FALSE | 1000 | [13 empty] | FALSE
NFPA 170 ADDRESSABLE OUTPUT MODULE |  |  | North | Silent Knight |  | Addressable Control/Relay |  |  |  | Module | TRUE | WSK-RELAY | + | Wireless Relay Module | 1 | [6 empty] | FALSE | [5 empty] | #FFFF0000 | FA-NFPA 170 ADDRESSABLE OUTPUT MODULE | 1 | FALSE | FALSE | FALSE | 1100 | [13 empty] | FALSE |  |  | W
NFPA 170 MANUAL PULL |  |  | North | Silent Knight |  | Manual Station |  |  |  | Module | TRUE | SK-PULL-DA | ++ | Dual Action Pull Station | 1 | 0.00035 | 0.00035 |  |  |  |  | FALSE |  |  |  | 5.5” H x 4" W x 1.45" D (14 x 10.2 x 3.7cm) |  | #FFFF0000 | FA-NFPA 170 MANUAL PULL | 1 | FALSE | FALSE | FALSE | 957 | [13 empty] | FALSE
|  |  | North | Silent Knight |  | Cards & Components |  |  |  | Card | TRUE | 5496 Main Board | ++ | Main Board | 1 | 0.04 | 0.16 | 6 |  |  |  | TRUE | [5 empty] | #FFFFFFFF |  |  | FALSE | FALSE | FALSE | [14 empty] | FALSE
|  |  | North | Silent Knight |  | Cards & Components |  |  |  | Card | TRUE | ECS-CE4 |  | 4 ZONE AUDIO MODULE (ECS-CE4) | 1 | 0.02 | 0.18 |  |  |  |  | TRUE | [5 empty] | #FFFFFFFF |  |  | FALSE | FALSE | FALSE | [14 empty] | FALSE
NFPA 170 REMOTE EVACUATION AMPLIFIER CABINET |  |  | North | Silent Knight |  | Amplifier Cabinet |  |  |  | Module | TRUE | EVS-LOC |  | Supervised Remote Command Unit | 1 | 0.08 | 0.225 |  |  |  |  | FALSE | [5 empty] | #FFFF0000 | FA-NFPA 170 REMOTE EVACUATION AMPLIFIER CABINET | 1 | FALSE | FALSE | FALSE | 301 | [13 empty] | FALSE
NFPA 170 FIRE ALARM COMMUNICATOR |  |  | North | Silent Knight |  | Communicator |  |  |  | Assembly | TRUE | SK-IP-2 |  | FIRE ALARM COMMUNICATOR, IP | 1 | [6 empty] | FALSE | [5 empty] | #FFFF0000 | FA-NFPA 170 FIRE ALARM COMMUNICATOR | 1 | FALSE | FALSE | FALSE | 251 | [8 empty] | 7,12,18 |  |  |  |  | TRUE
|  |  | North | Silent Knight |  | Cards & Components |  |  |  | Card | TRUE | SK-FFT MAIN BOARD |  | FIRE ALARM CONTROL PANEL MAIN BOARD | 1 | [6 empty] | TRUE | [5 empty] | #FFFFFFFF |  |  | FALSE | FALSE | FALSE | [14 empty] | FALSE
NFPA 170 ADDRESSABLE OUTPUT MODULE |  |  | North | Silent Knight |  | Addressable Control/Relay |  |  |  | Module | TRUE | SK-CONTROL | ++ | Notification Module | 1 | 0.000375 | 0.000375 |  |  |  |  | FALSE |  |  |  | 4.5” H x 4” W x 1.3” D (11.4 cm x 10.2 cm x 3.2 cm) |  | #FFFF0000 | FA-NFPA 170 ADDRESSABLE OUTPUT MODULE | 1 | FALSE | FALSE | FALSE | 1100 | [13 empty] | FALSE
NFPA 170 FIRE ALARM CONTROL UNIT | RISER FACP |  | North | Silent Knight |  | Fire Alarm Control Unit |  |  |  | Assembly | TRUE | SK-4 | ++ | 120 VAC 4 Zone Conventional FACP | 1 | [6 empty] | FALSE |  |  |  | 14.5" W x 15" H x 3" D (36.83 W x 38.10 H x 7.62 D cm) |  | #FFFF0000 | FA-NFPA 170 FIRE ALARM CONTROL UNIT | 1 | FALSE | FALSE | FALSE | 202 | [8 empty] | 7,12,18 |  | 7 |  |  | TRUE
|  |  | North | Silent Knight |  | Cards & Components |  |  |  | Card | TRUE | 6815 | ++ | SLC Loop Expander | 1 | 0.078 | 0.078 |  |  |  |  | TRUE | [5 empty] | #FFFFFFFF |  |  | FALSE | FALSE | FALSE | [14 empty] | FALSE
NFPA 170 FIRE ALARM CONTROL UNIT | RISER FACP |  | North | Silent Knight |  | Fire Alarm Control Unit |  |  |  | Assembly | TRUE | 5208 | ++ | Fire Alarm Control Panel with Digital Communicator | 1 | [6 empty] | FALSE |  | Height: 24.75” (62.9 cm) Width: 14.5” (36.8 cm) Depth: 3-7/16” (8.73 cm) |  |  |  | #FFFF0000 | FA-NFPA 170 FIRE ALARM CONTROL UNIT | 1 | FALSE | FALSE | FALSE | 202 | [8 empty] | 7,12,18,35 |  | 18 |  |  | TRUE
NFPA 170 SMOKE DETECTOR |  |  | North | Silent Knight |  | Smoke Detector |  |  |  | Module | TRUE | HFS-PT | ++ | DETECTOR, SMOKE, ADDRESSABLE PHOTOELECTRIC/THERMAL SMOKE SENSOR | 1 | 0.0003 | 0.0065 |  |  |  |  | FALSE | TRUE |  |  |  |  | #FFFF0000 | FA-NFPA 170 SMOKE DETECTOR | 1 | FALSE | FALSE | FALSE | 1408 | [13 empty] | FALSE
NFPA 170 FIRE ALARM COMMUNICATOR |  |  | North | Silent Knight |  | Communicator |  |  |  | Module | TRUE | 5128 | ++ | Slave Fire Communicator | 1 | 0.143 | 0.227 |  |  | 24 |  | FALSE |  |  |  | 10.1" W x 10.4" H x 3" D (25.7 W x 26.4 H x 7.62 D cm) Weight: 6 lbs (2.7 kg) |  | #FFFF0000 | FA-NFPA 170 FIRE ALARM COMMUNICATOR | 1 | FALSE | FALSE | FALSE | 251 | [13 empty] | FALSE
NFPA 170 FIRE ALARM CONTROL UNIT | RISER FACP |  | North | Silent Knight |  | Fire Alarm Control Unit |  |  |  | Assembly | TRUE | 5207 | ++ | Fire Alarm Control Panel with Digital Communicator | 1 | [6 empty] | FALSE |  | Height: 24.75” (62.9 cm) Width: 14.5” (36.8 cm) Depth: 3-7/16” (8.73 cm) |  |  |  | #FFFF0000 | FA-NFPA 170 FIRE ALARM CONTROL UNIT | 1 | FALSE | FALSE | FALSE | 202 | [8 empty] | 7,12,18,35 |  | 18 |  |  | TRUE
|  |  | North | Silent Knight |  | Cards & Components |  |  |  | Card | TRUE | SK-FML | ++ | Fiber Module, multi-mode | 1 | 0.053 | 0.053 |  |  | 24 |  | TRUE | [5 empty] | #FFFFFFFF |  |  | FALSE | FALSE | FALSE | [14 empty] | FALSE
NFPA 170 AMPLIFIER RACK | RISER AMP |  | North | Silent Knight |  | Amplifier |  |  |  | Assembly | TRUE | EVS-100W |  | PANEL COMPONENT, INTELLIGENT 50/100 WATT AMPLIFIER | 1 | [6 empty] | FALSE | [5 empty] | #FFFF0000 | FA-NFPA 170 AMPLIFIER RACK | 1 | FALSE | FALSE | FALSE | 300 | [8 empty] | 7,12,18 |  |  |  |  | TRUE
NFPA 170 SMOKE DETECTOR |  |  | North | Silent Knight |  | Smoke Detector |  |  |  | Module | TRUE | HFS-P | ++ | ADDRESSABLE PHOTOELECTRIC SMOKE DETECTOR | 1 | 0.0003 | 0.0065 |  |  |  |  | FALSE | TRUE |  |  |  |  | #FFFF0000 | FA-NFPA 170 SMOKE DETECTOR | 1 | FALSE | FALSE | FALSE | 1408 | [13 empty] | FALSE
|  |  | North | Silent Knight |  | Cards & Components |  |  |  | Card | TRUE | 6820 Main Board | ++ | Main Board | 1 | 0.19 | 0.25 | 6 |  |  |  | TRUE | [5 empty] | #FFFFFFFF |  |  | FALSE | FALSE | FALSE | [14 empty] | FALSE
NFPA 170 SYNC MODULE |  |  | North | Silent Knight |  | Sync Module |  |  |  | Module | TRUE | W-SYNC | + | Wireless Sync Module | 1 | [6 empty] | FALSE | [5 empty] | #FFFF0000 | FA-NFPA 170 SYNC MODULE | 1 | FALSE | FALSE | FALSE | 1300 | [13 empty] | FALSE |  |  | W-SYNC
NFPA 170 MANUAL PULL |  |  | North | Silent Knight |  | Manual Station |  |  |  | Module | TRUE | PS-SATK |  | CONVENTIONAL SINGLE ACTION MANUAL PULL STATION, METAL | 1 | [6 empty] | FALSE | [5 empty] | #FFFF0000 | FA-NFPA 170 MANUAL PULL | 1 | FALSE | FALSE | FALSE | 957 | [13 empty] | FALSE
|  |  | North | Silent Knight |  | Cards & Components |  |  |  | Card | TRUE | SK-PS10 Main Board | ++ | Main Board | 1 | 0.156 | 0.185 | 10 |  |  |  | TRUE | FALSE |  |  |  |  | #FFFFFFFF |  |  | FALSE | FALSE | FALSE | [14 empty] | FALSE
NFPA 170 ADDRESSABLE INPUT MONITOR MODULE |  |  | North | Silent Knight |  | Addressable Module |  |  |  | Module | TRUE | SK-MINIMON | ++ | Mini monitoring module | 1 | 0.00035 | 0.00035 |  |  |  |  | FALSE | [5 empty] | #FFFF0000 | FA-NFPA 170 ADDRESSABLE INPUT MONITOR MODULE | 1 | FALSE | FALSE | FALSE | 1000 | [13 empty] | FALSE
NFPA 170 REMOTE ANNUNCIATOR | RISER ANNUNCIATOR |  | North | Silent Knight |  | Remote Annunciator |  |  |  | Module | TRUE | RA-100 | ++ | Remote Annunciator. Four line LCD annunciator with 20 characters per line. | 1 | 0.02 | 0.025 |  |  | 24 |  | FALSE |  |  |  | Surface Mount: (Including Trim Ring) 12.25”W x 11.5”Hx 3”D (31.1W x 29.2H x 2.2D cm)) Flush Mount: (Outside wall) 12.25”W x 11.5”H x 7/8”D (31.1W x 29.2H x 2.2D cm) (Inside wall) 9-3/8”W x 8-3/8”H x 2”D (23.8W x 21.3H x 5.1D cm) |  | #FFFF0000 | FA-NFPA 170 REMOTE ANNUNCIATOR | 1 | FALSE | FALSE | FALSE | 255 | [13 empty] | FALSE
NFPA 170 MULTI DETECTOR CO |  |  | North | Silent Knight |  | Multi Criteria Detector |  |  |  | Module | TRUE | SK-FIRE-CO w/B300-6 | ++ | Advanced multi-criteria fire/CO detector, w/Standard Base | 1 | 0.0002 | 0.0045 |  |  |  |  | FALSE | TRUE |  |  |  |  | #FFFF0000 | FA-NFPA 170 MULTI DETECTOR CO | 1 | FALSE | FALSE | FALSE | 1408 | [13 empty] | FALSE |  |  | CO
NFPA 170 FLOW DETECTOR |  |  | North | Silent Knight |  | Flow Detector |  |  |  | Module | TRUE | WATERFLOW SWITCH w/SD500-MIM | ++ | Waterflow Switch w/SD500-MIM | 1 | 0.00055 | 0.023 |  |  |  |  | FALSE | FALSE |  |  |  |  | #FFFF0000 | FA-NFPA 170 FLOW DETECTOR | 1 | FALSE | FALSE | FALSE | 921 | [13 empty] | FALSE
NFPA 170 VALVE SUPERVISORY SWITCH |  |  | North | Silent Knight |  | Valve Supervisory Switch |  |  |  | Module | TRUE | TAMPER SWITCH w/SD500-MIM | ++ | Valve Supervisory Switch w/SD500-MIM | 1 | 0.00055 | 0.023 |  |  |  |  | FALSE | FALSE |  |  |  |  | #FFFF0000 | FA-NFPA 170 VALVE SUPERVISORY SWITCH | 1 | FALSE | FALSE | FALSE | [14 empty] | FALSE
NFPA 170 REMOTE ANNUNCIATOR | RISER ANNUNCIATOR |  | North | Silent Knight |  | Remote Annunciator |  |  |  | Module | TRUE | 5635W | ++ | White, 80 character LCD Annunciator | 1 | 0.04 | 0.04 |  |  |  |  | FALSE |  |  |  | 6.875" W x 5.375" H x 1.375" D (17.46 W x 13.65 H x 3.49 D cm) |  | #FFFF0000 | FA-NFPA 170 REMOTE ANNUNCIATOR | 1 | FALSE | FALSE | FALSE | 255 | [13 empty] | FALSE
NFPA 170 SMOKE DETECTOR |  |  | North | Silent Knight |  | Smoke Detector |  |  |  | Module | TRUE | SK-PHOTO-W w/B200S-LF-WH | ++ | White, low-profile photoelectric sensor w/LF Sounder Base | 1 | 0.0002 | 0.0045 |  |  |  |  | FALSE | TRUE |  |  |  |  | #FFFF0000 | FA-NFPA 170 SMOKE DETECTOR | 1 | FALSE | FALSE | FALSE | 1408 | [13 empty] | FALSE |  |  | LF
NFPA 170 MANUAL PULL |  |  | North | Silent Knight |  | Manual Station |  |  |  | Module | TRUE | WSK-PULL-DA | + | Wireless Manual Pull Station | 1 | [6 empty] | FALSE | [5 empty] | #FFFF0000 | FA-NFPA 170 MANUAL PULL | 1 | FALSE | FALSE | FALSE | 957 | [13 empty] | FALSE |  |  | W
|  |  | North | Silent Knight |  | Cards & Components |  |  |  | Card | TRUE | 5495 Main Board | ++ | Main Board | 1 | 0.075 | 0.205 | 6 |  |  |  | TRUE | [5 empty] | #FFFFFFFF |  |  | FALSE | FALSE | FALSE | [14 empty] | FALSE
NFPA 170 SMOKE HEAT DETECTOR |  |  | North | Silent Knight |  | Smoke/Heat Detector |  |  |  | Module | TRUE | SK-PHOTO-T-W w/B300-6 | ++ | White, low-profile photoelectric sensor and built-in 135°F (57°C) fixed-temperature thermal device w/Base | 1 | 0.0002 | 0.0045 |  |  |  |  | FALSE | TRUE |  |  |  |  | #FFFF0000 | FA-NFPA 170 SMOKE HEAT DETECTOR | 1 | FALSE | FALSE | FALSE | 1408 | [13 empty] | FALSE
|  |  | North | Silent Knight |  | Cards & Components |  |  |  | Card | TRUE | 6700 Main Board | ++ | Main Board | 1 | 0.165 | 0.31 |  |  |  |  | TRUE | [5 empty] | #FFFFFFFF |  |  | FALSE | FALSE | FALSE | [14 empty] | FALSE
|  |  | North | Silent Knight |  | Cards & Components |  |  |  | Card | TRUE | SKE-ZN6 |  | 6 ZONE AUDIO MODULE | 1 | 0.035 | 0.12 |  |  |  |  | TRUE | [5 empty] | #FFFFFFFF |  |  | FALSE | FALSE | FALSE | [14 empty] | FALSE
NFPA 170 REMOTE ANNUNCIATOR | RISER ANNUNCIATOR |  | North | Silent Knight |  | Remote Annunciator |  |  |  | Module | TRUE | 6860 | ++ | Remote Annunciator, red | 1 | 0.027 | 0.053 |  |  | 24 |  | FALSE |  |  |  | Flush Mount: Outside wall: 12.25”W x 11.05”H x .875”D (31.01W x 29.02H x 2.02D cm) Inside wall: 9.375”W x 8.375”H x 2.0”D (23.08W x 21.03H x 5.01D cm) Surface Mount: (Including Trim Ring) 12.25”W x 11.05”H x 3.0”D (31.01W x 29.02H x 2.02D cm) |  | #FFFF0000 | FA-NFPA 170 REMOTE ANNUNCIATOR | 1 | FALSE | FALSE | FALSE | 255 | [13 empty] | FALSE
|  |  | North | Silent Knight |  | Cards & Components |  |  |  | Card | TRUE | SK-NIC | ++ | Network Interface Card | 1 | 0.021 | 0.021 |  |  | 24 |  | TRUE | [5 empty] | #FFFFFFFF |  |  | FALSE | FALSE | FALSE | [14 empty] | FALSE
NFPA 170 REMOTE ANNUNCIATOR | RISER ANNUNCIATOR |  | North | Silent Knight |  | Remote Annunciator |  |  |  | Module | TRUE | RZA-4XF | + | Remote Zone Annunciator for 4XZMF Zone Relay Module | 1 | 0.004 | 0.019 |  |  |  |  | TRUE | [5 empty] | #FFFF0000 | FA-NFPA 170 REMOTE ANNUNCIATOR | 1 | FALSE | FALSE | FALSE
NFPA 170 NOTIFICATION CIRCUIT EXTENDER PANEL | RISER NAC |  | North | Silent Knight |  | Notification Circuit Extender Panel |  |  |  | Assembly | TRUE | SK-PS6 | ++ | 6.0 A, 120 VAC remote charger power supply in a lockable,metal enclosure | 1 | [6 empty] | FALSE | FALSE |  |  | 20.0”H x 14.5”W x 3.5”D (cm: 50.8H x 36.83W x 8.9D) |  | #FFFF0000 | FA-NFPA 170 NOTIFICATION CIRCUIT EXTENDER PANEL | 1 | FALSE | FALSE | FALSE | 212 |  |  | 7315-0559:0522 | [5 empty] | 7,12,18,33 |  | 33 |  |  | TRUE
NFPA 170 DUCT SMOKE DETECTOR |  |  | North | Silent Knight |  | Duct Smoke Detector |  |  |  | Module | TRUE | HFS-D | ++ | ADDRESSABLE AIR DUCT SMOKE DETECTOR | 1 | [6 empty] | FALSE | TRUE |  |  |  |  | #FFFF0000 | FA-NFPA 170 DUCT SMOKE DETECTOR | 1 | FALSE | FALSE | FALSE | 1400 | [13 empty] | FALSE
|  |  | North | Silent Knight |  | Cards & Components |  |  |  | Card | TRUE | ZNAC-PS | + | Optional Class A converter card | 1 | 0.135 | 0.142 |  |  |  |  | TRUE | [5 empty] | #FFFFFFFF |  |  | FALSE | FALSE | FALSE | [14 empty] | FALSE
NFPA 170 HEAT DETECTOR |  |  | North | Silent Knight |  | Heat Detector |  |  |  | Module | TRUE | WSK-HEAT | + | Addressable Wireless Fixed-Temperature (135 Degrees) Heat Detector | 1 | [6 empty] | FALSE | [5 empty] | #FFFF0000 | FA-NFPA 170 HEAT DETECTOR | 1 | FALSE | FALSE | FALSE | 1403 | [13 empty] | FALSE |  |  | W
NFPA 170 REMOTE ANNUNCIATOR | RISER ANNUNCIATOR |  | North | Silent Knight |  | Remote Annunciator |  |  |  | Module | TRUE | RZA-5F | + | REMOTE ANNUNCIATOR, 5 ALRM-1 TROUBLE, USE W/ADM-12 DRIVER | 1 | 0.004 | 0.019 |  |  |  |  | TRUE | [5 empty] | #FFFF0000 | FA-NFPA 170 REMOTE ANNUNCIATOR | 1 | FALSE | FALSE | FALSE
NFPA 170 ADDRESSABLE INPUT MONITOR MODULE |  |  | North | Silent Knight |  | Addressable Module |  |  |  | Module | TRUE | SK-ZONE | ++ | Two Wire Zone Interface Module | 1 | 0.00027 | 0.00027 |  |  |  |  | FALSE | [5 empty] | #FFFF0000 | FA-NFPA 170 ADDRESSABLE INPUT MONITOR MODULE | 1 | FALSE | FALSE | FALSE | 1000 | [13 empty] | FALSE
NFPA 170 ADDRESSABLE INPUT MONITOR MODULE |  |  | North | Silent Knight |  | Addressable Module |  |  |  | Module | TRUE | SK-MON-10 | ++ | 10 Input Monitoring Module | 10 | 0.0035 | 0.0035 |  |  |  |  | FALSE | [5 empty] | #FFFF0000 | FA-NFPA 170 ADDRESSABLE INPUT MONITOR MODULE | 1 | FALSE | FALSE | FALSE | 1000 | [13 empty] | FALSE
NFPA 170 SMOKE DETECTOR |  |  | North | Silent Knight |  | Smoke Detector |  |  |  | Module | TRUE | OSI-RI-SK | + | Intelligent Single-ended Reflective Imaging Beam Smoke Detector | 1 | 0.014 | 0.015 |  |  |  |  | FALSE | TRUE |  |  |  |  | #FFFF0000 | FA-NFPA 170 SMOKE DETECTOR | 1 | FALSE | FALSE | FALSE | 1408 | [13 empty] | FALSE |  |  | BT
NFPA 170 DUCT SMOKE DETECTOR |  |  | North | Silent Knight |  | Duct Smoke Detector |  |  |  | Module | TRUE | SD505-DUCTR | ++ | Duct Smoke Detector with Relay and Remote Test Switch | 1 | 0.0005 | 0.0005 |  |  | 24 |  | FALSE | TRUE |  |  |  |  | #FFFF0000 | FA-NFPA 170 DUCT SMOKE DETECTOR | 1 | FALSE | FALSE | FALSE | 1400 | [13 empty] | FALSE |  |  | R
NFPA 170 MANUAL PULL |  |  | North | Silent Knight |  | Manual Station |  |  |  | Module | TRUE | PS-DATK |  | CONVENTIONAL DOUBLE ACTION MANUAL PULL STATION, METAL | 1 | [6 empty] | FALSE | [5 empty] | #FFFF0000 | FA-NFPA 170 MANUAL PULL | 1 | FALSE | FALSE | FALSE | 957 | [13 empty] | FALSE
NFPA 170 HEAT DETECTOR |  |  | North | Silent Knight |  | Heat Detector |  |  |  | Module | TRUE | SK-HEAT-HT-W w/B300-6 | ++ | White, low-profile intelligent 190°F fixed thermal sensor, w/Standard Base | 1 | 0.0002 | 0.0045 |  |  |  |  | FALSE | [5 empty] | #FFFF0000 | FA-NFPA 170 HEAT DETECTOR | 1 | FALSE | FALSE | FALSE | 1403 | [13 empty] | FALSE |  |  | 190 FT
NFPA 170 DUCT SMOKE DETECTOR |  |  | North | Silent Knight |  | Duct Smoke Detector |  |  |  | Module | TRUE | DNR w/SK-PHOTO-R-W | ++ | Intelligent Non-Relay Photoelectric Duct Detector | 1 | 0.0002 | 0.0045 |  |  |  |  | FALSE | TRUE | FLUSH |  | N/A | N/A | #FFFF0000 | FA-NFPA 170 DUCT SMOKE DETECTOR | 1 | FALSE | FALSE | FALSE | 1400 |  |  | 3242-1653:0209 | [10 empty] | FALSE
NFPA 170 ADDRESSABLE OUTPUT MODULE |  |  | North | Silent Knight |  | Addressable Control/Relay |  |  |  | Module | TRUE | SD500-ARM | ++ | Addressable relay module | 1 | 0.00055 | 0.00055 |  |  |  |  | FALSE | [5 empty] | #FFFF0000 | FA-NFPA 170 ADDRESSABLE OUTPUT MODULE | 1 | FALSE | FALSE | FALSE | 1100 | [13 empty] | FALSE |  |  | RM
|  |  | North | Silent Knight |  | Cards & Components |  |  |  | Card | TRUE | 5208 Main Board | ++ | Main Board | 1 | 0.14 | 0.46 | 6 |  |  |  | TRUE | [5 empty] | #FFFFFFFF |  |  | FALSE | FALSE | FALSE | [14 empty] | FALSE
NFPA 170 VOICE EVACUATION CONTROL UNIT |  |  | North | Silent Knight |  | Voice Evac Control Unit |  |  |  | Assembly | TRUE | SKE-450 |  | FIRE ALARM CONTROL PANEL,VOICE EVACUATION SYSTEM w/SKE-V70 & SKE-ZN6 | 1 | [6 empty] | FALSE | [5 empty] | #FFFF0000 | FA-NFPA 170 VOICE EVACUATION CONTROL UNIT | 1 | FALSE | FALSE | FALSE | 211 | [8 empty] | 7,12,18 |  |  |  |  | TRUE
NFPA 170 FIRE ALARM CONTROL UNIT | RISER FACP |  | North | Silent Knight |  | Fire Alarm Control Unit |  |  |  | Module | TRUE | 5824 |  | PANEL COMPONENT,SERIAL/PARALLEL GATEWAY MODULE | 1 | [6 empty] | FALSE | [5 empty] | #FFFF0000 | FA-NFPA 170 FIRE ALARM CONTROL UNIT | 1 | FALSE | FALSE | FALSE | 202 | [13 empty] | FALSE
NFPA 170 DUCT SMOKE DETECTOR |  |  | North | Silent Knight |  | Duct Smoke Detector |  |  |  | Module | TRUE | SD505-DUCT | ++ | Duct Smoke Detector | 1 | 0.00055 | 0.00055 |  |  |  |  | FALSE | TRUE |  |  |  |  | #FFFF0000 | FA-NFPA 170 DUCT SMOKE DETECTOR | 1 | FALSE | FALSE | FALSE | 1400 | [13 empty] | FALSE
NFPA 170 NOTIFICATION CIRCUIT EXTENDER PANEL | RISER NAC |  | North | Silent Knight |  | Notification Circuit Extender Panel |  |  |  | Assembly | TRUE | 5499 | ++ | Distributed Power Module | 1 | [6 empty] | FALSE |  |  |  | 12.25” W x 16” H x 3” D 30.88 cm W x 40.64 cm H x 7.62 D cm |  | #FFFF0000 | FA-NFPA 170 NOTIFICATION CIRCUIT EXTENDER PANEL | 1 | FALSE | FALSE | FALSE | 212 | [8 empty] | 7,12,18,26,33 |  | 7 |  |  | TRUE
NFPA 170 SMOKE DETECTOR |  |  | North | Silent Knight |  | Smoke Detector |  |  |  | Module | TRUE | SD505-APS w/SD505-6AB | ++ | Addressable Photoelectric Smoke Detector, Base | 1 | 0.00055 | 0.00055 |  |  |  |  | FALSE | TRUE |  |  |  |  | #FFFF0000 | FA-NFPA 170 SMOKE DETECTOR | 1 | FALSE | FALSE | FALSE | 1408 | [13 empty] | FALSE |  |  | P
Hood System |  |  | North | Silent Knight |  | Miscellaneous |  |  |  | Module | TRUE | Hood Zone |  | Hood System CONVENTIONAL | 1 | [6 empty] | FALSE | [5 empty] | #FFFF0000 | FA-Hood System | 1 | FALSE | FALSE | FALSE | [14 empty] | FALSE
NFPA 170 REMOTE EVACUATION AMPLIFIER CABINET |  |  | North | Silent Knight |  | Cards & Components |  |  |  | Card | TRUE | EVS-VCM | + | Voice Control Module | 1 | 0.06 | 0.08 |  |  |  |  | FALSE | [5 empty] | #FFFF0000 | FA-NFPA 170 REMOTE EVACUATION AMPLIFIER CABINET | 1 | FALSE | FALSE | FALSE | 301 | [13 empty] | FALSE
NFPA 170 REMOTE ANNUNCIATOR | RISER ANNUNCIATOR |  | North | Silent Knight |  | Remote Annunciator |  |  |  | Module | TRUE | RA-1000R | ++ | Remote Annunciator. Four line LCD annunciator with 20 characters per line. Red. | 1 | 0.02 | 0.025 |  |  |  |  | FALSE | [5 empty] | #FFFF0000 | FA-NFPA 170 REMOTE ANNUNCIATOR | 1 | FALSE | FALSE | FALSE | 255 | [13 empty] | FALSE
NFPA 170 REMOTE ANNUNCIATOR | RISER ANNUNCIATOR |  | North | Silent Knight |  | Remote Annunciator |  |  |  | Module | TRUE | RZA-4X | + | Remote Zone Annunciator: 24V DC: Single-Gang | 1 | 0.004 | 0.019 |  |  |  |  | TRUE | [5 empty] | #FFFF0000 | FA-NFPA 170 REMOTE ANNUNCIATOR | 1 | FALSE | FALSE | FALSE
NFPA 170 KITCHEN HOOD |  |  | North | Silent Knight |  | Miscellaneous |  |  |  | Module | TRUE | Hood System w/SD500-MIM | ++ | Hood System w/SD500-MIM | 1 | 0.00055 | 0.023 |  |  |  |  | FALSE | [5 empty] | #FFFF0000 | FA-NFPA 170 KITCHEN HOOD | 1 | FALSE | FALSE | FALSE | [14 empty] | FALSE
NFPA 170 SMOKE DETECTOR |  |  | North | Silent Knight |  | Smoke Detector |  |  |  | Module | TRUE | SK-ACCLIMATE | ++ | Multi-criteria photoelectric smoke detector | 1 | 0.0003 | 0.0003 |  |  |  |  | FALSE | TRUE |  |  |  |  | #FFFF0000 | FA-NFPA 170 SMOKE DETECTOR | 1 | FALSE | FALSE | FALSE | 1408 | [13 empty] | FALSE
|  |  | North | Silent Knight |  | Cards & Components |  |  |  | Card | TRUE | SK-FSL | ++ | Fiber Module, single-mode | 1 | 0.079 | 0.079 |  |  |  |  | TRUE | [5 empty] | #FFFFFFFF |  |  | FALSE | FALSE | FALSE | [14 empty] | FALSE
RELAY_PANEL |  |  | North | Silent Knight |  | Relay Panel |  |  |  | Assembly | TRUE | 5883 |  | RELAY INTERFACE | 1 | [6 empty] | FALSE | [5 empty] | #FFFF0000 | FA-RELAY_PANEL | 1 | FALSE | FALSE | FALSE | [9 empty] | 7,12,18 |  |  |  |  | FALSE
NFPA 170 ADDRESSABLE OUTPUT MODULE |  |  | North | Silent Knight |  | Addressable Control/Relay |  |  |  | Module | TRUE | SD500-ANM | ++ | Intelligent Notification Module | 1 | 0.00055 | 0.00055 |  |  |  |  | FALSE | [5 empty] | #FFFF0000 | FA-NFPA 170 ADDRESSABLE OUTPUT MODULE | 1 | FALSE | FALSE | FALSE | 1100 | [13 empty] | FALSE
NFPA 170 ADDRESSABLE INPUT MONITOR MODULE |  |  | North | Silent Knight |  | Addressable Module |  |  |  | Module | TRUE | WSK-MONITOR | + | Wireless Monitor Module | 1 | [6 empty] | FALSE | [5 empty] | #FFFF0000 | FA-NFPA 170 ADDRESSABLE INPUT MONITOR MODULE | 1 | FALSE | FALSE | FALSE | 1000 | [13 empty] | FALSE |  |  | W
NFPA 170 FIRE ALARM COMMUNICATOR |  |  | North | Silent Knight |  | Communicator |  |  |  | Assembly | TRUE | 5204 | ++ | Fire Control/Communicator | 1 | [6 empty] | FALSE |  |  |  | 12.25" W x 14.5" H x 3.0" D (31.1cm W x 36.8 cm H x 7.6cm D) |  | #FFFF0000 | FA-NFPA 170 FIRE ALARM COMMUNICATOR | 1 | FALSE | FALSE | FALSE | 251 | [8 empty] | 17 | 1 |  |  |  | TRUE
|  |  | North | Silent Knight |  | Cards & Components |  |  |  | Card | TRUE | SK-PS6 Main Board | ++ | Main Board | 1 | 0.139 | 0.157 | 6 |  |  |  | TRUE | FALSE |  |  |  |  | #FFFFFFFF |  |  | FALSE | FALSE | FALSE | [14 empty] | FALSE
|  |  | North | Silent Knight |  | Cards & Components |  |  |  | Card | TRUE | SK-4 Main Board | ++ | Main Board | 1 | 0.085 | 0.175 |  |  |  |  | TRUE | [5 empty] | #FFFFFFFF |  |  | FALSE | FALSE | FALSE | [14 empty] | FALSE
|  |  | North | Silent Knight |  | Cards & Components |  |  |  | Card | TRUE | 5204 Main Board | ++ | Main Board | 1 | 0.12 | 0.4 | 3 |  | 24 | 12 | TRUE | [5 empty] | #FFFFFFFF |  |  | FALSE | FALSE | FALSE | [14 empty] | FALSE
|  |  | North | Silent Knight |  | Cards & Components |  |  |  | Card | TRUE | 5600 Main Board | ++ | Main Board | 1 | 0.135 | 0.22 | 2 |  | 24 |  | TRUE | [5 empty] | #FFFFFFFF |  |  | FALSE | FALSE | FALSE | [14 empty] | FALSE
NFPA 170 FIRE ALARM COMMUNICATOR |  |  | North | Silent Knight |  | Communicator |  |  |  | Assembly | TRUE | 5104B | ++ | Fire Alarm Communicator. Four-zone digital communication of fire and trouble. | 1 | [6 empty] | FALSE |  |  |  | 12.25" W x 14.5" H x 3.0" D (31.1cm W x 36.8 cm H x 7.6cm D) |  | #FFFF0000 | FA-NFPA 170 FIRE ALARM COMMUNICATOR | 1 | FALSE | FALSE | FALSE | 251 | [8 empty] | 7 | 1 |  |  |  | TRUE
NFPA 170 ADDRESSABLE INPUT MONITOR MODULE |  |  | North | Silent Knight |  | Addressable Module |  |  |  | Module | TRUE | HFS-MM | ++ | ADDRESSABLE MINIATURE MONITOR MODULE | 1 | 0.0006 | 0.0055 |  |  |  |  | FALSE | [5 empty] | #FFFF0000 | FA-NFPA 170 ADDRESSABLE INPUT MONITOR MODULE | 1 | FALSE | FALSE | FALSE | 1000 | [13 empty] | FALSE
NFPA 170 REMOTE EVACUATION AMPLIFIER CABINET |  |  | North | Silent Knight |  | Amplifier Cabinet |  |  |  | Module | TRUE | EVS-RCU | ++ | Supervised Remote Command Unit | 1 | 0.1 | 0.15 |  |  |  |  | FALSE |  |  |  | Flush Mount Dimensions: 20.25”W x 26.75”H x 2.5”– 3”D (51.4 W x 68 H x 6.4–7.6 D cm) Overall Dimensions: 20”W x 26.5”H x 4.6”D (50.75 W x 67.3 H x 11.8 D cm) |  | #FFFF0000 | FA-NFPA 170 REMOTE EVACUATION AMPLIFIER CABINET | 1 | FALSE | FALSE | FALSE | 301 | [13 empty] | FALSE
NFPA 170 MANUAL PULL |  |  | North | Silent Knight |  | Manual Station |  |  |  | Module | TRUE | PS-SA |  | CONVENTIONAL SINGLE ACTION MANUAL PULL STATION | 1 | [6 empty] | FALSE | [5 empty] | #FFFF0000 | FA-NFPA 170 MANUAL PULL | 1 | FALSE | FALSE | FALSE | 957 | [13 empty] | FALSE
NFPA 170 NOTIFICATION CIRCUIT EXTENDER PANEL | RISER NAC |  | North | Silent Knight |  | Notification Circuit Extender Panel |  |  |  | Assembly | TRUE | SK-PS10 | ++ | 10.0 A, 120 VAC remote charger power supply in a lockable, metal enclosure | 1 | [6 empty] | FALSE | FALSE |  |  | 20.0”H x 14.5”W x 3.5”D (cm: 50.8H x 36.83W x 8.9D) |  | #FFFF0000 | FA-NFPA 170 NOTIFICATION CIRCUIT EXTENDER PANEL | 1 | FALSE | FALSE | FALSE | 212 |  |  | 7315-0559:0522 | [5 empty] | 7,12,18,33 |  | 33 |  |  | TRUE
NFPA 170 MANUAL PULL |  |  | North | Silent Knight |  | Manual Station |  |  |  | Module | TRUE | PS-SA w/SD500-MIM | ++ | Single Action Conventional Pull Station w/SD500-MIM | 1 | 0.00055 | 0.023 |  |  |  |  | FALSE | [5 empty] | #FFFF0000 | FA-NFPA 170 MANUAL PULL | 1 | FALSE | FALSE | FALSE | 957 | [13 empty] | FALSE
NFPA 170 WIRELESS CONTROL UNIT |  |  | North | Silent Knight |  | Wireless Control Unit |  |  |  | Module | TRUE | WAV-CWL | + | Wireless AV base, ceiling, white | 1 | [6 empty] | FALSE | [5 empty] | #FFFF0000 | FA-NFPA 170 WIRELESS CONTROL UNIT | 1 | FALSE | FALSE | FALSE | [14 empty] | FALSE |  |  | WAV-CWL
NFPA 170 ADDRESSABLE INPUT MONITOR MODULE |  |  | North | Silent Knight |  | Addressable Module |  |  |  | Module | TRUE | SK-ZONE-6 | ++ | Six Zone Interface Module | 6 | 0.002 | 0.002 |  |  |  |  | TRUE | [5 empty] | #FFFF0000 | FA-NFPA 170 ADDRESSABLE INPUT MONITOR MODULE | 1 | FALSE | FALSE | FALSE | [17 empty] | 6
|  |  | North | Silent Knight |  | Cards & Components |  |  |  | Card | TRUE | SK-F485C |  | Fiber Optic Module | 1 | [6 empty] | TRUE | [5 empty] | #FFFFFFFF |  |  | FALSE | FALSE | FALSE | [14 empty] | FALSE
NFPA 170 FIRE ALARM CONTROL UNIT | RISER FACP |  | North | Silent Knight |  | Fire Alarm Control Unit |  |  |  | Assembly | TRUE | SK-FFT |  | FIRE ALARM CONTROL PANEL, FIRE FIGHTERS TELEPHONE | 1 | [6 empty] | FALSE | [5 empty] | #FFFF0000 | FA-NFPA 170 FIRE ALARM CONTROL UNIT | 1 | FALSE | FALSE | FALSE | 202 | [8 empty] | 7,12,18 |  |  |  |  | TRUE
|  |  | North | Silent Knight |  | Cards & Components |  |  |  | Card | TRUE | SK-5217 | ++ | PANEL COMPONENT, ZONE EXPANDER FOR 5208 | 1 | 0.03 | 1 |  |  |  |  | TRUE | [5 empty] | #FFFFFFFF |  |  | FALSE | FALSE | FALSE | [14 empty] | FALSE
NFPA 170 SMOKE DETECTOR |  |  | North | Silent Knight |  | Smoke Detector |  |  |  | Module | TRUE | HFS-T | ++ | DETECTOR, SMOKE, ADDRESSABLE THERMAL SMOKE SENSOR | 1 | 0.0003 | 0.0065 |  |  |  |  | FALSE | TRUE |  |  |  |  | #FFFF0000 | FA-NFPA 170 SMOKE DETECTOR | 1 | FALSE | FALSE | FALSE | 1408 | [13 empty] | FALSE
NFPA 170 NOTIFICATION CIRCUIT EXTENDER PANEL | RISER NAC |  | North | Silent Knight |  | Notification Circuit Extender Panel |  |  |  | Assembly | TRUE | 5496 | ++ | Intelligent Power Module | 1 | [6 empty] | FALSE |  |  |  | 16" H x 12.25" W x 3" D (40.6 x 30.9 x 7.6 cm) |  | #FFFF0000 | FA-NFPA 170 NOTIFICATION CIRCUIT EXTENDER PANEL | 1 | FALSE | FALSE | FALSE | 212 | [8 empty] | 7,12,18,26,34 |  |  |  |  | TRUE
NFPA 170 REMOTE ANNUNCIATOR | RISER ANNUNCIATOR |  | North | Silent Knight |  | Remote Annunciator |  |  |  | Module | TRUE | 5860R | ++ | Remote Annunciator, four line (4x20) LCD annunciator with 20 characters per line. Red | 1 | 0.02 | 0.025 |  |  | 24 |  | FALSE |  |  |  |  | 9.1”W x 7.4”H x 1.5”D (23.1W x 18.8H x 3.8D cm) | #FFFF0000 | FA-NFPA 170 REMOTE ANNUNCIATOR | 1 | FALSE | FALSE | FALSE | 255 | [13 empty] | FALSE
NFPA 170 ADDRESSABLE OUTPUT MODULE |  |  | North | Silent Knight |  | Addressable Control/Relay |  |  |  | Module | TRUE | HFS-MR | ++ | RELAY CONTROL MODULE | 1 | 0.0003 | 0.0055 |  |  |  |  | FALSE | [5 empty] | #FFFF0000 | FA-NFPA 170 ADDRESSABLE OUTPUT MODULE | 1 | FALSE | FALSE | FALSE | 1100 | [13 empty] | FALSE
|  |  | North | Silent Knight |  | Cards & Components |  |  |  | Card | TRUE | 5820XL Main Board | ++ | Main Board | 1 | 0.215 | 0.385 | 6 |  |  |  | TRUE | [5 empty] | #FFFFFFFF |  |  | FALSE | FALSE | FALSE | [14 empty] | FALSE
NFPA 170 HEAT DETECTOR |  |  | North | Silent Knight |  | Heat Detector |  |  |  | Module | TRUE | WSK-HEAT-ROR | + | Addressable Wireless Rate of Riser (135 Degrees) Heat Detector | 1 | [6 empty] | FALSE | [5 empty] | #FFFF0000 | FA-NFPA 170 HEAT DETECTOR | 1 | FALSE | FALSE | FALSE | 1403 | [13 empty] | FALSE |  |  | W
NFPA 170 AMPLIFIER RACK | RISER AMP |  | North | Silent Knight |  | Amplifier |  |  |  | Assembly | TRUE | EVS-125W |  | PANEL COMPONENT, INTELLIGENT 125 WATT AMPLIFIER | 1 | [6 empty] | FALSE | [5 empty] | #FFFF0000 | FA-NFPA 170 AMPLIFIER RACK | 1 | FALSE | FALSE | FALSE | 300 | [8 empty] | 7,12,18 |  |  |  |  | TRUE
NFPA 170 SMOKE DETECTOR |  |  | North | Silent Knight |  | Smoke Detector |  |  |  | Module | TRUE | WSK-PHOTO | + | Addressable Wireless Photo Detector | 1 | [6 empty] | FALSE | TRUE |  |  |  |  | #FFFF0000 | FA-NFPA 170 SMOKE DETECTOR | 1 | FALSE | FALSE | FALSE | 1408 | [13 empty] | FALSE |  |  | W
NFPA 170 SMOKE HEAT DETECTOR |  |  | North | Silent Knight |  | Smoke/Heat Detector |  |  |  | Module | TRUE | WSK-PHOTO-T | + | Addressable Wireless Photo/Heat Detector | 1 | [6 empty] | FALSE | TRUE |  |  |  |  | #FFFF0000 | FA-NFPA 170 SMOKE HEAT DETECTOR | 1 | FALSE | FALSE | FALSE | 1411 | [13 empty] | FALSE |  |  | W
|  |  | North | Silent Knight |  | Cards & Components |  |  |  | Card | TRUE | SK-5210 | ++ | PANEL COMPONENT, ZONE EXPANDER FOR 5207 | 1 | 0.03 | 1 |  |  |  |  | TRUE | [5 empty] | #FFFFFFFF |  |  | FALSE | FALSE | FALSE | [14 empty] | FALSE
NFPA 170 REMOTE ANNUNCIATOR | RISER ANNUNCIATOR |  | North | Silent Knight |  | Remote Annunciator |  |  |  | Module | TRUE | 6855 | ++ | Remote Annunciator | 1 | 0.059 | 0.092 |  |  |  |  | FALSE |  |  |  | Flush Mount: (Outside wall): 12.25”W x 11.05”H x .875”D (31.01W x 29.02H x 2.02D cm) (Inside wall): 9.375”W x 8.875”H x 2.0”D (23.08W x 21.03H x 5.01D cm) Surface Mount: (Including Trim Ring): 12.25”W x 11.05”Hx 3.0”D (31.01W x 29.02H x 2.02D cm) |  | #FFFF0000 | FA-NFPA 170 REMOTE ANNUNCIATOR | 1 | FALSE | FALSE | FALSE | 255 | [13 empty] | FALSE
NFPA 170 DUCT SMOKE DETECTOR |  |  | North | Silent Knight |  | Duct Smoke Detector |  |  |  | Module | TRUE | SK-DUCT-W w/SK-PHOTO-R-W | ++ | Intelligent non-relay photoelectric low flow smoke detector housing w/ detector | 1 | 0.0002 | 0.0045 |  |  |  |  | FALSE | TRUE | FLUSH |  | N/A | N/A | #FFFF0000 | FA-NFPA 170 DUCT SMOKE DETECTOR | 1 | FALSE | FALSE | FALSE | 1400 |  |  | 3242-1653:0209 | [10 empty] | FALSE
NFPA 170 FIRE PHONE |  |  | North | Silent Knight |  | Fire Phone |  |  |  | Module | TRUE | FFT-FPJ |  | Fireman's Phone Jack | 1 | 0 | 0 |  |  |  |  | FALSE | [5 empty] | #FFFF0000 | FA-NFPA 170 FIRE PHONE | 1 | FALSE | FALSE | FALSE | 208 | [13 empty] | FALSE |  |  | FPJ
NFPA 170 DOOR HOLDER |  |  | North | Silent Knight |  | Door Holder |  |  |  | Module | TRUE | DH24120 |  | Electromagnetic Door Holder | 1 | 0.085 | [5 empty] | FALSE | [5 empty] | #FFFF0000 | FA-NFPA 170 DOOR HOLDER | 1 | FALSE | FALSE | FALSE | 2500 | [13 empty] | FALSE
NFPA 170 ISOLATION MODULE |  |  | North | Silent Knight |  | Isolator Module |  |  |  | Module | TRUE | SD500-LIM | ++ | Line Isolator Module | 1 | [6 empty] | FALSE | [5 empty] | #FFFF0000 | FA-NFPA 170 ISOLATION MODULE | 1 | FALSE | FALSE | FALSE | 1200 | [13 empty] | FALSE
NFPA 170 ADDRESSABLE INPUT MONITOR MODULE |  |  | North | Silent Knight |  | Addressable Module |  |  |  | Module | TRUE | SK-MONITOR | ++ | Monitor Module | 1 | 0.0004 | 0.0055 |  |  |  |  | FALSE | [5 empty] | #FFFF0000 | FA-NFPA 170 ADDRESSABLE INPUT MONITOR MODULE | 1 | FALSE | FALSE | FALSE | 1000 | [13 empty] | FALSE
|  |  | North | Silent Knight |  | Cards & Components |  |  |  | Card | TRUE | EVS-CE4 | ++ | Audio Circuit Expander | 1 | 0.02 | 0.18 |  |  |  |  | TRUE | [5 empty] | #FFFFFFFF |  |  | FALSE | FALSE | FALSE | [14 empty] | FALSE
NFPA 170 SMOKE DETECTOR |  |  | North | Silent Knight |  | Smoke Detector |  |  |  | Module | TRUE | SK-PHOTO-W w/B300-6 | ++ | White, low-profile photoelectric sensor w/Base | 1 | 0.0002 | 0.0045 |  |  |  |  | FALSE | TRUE |  |  |  |  | #FFFF0000 | FA-NFPA 170 SMOKE DETECTOR | 1 | FALSE | FALSE | FALSE | 1408 | [13 empty] | FALSE
|  |  | North | Silent Knight |  | Hardware |  |  |  | Hardware | TRUE | 5815RMK | ++ | Remote Mounting Kit | 1 | [6 empty] | TRUE | [5 empty] | #FFFFFFFF |  |  | FALSE | FALSE | FALSE
NFPA 170 REMOTE ANNUNCIATOR | RISER ANNUNCIATOR |  | North | Silent Knight |  | Remote Annunciator |  |  |  | Module | FALSE | 5865-4 | ++ | LED Annunciator, Red | 1 | 0.035 | 0.145 |  |  | 24 |  | FALSE |  |  |  | 7.375” x 4.1” x 1.75” (18.73 x 10.4 x 4.45 cm) |  | #FFFF0000 | FA-NFPA 170 REMOTE ANNUNCIATOR | 1 | FALSE | FALSE | FALSE | 255 | [13 empty] | FALSE
NFPA 170 ADDRESSABLE INPUT MONITOR MODULE |  |  | North | Silent Knight |  | Addressable Module |  |  |  | Module | TRUE | SD500-AIM | ++ | Addressable Input Module | 1 | 0.00055 | 0.023 |  |  |  |  | FALSE |  |  |  | 4.9”W x 4.9"H x 1"D (12.4 x 12.4 x 2.5cm) |  | #FFFF0000 | FA-NFPA 170 ADDRESSABLE INPUT MONITOR MODULE | 1 | FALSE | FALSE | FALSE | 1000 | [13 empty] | FALSE
NFPA 170 END OF LINE DEVICE |  |  | North | Silent Knight |  | End-of-Line Device |  |  |  | Module | TRUE | EOL-1224RLY |  | EOL RELAY | 1 | 0.015 | 0.015 |  |  |  |  | FALSE | FALSE |  |  |  |  | #FFFF0000 | FA-NFPA 170 END OF LINE DEVICE | 1 | FALSE | FALSE | FALSE | 5050 | [13 empty] | FALSE |  |  | R
NFPA 170 SMOKE DETECTOR |  |  | North | Silent Knight |  | Smoke Detector |  |  |  | Module | TRUE | SD505-PHOTO w/SD505-6SB | ++ | Addressable Photoelectric Smoke Detector, Sounder Base | 1 | 0.00055 | 0.00055 |  |  |  |  | FALSE | TRUE |  |  |  |  | #FFFF0000 | FA-NFPA 170 SMOKE DETECTOR | 1 | FALSE | FALSE | FALSE | 1408 | [13 empty] | FALSE |  |  | P¦SB
NFPA 170 FIRE ALARM CONTROL UNIT | RISER FACP |  | North | Silent Knight |  | Fire Alarm Control Unit |  |  |  | Assembly | TRUE | 5820XL | ++ | Addressable Fire Alarm Control Panel | 1 | [6 empty] | FALSE |  |  |  | 16.2”W x 26.4”H x 4.2”D (40.6 W x 67 H x 11.8 D cm) |  | #FFFF0000 | FA-NFPA 170 FIRE ALARM CONTROL UNIT | 1 | FALSE | FALSE | FALSE | 202 | [8 empty] | 7,12,18,35 |  | 18 |  |  | TRUE
|  |  | North | Silent Knight |  | Cards & Components |  |  |  | Card | TRUE | 5895XL Main Board | ++ | Main Board | 1 | 0.04 | 0.16 |  |  |  |  | TRUE | [5 empty] | #FFFFFFFF |  |  | FALSE | FALSE | FALSE | [14 empty] | FALSE
NFPA 170 REMOTE ANNUNCIATOR | RISER ANNUNCIATOR |  | North | Silent Knight |  | Remote Annunciator |  |  |  | Module | TRUE | 5635R | ++ | Red, 80 character LCD Annunciator | 1 | 0.04 | 0.04 |  |  |  |  | FALSE |  |  |  | 6.875" W x 5.375" H x 1.375" D (17.46 W x 13.65 H x 3.49 D cm) |  | #FFFF0000 | FA-NFPA 170 REMOTE ANNUNCIATOR | 1 | FALSE | FALSE | FALSE | 255 | [13 empty] | FALSE
NFPA 170 ADDRESSABLE INPUT MONITOR MODULE |  |  | North | Silent Knight |  | Addressable Module |  |  |  | Module | TRUE | SD500-MIM | ++ | Addressable Mini Input Module | 1 | 0.00055 | 0.023 |  |  |  |  | FALSE |  |  |  | 1.5”W x 2.5"H x 0.7"D (3.8 x 6.4 x 1.8 cm) |  | #FFFF0000 | FA-NFPA 170 ADDRESSABLE INPUT MONITOR MODULE | 1 | FALSE | FALSE | FALSE | 1000 | [13 empty] | FALSE |  |  | M
|  |  | North | Silent Knight |  | Cards & Components |  |  |  | Card | TRUE | 5808 Main Board | ++ | Main Board | 1 | 0.17 | 0.365 | 6 |  | 24 |  | TRUE | [5 empty] | #FFFFFFFF |  |  | FALSE | FALSE | FALSE | [14 empty] | FALSE
EQ-CAB |  |  | North | Silent Knight |  | Enclosure |  |  |  | Module | TRUE | SD500-LED | ++ | LED Driver Module in Cabinet | 1 | 0.00055 | 0.00055 |  |  |  |  | FALSE | [5 empty] | #FFFF0000 | FA-EQ-CAB | 1 | FALSE | FALSE | FALSE | 1000 | [13 empty] | FALSE
NFPA 170 SMOKE DETECTOR |  |  | North | Silent Knight |  | Smoke Detector |  |  |  | Module | TRUE | SK-BEAM | ++ | Single-ended Reflected Type projected Beam Smoke Detector | 1 | 0.002 | 0.0085 |  |  |  |  | FALSE | TRUE |  |  |  |  | #FFFF0000 | FA-NFPA 170 SMOKE DETECTOR | 1 | FALSE | FALSE | FALSE | 1408 | [13 empty] | FALSE
NFPA 170 FIRE ALARM COMMUNICATOR |  |  | North | Silent Knight |  | Cards & Components |  |  |  | Module | TRUE | 5220 | City-Tie Module | City-Tie Module (Local Energy or Reverse Polarity Type) | 1 | 0 | 1 |  |  |  |  | TRUE | [5 empty] | #FFFF0000 | FA-NFPA 170 FIRE ALARM COMMUNICATOR | 1 | FALSE | FALSE | FALSE
NFPA 170 FIRE ALARM CONTROL UNIT | RISER FACP |  | North | Silent Knight |  | Fire Alarm Control Unit |  |  |  | Assembly | TRUE | 6820EVS | ++ | Intelligent Fire Alarm Control Panel with Communicator w/Emergency Voice System | 1 | [6 empty] | FALSE |  |  |  | 21.6” W x 28.1” H x 5.1” D (54.9cm W x 71.4cm H x 13.0cm D) |  | #FFFF0000 | FA-NFPA 170 FIRE ALARM CONTROL UNIT | 1 | FALSE | FALSE | FALSE | 202 | [8 empty] | 7,12,18,35 |  | 18 |  |  | TRUE
NFPA 170 REMOTE ANNUNCIATOR | RISER ANNUNCIATOR |  | North | Silent Knight |  | Remote Annunciator |  |  |  | Module | TRUE | RA-1000 | ++ | Remote Annunciator. Four line LCD annunciator with 20 characters per line. Gray. | 1 | 0.02 | 0.025 |  |  |  |  | FALSE | [5 empty] | #FFFF0000 | FA-NFPA 170 REMOTE ANNUNCIATOR | 1 | FALSE | FALSE | FALSE | 255 | [13 empty] | FALSE
|  |  | North | Silent Knight |  | Cards & Components |  |  |  | Card | TRUE | EVS-INT50W |  | PANEL COMPONENT, INTELLIGENT 50 WATT INTERNAL AMPLIFIER | 1 | 0.052 | 2.9 |  |  |  |  | TRUE | [5 empty] | #FFFFFFFF |  |  | FALSE | FALSE | FALSE | [14 empty] | FALSE
NFPA 170 FIRE ALARM CONTROL UNIT | RISER FACP |  | North | Silent Knight |  | Fire Alarm Control Unit |  |  |  | Assembly | TRUE | 6820 | ++ | Intelligent Fire Alarm Control Panel with Communicator | 1 | [6 empty] | FALSE |  |  |  | 16.4” W x 26.4” H x 4.1” D (41.66cm W x 67.06cm H x 10.41cm D) |  | #FFFF0000 | FA-NFPA 170 FIRE ALARM CONTROL UNIT | 1 | FALSE | FALSE | FALSE | 202 | [8 empty] | 7,12,18,35 |  | 18 |  |  | TRUE
|  |  | North | Silent Knight |  | Cards & Components |  |  |  | Card | TRUE | EVS-50W MAIN BOARD |  | PANEL COMPONENT, INTELLIGENT 50 WATT AMPLIFIER | 1 | 0.35 | 1.2 |  |  |  |  | TRUE | [5 empty] | #FFFFFFFF |  |  | FALSE | FALSE | FALSE | [14 empty] | FALSE
NFPA 170 ISOLATION MODULE |  |  | North | Silent Knight |  | Isolator Module |  |  |  | Module | TRUE | SK-ISO | ++ | Line isolation module | 1 | 0.00045 | 0.005 |  |  |  |  | FALSE | [5 empty] | #FFFF0000 | FA-NFPA 170 ISOLATION MODULE | 1 | FALSE | FALSE | FALSE | 1200 | [13 empty] | FALSE
|  |  | North | Silent Knight |  | Cards & Components |  |  |  | Card | TRUE | EVS-100W MAIN BOARD |  | PANEL COMPONENT, INTELLIGENT 50/100 WATT AMPLIFIER | 1 | 0.19 | 1.31 |  |  |  |  | TRUE | [5 empty] | #FFFFFFFF |  |  | FALSE | FALSE | FALSE | [14 empty] | FALSE
NFPA 170 MANUAL PULL |  |  | North | Silent Knight |  | Manual Station |  |  |  | Module | TRUE | SK-PULL-SA | ++ | Single Action Pull Station | 1 | 0.00035 | 0.00035 |  |  |  |  | FALSE |  |  |  | 5.5” H x 4" W x 1.45" D (14 x 10.2 x 3.7cm) |  | #FFFF0000 | FA-NFPA 170 MANUAL PULL | 1 | FALSE | FALSE | FALSE | 957 | [13 empty] | FALSE
AT WATER FLOW SWITCH |  |  | North | Silent Knight |  | Waterflow Switch |  |  |  | Module | TRUE | WATERFLOW SWITCH w/SD500-MIM | ++ | Waterflow Switch w/SD500-MIM | 1 | 0.00055 | 0.023 |  |  |  |  | FALSE | FALSE |  |  |  |  | #FFFF0000 | FA-AT WATER FLOW SWITCH | 1 | FALSE | FALSE | FALSE | 921 | [13 empty] | FALSE
EQUIPMENT ENCLOSURE |  |  | North | Silent Knight |  | Enclosure |  |  |  | Assembly | TRUE | 6815 w/RMK5815 | ++ | SLC Loop Expander in Enclosure | 1 | 0.078 | 0.078 |  |  |  |  | TRUE | [5 empty] | #FFFF0000 | FA-EQUIPMENT ENCLOSURE | 1 | FALSE | FALSE | FALSE | [14 empty] | FALSE
|  |  | North | Silent Knight |  | Cards & Components |  |  |  | Card | TRUE | SKE-V70 |  | SKE-V70 converts speaker circuit voltage from 25 Vrms to 70.7 Vrms | 1 | 0.01 | 0.07 |  |  |  |  | TRUE | [5 empty] | #FFFFFFFF |  |  | FALSE | FALSE | FALSE | [14 empty] | FALSE
NFPA 170 ADDRESSABLE INPUT MONITOR MODULE |  |  | North | Silent Knight |  | Addressable Module |  |  |  | Module | TRUE | SK-RELAYMON-2 | ++ | Multiple Module with Two Relay Outputs and Two Monitor Inputs | 2 | 0.0013 | 0.0013 |  |  |  |  | FALSE | [5 empty] | #FFFF0000 | FA-NFPA 170 ADDRESSABLE INPUT MONITOR MODULE | 1 | FALSE | FALSE | FALSE | 1000 | [13 empty] | FALSE
|  |  | North | Silent Knight |  | Cards & Components |  |  |  | Card | TRUE | SK-2 Main Board | ++ | Main Board | 1 | 0.08 | 0.112 |  |  |  |  | TRUE | [5 empty] | #FFFFFFFF |  |  | FALSE | FALSE | FALSE | [14 empty] | FALSE
|  |  | North | Silent Knight |  | Cards & Components |  |  |  | Card | TRUE | 5104B Main Board | ++ | Main Board | 1 | 0.05 | 0.135 | 1.3 |  | 12 | 10.2 | TRUE | [5 empty] | #FFFFFFFF |  |  | FALSE | FALSE | FALSE | [14 empty] | FALSE
|  |  | North | Silent Knight |  | Cards & Components |  |  |  | Card | TRUE | EVS-125W MAIN BOARD |  | PANEL COMPONENT, INTELLIGENT 125 WATT AMPLIFIER | 1 | 0.3 | 2.2 |  |  |  |  | TRUE | [5 empty] | #FFFFFFFF |  |  | FALSE | FALSE | FALSE | [14 empty] | FALSE
NFPA 170 FIRE ALARM CONTROL UNIT | RISER FACP |  | North | Silent Knight |  | Fire Alarm Control Unit |  |  |  | Assembly | TRUE | 5700 | ++ | Single Loop Addressable Fire Alarm Control System | 1 | [6 empty] | FALSE |  |  |  | 12.75" W x 15.2" H x 3.4" D (32.39 W x 38.42 H x 8.57 D cm) |  | #FFFF0000 | FA-NFPA 170 FIRE ALARM CONTROL UNIT | 1 | FALSE | FALSE | FALSE | 202 | [8 empty] | 7,12,18,26,35 |  | 7 |  |  | TRUE
|  |  | North | Silent Knight |  | Cards & Components |  |  |  | Card | TRUE | SK-5280 |  | PANEL COMPONENT, STATUS DISPLAY MODULE | 1 | [6 empty] | TRUE | [5 empty] | #FFFFFFFF |  |  | FALSE | FALSE | FALSE | [14 empty] | FALSE
NFPA 170 MANUAL PULL |  |  | North | Silent Knight |  | Manual Station |  |  |  | Module | TRUE | SD500-PSDA | ++ | Dual action pull station | 1 | 0.00055 | 0.00055 |  |  |  |  | FALSE |  |  |  | 3" W x 5 1/16" H x 2.5" D |  | #FFFF0000 | FA-NFPA 170 MANUAL PULL | 1 | FALSE | FALSE | FALSE | 957 | [13 empty] | FALSE
NFPA 170 HEAT DETECTOR |  |  | North | Silent Knight |  | Heat Detector |  |  |  | Module | TRUE | SD505-HEAT w/SD505-6SB | ++ | Addressable Heat Detector, Sounder Base | 1 | 0.00055 | 0.00055 |  |  |  |  | FALSE | [5 empty] | #FFFF0000 | FA-NFPA 170 HEAT DETECTOR | 1 | FALSE | FALSE | FALSE | 1403 | [13 empty] | FALSE |  |  | SB
GenericN INPUT OUTPUT PANEL |  |  | North | Silent Knight |  | Input/Output Panel |  |  |  | Assembly | TRUE | 5880 |  | LED I/O DRIVER MODULE, MOUNTING IN ANNUNCIATOR OR ACCESSORY CABINET | 1 | [6 empty] | FALSE | [5 empty] | #FFFF0000 | FA-GenericN INPUT OUTPUT PANEL | 1 | FALSE | FALSE | FALSE | [9 empty] | 7,12,18 |  |  |  |  | FALSE
|  |  | North | Silent Knight |  | Cards & Components |  |  |  | Card | TRUE | 5815XL | ++ | SLC Loop Expander | 1 | 0.055 | 0.125 |  |  |  |  | TRUE |  |  |  | 4.2” H (10.7 cm): 4.8” W (12.2 cm) |  | #FFFFFFFF |  |  | FALSE | FALSE | FALSE | [14 empty] | FALSE
|  |  | North | Silent Knight |  | Cards & Components |  |  |  | Card | TRUE | 5883 MAIN CARD |  | RELAY INTERFACE BOARD MAIN CARD | 1 | 0 | 0.42 |  |  |  |  | TRUE | [5 empty] | #FFFFFFFF |  |  | FALSE | FALSE | FALSE | [14 empty] | FALSE
|  |  | North | Silent Knight |  | Cards & Components |  |  |  | Card | TRUE | SK-IP-2 MAIN BOARD |  | FIRE ALARM CONTROL PANEL MAIN BOARD | 1 | [6 empty] | TRUE | [5 empty] | #FFFFFFFF |  |  | FALSE | FALSE | FALSE | [14 empty] | FALSE
NFPA 170 SMOKE DETECTOR |  |  | North | Silent Knight |  | Smoke Detector |  |  |  | Module | TRUE | SK-PHOTO-W w/B224RB-WH | ++ | White, low-profile photoelectric sensor w/Relay Base | 1 | 0.0002 | 0.0045 |  |  |  |  | FALSE | TRUE |  |  |  |  | #FFFF0000 | FA-NFPA 170 SMOKE DETECTOR | 1 | FALSE | FALSE | FALSE | 1408 | [13 empty] | FALSE
NFPA 170 HEAT DETECTOR |  |  | North | Silent Knight |  | Heat Detector |  |  |  | Module | TRUE | SK-HEAT-W w/B300-6 | ++ | White, low-profile intelligent 135°F fixed thermal sensor, w/Standard Base | 1 | 0.0002 | 0.0045 |  |  |  |  | FALSE | [5 empty] | #FFFF0000 | FA-NFPA 170 HEAT DETECTOR | 1 | FALSE | FALSE | FALSE | 1403 | [13 empty] | FALSE |  |  | 135 FT
NFPA 170 REMOTE ANNUNCIATOR | RISER ANNUNCIATOR |  | North | Silent Knight |  | Remote Annunciator |  |  |  | Module | TRUE | 5230 | ++ | Remote annunciator/programmer | 1 | 0.06 | 0.12 |  |  |  |  | FALSE |  |  |  | 6.9” W x 4.25” H x 1” D (14.46 cm W x 10.79 cm H x 2.54 cm D) |  | #FFFF0000 | FA-NFPA 170 REMOTE ANNUNCIATOR | 1 | FALSE | FALSE | FALSE | 255 | [13 empty] | FALSE
NFPA 170 HEAT DETECTOR |  |  | North | Silent Knight |  | Heat Detector |  |  |  | Module | TRUE | SD505-HEAT w/SD505-6AB | ++ | Addressable Heat Detector, Base | 1 | 0.00055 | 0.00055 |  |  |  |  | FALSE | [5 empty] | #FFFF0000 | FA-NFPA 170 HEAT DETECTOR | 1 | FALSE | FALSE | FALSE | 1403 | [13 empty] | FALSE |  |  | R
NFPA 170 WIRELESS CONTROL UNIT |  |  | North | Silent Knight |  | Wireless Control Unit |  |  |  | Module | TRUE | WAV-WL | + | Wireless AV base, wall, white | 2 | [6 empty] | FALSE | [5 empty] | #FFFF0000 | FA-NFPA 170 WIRELESS CONTROL UNIT | 1 | FALSE | FALSE | FALSE | [14 empty] | FALSE |  |  | WAV-CWL
|  |  | North | Silent Knight |  | Cards & Components |  |  |  | Card | TRUE | 6808 Main Board | ++ | Main Board | 1 | 0.19 | 0.25 | 6 |  |  |  | TRUE | [5 empty] | #FFFFFFFF |  |  | FALSE | FALSE | FALSE | [14 empty] | FALSE
|  |  | North | Silent Knight |  | Cards & Components |  |  |  | Card | TRUE | 6820EVS Main Board | ++ | Main Board | 1 | 0.19 | 0.25 | 6 |  |  |  | TRUE | [5 empty] | #FFFFFFFF |  |  | FALSE | FALSE | FALSE | [14 empty] | FALSE
NFPA 170 AMPLIFIER RACK | RISER AMP |  | North | Silent Knight |  | Amplifier |  |  |  | Assembly | TRUE | EVS-50W |  | PANEL COMPONENT, INTELLIGENT 50 WATT AMPLIFIER | 1 | [6 empty] | FALSE | [5 empty] | #FFFF0000 | FA-NFPA 170 AMPLIFIER RACK | 1 | FALSE | FALSE | FALSE | 300 | [8 empty] | 7,12,18 |  |  |  |  | TRUE
NFPA 170 REMOTE ANNUNCIATOR | RISER ANNUNCIATOR |  | North | Silent Knight |  | Remote Annunciator |  |  |  | Module | TRUE | SK-5235 | ++ | Remote Annunciator | 1 | 0.03 | 0.05 |  |  | 24 |  | FALSE | [5 empty] | #FFFF0000 | FA-NFPA 170 REMOTE ANNUNCIATOR | 1 | FALSE | FALSE | FALSE | 255 | [13 empty] | FALSE
NFPA 170 FIRE ALARM CONTROL UNIT | RISER FACP |  | North | Silent Knight |  | Fire Alarm Control Unit |  |  |  | Assembly | TRUE | 5808 | ++ | Single Loop Addressable Fire Alarm Control System | 1 | [6 empty] | FALSE |  |  |  | 16" W x 26.4" H x 4.65" D (40.6 W x 67 H x 11.8 D cm) |  | #FFFF0000 | FA-NFPA 170 FIRE ALARM CONTROL UNIT | 1 | FALSE | FALSE | FALSE | 202 | [8 empty] | 7,12,18,26,33 |  | 18 |  |  | TRUE
|  |  | North | Silent Knight |  | Cards & Components |  |  |  | Card | TRUE | 5499 Main Board | ++ | Main Board | 1 | 0.075 | 0.205 | 9 |  |  |  | TRUE | [5 empty] | #FFFFFFFF |  |  | FALSE | FALSE | FALSE | [14 empty] | FALSE
NFPA 170 WIRELESS CONTROL UNIT |  |  | North | Silent Knight |  | Wireless Control Unit |  |  |  | Module | TRUE | WSK-WGI | + | Wireless System Gateway | 3 | 0.024 | 0.04 |  |  |  |  | FALSE | [5 empty] | #FFFF0000 | FA-NFPA 170 WIRELESS CONTROL UNIT | 1 | FALSE | FALSE | FALSE | [14 empty] | FALSE |  |  | W-GATE
AT GATE VALVE |  |  | North | Silent Knight |  | Valve Supervisory Switch |  |  |  | Module | TRUE | TAMPER SWITCH w/SD500-MIM | ++ | Valve Supervisory Switch w/SD500-MIM | 1 | 0.00055 | 0.023 |  |  |  |  | FALSE | FALSE |  |  |  |  | #FFFF0000 | FA-AT GATE VALVE | 1 | FALSE | FALSE | FALSE | [14 empty] | FALSE
NFPA 170 MANUAL PULL |  |  | North | Silent Knight |  | Manual Station |  |  |  | Module | TRUE | PS-DA |  | CONVENTIONAL DUAL ACTION MANUAL PULL STATION | 1 | [6 empty] | FALSE | [5 empty] | #FFFF0000 | FA-NFPA 170 MANUAL PULL | 1 | FALSE | FALSE | FALSE | 957 | [13 empty] | FALSE
NFPA 170 ADDRESSABLE OUTPUT MODULE |  |  | North | Silent Knight |  | Addressable Control/Relay |  |  |  | Module | TRUE | SK-RELAY | ++ | Relay Module | 1 | 0.000255 | 0.000255 |  |  |  |  | FALSE | [5 empty] | #FFFF0000 | FA-NFPA 170 ADDRESSABLE OUTPUT MODULE | 1 | FALSE | FALSE | FALSE | 1100 | [13 empty] | FALSE
NFPA 170 REMOTE ANNUNCIATOR | RISER ANNUNCIATOR |  | North | Silent Knight |  | Remote Annunciator |  |  |  | Module | TRUE | 5865-3 | ++ | LED Annunciator, Red | 1 | 0.035 | 0.145 |  |  | 24 |  | FALSE |  |  |  | 5.56” x 4.1” x 1.75” (14.1 x 10.4 x 4.45 cm |  | #FFFF0000 | FA-NFPA 170 REMOTE ANNUNCIATOR | 1 | FALSE | FALSE | FALSE | 255 | [13 empty] | FALSE
NFPA 170 REMOTE ANNUNCIATOR | RISER ANNUNCIATOR |  | North | Silent Knight |  | Remote Annunciator |  |  |  | Module | TRUE | 5860 | ++ | Remote Annunciator, four line (4x20) LCD annunciator with 20 characters per line. Gray | 1 | 0.02 | 0.025 |  |  | 24 |  | FALSE |  |  |  |  | 9.1”W x 7.4”H x 1.5”D (23.1W x 18.8H x 3.8D cm) | #FFFF0000 | FA-NFPA 170 REMOTE ANNUNCIATOR | 1 | FALSE | FALSE | FALSE | 255 | [13 empty] | FALSE
NFPA 170 DUCT SMOKE DETECTOR |  |  | North | Silent Knight |  | Duct Smoke Detector |  |  |  | Module | TRUE | DNRW w/SK-PHOTO-R-W | ++ | Watertight intelligent non-relay photoelectric low flow duct smoke detector housing w/detector | 1 | 0.0002 | 0.0045 |  |  |  |  | FALSE | TRUE | FLUSH |  | N/A | N/A | #FFFF0000 | FA-NFPA 170 DUCT SMOKE DETECTOR | 1 | FALSE | FALSE | FALSE | 1400 |  |  | 3242-1653:0209 | [10 empty] | FALSE
|  |  | North | Silent Knight |  | Cards & Components |  |  |  | Card | TRUE | 5700 Main Board | ++ | Main Board | 1 | 0.2 | 0.365 | 2.5 |  | 24 |  | TRUE | [5 empty] | #FFFFFFFF |  |  | FALSE | FALSE | FALSE | [14 empty] | FALSE
NFPA 170 ADDRESSABLE OUTPUT MODULE |  |  | North | Silent Knight |  | Addressable Control/Relay |  |  |  | Module | TRUE | SK-RELAY-6 | ++ | 6 Relay Control Module | 6 | 0.00145 | 0.032 |  |  |  |  | FALSE | [5 empty] | #FFFF0000 | FA-NFPA 170 ADDRESSABLE OUTPUT MODULE | 1 | FALSE | FALSE | FALSE | 1100 | [13 empty] | FALSE
NFPA 170 NOTIFICATION CIRCUIT EXTENDER PANEL | RISER NAC |  | North | Silent Knight |  | Notification Circuit Extender Panel |  |  |  | Assembly | TRUE | 5495 | ++ | Distributed Power Module | 1 | [6 empty] | FALSE |  |  |  | 12.25”W x 16”H x 3”D (30.88 cm W x 40.64 cm H x 7.62 cm D) |  | #FFFF0000 | FA-NFPA 170 NOTIFICATION CIRCUIT EXTENDER PANEL | 1 | FALSE | FALSE | FALSE | 212 | [8 empty] | 7,12,18,26,33 |  | 7 |  |  | TRUE
PowerSupply1 |  |  | North | Silent Knight |  | Remote Power Supply |  |  |  | Module | TRUE | SK RBB |  | HARDWARE, Battery Cabinet | 1 | [6 empty] | FALSE | [5 empty] | #FFFF0000 | FA-PowerSupply1 | 1 | FALSE | FALSE | FALSE | [14 empty] | FALSE
NFPA 170 MULTI DETECTOR CO |  |  | North | Silent Knight |  | Multi Criteria Detector |  |  |  | Module | TRUE | SK-FIRE-CO w/B200S | ++ | Advanced multi-criteria fire/CO detector, w/Sounder Base | 1 | 0.0002 | 0.0045 |  |  |  |  | FALSE | TRUE |  |  |  |  | #FFFF0000 | FA-NFPA 170 MULTI DETECTOR CO | 1 | FALSE | FALSE | FALSE | 1408 | [13 empty] | FALSE |  |  | CO
NFPA 170 MULTI DETECTOR CO |  |  | North | Silent Knight |  | Multi Criteria Detector |  |  |  | Module | TRUE | SK-FIRE-CO-W w/B200S-LF-WH | ++ | Advanced multi-criteria fire/CO detector, white w/LF Sounder Base | 1 | 0.0002 | 0.0045 |  |  |  |  | FALSE | TRUE |  |  |  |  | #FFFF0000 | FA-NFPA 170 MULTI DETECTOR CO | 1 | FALSE | FALSE | FALSE | 1408 | [13 empty] | FALSE |  |  | CO, LF
NFPA 170 FIRE ALARM CONTROL UNIT | RISER FACP |  | North | Silent Knight |  | Fire Alarm Control Unit |  |  |  | Assembly | TRUE | 6700 | ++ | Addressable Fire Alarm Control Panel | 1 | [6 empty] | FALSE | [5 empty] | #FFFF0000 | FA-NFPA 170 FIRE ALARM CONTROL UNIT | 1 | FALSE | FALSE | FALSE | 202 | [8 empty] | 7,12,18,26,35 |  | 7 |  |  | TRUE
|  |  | North | Silent Knight |  | Cards & Components |  |  |  | Card | TRUE | SK-CONTROL-6 | ++ | Six Input Notification Module | 6 | 0.00225 | 0.00225 |  |  |  |  | TRUE | [5 empty] | #FFFFFFFF |  |  | FALSE | FALSE | FALSE | [14 empty] | FALSE
NFPA 170 REMOTE VOICE EVACUATION MICROPHONE |  |  | North | Silent Knight |  | Remote Microphone |  |  |  | Module | TRUE | SKE-SRM |  | Fire Alarm Remote Microphone Module, 27.4 Volt DC, 30 mA, For SKE Series Fire Alarm | 1 | [6 empty] | TRUE | [5 empty] | #FFFF0000 | FA-NFPA 170 REMOTE VOICE EVACUATION MICROPHONE | 1 | FALSE | FALSE | FALSE
NFPA 170 MULTI FUNCTION CABINET |  |  | North | Silent Knight |  | Enclosure |  |  |  | Assembly | TRUE | SK-2190 w/SK-5217 | ++ | SK-5217 Zone Expander mounted in SK-2190 Accessory Cabinet | 1 | [6 empty] | TRUE | [5 empty] | #FFFF0000 | FA-NFPA 170 MULTI FUNCTION CABINET | 1 | FALSE | FALSE | FALSE
EQUIPMENT ENCLOSURE |  |  | North | Silent Knight |  | Enclosure |  |  |  | Assembly | TRUE | 5815XL w/RMK5815 | ++ | SLC Loop Expander in Enclosure | 1 | 0.078 | 0.078 |  |  |  |  | TRUE | [5 empty] | #FFFF0000 | FA-EQUIPMENT ENCLOSURE | 1 | FALSE | FALSE | FALSE | [14 empty] | FALSE
NFPA 170 STROBE CEILING |  |  | North | Simplex |  | Strobe |  |  |  | Module | TRUE | 4906-9112 | + | Multi-candela strobe, Ceiling Mount, Fire, White, High Cd | 1 | 0 | 0 |  |  |  |  | TRUE | TRUE |  |  |  |  | #FF0070C0 | FA-NFPA 170 STROBE CEILING | 1 | FALSE | FALSE | FALSE | 2022 | [16 empty] | C
NFPA 170 HEAT DETECTOR |  |  | North | Simplex |  | Heat Detector |  |  |  | Module | TRUE | 4098-9733E w/4098-9792E | + | TrueAlarm Heat Detector w/TrueAlarm Sensor Standard Base - Environmental rated | 1 | 0.0008 | 0.001 |  |  |  |  | TRUE | TRUE |  |  |  |  | #FFFF0000 | FA-NFPA 170 HEAT DETECTOR | 1 | FALSE | FALSE | FALSE | 1403 | [16 empty] | ER
NFPA 170 DOCUMENT BOX |  |  | North | Simplex |  | Hardware |  |  |  | Hardware | TRUE | SSU00685 |  | CAB DOC STOR 12X13X2 2GB FLASH | 1 | [6 empty] | FALSE | [5 empty] | #FFFF0000 | FA-NFPA 170 DOCUMENT BOX | 1 | FALSE | FALSE | FALSE | [14 empty] | FALSE
|  |  | North | Simplex |  | Hardware |  |  |  | Hardware | TRUE | 4090-9801 | + | Adapter plate for semi-flush mounted box | 1 | [6 empty] | FALSE | [5 empty] | #FFFFFFFF |  |  | FALSE | FALSE | FALSE | [14 empty] | FALSE
|  |  | North | Simplex |  | Cards & Components |  |  |  | Card | TRUE | 4100-6005 |  | Power Supply/Battery Charger | 1 | 0 | 0 |  |  |  |  | TRUE | [5 empty] | #FFFFFFFF |  |  | FALSE | FALSE | FALSE
|  |  | North | Simplex |  | Cards & Components |  |  |  | Card | TRUE | 4007-9809 | ++ | Relay Module; relays for Alarm, Supervisory, and Trouble; rated 2 A resistive @ 32 VDC | 1 | 0.015 | 0.037 |  |  |  |  | TRUE | [5 empty] | #FFFFFFFF |  |  | FALSE | FALSE | FALSE
NFPA 170 SMOKE HEAT DETECTOR |  |  | North | Simplex |  | Smoke/Heat Detector |  |  |  | Module | TRUE | 4098-9754 w/4098-9793 | + | TrueAlarm Photoelectric and Heat Sensing Detector w/TrueAlarm Isolator Base | 1 | 0.0008 | 0.001 |  |  |  |  | TRUE | TRUE |  |  |  |  | #FFFF0000 | FA-NFPA 170 SMOKE HEAT DETECTOR | 1 | FALSE | FALSE | FALSE | 1402
|  |  | North | Simplex |  | Hardware |  |  |  | Hardware | TRUE | 4098-9792 |  | CHN SSD STANDARD BASE COO CHINA | 1 | [6 empty] | FALSE | [5 empty] | #FFFFFFFF |  |  | FALSE | FALSE | FALSE | [14 empty] | FALSE
|  |  | North | Simplex |  | Cards & Components |  |  |  | Card | TRUE | 4007-9803 | ++ | IDNet+ Loop Expansion Module; provides an additional isolated loop with short circuit isolation to the existing IDNet+ channel, also provides an additional 75 addressable points to the IDNet+ channel capacity, maximum of two | 1 | [6 empty] | TRUE | [5 empty] | #FFFFFFFF |  |  | FALSE | FALSE | FALSE
NFPA 170 SPEAKER CEILING |  |  | North | Simplex |  | Speaker |  |  |  | Module | TRUE | 49SO-APPLC-BA | + | Ceiling mount Addressable S/O appliance only. Assembled in USA | 1 | 0.0008 | 0.009 |  |  |  |  | TRUE | TRUE |  |  |  |  | #FF0070C0 | FA-NFPA 170 SPEAKER CEILING | 1 | FALSE | FALSE | FALSE | 2019 | [16 empty] | C
|  |  | North | Simplex |  | Cards & Components |  |  |  | Card | TRUE | 4100-3002 |  | Relay | 1 | 0.015 | 0.175 |  |  |  |  | TRUE | [5 empty] | #FFFFFFFF |  |  | FALSE | FALSE | FALSE
NFPA 170 HORN STROBE |  |  | North | Simplex |  | Horn/Strobe |  |  |  | Module | TRUE | 49CMTV-APPLW-BA | + | Multi-Tone Horn Strobes; SmartSync Controlled or Free-run; with 520 Hz output, Non-Addressable, Specify Cover, Assembled in USA | 1 | 0 | 0 |  |  |  |  | TRUE | [5 empty] | #FF0070C0 | FA-NFPA 170 HORN STROBE | 1 | FALSE | FALSE | FALSE | 2012
NFPA 170 HEAT DETECTOR |  |  | North | Simplex |  | Heat Detector |  |  |  | Module | TRUE | 4098-9733 w/4098-9789 | + | TrueAlarm Heat Detector w/TrueAlarm Sensor Base w/LED or Relay Connections | 1 | 0.0008 | 0.001 |  |  |  |  | TRUE | TRUE |  |  |  |  | #FFFF0000 | FA-NFPA 170 HEAT DETECTOR | 1 | FALSE | FALSE | FALSE | 1403
|  |  | North | Simplex |  | Hardware |  |  |  | Hardware | TRUE | 2975-9145 | + | Red Mounting Box, requires Adapter Plate A4905-9931 | 1 | 0 | 0 |  |  |  |  | TRUE | [5 empty] | #FFFFFFFF |  |  | FALSE | FALSE | FALSE
|  |  | North | Simplex |  | Hardware |  |  |  | Hardware | TRUE | 4100-7905 |  | FACTORY BUILT-MAIN CONFIGURED | 1 | [6 empty] | FALSE | [5 empty] | #FFFFFFFF |  |  | FALSE | FALSE | FALSE | [14 empty] | FALSE
|  |  | North | Simplex |  | Hardware |  |  |  | Hardware | TRUE | 4090-9802 | + | Adapter plate for surface mounted box | 1 | [6 empty] | FALSE | [5 empty] | #FFFFFFFF |  |  | FALSE | FALSE | FALSE | [14 empty] | FALSE
NFPA 170 HORN STROBE |  |  | North | Simplex |  | Horn/Strobe |  |  |  | Module | TRUE | 4906-9127 | + | Horn with Multi-Candela Strobe; Wall Mount, Red | 1 | 0 | 0 |  |  |  |  | TRUE | [5 empty] | #FF0070C0 | FA-NFPA 170 HORN STROBE | 1 | FALSE | FALSE | FALSE | 2012
|  |  | North | Simplex |  | Cards & Components |  |  |  | Card | TRUE | 4100-0153 |  | DACT | 1 | 0.035 | 0.05 |  |  |  |  | TRUE | [5 empty] | #FFFFFFFF |  |  | FALSE | FALSE | FALSE
|  |  | North | Simplex |  | Cards & Components |  |  |  | Card | TRUE | 4100-5013 |  | 8 point zone/relay 4 in. x 5 in. flat module. Supports eight Class B or four Class A IDCs. | 1 | 0.083 | 0.295 |  |  |  |  | TRUE | [5 empty] | #FFFFFFFF |  |  | FALSE | FALSE | FALSE
NFPA 170 FIRE ALARM CONTROL UNIT | RISER FACP |  | North | Simplex |  | Fire Alarm Control Unit |  |  |  | Assembly | TRUE | 4100-9111 (4100U) | ++ | 4100U Master Controller Assembly with LCD and operator interface, 9 A system power supply/battery charger (SPS), 250 point IDNet interface, 3 NACs, auxiliary relay, and external RUI communications interface | 1 | [6 empty] | FALSE | [5 empty] | #FFFF0000 | FA-NFPA 170 FIRE ALARM CONTROL UNIT | 1 | FALSE | FALSE | FALSE | 202 | [8 empty] | 7,12,18,33,50,110 |  |  |  |  | TRUE
NFPA 170 HEAT DETECTOR |  |  | North | Simplex |  | Heat Detector |  |  |  | Module | TRUE | 4098-9734 w/4098-9789 | + | TrueAlarm High Temp Heat Detector w/TrueAlarm Sensor Base w/LED or Relay Connections | 1 | 0.0008 | 0.001 |  |  |  |  | TRUE | TRUE |  |  |  |  | #FFFF0000 | FA-NFPA 170 HEAT DETECTOR | 1 | FALSE | FALSE | FALSE | 1403 | [16 empty] | HT
NFPA 170 SPEAKER STROBE |  |  | North | Simplex |  | Speaker/Strobe |  |  |  | Module | TRUE | 4903-9148 | + | Audible/visible notification appliance with multi-tapped speaker and high intensity xenon strobe, Red, Red, Horizontal Mount | 1 | [6 empty] | TRUE | [5 empty] | #FF0070C0 | FA-NFPA 170 SPEAKER STROBE | 1 | FALSE | FALSE | FALSE | 2019
|  |  | North | Simplex | [5 empty] | Module | TRUE | 4190-9859 | ++ | ES Net NIC dual channel multi-mode fiber media card | 1 | 0.135 | 0.135 | [10 empty] | #FFFFFFFF |  |  | FALSE | FALSE | FALSE
|  |  | North | Simplex |  | Cards & Components |  |  |  | Card | TRUE | 4100-0301 |  | LED Switch/Controller | 1 | 0.015 | 0.26 |  |  |  |  | TRUE | [5 empty] | #FFFFFFFF |  |  | FALSE | FALSE | FALSE
|  |  | North | Simplex |  | Hardware |  |  |  | Hardware | TRUE | 2081-9276 | ++ | System Batteries, Sealed Lead-Acid, 33 Ah 2081-9276 ("square" case, use for new) | 1 | [12 empty] | #FFFFFFFF |  |  | FALSE | FALSE | FALSE
|  |  | North | Simplex |  | Cards & Components |  |  |  | Card | TRUE | 4009-9201 Main Board | ++ | Main Board | 1 | 0.085 | 0.185 |  |  |  |  | TRUE | [5 empty] | #FFFFFFFF |  |  | FALSE | FALSE | FALSE | [14 empty] | FALSE
NFPA 170 SMOKE DETECTOR |  |  | North | Simplex |  | Smoke Detector |  |  |  | Module | TRUE | 4098-9714 | + | TrueAlarm Analog Sensors, Photoelectric smoke sensor, White | 1 | 0.0008 | 0.001 |  |  |  |  | FALSE | TRUE |  |  |  |  | #FFFF0000 | FA-NFPA 170 SMOKE DETECTOR | 1 | FALSE | FALSE | FALSE | 1408 | [13 empty] | FALSE
NFPA 170 SMOKE DETECTOR |  |  | North | Simplex |  | Smoke Detector |  |  |  | Module | TRUE | 4098-9778 w/4098-9793 | + | TrueAlarm Photoelectric Smoke Detector w/TrueAlarm Isolator Sensor Base - Black | 1 | 0.0008 | 0.001 |  |  |  |  | TRUE | TRUE |  |  |  |  | #FFFF0000 | FA-NFPA 170 SMOKE DETECTOR | 1 | FALSE | FALSE | FALSE | 1408 | [16 empty] | P
NFPA 170 SMOKE DETECTOR |  |  | North | Simplex |  | Smoke Detector |  |  |  | Module | TRUE | 4098-9774 w/4098-9775 | + | TrueAlarm Photoelectric Smoke Detector w/TrueAlarm Sensor Base w/LED or Relay Connections - Black | 1 | 0.0008 | 0.001 |  |  |  |  | TRUE | TRUE |  |  |  |  | #FFFF0000 | FA-NFPA 170 SMOKE DETECTOR | 1 | FALSE | FALSE | FALSE | 1408 | [16 empty] | P
|  |  | North | Simplex |  | Cards & Components |  |  |  | Card | TRUE | 4010-9402 Main Board | ++ | Main Board | 1 | 0.316 | 0.43 |  |  |  |  | TRUE | [5 empty] | #FFFFFFFF |  |  | FALSE | FALSE | FALSE | [14 empty] | FALSE
NFPA 170 ADDRESSABLE INPUT MONITOR MODULE |  |  | North | Simplex |  | Addressable Module |  |  |  | Module | TRUE | 4090-9116 | + | Addressable IDNet Communications Isolator | 1 | 0.0008 | 0.001 |  |  |  |  | TRUE | [5 empty] | #FFFF0000 | FA-NFPA 170 ADDRESSABLE INPUT MONITOR MODULE | 1 | FALSE | FALSE | FALSE | 1000
NFPA 170 SMOKE DETECTOR |  |  | North | Simplex |  | Smoke Detector |  |  |  | Module | TRUE | 4098-9778 w/4098-9775 | + | TrueAlarm Photoelectric Smoke Detector w/TrueAlarm Sensor Base w/LED or Relay Connections - Black | 1 | 0.0008 | 0.001 |  |  |  |  | TRUE | TRUE |  |  |  |  | #FFFF0000 | FA-NFPA 170 SMOKE DETECTOR | 1 | FALSE | FALSE | FALSE | 1408 | [16 empty] | P
NFPA 170 ADDRESSABLE INPUT MONITOR MODULE |  |  | North | Simplex |  | Addressable Module |  |  |  | Module | TRUE | 4090-5261 | + | IDNet Dual Addressable Supervised Module IAM | 1 | 0.0008 | 0.001 |  |  |  |  | TRUE | [5 empty] | #FFFF0000 | FA-NFPA 170 ADDRESSABLE INPUT MONITOR MODULE | 1 | FALSE | FALSE | FALSE | 1000 | [16 empty] | DUAL
NFPA 170 SMOKE DETECTOR |  |  | North | Simplex |  | Smoke Detector |  |  |  | Module | TRUE | 4098-9601 w/4098-9788 | + | TrueAlarm Photoelectric Smoke Detector w/TrueAlarm Sensor 2-Wire Base | 1 | 0.0001 | 0.024 |  |  |  |  | TRUE | TRUE |  |  |  |  | #FFFF0000 | FA-NFPA 170 SMOKE DETECTOR | 1 | FALSE | FALSE | FALSE | 1408
NFPA 170 SYNC MODULE |  |  | North | Simplex |  | Sync Module |  |  |  | Module | TRUE | 4905-9938 |  | SmartSync Control Module with Class B or Class A output | 1 | 0 | 0.03 |  |  |  |  | TRUE | [5 empty] | #FFFF0000 | FA-NFPA 170 SYNC MODULE | 1 | FALSE | FALSE | FALSE | 1300
NFPA 170 HEAT DETECTOR |  |  | North | Simplex |  | Heat Detector |  |  |  | Module | TRUE | 4098-9733 w/4098-9792 | + | TrueAlarm Heat Detector w/TrueAlarm Sensor Standard Base | 1 | 0.0008 | 0.001 |  |  |  |  | TRUE | TRUE |  |  |  |  | #FFFF0000 | FA-NFPA 170 HEAT DETECTOR | 1 | FALSE | FALSE | FALSE | 1403