NFPA 170 SPEAKER STROBE |  |  | North | Simplex |  | Speaker/Strobe |  |  |  | Module | TRUE | 49SV-APPLW | + | Wall Mount Addressable S/V Appliance only | 1 | 0 | 0 |  |  |  |  | TRUE | FALSE |  |  |  |  | #FF0070C0 | FA-NFPA 170 SPEAKER STROBE | 1 | FALSE | FALSE | FALSE | 2019
NFPA 170 MANUAL PULL |  |  | North | Simplex |  | Manual Station |  |  |  | Module | TRUE | 2099-9107 | ++ | Non-Coded, Non-Addressable Manual Station, Single Action | 1 | [6 empty] | FALSE | TRUE | Flush | Single gang box 2-1/2" deep 4" square box, 2-1/8" (54 mm) minimum | 5" H x 3-3/4" W x 1" D (127 mm x 95 mm x 25 mm) |  | #FFFF0000 | FA-NFPA 170 MANUAL PULL | 1 | FALSE | FALSE | FALSE | 1408 | [13 empty] | FALSE |  |  | SBP
NFPA 170 REMOTE ANNUNCIATOR | RISER ANNUNCIATOR |  | North | Simplex | [5 empty] | Assembly | TRUE | 4606-9102 |  | REMOTE LCD ANNUN FOR 4010ES | [7 empty] | FALSE | [5 empty] | #FFFF0000 | FA-NFPA 170 REMOTE ANNUNCIATOR | 1 | FALSE | FALSE |  | 255 | [8 empty] | 7,12,18 |  |  |  |  | TRUE
|  |  | North | Simplex |  | Cards & Components |  |  |  | Card | TRUE | 4007-9101(BA) CPU |  | CPU Assembly | 1 | 0.145 | 0.19 |  |  |  |  | TRUE | [5 empty] | #FFFFFFFF |  |  | FALSE | FALSE | FALSE | [9 empty] | 7,12,18 |  |  |  |  | TRUE
|  |  | North | Simplex |  | Hardware |  |  |  | Hardware | TRUE | 4098-9856 | + | Sampling Tube 24" to 46" (610 mm to 1168 mm) | 1 | 0 | 0 |  |  |  |  | TRUE | [5 empty] | #FFFFFFFF |  |  | FALSE | FALSE | FALSE
NFPA 170 STROBE CEILING |  |  | North | Simplex |  | Strobe |  |  |  | Module | TRUE | 4906-9208 | + | Multi-Candela Addressable Combination Strobe assembly with amber lens, ALERT strobe on top and clear lens, FIRE strobe on bottom, Red | 1 | 0 | 0 |  |  |  |  | TRUE | TRUE |  |  |  |  | #FF0070C0 | FA-NFPA 170 STROBE CEILING | 1 | FALSE | FALSE | FALSE | 2022 | [16 empty] | C
NFPA 170 MANUAL PULL |  |  | North | Simplex |  | Manual Station |  |  |  | Module | TRUE | 2099-9105 | ++ | Non-Coded, Non-Addressable Manual Station, Double Action | 1 | [6 empty] | FALSE | TRUE | Flush | Single gang box 2-1/2" deep 4" square box, 2-1/8" (54 mm) minimum | 5" H x 3-3/4" W x 1" D (127 mm x 95 mm x 25 mm) |  | #FFFF0000 | FA-NFPA 170 MANUAL PULL | 1 | FALSE | FALSE | FALSE | 1408 | [13 empty] | FALSE |  |  | SBP
NFPA 170 FIRE PHONE |  |  | North | Simplex |  | Fire Phone |  |  |  | Module | TRUE | 2084-9024 | ++ | Push-to-talk pluggable phone, for use with 2094-9002 or 2084-9023 jack stations | 1 | [6 empty] | FALSE | [5 empty] | #FFFF0000 | FA-NFPA 170 FIRE PHONE | 1 | FALSE | FALSE | FALSE | [14 empty] | FALSE
NFPA 170 MANUAL PULL |  |  | North | Simplex |  | Manual Station |  |  |  | Module | TRUE | 2099-9755 | ++ | Non-Coded, Non-Addressable Manual Station, Single Action | 1 | [6 empty] | FALSE | TRUE | Flush | Single gang box 2-1/2" deep 4" square box, 2-1/8" (54 mm) minimum | 5" H x 3-3/4" W x 1" D (127 mm x 95 mm x 25 mm) |  | #FFFF0000 | FA-NFPA 170 MANUAL PULL | 1 | FALSE | FALSE | FALSE | 1408 | [13 empty] | FALSE |  |  | SBP
NFPA 170 HORN CEILING |  |  | North | Simplex |  | Horn |  |  |  | Module | TRUE | 49AO-APPLC | + | Audible Only Notification Appliances, Indoor Ceiling Mount Electronic Horns, Specify Cover | 1 | 0 | 0 |  |  |  |  | TRUE | TRUE |  |  |  |  | #FF0070C0 | FA-NFPA 170 HORN CEILING | 1 | FALSE | FALSE | FALSE | 2013 | [16 empty] | C
NFPA 170 NON ADDRESSABLE RELAY |  |  | North | Simplex |  | Non-Addressable Relay |  |  |  | Module | TRUE | 4098-9860 | + | Supervised Relay, mounts remote or in base electrical box For use with A4098-9780 base | 1 | 0 | 0 |  |  |  |  | TRUE | [5 empty] | #FFFF0000 | FA-NFPA 170 NON ADDRESSABLE RELAY | 1 | FALSE | FALSE | FALSE | 1300
|  |  | North | Simplex |  | Hardware |  |  |  | Hardware | TRUE | 252-019 | + | B key for manual station reset | 1 | [6 empty] | TRUE | [5 empty] | #FFFFFFFF |  |  | FALSE | FALSE | FALSE
|  |  | North | Simplex |  | Cards & Components |  |  |  | Card | TRUE | 4006-912x Main Board | ++ | Main Board | 1 | 0.148 | 0.21 | 3 |  |  |  | TRUE | [5 empty] | #FFFFFFFF |  |  | FALSE | FALSE | FALSE | [14 empty] | FALSE
NFPA 170 FIRE ALARM CONTROL UNIT | RISER FACP |  | North | Simplex |  | Fire Alarm Control Unit |  |  |  | Assembly | TRUE | 4010-9622 | ++ | Basic control unit with 2x40 LCD Operator Interface, 6 A ESS/battery charger, (1) Two-loop Isolated IDNet 2 Communications Channel and (1) Fourloop Isolated IDNet 2+2 Communications Module, Class A or Class B, with support for up to 500 addressable IDNet points; and (2) 3 A, Class B, IDNAC SLCs with support for up to 254 addressable notification appliances, Platinum | 1 | [6 empty] | TRUE | [5 empty] | #FFFF0000 | FA-NFPA 170 FIRE ALARM CONTROL UNIT | 1 | FALSE | FALSE | FALSE | 202 | [8 empty] | 7,12,18,26,33,55,65,110 |  | 50 |  |  | TRUE
NFPA 170 SPEAKER STROBE CEILING |  |  | North | Simplex |  | Speaker/Strobe |  |  |  | Module | TRUE | 49HFV-APPLC-BA | + | Ceiling mount Addressable High fidelity S/V appliance only. Assembled in USA | 1 | 0 | 0 |  |  |  |  | TRUE | TRUE |  |  |  |  | #FF0070C0 | FA-NFPA 170 SPEAKER STROBE CEILING | 1 | FALSE | FALSE | FALSE | 2019 | [16 empty] | C
|  |  | North | Simplex |  | Hardware |  |  |  | Hardware | TRUE | 2081-9288 | ++ | System Batteries, Sealed Lead-Acid, 12.7 Ah | 1 | 0 | 0 |  |  |  |  | TRUE | [5 empty] | #FFFFFFFF |  |  | FALSE | FALSE | FALSE
|  |  | North | Simplex |  | Cards & Components |  |  |  | Card | TRUE | 4009-9809 | + | IDNet Repeater, output is Class A or Class B | 1 | 0.07 | 0.07 |  |  |  |  | TRUE | [5 empty] | #FFFFFFFF |  |  | FALSE | FALSE | FALSE
|  |  | North | Simplex |  | Cards & Components |  |  |  | Card | TRUE | 4002 4 Zone Adder Card | ++ | 4002 4 Zone Adder Card | 1 | 0.13 | 0.16 | 3 |  |  |  | TRUE | [5 empty] | #FFFFFFFF |  |  | FALSE | FALSE | FALSE | [14 empty] | FALSE
NFPA 170 SMOKE DETECTOR |  |  | North | Simplex |  | Smoke Detector |  |  |  | Module | TRUE | 4098-9778 w/4098-9776 | + | TrueAlarm Photoelectric Smoke Detector w/TrueAlarm Standard Sensor Base - Black | 1 | 0.0008 | 0.001 |  |  |  |  | TRUE | TRUE |  |  |  |  | #FFFF0000 | FA-NFPA 170 SMOKE DETECTOR | 1 | FALSE | FALSE | FALSE | 1408 | [16 empty] | P
NFPA 170 REMOTE ANNUNCIATOR |  |  | North | Simplex |  | Cards & Components |  |  |  | Module | TRUE | 4100-9404 | ++ | Remote ES Touch Screen Display, red | 1 | 0.16 | 0.225 |  |  |  |  | TRUE | [5 empty] | #FFFF0000 | FA-NFPA 170 REMOTE ANNUNCIATOR | 1 | FALSE | FALSE | FALSE
NFPA 170 DUCT SMOKE DETECTOR |  |  | North | Simplex |  | Duct Smoke Detector |  |  |  | Module | TRUE | 4098-9756 w/4098-9714 | + | Duct Sensor Housing with supervised multiple relay output, requires separate 24 VDC fire alarm power and A4081-9008 end-of-line resistor harness; includes one 4098-9843 relay | 1 | 0.0008 | 0.001 |  |  |  |  | TRUE | TRUE |  |  | 4 ⅛" H x 4" W x 1 ⅜" D (105 mm x 102 mm x 35 mm) |  | #FFFF0000 | FA-NFPA 170 DUCT SMOKE DETECTOR | 1 | FALSE | FALSE | FALSE | 1400 | [16 empty] | R
NFPA 170 SPEAKER WALL |  |  | North | Simplex |  | Speaker |  |  |  | Module | TRUE | 4902-9721 |  | SPEAKER WHITE TRUEALERT | 1 | [6 empty] | TRUE | [5 empty] | #FF0070C0 | FA-NFPA 170 SPEAKER WALL | 1 | FALSE | FALSE | FALSE | 2021
|  |  | North | Simplex |  | Hardware |  |  |  | Hardware | TRUE | 4100-0011 |  | FACTORY USE ONLY-AUDIO SHIPKIT | 1 | [12 empty] | #FFFFFFFF |  |  | FALSE | FALSE | FALSE
|  |  | North | Simplex |  | Cards & Components |  |  |  | Card | TRUE | 4100-5115 |  | XPS EXPANSION MODULE, 3 NACS | 1 | [6 empty] | TRUE | [5 empty] | #FFFFFFFF |  |  | FALSE | FALSE | FALSE
|  |  | North | Simplex |  | Cards & Components |  |  |  | Card | TRUE | 4010-2504 |  | CSG with IP Communicator | 1 | 0.125 | 0.125 |  |  |  |  | TRUE | [5 empty] | #FFFFFFFF |  |  | FALSE | FALSE | FALSE
NFPA 170 SPEAKER STROBE CEILING |  |  | North | Simplex |  | Speaker/Strobe |  |  |  | Module | TRUE | 4906-9254 | ++ | Multi-Tapped Speaker with Multi-Candela Addressable Strobe, White, Fire, Ceiling | 1 | [6 empty] | TRUE | TRUE |  |  | 7 1/2 in. or 191 mm diameter speaker housing, 1/2 in. or 13 mm deep; lens extends 2 5/8 in. or 67 mm above housing; extension into box = 2 3/4 in. or 70 mm |  | #FF0070C0 | FA-NFPA 170 SPEAKER STROBE CEILING | 1 | FALSE | FALSE | FALSE | 2019 | [16 empty] | C
NFPA 170 FIRE PHONE |  |  | North | Simplex |  | Fire Phone |  |  |  | Module | TRUE | 2084-9014 | ++ | Red pluggable phone, for use with 2094-9002 or 2084-9023 jack stations | 1 | [6 empty] | FALSE | [5 empty] | #FFFF0000 | FA-NFPA 170 FIRE PHONE | 1 | FALSE | FALSE | FALSE | [14 empty] | FALSE
NFPA 170 SPEAKER STROBE |  |  | North | Simplex |  | Speaker/Strobe |  |  |  | Module | TRUE | 4906-9153 | + | Multi-tapped Speaker with Multi-Candela Synchronized Strobe, White | 1 | [6 empty] | TRUE | [5 empty] | #FF0070C0 | FA-NFPA 170 SPEAKER STROBE | 1 | FALSE | FALSE | FALSE | 2019
NFPA 170 FIRE ALARM CONTROL UNIT | RISER FACP |  | North | Simplex |  | Fire Alarm Control Unit |  |  |  | Assembly | TRUE | 4006-9101 | ++ | Standard fire alarm control panel, Red | 1 | [6 empty] | FALSE | [5 empty] | #FFFF0000 | FA-NFPA 170 FIRE ALARM CONTROL UNIT | 1 | FALSE | FALSE | FALSE | 202 | [13 empty] | TRUE
NFPA 170 DUCT SMOKE DETECTOR |  |  | North | Simplex |  | Duct Smoke Detector |  |  |  | Module | TRUE | 4098-9755 w/4098-9714 | + | In-Duct Sensor Housing with beige mounting box, (requires 4098-9714 sensor) | 1 | 0.0008 | 0.001 |  |  |  |  | FALSE | TRUE |  |  |  |  | #FFFF0000 | FA-NFPA 170 DUCT SMOKE DETECTOR | 1 | FALSE | FALSE | FALSE | 1400 | [13 empty] | FALSE
NFPA 170 NON ADDRESSABLE RELAY |  |  | North | Simplex |  | Non-Addressable Relay |  |  |  | Module | TRUE | 4098-9822 | + | Unsupervised Relay, tracks base led status; Note: Mounts only in base electrical box | 1 | 0 | 0 |  |  |  |  | TRUE | [5 empty] | #FFFF0000 | FA-NFPA 170 NON ADDRESSABLE RELAY | 1 | FALSE | FALSE | FALSE | 1300
GenericN INTERFACE MODULE |  |  | North | Simplex |  | Interface Module |  |  |  | Module | TRUE | 4100-6048 | ++ | Intelligent Interface Module, mounted in 4100ES FACU | 1 | 0.132 | 0.132 |  |  | 24 |  | TRUE | [5 empty] | #FFFF0000 | FA-GenericN INTERFACE MODULE | 1 | FALSE | FALSE | FALSE
NFPA 170 DUCT SMOKE DETECTOR |  |  | North | Simplex |  | Duct Smoke Detector |  |  |  | Module | TRUE | 4098-9750 | + | In-Duct Sensor Housing with beige mounting box, (requires 4098-9714 sensor) w/o relay | 1 | 0.0008 | 0.001 |  |  |  |  | TRUE | TRUE |  |  |  |  | #FFFF0000 | FA-NFPA 170 DUCT SMOKE DETECTOR | 1 | FALSE | FALSE | FALSE | 1400
|  |  | North | Simplex |  | Hardware |  |  |  | Hardware | TRUE | 4905-9947 |  | SKIRT, SPKR/STROBE WHITE | 1 | [12 empty] | #FFFFFFFF |  |  | FALSE | FALSE | FALSE
NFPA 170 SMOKE DETECTOR |  |  | North | Simplex |  | Smoke Detector |  |  |  | Module | TRUE | 4098-9714 w/4098-9789 | + | TrueAlarm Analog Sensors, Photoelectric smoke sensor, White, Standard Base w/LED or Relay Connections | 1 | 0.0008 | 0.001 |  |  |  |  | FALSE | TRUE |  |  |  |  | #FFFF0000 | FA-NFPA 170 SMOKE DETECTOR | 1 | FALSE | FALSE | FALSE | 1408 | [13 empty] | FALSE
NFPA 170 MANUAL PULL |  |  | North | Simplex |  | Manual Station |  |  |  | Module | TRUE | 2099-9762 | ++ | Non-Coded, Non-Addressable Manual Station, Single Action | 1 | [6 empty] | FALSE | TRUE | Flush | Single gang box 2-1/2" deep 4" square box, 2-1/8" (54 mm) minimum | 5" H x 3-3/4" W x 1" D (127 mm x 95 mm x 25 mm) |  | #FFFF0000 | FA-NFPA 170 MANUAL PULL | 1 | FALSE | FALSE | FALSE | 1408 | [13 empty] | FALSE |  |  | SBP
|  |  | North | Simplex | [5 empty] | Module | TRUE | 4007-6309 | ++ | ES Net NIC dual channel DSL media card | 1 | 0.155 | 0.155 | [10 empty] | #FFFFFFFF |  |  | FALSE | FALSE | FALSE
NFPA 170 STROBE WALL |  |  | North | Simplex |  | Strobe |  |  |  | Module | TRUE | 49VO-APPLW-O | + | Wall Mount Weatherproof Visible and Audible/Visible Notification Appliances, Specify Cover | 1 | 0 | 0 |  |  |  |  | TRUE | [5 empty] | #FF0070C0 | FA-NFPA 170 STROBE WALL | 1 | FALSE | FALSE | FALSE | 2012 | [16 empty] | WP
NFPA 170 HORN |  |  | North | Simplex |  | Horn |  |  |  | Module | TRUE | 49AO-APPLW | + | Audible Notification Appliances, Electronic Horns, Specify Cover | 1 | 0 | 0 |  |  |  |  | TRUE | TRUE |  |  |  |  | #FF0070C0 | FA-NFPA 170 HORN | 1 | FALSE | FALSE | FALSE | 2013
|  |  | North | Simplex |  | Hardware |  |  |  | Hardware | TRUE | 2081-9271 | ++ | System Batteries, Sealed Lead-Acid, 33 Ah (rectangular case, typically for service) | 1 | 0 | 0 |  |  |  |  | TRUE | [5 empty] | #FFFFFFFF |  |  | FALSE | FALSE | FALSE
NFPA 170 STROBE WALL |  |  | North | Simplex |  | Strobe |  |  |  | Module | TRUE | 4906-9109 | + | Multi-candela strobe, Wall Mount, Fire, Red, High Cd | 1 | 0 | 0 |  |  |  |  | TRUE | [5 empty] | #FF0070C0 | FA-NFPA 170 STROBE WALL | 1 | FALSE | FALSE | FALSE | 2023
|  |  | North | Simplex |  | Hardware |  |  |  | Hardware | TRUE | ETHEDROP |  | ETHERNET-NETWORK COMPATIBLE | 1 | [6 empty] | FALSE | [5 empty] | #FFFFFFFF |  |  | FALSE | FALSE | FALSE | [14 empty] | FALSE
|  |  | North | Simplex |  | Cards & Components |  |  |  | Card | TRUE | 4007-9808 | ++ | City Circuit Module without Disconnect Switch | 1 | 0.02 | 0.036 |  |  |  |  | TRUE | [5 empty] | #FFFFFFFF |  |  | FALSE | FALSE | FALSE
NFPA 170 SPEAKER STROBE |  |  | North | Simplex |  | Speaker/Strobe |  |  |  | Module | TRUE | 49HFV-APPLW | + | Wall Mount Addressable High fidelity S/V appliance only | 1 | 0 | 0 |  |  |  |  | TRUE | [5 empty] | #FF0070C0 | FA-NFPA 170 SPEAKER STROBE | 1 | FALSE | FALSE | FALSE | 2019
|  |  | North | Simplex |  | Cards & Components |  |  |  | Card | TRUE | 4007-6302 |  | Right port, single-mode 4120 duplex fiber media card | 1 | 0.055 | 0.055 |  |  |  |  | TRUE | [5 empty] | #FFFFFFFF |  |  | FALSE | FALSE | FALSE
NFPA 170 FIRE ALARM CONTROL UNIT | RISER FACP |  | North | Simplex |  | Fire Alarm Control Unit |  |  |  | Assembly | TRUE | 4100/4120 Universal Transponder 2 | ++ | Universal Transponder 2 | 1 | [6 empty] | FALSE | [5 empty] | #FFFF0000 | FA-NFPA 170 FIRE ALARM CONTROL UNIT | 1 | FALSE | FALSE | FALSE | 202 | [13 empty] | TRUE
NFPA 170 MANUAL PULL |  |  | North | Simplex |  | Manual Station |  |  |  | Module | TRUE | 4099-9005 | + | Addressable manual station, Double Action, Breakglass operation, English | 1 | 0.0008 | 0.001 |  |  |  |  | TRUE | FALSE |  |  |  |  | #FFFF0000 | FA-NFPA 170 MANUAL PULL | 1 | FALSE | FALSE | FALSE | 957
NFPA 170 ABORT SWITCH |  |  | North | Simplex |  | Switch |  |  |  | Module | TRUE | 2080-9059 | ++ | Flush mount maintenance switch with Disconnect Indicator Lamp | 1 | [6 empty] | TRUE | [5 empty] | #FFFF0000 | FA-NFPA 170 ABORT SWITCH | 1 | FALSE | FALSE | FALSE
|  |  | North | Simplex |  | Hardware |  |  |  | Hardware | TRUE | 4100-9926 |  | 4100ES RETROKT 3 BAY BGE SLD D | 1 | [12 empty] | #FFFFFFFF |  |  | FALSE | FALSE | FALSE
|  |  | North | Simplex |  | Cards & Components |  |  |  | Card | TRUE | 4009-9808 | + | Dual Class A adapter (for two NAC outputs) | 1 | 0 | 0 |  |  |  |  | TRUE | [5 empty] | #FFFFFFFF |  |  | FALSE | FALSE | FALSE
NFPA 170 REMOTE ANNUNCIATOR | RISER ANNUNCIATOR |  | North | Simplex |  | Remote Annunciator |  |  |  | Module | TRUE | 4606-9202 | + | Remote Color Touchscreen LCD Annunciator; for flush mounting in a 5-gang RACO 944 box, or equal, supplied separately - Red | 1 | 0.045 | 0.124 |  |  |  |  | TRUE | [5 empty] | #FFFF0000 | FA-NFPA 170 REMOTE ANNUNCIATOR | 1 | FALSE | FALSE | FALSE | 255
NFPA 170 STROBE WALL |  |  | North | Simplex |  | Strobe |  |  |  | Module | TRUE | 49VO-APPLW-O-BA | + | Wall Mount Weatherproof Visible and Audible/Visible Notification Appliances, Specify Cover, Assembled in USA | 1 | 0 | 0 |  |  |  |  | TRUE | [5 empty] | #FF0070C0 | FA-NFPA 170 STROBE WALL | 1 | FALSE | FALSE | FALSE | 2012 | [16 empty] | WP
NFPA 170 MANUAL PULL |  |  | North | Simplex |  | Manual Station |  |  |  | Module | TRUE | 4099-9021 | + | Addressable manual station, Single Action NO GRIP operation, English | 1 | 0.0008 | 0.001 |  |  |  |  | TRUE | FALSE |  |  |  |  | #FFFF0000 | FA-NFPA 170 MANUAL PULL | 1 | FALSE | FALSE | FALSE | 957
NFPA 170 DUCT SMOKE DETECTOR |  |  | North | Simplex |  | Duct Smoke Detector |  |  |  | Module | TRUE | A4098-9751 w/A4098-9714 | + | In-Duct Sensor Housing with beige mounting box, (requires 4098-9714 sensor) w relay | 1 | 0.0008 | 0.001 |  |  |  |  | TRUE | TRUE |  |  |  |  | #FFFF0000 | FA-NFPA 170 DUCT SMOKE DETECTOR | 1 | FALSE | FALSE | FALSE | 1400
NFPA 170 HEAT DETECTOR |  |  | North | Simplex |  | Heat Detector |  |  |  | Module | TRUE | 4098-9614E w/4098-9788E | + | Electronic Heat Detector 2-Wire 200° F (57° C), High Humidity | 1 | 0.0001 | 0.086 |  |  |  |  | TRUE | TRUE |  |  |  |  | #FFFF0000 | FA-NFPA 170 HEAT DETECTOR | 1 | FALSE | FALSE | FALSE | 1403 | [16 empty] | 200
|  |  | North | Simplex | [5 empty] | Module | TRUE | 4010-6310 | ++ | ES Net NICs for 4010ES, Two vertical blocks | 1 | 0.12 | 0.12 | [10 empty] | #FFFFFFFF |  |  | FALSE | FALSE | FALSE
|  |  | North | Simplex |  | Cards & Components |  |  |  | Card | TRUE | 4007-9807 | ++ | City Circuit Module with Disconnect Switch | 1 | 0.02 | 0.036 |  |  |  |  | TRUE | [5 empty] | #FFFFFFFF |  |  | FALSE | FALSE | FALSE
|  |  | North | Simplex | [5 empty] | Module | TRUE | 4010-6308 | ++ | ES Net NIC dual channel multi-mode fiber media card | 1 | 0.135 | 0.135 | [10 empty] | #FFFFFFFF |  |  | FALSE | FALSE | FALSE
|  |  | North | Simplex |  | Cards & Components |  |  |  | Card | TRUE | 4100-7003 |  | Master Controller | 1 | 0.292 | 0.292 |  |  |  |  | TRUE | [5 empty] | #FFFFFFFF |  |  | FALSE | FALSE | FALSE
NFPA 170 HORN CEILING |  |  | North | Simplex |  | Horn |  |  |  | Module | TRUE | 49AO-APPLC-O | + | Audible Only Notification Appliances, Weatherproof Ceiling Mount Electronic Horns, Specify Cover | 1 | 0 | 0 |  |  |  |  | TRUE | TRUE |  |  |  |  | #FF0070C0 | FA-NFPA 170 HORN CEILING | 1 | FALSE | FALSE | FALSE | 2013 | [16 empty] | C, WP
NFPA 170 STROBE CEILING |  |  | North | Simplex |  | Strobe |  |  |  | Module | TRUE | 4906-9207 | + | Multi-Candela Addressable Ceiling Mount Strobe, white with red "ALERT" lettering with amber lens; | 1 | 0 | 0 |  |  |  |  | TRUE | TRUE |  |  |  |  | #FF0070C0 | FA-NFPA 170 STROBE CEILING | 1 | FALSE | FALSE | FALSE | 2022 | [16 empty] | C
NFPA 170 SPEAKER STROBE CEILING |  |  | North | Simplex |  | Speaker/Strobe |  |  |  | Module | TRUE | 49SV-APPLC | + | Ceiling Mount Addressable S/V Appliance only | 1 | 0 | 0 |  |  |  |  | TRUE | TRUE |  |  |  |  | #FF0070C0 | FA-NFPA 170 SPEAKER STROBE CEILING | 1 | FALSE | FALSE | FALSE | 2019 | [16 empty] | C
|  |  | North | Simplex |  | Cards & Components |  |  |  | Card | TRUE | 4002 Main Board | ++ | 4002 Main Board | 1 | 0.13 | 0.16 | 3 |  |  |  | TRUE | [5 empty] | #FFFFFFFF |  |  | FALSE | FALSE | FALSE | [14 empty] | FALSE
|  |  | North | Simplex |  | Cards & Components |  |  |  | Card | TRUE | 4007-9810 |  | Modular Network Interface Card; Class B or Class X | 1 | 0.03 | 0.03 |  |  |  |  | TRUE | [5 empty] | #FFFFFFFF |  |  | FALSE | FALSE | FALSE
|  |  | North | Simplex |  | Hardware |  |  |  | Hardware | TRUE | 4100-2302 |  | 8 SLOT EXP BAY FILLER PANEL | 1 | [6 empty] | FALSE | [5 empty] | #FFFFFFFF |  |  | FALSE | FALSE | FALSE | [14 empty] | FALSE
NFPA 170 SPEAKER STROBE |  |  | North | Simplex |  | Speaker/Strobe |  |  |  | Module | TRUE | 4906-9253 | ++ | Multi-Tapped Speaker with Multi-Candela Addressable Strobe, White, Fire, Wall | 1 | [6 empty] | TRUE |  |  |  | 7 1/4 in. H x 5 in. W x 2 5/8 in. D or 184 mm x 127 mm x 67 mm |  | #FF0070C0 | FA-NFPA 170 SPEAKER STROBE | 1 | FALSE | FALSE | FALSE | 2019
NFPA 170 HEAT DETECTOR |  |  | North | Simplex |  | Heat Detector |  |  |  | Module | TRUE | 4098-9615E w/4098-9682E | + | Electronic Heat Detector 4-Wire 200° F (57° C) with auxiliary alarm relay output, High Humidity | 1 | 0.0001 | 0.024 |  |  |  |  | TRUE | TRUE |  |  |  |  | #FFFF0000 | FA-NFPA 170 HEAT DETECTOR | 1 | FALSE | FALSE | FALSE | 1403 | [16 empty] | 200¦RR
|  |  | North | Simplex |  | Hardware |  |  |  | Hardware | TRUE | 4100-1289 |  | 64/64 LED Switch Controller (2nd controller per bay) | 1 | 0.02 | 0.26 | [10 empty] | #FFFFFFFF |  |  | FALSE | FALSE | FALSE
|  |  | North | Simplex |  | Hardware |  |  |  | Hardware | TRUE | 2975-9022 | + | Cast aluminum surface mount box, red | 1 | 0 | 0 |  |  |  |  | TRUE | [5 empty] | #FFFFFFFF |  |  | FALSE | FALSE | FALSE
NFPA 170 FIRE ALARM CONTROL UNIT | RISER FACP |  | North | Simplex |  | Fire Alarm Control Unit |  |  |  | Assembly | TRUE | 4100-9111 | ++ | 4100ES Master Controller Assembly with LCD and operator interface, 9 A system power supply/battery charger (SPS), three NACs, auxiliary relay, and external RUI+ (isolated or un-isolated) communications interface | 1 | [6 empty] | FALSE | [5 empty] | #FFFF0000 | FA-NFPA 170 FIRE ALARM CONTROL UNIT | 1 | FALSE | FALSE | FALSE | 202 | [8 empty] | 7,12,18,33,50,110 |  |  |  |  | TRUE
NFPA 170 SPEAKER STROBE CEILING |  |  | North | Simplex |  | Speaker/Strobe |  |  |  | Module | TRUE | 49SVH-APPLC-O | + | Ceiling Mount Addressable Weatherproof S/V Appliance Only. | 1 | 0 | 0 |  |  |  |  | TRUE | TRUE |  |  |  |  | #FF0070C0 | FA-NFPA 170 SPEAKER STROBE CEILING | 1 | FALSE | FALSE | FALSE | 2019 | [16 empty] | C, WP
|  |  | North | Simplex |  | Cards & Components |  |  |  | Card | TRUE | 4006-910x Main Board | ++ | Main Board | 1 | 0.13 | 0.16 | 3 |  |  |  | TRUE | [5 empty] | #FFFFFFFF |  |  | FALSE | FALSE | FALSE | [14 empty] | FALSE
NFPA 170 HEAT DETECTOR |  |  | North | Simplex |  | Heat Detector |  |  |  | Module | TRUE | 4098-9612E w/4098-9682E | + | Electronic Heat Detector 4-Wire 135° F (57° C) with auxiliary alarm relay output, High Humidity | 1 | 0.0001 | 0.024 |  |  |  |  | TRUE | TRUE |  |  |  |  | #FFFF0000 | FA-NFPA 170 HEAT DETECTOR | 1 | FALSE | FALSE | FALSE | 1403 | [16 empty] | 135
NFPA 170 SMOKE DETECTOR |  |  | North | Simplex |  | Smoke Detector |  |  |  | Module | TRUE | 2098-9203 | ++ | Photoelectric Detector | 1 | 0.04 | 0.086 |  |  |  |  | FALSE | TRUE |  |  |  |  | #FFFF0000 | FA-NFPA 170 SMOKE DETECTOR | 1 | FALSE | FALSE | FALSE | 1408 | [13 empty] | FALSE |  |  | SBP
NFPA 170 REMOTE ANNUNCIATOR | RISER ANNUNCIATOR |  | North | Simplex |  | Remote Annunciator |  |  |  | Module | TRUE | 4606-9102 | ++ | Remote LCD Annunciator with beige trim for use with 4010ES fire alarm control panels | 1 | 0.065 | 0.14 |  |  |  |  | TRUE | [5 empty] | #FFFF0000 | FA-NFPA 170 REMOTE ANNUNCIATOR | 1 | FALSE | FALSE | FALSE | 255
NFPA 170 HORN STROBE CEILING |  |  | North | Simplex |  | Horn/Strobe |  |  |  | Module | TRUE | 49AVH-APPLC-O | + | Audible/Visible Notification Appliances, Weatherproof Ceiling Mount Multi-Candela Horn/Strobe, Specify Cover | 1 | 0 | 0 |  |  |  |  | TRUE | TRUE |  |  |  |  | #FF0070C0 | FA-NFPA 170 HORN STROBE CEILING | 1 | FALSE | FALSE | FALSE | 2013 | [16 empty] | C, WP
|  |  | North | Simplex |  | Hardware |  |  |  | Hardware | TRUE | 4100-2163 |  | INDICATOR ONLY 3 BAY SOLID | 1 | [12 empty] | #FFFFFFFF |  |  | FALSE | FALSE | FALSE
NFPA 170 HEAT DETECTOR |  |  | North | Simplex |  | Heat Detector |  |  |  | Module | TRUE | 4098-9614 w/4098-9788 | + | Electronic Heat Detector 2-Wire 200° F (93° C) No options | 1 | 0.0001 | 0.024 |  |  |  |  | TRUE | TRUE |  |  |  |  | #FFFF0000 | FA-NFPA 170 HEAT DETECTOR | 1 | FALSE | FALSE | FALSE | 1403 | [16 empty] | 200
NFPA 170 HORN STROBE |  |  | North | Simplex |  | Horn/Strobe |  |  |  | Module | TRUE | 49AV-APPLW | + | Audible/Visible Notification Appliances, Wall Mount Multi-Candela Horn/Strobe, Specify Cover | 1 | 0 | 0 |  |  |  |  | TRUE | [5 empty] | #FF0070C0 | FA-NFPA 170 HORN STROBE | 1 | FALSE | FALSE | FALSE | 2012
NFPA 170 SPEAKER STROBE CEILING |  |  | North | Simplex |  | Speaker/Strobe |  |  |  | Module | TRUE | 4906-9154 | + | Multi-tapped Speaker with Multi-Candela Synchronized Strobe, White, Fire | 1 | [6 empty] | TRUE | TRUE |  |  |  |  | #FF0070C0 | FA-NFPA 170 SPEAKER STROBE CEILING | 1 | FALSE | FALSE | FALSE | 2019 | [16 empty] | C
NFPA 170 ASPIRATING SMOKE DETECTOR |  |  | North | Simplex |  | Air Sampling Detection |  |  |  | Module | TRUE | 4098-VES-A10-P | ++ | VESDA-E VES with 3.5 in. display | 5 | [6 empty] | FALSE |  |  |  | 13.8 in. x 8.9 in. x 5.3 in. (350 mm x 225 mm x 135 mm) |  | #FFFF0000 | FA-NFPA 170 ASPIRATING SMOKE DETECTOR | 1 | FALSE | FALSE | FALSE | [14 empty] | FALSE
|  |  | North | Simplex |  | Hardware |  |  |  | Hardware | TRUE | 2099-9803 | + | Replacement breakglass | 1 | [6 empty] | TRUE | [5 empty] | #FFFFFFFF |  |  | FALSE | FALSE | FALSE
|  |  | North | Simplex |  | Cards & Components |  |  |  | Card | TRUE | 4100-1270 |  | MASTER TELEPHONE, 3 NACS | 1 | [6 empty] | TRUE | [5 empty] | #FFFFFFFF |  |  | FALSE | FALSE | FALSE
NFPA 170 SMOKE HEAT DETECTOR |  |  | North | Simplex |  | Smoke/Heat Detector |  |  |  | Module | TRUE | 2098-9202 | ++ | Photoelectric Detector w/Heat | 1 | 0.04 | 0.086 |  |  |  |  | FALSE | TRUE |  |  |  |  | #FFFF0000 | FA-NFPA 170 SMOKE HEAT DETECTOR | 1 | FALSE | FALSE | FALSE | 1408 | [13 empty] | FALSE |  |  | SBP
NFPA 170 STROBE CEILING |  |  | North | Simplex |  | Strobe |  |  |  | Module | TRUE | 4906-9202 | + | Multi-Candela Addressable Strobe; Ceiling Mount, Red | 1 | 0 | 0 |  |  |  |  | TRUE | TRUE |  |  |  |  | #FF0070C0 | FA-NFPA 170 STROBE CEILING | 1 | FALSE | FALSE | FALSE | 2022 | [16 empty] | C
NFPA 170 SPEAKER STROBE |  |  | North | Simplex |  | Speaker/Strobe |  |  |  | Module | TRUE | 4906-9151 | + | Multi-tapped Speaker with Multi-Candela Synchronized Strobe, Red | 1 | [6 empty] | TRUE | [5 empty] | #FF0070C0 | FA-NFPA 170 SPEAKER STROBE | 1 | FALSE | FALSE | FALSE | 2019
NFPA 170 SMOKE CO DETECTOR |  |  | North | Simplex |  | Smoke/CO Detector |  |  |  | Module | TRUE | 4098-9714 w/4098-9773 | + | TrueAlarm Analog Sensors, Photoelectric smoke sensor, White, CO Sensor base with 520 Hz Sounder | 1 | 0.0008 | 0.001 |  |  |  |  | FALSE | TRUE |  |  |  |  | #FFFF0000 | FA-NFPA 170 SMOKE CO DETECTOR | 1 | FALSE | FALSE | FALSE | 1408 | [13 empty] | FALSE |  |  | CO, SB
|  |  | North | Simplex |  | Cards & Components |  |  |  | Card | TRUE | 4250-9800 |  | CSG with IP Communicator | 1 | 0.125 | 0.125 |  |  |  |  | TRUE | [5 empty] | #FFFFFFFF |  |  | FALSE | FALSE | FALSE
NFPA 170 HORN STROBE |  |  | North | Simplex |  | Horn/Strobe |  |  |  | Module | TRUE | 49AV-WRFO |  | AV, WALL RED FIRE WP | 1 | [6 empty] | FALSE | [5 empty] | #FF0070C0 | FA-NFPA 170 HORN STROBE | 1 | FALSE | FALSE | FALSE | 2012 | [13 empty] | FALSE
|  |  | North | Simplex | [5 empty] | Module | TRUE | 4010-6306 | ++ | ES Net NIC dual channel Ethernet media card | 1 | 0.02 | 0.02 | [10 empty] | #FFFFFFFF |  |  | FALSE | FALSE | FALSE
NFPA 170 SPEAKER STROBE CEILING |  |  | North | Simplex |  | Speaker/Strobe |  |  |  | Module | TRUE | 49HFVH-APPLC | + | Ceiling mount Addressable Clear lens high fidelity high candela S/V appliance only. | 1 | 0 | 0 |  |  |  |  | TRUE | TRUE |  |  |  |  | #FF0070C0 | FA-NFPA 170 SPEAKER STROBE CEILING | 1 | FALSE | FALSE | FALSE | 2019 | [16 empty] | C
|  |  | North | Simplex |  | Cards & Components |  |  |  | Card | TRUE | 4007-6301 |  | Left port, single-mode 4120 duplex fiber media card | 1 | 0.055 | 0.055 |  |  |  |  | TRUE | [5 empty] | #FFFFFFFF |  |  | FALSE | FALSE | FALSE
NFPA 170 SPEAKER STROBE |  |  | North | Simplex |  | Speaker/Strobe |  |  |  | Module | TRUE | 4903-9149 | + | Audible/visible notification appliance with multi-tapped speaker and high intensity xenon strobe, Red, Red, Horizontal Mount | 1 | [6 empty] | TRUE | [5 empty] | #FF0070C0 | FA-NFPA 170 SPEAKER STROBE | 1 | FALSE | FALSE | FALSE | 2019
|  |  | North | Simplex |  | Cards & Components |  |  |  | Card | TRUE | 4100-1248 |  | 100W NAC EXPANSION, 6 CLASS B | 1 | 0.17 | 0.06 |  |  |  |  | TRUE | [5 empty] | #FFFFFFFF |  |  | FALSE | FALSE | FALSE
|  |  | North | Simplex | [5 empty] | Module | TRUE | 4100-0634 |  | POWER DISTRIBUTION MODULE 120V | 1 | [12 empty] | #FFFFFFFF |  |  | FALSE | FALSE | FALSE
NFPA 170 HEAT CO DETECTOR |  |  | North | Simplex |  | Heat/CO Detector |  |  |  | Module | TRUE | 4098-9733 w/4098-9770 | + | Heat Sensor w/CO Base, Standard operation | 1 | 0.0008 | 0.001 |  |  |  |  | TRUE | TRUE |  |  |  |  | #FFFF0000 | FA-NFPA 170 HEAT CO DETECTOR | 1 | FALSE | FALSE | FALSE | 1408 | [16 empty] | CO
NFPA 170 SPEAKER STROBE CEILING |  |  | North | Simplex |  | Speaker/Strobe |  |  |  | Module | TRUE | 4906-9160 | + | Multi-tapped Speaker with Multi-Candela Synchronized Strobe, Red, Fire | 1 | [6 empty] | TRUE | TRUE |  |  |  |  | #FF0070C0 | FA-NFPA 170 SPEAKER STROBE CEILING | 1 | FALSE | FALSE | FALSE | 2019 | [16 empty] | C
|  |  | North | Simplex |  | Cards & Components |  |  |  | Card | TRUE | 4010-9622 Main Board | ++ | Main Board/Power Supply | 1 | 0.411 | 0.655 | 6.655 |  |  |  | TRUE | [5 empty] | #FFFFFFFF |  |  | FALSE | FALSE | FALSE | [9 empty] | 7,12,18,26,33,55,65,110 |  |  |  |  | TRUE
|  |  | North | Simplex |  | Hardware |  |  |  | Hardware | TRUE | 4100-2303 |  | LEGACY CARD STABILIZER BRKT | 1 | [12 empty] | #FFFFFFFF |  |  | FALSE | FALSE | FALSE
|  |  | North | Simplex |  | Cards & Components |  |  |  | Card | TRUE | 4010-9401 Main Board | ++ | Main Board | 1 | 0.316 | 0.43 |  |  |  |  | TRUE | [5 empty] | #FFFFFFFF |  |  | FALSE | FALSE | FALSE | [14 empty] | FALSE
NFPA 170 SPEAKER WALL |  |  | North | Simplex |  | Speaker |  |  |  | Module | TRUE | 49HF-APPLW | + | Wall Mount Addressable High fidelity S/O appliance only. | 1 | 0 | 0 |  |  |  |  | TRUE | [5 empty] | #FF0070C0 | FA-NFPA 170 SPEAKER WALL | 1 | FALSE | FALSE | FALSE | 2019
|  |  | North | Simplex |  | Hardware |  |  |  | Hardware | TRUE | DPSVC |  | DP SVCS (PERMITS/FEES/BONDS) | 1 | [6 empty] | FALSE | [5 empty] | #FFFFFFFF |  |  | FALSE | FALSE | FALSE | [14 empty] | FALSE
|  |  | North | Simplex | [5 empty] | Module | TRUE | 4100-6306 | ++ | ES Net NIC dual channel Ethernet media card | 1 | 0.02 | 0.02 | [10 empty] | #FFFFFFFF |  |  | FALSE | FALSE | FALSE
NFPA 170 SMOKE DETECTOR |  |  | North | Simplex |  | Smoke Detector |  |  |  | Module | TRUE | 4098-9714 w/4098-9772 | + | TrueAlarm Analog Sensors, Photoelectric smoke sensor, White, 520 Hz Sounder Base | 1 | 0.0008 | 0.001 |  |  |  |  | FALSE | TRUE |  |  |  |  | #FFFF0000 | FA-NFPA 170 SMOKE DETECTOR | 1 | FALSE | FALSE | FALSE | 1408 | [13 empty] | FALSE |  |  | SB
NFPA 170 FIRE ALARM CONTROL UNIT | RISER FACP |  | North | Simplex |  | Fire Alarm Control Unit |  |  |  | Assembly | TRUE | 4007-9202 | ++ | 4007ES with a 3 A, Class B, IDNAC SLC for up to 127 addressable notification appliances, and 4 A output power supply/battery charger; includes IDNet+ communications for 100 addressable points - Platinum | 1 | 0.18 | 0.185 |  |  |  |  | TRUE | [5 empty] | #FFFF0000 | FA-NFPA 170 FIRE ALARM CONTROL UNIT | 1 | FALSE | FALSE | FALSE | 202 | [8 empty] | 7,12,18 |  |  |  |  | TRUE
NFPA 170 STROBE CEILING |  |  | North | Simplex |  | Strobe |  |  |  | Module | TRUE | 49VOH-APPLC-O-BA | + | Visible Only Notification Appliances, Weatherproof Ceiling Mount Multi-Candela Horn/Strobe, Specify Cover, Assembled in USA | 1 | 0 | 0 |  |  |  |  | TRUE | TRUE |  |  |  |  | #FF0070C0 | FA-NFPA 170 STROBE CEILING | 1 | FALSE | FALSE | FALSE | 2013 | [16 empty] | C, WP
NFPA 170 ADDRESSABLE OUTPUT MODULE |  |  | North | Simplex |  | Addressable Control/Relay |  |  |  | Module | TRUE | 4090-9008 | ++ | Dual Contact Relay IAM | 1 | 0.0008 | 0.001 |  |  |  |  | TRUE | [5 empty] | #FFFF0000 | FA-NFPA 170 ADDRESSABLE OUTPUT MODULE | 1 | FALSE | FALSE | FALSE | 1000 | [16 empty] | E
|  |  | North | Simplex |  | Cards & Components |  |  |  | Card | TRUE | 4100-0205 |  | Master Telephone | 1 | 0.022 | 0.142 |  |  |  |  | TRUE | [5 empty] | #FFFFFFFF |  |  | FALSE | FALSE | FALSE
NFPA 170 HEAT DETECTOR |  |  | North | Simplex |  | Heat Detector |  |  |  | Module | TRUE | 4098-9614 w/4098-9684 | + | Electronic Heat Detector 2-Wire 200° F (93° C) with connection for remote LED | 1 | 0.0001 | 0.024 |  |  |  |  | TRUE | TRUE |  |  |  |  | #FFFF0000 | FA-NFPA 170 HEAT DETECTOR | 1 | FALSE | FALSE | FALSE | 1403 | [16 empty] | 200
NFPA 170 SMOKE HEAT CO DETECTOR |  |  | North | Simplex |  | Smoke/Heat/CO Detector |  |  |  | Module | TRUE | 4098-9754 w/4098-9770 | + | Multi-Sensor Photoelectric and Heat Sensing w/CO Base, Standard operation | 1 | 0.0008 | 0.001 |  |  |  |  | TRUE | TRUE |  |  |  |  | #FFFF0000 | FA-NFPA 170 SMOKE HEAT CO DETECTOR | 1 | FALSE | FALSE | FALSE | 1408 | [16 empty] | CO
|  |  | North | Simplex |  | Hardware |  |  |  | Hardware | TRUE | 4100-6052 |  | EVENT/POINT REPORTING DACT | 1 | [6 empty] | FALSE | [5 empty] | #FFFFFFFF |  |  | FALSE | FALSE | FALSE | [14 empty] | FALSE
NFPA 170 REMOTE ANNUNCIATOR | RISER ANNUNCIATOR |  | North | Simplex |  | Remote Annunciator |  |  |  | Module | TRUE | 4606-9101 | ++ | Remote LCD Annunciator with beige trim | 1 | 0.065 | 0.14 |  |  |  |  | TRUE | [5 empty] | #FFFF0000 | FA-NFPA 170 REMOTE ANNUNCIATOR | 1 | FALSE | FALSE | FALSE | 255
|  |  | North | Simplex | [5 empty] | Module | TRUE | 4100-6307 | ++ | ES Net NIC dual channel single-mode fiber media card | 1 | 0.135 | 0.135 | [10 empty] | #FFFFFFFF |  |  | FALSE | FALSE | FALSE
|  |  | North | Simplex |  | Hardware |  |  |  | Hardware | TRUE | 4905-9940 |  | Surface Mount Adapter Skirt, White; use to cover 1-1/2" (38 mm) deep surface mounted boxes | 1 | 0 | 0 |  |  |  |  | TRUE | [5 empty] | #FFFFFFFF |  |  | FALSE | FALSE | FALSE
|  |  | North | Simplex |  | Cards & Components |  |  |  | Card | TRUE | 4007-9805 | ++ | Panel Mounted 48 LED Status Annunciator Module; provides 24 Yellow LEDs, 20 Red LEDs, and 4 Red/Green LEDs that are programmable for up to 24 IDC zones of alarm and trouble annunciation, or as required for custom annunciation requirements | 1 | 0.105 | 0.105 |  |  |  |  | TRUE | [5 empty] | #FFFFFFFF |  |  | FALSE | FALSE | FALSE
|  |  | North | Simplex |  | Hardware |  |  |  | Hardware | TRUE | 4081-9008 |  | EOL, 10K 1/2W | 1 | [12 empty] | #FFFFFFFF |  |  | FALSE | FALSE | FALSE
|  |  | North | Simplex |  | Cards & Components |  |  |  | Card | TRUE | 4007-9806 | ++ | SDACT Module for Point or Event Reporting | 1 | 0.03 | 0.04 |  |  |  |  | TRUE | [5 empty] | #FFFFFFFF |  |  | FALSE | FALSE | FALSE
NFPA 170 HEAT DETECTOR |  |  | North | Simplex |  | Heat Detector |  |  |  | Module | TRUE | 4098-9734 w/4098-9792 | + | TrueAlarm High Temp Heat Detector w/TrueAlarm Sensor Standard Base | 1 | 0.0008 | 0.001 |  |  |  |  | TRUE | TRUE |  |  |  |  | #FFFF0000 | FA-NFPA 170 HEAT DETECTOR | 1 | FALSE | FALSE | FALSE | 1403 | [16 empty] | HT
NFPA 170 HORN CEILING |  |  | North | Simplex |  | Horn |  |  |  | Module | TRUE | 49AO-APPLC-O-BA | + | Audible Only Notification Appliances, Weatherproof Ceiling Mount Electronic Horns, Specify Cover, Assembled in USA | 1 | 0 | 0 |  |  |  |  | TRUE | TRUE |  |  |  |  | #FF0070C0 | FA-NFPA 170 HORN CEILING | 1 | FALSE | FALSE | FALSE | 2013 | [16 empty] | C, WP
|  |  | North | Simplex |  | Hardware |  |  |  | Hardware | TRUE | 4098-9855 | + | Sampling Tube 13" to 23" (330 mm to 584 mm) | 1 | 0 | 0 |  |  |  |  | TRUE | [5 empty] | #FFFFFFFF |  |  | FALSE | FALSE | FALSE
|  |  | North | Simplex |  | Cards & Components |  |  |  | Card | TRUE | 4100-CSG-PNP |  | CSG with IP Communicator and A007-6416 Cellular Module | 1 | 0.125 | 0.125 |  |  |  |  | TRUE | [5 empty] | #FFFFFFFF |  |  | FALSE | FALSE | FALSE
NFPA 170 STROBE CEILING |  |  | North | Simplex |  | Strobe |  |  |  | Module | TRUE | 49VOH-APPLC | + | Visual Only Notification Appliances, Indoor Ceiling Mount Strobe | 1 | 0 | 0 |  |  |  |  | TRUE | TRUE |  |  |  |  | #FF0070C0 | FA-NFPA 170 STROBE CEILING | 1 | FALSE | FALSE | FALSE | 2022 | [16 empty] | C
NFPA 170 HEAT DETECTOR |  |  | North | Simplex |  | Heat Detector |  |  |  | Module | TRUE | 4098-9733 w/4098-9780 | + | TrueAlarm Heat Detector w/TrueAlarm Sensor Base 2-wire w/LED or Relay Connections | 1 | 0.0008 | 0.001 |  |  |  |  | TRUE | TRUE |  |  |  |  | #FFFF0000 | FA-NFPA 170 HEAT DETECTOR | 1 | FALSE | FALSE | FALSE | 1403
NFPA 170 SMOKE HEAT DETECTOR |  |  | North | Simplex |  | Smoke/Heat Detector |  |  |  | Module | TRUE | 4098-9602 w/4098-9682 | + | TrueAlarm Photoelectric Smoke Detector with TrueSense Smoke/Heat Detection 4-Wire | 1 | 0.0001 | 0.024 |  |  |  |  | TRUE | TRUE |  |  |  |  | #FFFF0000 | FA-NFPA 170 SMOKE HEAT DETECTOR | 1 | FALSE | FALSE | FALSE | 1408 | [16 empty] | P
NFPA 170 HEAT DETECTOR |  |  | North | Simplex |  | Heat Detector |  |  |  | Module | TRUE | 4098-9615E w/4098-9684E | + | Electronic Heat Detector 2-Wire 200° F (57° C) with remote LED, High Humidity | 1 | 0.0001 | 0.086 |  |  |  |  | TRUE | TRUE |  |  |  |  | #FFFF0000 | FA-NFPA 170 HEAT DETECTOR | 1 | FALSE | FALSE | FALSE | 1403 | [16 empty] | 200
|  |  | North | Simplex |  | Cards & Components |  |  |  | Card | TRUE | 4007-6307 | ++ | ES Net NIC Dual Channel DSL Media Card | 1 | 0.155 | 0.155 |  |  |  |  | TRUE | [5 empty] | #FFFFFFFF |  |  | FALSE | FALSE | FALSE
NFPA 170 STROBE WALL |  |  | North | Simplex |  | Strobe |  |  |  | Module | TRUE | 49VO-APPLW | + | Visible Notification Appliances, Wall Mount Multi-Candela Strobes | 1 | 0 | 0 |  |  |  |  | TRUE | [5 empty] | #FF0070C0 | FA-NFPA 170 STROBE WALL | 1 | FALSE | FALSE | FALSE | 2023
NFPA 170 REMOTE ANNUNCIATOR | RISER ANNUNCIATOR |  | North | Simplex |  | Remote Annunciator |  |  |  | Module | TRUE | 4603-9101 | + | Remote LCD Annunciator with beige trim | 1 | 0.11 | 0.14 |  |  |  |  | TRUE | [5 empty] | #FFFF0000 | FA-NFPA 170 REMOTE ANNUNCIATOR | 1 | FALSE | FALSE | FALSE | 255
NFPA 170 MANUAL PULL |  |  | North | Simplex |  | Manual Station |  |  |  | Module | TRUE | 2099-9102 | ++ | Non-Coded, Non-Addressable Manual Station, Single Action | 1 | [6 empty] | FALSE | TRUE | Flush | Single gang box 2-1/2" deep 4" square box, 2-1/8" (54 mm) minimum | 5" H x 3-3/4" W x 1" D (127 mm x 95 mm x 25 mm) |  | #FFFF0000 | FA-NFPA 170 MANUAL PULL | 1 | FALSE | FALSE | FALSE | 1408 | [13 empty] | FALSE |  |  | SBP
|  |  | North | Simplex | [5 empty] | Module | TRUE | 4100-6309 | ++ | ES Net NIC dual channel DSL media card | 1 | 0.155 | 0.155 | [10 empty] | #FFFFFFFF |  |  | FALSE | FALSE | FALSE
NFPA 170 ADDRESSABLE OUTPUT MODULE |  |  | North | Simplex |  | Addressable Control/Relay |  |  |  | Module | TRUE | 4090-9006 | ++ | Suppression Release Peripheral mounted in NEMA 1 red box; required for ULC listing | 1 | [12 empty] | #FFFF0000 | FA-NFPA 170 ADDRESSABLE OUTPUT MODULE | 1 | FALSE | FALSE | FALSE
NFPA 170 STROBE WALL |  |  | North | Simplex |  | Strobe |  |  |  | Module | TRUE | 4906-9105 | + | Weatherproof appliance with multi-candela strobe Wall Mount Red | 1 | 0 | 0 |  |  |  |  | TRUE | [5 empty] | #FF0070C0 | FA-NFPA 170 STROBE WALL | 1 | FALSE | FALSE | FALSE | 2012 | [16 empty] | WP
NFPA 170 HEAT DETECTOR |  |  | North | Simplex |  | Heat Detector |  |  |  | Module | TRUE | 4098-9734 w/4098-9791 | + | TrueAlarm High Temp Heat Detector w/TrueAlarm Sensor Base - 4-wire w/LED or Relay Connections | 1 | 0.0008 | 0.001 |  |  |  |  | TRUE | TRUE |  |  |  |  | #FFFF0000 | FA-NFPA 170 HEAT DETECTOR | 1 | FALSE | FALSE | FALSE | 1403 | [16 empty] | HT
NFPA 170 FIRE ALARM CONTROL UNIT | RISER FACP |  | North | Simplex |  | Fire Alarm Control Unit |  |  |  | Assembly | TRUE | 4002 | ++ | Standard fire alarm control panel 4 - 32 zones (Obsolete) | 1 | [6 empty] | FALSE | [5 empty] | #FFFF0000 | FA-NFPA 170 FIRE ALARM CONTROL UNIT | 1 | FALSE | FALSE | FALSE | 202 | [13 empty] | TRUE
|  |  | North | Simplex |  | Cards & Components |  |  |  | Card | TRUE | 4100-5111 |  | ADDITIONAL SYSTEM POWER SUPPLY (SPS) | 1 | 0.175 | 0.185 |  |  |  |  | TRUE | [5 empty] | #FFFFFFFF |  |  | FALSE | FALSE | FALSE | [14 empty] | FALSE
|  |  | North | Simplex | [5 empty] | Module | TRUE | 4100-6104 | ++ | ES Net NIC cards for 4100ES, TrueSite Workstation, or Incident Commander, One slot of a 4100ES bay | 1 | 0.12 | 0.12 | [10 empty] | #FFFFFFFF |  |  | FALSE | FALSE | FALSE
|  |  | North | Simplex |  | Hardware |  |  |  | Hardware | TRUE | 2081-9287 | ++ | System Batteries, Sealed Lead-Acid, 25 Ah | 1 | [6 empty] | FALSE | [5 empty] | #FFFFFFFF |  |  | FALSE | FALSE | FALSE | [14 empty] | FALSE
NFPA 170 NON ADDRESSABLE RELAY |  |  | North | Simplex |  | Non-Addressable Relay |  |  |  | Module | TRUE | 2098-9737 | + | Supervised Relay, mounts remote or in base electrical box For use with A4098-9791 base | 1 | 0 | 0 |  |  |  |  | TRUE | [5 empty] | #FFFF0000 | FA-NFPA 170 NON ADDRESSABLE RELAY | 1 | FALSE | FALSE | FALSE | 1300
NFPA 170 STROBE CEILING |  |  | North | Simplex |  | Strobe |  |  |  | Module | TRUE | 4906-9204 | + | Multi-Candela Addressable Strobe; Ceiling Mount, White | 1 | 0 | 0 |  |  |  |  | TRUE | TRUE |  |  |  |  | #FF0070C0 | FA-NFPA 170 STROBE CEILING | 1 | FALSE | FALSE | FALSE | 2022 | [16 empty] | C
NFPA 170 HORN STROBE |  |  | North | Simplex |  | Horn/Strobe |  |  |  | Module | TRUE | 49MTV-APPLW | + | Audible/Visible Notification Appliances, Wall Mount Multi-Candela Horn/Strobe, Specify Cover | 1 | 0 | 0 |  |  |  |  | TRUE | [5 empty] | #FF0070C0 | FA-NFPA 170 HORN STROBE | 1 | FALSE | FALSE | FALSE | 2012
|  |  | North | Simplex |  | Cards & Components |  |  |  | Card | TRUE | 4100-1272 |  | EXPANSION PHONE CONTROLLER | 1 | [6 empty] | TRUE | [5 empty] | #FFFFFFFF |  |  | FALSE | FALSE | FALSE
|  |  | North | Simplex | [5 empty] | Module | TRUE | 4010-6307 | ++ | ES Net NIC dual channel single-mode fiber media card | 1 | 0.135 | 0.135 | [10 empty] | #FFFFFFFF |  |  | FALSE | FALSE | FALSE
NFPA 170 SMOKE HEAT DETECTOR |  |  | North | Simplex |  | Smoke/Heat Detector |  |  |  | Module | TRUE | 4098-9602 w/4098-9683 | + | TrueAlarm Photoelectric Smoke Detector with TrueSense Smoke/Heat Detection 2-Wire | 1 | 0.0001 | 0.024 |  |  |  |  | TRUE | TRUE |  |  |  |  | #FFFF0000 | FA-NFPA 170 SMOKE HEAT DETECTOR | 1 | FALSE | FALSE | FALSE | 1408 | [16 empty] | P
NFPA 170 ABORT SWITCH |  |  | North | Simplex |  | Switch |  |  |  | Module | TRUE | 2080-9068 | ++ | Surface mount abort switch for 4004R Series | 1 | [6 empty] | TRUE | [5 empty] | #FFFF0000 | FA-NFPA 170 ABORT SWITCH | 1 | FALSE | FALSE | FALSE
|  |  | North | Simplex |  | Cards & Components |  |  |  | Card | TRUE | 4100-0302 |  | 24-Point Graphic I/O Module | 1 | 0.05 | 0.075 |  |  |  |  | TRUE | [5 empty] | #FFFFFFFF |  |  | FALSE | FALSE | FALSE
|  |  | North | Simplex |  | Hardware |  |  |  | Hardware | TRUE | 4100-1279 |  | 2 BLANK DISPLAY MODULE | 1 | [12 empty] | #FFFFFFFF |  |  | FALSE | FALSE | FALSE
NFPA 170 SMOKE DETECTOR |  |  | North | Simplex |  | Smoke Detector |  |  |  | Module | TRUE | 4098-9601 w/4098-9683 | + | TrueAlarm Photoelectric Smoke Detector w/TrueAlarm Sensor 2-Wire Base | 1 | 0.0001 | 0.024 |  |  |  |  | TRUE | TRUE |  |  |  |  | #FFFF0000 | FA-NFPA 170 SMOKE DETECTOR | 1 | FALSE | FALSE | FALSE | 1408
|  |  | North | Simplex |  | Cards & Components |  |  |  | Card | TRUE | 4007-2504 |  | CSG with IP Communicator | 1 | 0.125 | 0.125 |  |  |  |  | TRUE | [5 empty] | #FFFFFFFF |  |  | FALSE | FALSE | FALSE
NFPA 170 ASPIRATING SMOKE DETECTOR |  |  | North | Simplex |  | Air Sampling Detection |  |  |  | Module | TRUE | 4098-VEP-A00-1P | ++ | VESDA-E VEP, one pipe with LEDs | 5 | [6 empty] | FALSE |  |  |  | 13.8 in. x 8.9 in. x 5.3 in. (350 mm x 225 mm x 135 mm) |  | #FFFF0000 | FA-NFPA 170 ASPIRATING SMOKE DETECTOR | 1 | FALSE | FALSE | FALSE | [14 empty] | FALSE
NFPA 170 FIRE PHONE |  |  | North | Simplex |  | Fire Phone |  |  |  | Module | TRUE | 2084-9006 | ++ | Firefighter Telephone Assembly with 2975-9053 backbox | 1 | [6 empty] | FALSE | [5 empty] | #FFFF0000 | FA-NFPA 170 FIRE PHONE | 1 | FALSE | FALSE | FALSE | [14 empty] | FALSE
|  |  | North | Simplex |  | Hardware |  |  |  | Hardware | TRUE | 2099-9804 | + | Replacement break-rod | 1 | [6 empty] | TRUE | [5 empty] | #FFFFFFFF |  |  | FALSE | FALSE | FALSE
|  |  | North | Simplex |  | Cards & Components |  |  |  | Card | TRUE | 4100-5101 | ++ | Expansion Power Supply (XPS) | 1 | 0.05 | 0.05 |  |  |  |  | TRUE | [5 empty] | #FFFFFFFF |  |  | FALSE | FALSE | FALSE | [14 empty] | FALSE
NFPA 170 HORN |  |  | North | Simplex |  | Horn |  |  |  | Module | TRUE | 49MT-APPLW | + | Audible Notification Appliances, Wall Mount Horn, Specify Cover | 1 | 0 | 0 |  |  |  |  | TRUE | [5 empty] | #FF0070C0 | FA-NFPA 170 HORN | 1 | FALSE | FALSE | FALSE | 2010
|  |  | North | Simplex |  | Hardware |  |  |  | Hardware | TRUE | 4081-9004 |  | EOL, 6.8K 1/2W | 1 | [12 empty] | #FFFFFFFF |  |  | FALSE | FALSE | FALSE
|  |  | North | Simplex |  | Cards & Components |  |  |  | Card | TRUE | 4010-9929 | ++ | IDNet 2+2 Module, 250 point capacity; electrically isolated output with four short circuit isolating Class 125 devices 150 mA 225 mA B or Class A output loops; alarm currents for 50 and above devices includes 20 device LEDs in alarm; see page 6 for individual device currents | 1 | 0.05 | 0.06 |  |  |  |  | TRUE | [5 empty] | #FFFFFFFF |  |  | FALSE | FALSE | FALSE
|  |  | North | Simplex | [5 empty] | Module | TRUE | 4190-9858 | ++ | ES Net NIC dual channel single-mode fiber media card | 1 | 0.135 | 0.135 | [10 empty] | #FFFFFFFF |  |  | FALSE | FALSE | FALSE
NFPA 170 HEAT DETECTOR |  |  | North | Simplex |  | Heat Detector |  |  |  | Module | TRUE | 4098-9615 w/4098-9788 | + | Electronic Heat Detector 2-Wire 200° F (93° C) No options | 1 | 0.0001 | 0.024 |  |  |  |  | TRUE | TRUE |  |  |  |  | #FFFF0000 | FA-NFPA 170 HEAT DETECTOR | 1 | FALSE | FALSE | FALSE | 1403 | [16 empty] | 200¦RR
NFPA 170 FIRE PHONE |  |  | North | Simplex |  | Fire Phone |  |  |  | Module | TRUE | 2084-9002 | ++ | Firefighter Telephone Assembly with 2975-9053 backbox | 1 | [6 empty] | FALSE | [5 empty] | #FFFF0000 | FA-NFPA 170 FIRE PHONE | 1 | FALSE | FALSE | FALSE | [14 empty] | FALSE
|  |  | North | Simplex |  | Hardware |  |  |  | Hardware | TRUE | 4100-2152 |  | INDICATOR ONLY 2BAY GLASS | 1 | [6 empty] | FALSE | [5 empty] | #FFFFFFFF |  |  | FALSE | FALSE | FALSE | [14 empty] | FALSE
|  |  | North | Simplex | [5 empty] | Module | TRUE | xxxxx |  |  | 1 | [6 empty] | TRUE | [5 empty] | #FFFFFFFF |  |  | FALSE | FALSE | FALSE
|  |  | North | Simplex |  | Cards & Components |  |  |  | Card | TRUE | 4007-9102(BA) CPU |  | CPU Assembly | 1 | 0.145 | 0.19 |  |  |  |  | TRUE | [5 empty] | #FFFFFFFF |  |  | FALSE | FALSE | FALSE | [9 empty] | 7,12,18 |  |  |  |  | TRUE
|  |  | North | Simplex |  | Hardware |  |  |  | Hardware | TRUE | 4100-1288 |  | 64/64 LED Switch Controller (1st controller per bay) | 1 | 0.02 | 0.26 | [10 empty] | #FFFFFFFF |  |  | FALSE | FALSE | FALSE
NFPA 170 END OF LINE DEVICE |  |  | North | Simplex |  | End-of-Line Device |  |  |  | Module | TRUE | 2088-9021 | + | Encapsulated, multi-voltage coil, color coded 18 AWG (0.82 mm² ) wire leads, with coil status LED | 1 | 0.015 | 0.015 |  |  |  |  | TRUE | [5 empty] | #FFFF0000 | FA-NFPA 170 END OF LINE DEVICE | 1 | FALSE | FALSE | FALSE | 5050 | [16 empty] | R
NFPA 170 HEAT DETECTOR |  |  | North | Simplex |  | Heat Detector |  |  |  | Module | TRUE | 4098-9734 w/4098-9780 | + | TrueAlarm High Temp Heat Detector w/TrueAlarm Sensor Base 2-wire w/LED or Relay Connections | 1 | 0.0008 | 0.001 |  |  |  |  | TRUE | TRUE |  |  |  |  | #FFFF0000 | FA-NFPA 170 HEAT DETECTOR | 1 | FALSE | FALSE | FALSE | 1403 | [16 empty] | HT
NFPA 170 STROBE WALL |  |  | North | Simplex |  | Strobe |  |  |  | Module | TRUE | 4906-9111 | + | Multi-candela strobe, Wall Mount, Fire, White, High Cd | 1 | 0 | 0 |  |  |  |  | TRUE | [5 empty] | #FF0070C0 | FA-NFPA 170 STROBE WALL | 1 | FALSE | FALSE | FALSE | 2023
NFPA 170 FIRE ALARM CONTROL UNIT | RISER FACP |  | North | Simplex |  | Fire Alarm Control Unit |  |  |  | Assembly | TRUE | 4007-9201 | ++ | 4007ES with a 3 A, Class B, IDNAC SLC for up to 127 addressable notification appliances, and 4 A output power supply/battery charger; includes IDNet 2 communications for 100 addressable points, Red | 1 | [6 empty] | TRUE | [5 empty] | #FFFF0000 | FA-NFPA 170 FIRE ALARM CONTROL UNIT | 1 | FALSE | FALSE | FALSE | 202 | [8 empty] | 7,12,18,33 |  |  |  |  | TRUE
|  |  | North | Simplex |  | Hardware |  |  |  | Hardware | TRUE | 2081-9279 | ++ | System Batteries, Sealed Lead-Acid, 110 Ah | 1 | [12 empty] | #FFFFFFFF |  |  | FALSE | FALSE | FALSE
|  |  | North | Simplex |  | Cards & Components |  |  |  | Card | TRUE | 4100-3206 |  | 8 SPDT RELAY MODULE | 1 | 0.15 | 0.19 |  |  |  |  | TRUE | [5 empty] | #FFFFFFFF |  |  | FALSE | FALSE | FALSE | [14 empty] | FALSE
NFPA 170 NOTIFICATION CIRCUIT EXTENDER PANEL | RISER NAC |  | North | Simplex |  | Notification Circuit Extender Panel |  |  |  | Assembly | TRUE | 4009-9401 | ++ | TrueAlert Addressable Controller with 3 Class B TrueAlert SLC channels and 8 A power supply. | 1 | [6 empty] | FALSE | [5 empty] | #FFFF0000 | FA-NFPA 170 NOTIFICATION CIRCUIT EXTENDER PANEL | 1 | FALSE | FALSE | FALSE | 212 | [8 empty] | 6.2,10,18 |  | 12.7 |  |  | TRUE
|  |  | North | Simplex | [5 empty] | Module | TRUE | 4100-6310 | ++ | ES Net NIC cards for 4100ES, TrueSite Workstation, or Incident Commander, Two vertical blocks | 1 | 0.12 | 0.12 | [10 empty] | #FFFFFFFF |  |  | FALSE | FALSE | FALSE
NFPA 170 SMOKE BEAM DETECTOR CONTROLLER |  |  | North | Simplex |  | Beam Detector |  |  |  | Module | TRUE | 4098-9019 (Controller) | + | Fireray 5000 Beam Detector Controller | 1 | 0.05 | 0.05 |  |  |  |  | FALSE | TRUE |  |  |  |  | #FFFF0000 | FA-NFPA 170 SMOKE BEAM DETECTOR CONTROLLER | 1 | FALSE | FALSE | FALSE | 1406 | [13 empty] | FALSE
NFPA 170 HEAT DETECTOR |  |  | North | Simplex |  | Heat Detector |  |  |  | Module | TRUE | 4098-9615E w/4098-9788E | + | Electronic Heat Detector 2-Wire 200° F (57° C), High Humidity | 1 | 0.0001 | 0.086 |  |  |  |  | TRUE | TRUE |  |  |  |  | #FFFF0000 | FA-NFPA 170 HEAT DETECTOR | 1 | FALSE | FALSE | FALSE | 1403 | [16 empty] | 200
|  |  | North | Simplex |  | Hardware |  |  |  | Hardware | TRUE | 2081-9274 | ++ | System Batteries, Sealed Lead-Acid, 10 Ah | 1 | 0 | 0 |  |  |  |  | TRUE | [5 empty] | #FFFFFFFF |  |  | FALSE | FALSE | FALSE
NFPA 170 ASPIRATING SMOKE DETECTOR |  |  | North | Simplex |  | Air Sampling Detection |  |  |  | Module | TRUE | 4098-VEP-A00-P | ++ | VESDA-E VEP with LEDs | 5 | [6 empty] | FALSE |  |  |  | 13.8 in. x 8.9 in. x 5.3 in. (350 mm x 225 mm x 135 mm) |  | #FFFF0000 | FA-NFPA 170 ASPIRATING SMOKE DETECTOR | 1 | FALSE | FALSE | FALSE | [14 empty] | FALSE
NFPA 170 FIRE ALARM CONTROL UNIT | RISER FACP |  | North | Simplex |  | Fire Alarm Control Unit |  |  |  | Assembly | TRUE | 4100/4120 Universal Transponder 1 | ++ | Universal Transponder 1 | 1 | [6 empty] | FALSE | [5 empty] | #FFFF0000 | FA-NFPA 170 FIRE ALARM CONTROL UNIT | 1 | FALSE | FALSE | FALSE | 202 | [13 empty] | TRUE
NFPA 170 FIRE PHONE |  |  | North | Simplex |  | Fire Phone |  |  |  | Module | TRUE | 2084-9001 | ++ | Firefighter Telephone Jack Station | 1 | [6 empty] | FALSE | [5 empty] | #FFFF0000 | FA-NFPA 170 FIRE PHONE | 1 | FALSE | FALSE | FALSE | [14 empty] | FALSE
NFPA 170 HORN STROBE CEILING |  |  | North | Simplex |  | Horn/Strobe |  |  |  | Module | TRUE | 4906-9130 | + | Horn with Multi-Candela Strobe; Ceiling Mount, White | 1 | 0 | 0 |  |  |  |  | TRUE | TRUE |  |  |  |  | #FF0070C0 | FA-NFPA 170 HORN STROBE CEILING | 1 | FALSE | FALSE | FALSE | 2013 | [16 empty] | C
NFPA 170 STROBE WALL |  |  | North | Simplex |  | Strobe |  |  |  | Module | TRUE | 49VO-APPLW-BA | + | Visible Notification Appliances, Wall Mount Multi-Candela Strobes, Assembled in USA | 1 | 0 | 0 |  |  |  |  | TRUE | [5 empty] | #FF0070C0 | FA-NFPA 170 STROBE WALL | 1 | FALSE | FALSE | FALSE | 2023
NFPA 170 HORN STROBE CEILING |  |  | North | Simplex |  | Horn/Strobe |  |  |  | Module | TRUE | 4906-9140 | + | Horn with Multi-Candela Strobe; Ceiling Mount, Red, High Cd | 1 | 0 | 0 |  |  |  |  | TRUE | TRUE |  |  |  |  | #FF0070C0 | FA-NFPA 170 HORN STROBE CEILING | 1 | FALSE | FALSE | FALSE | 2013 | [16 empty] | C
|  |  | North | Simplex | [5 empty] | Module | TRUE | 4007-6306 | ++ | ES Net NIC dual channel Ethernet media card | 1 | 0.02 | 0.02 | [10 empty] | #FFFFFFFF |  |  | FALSE | FALSE | FALSE
|  |  | North | Simplex |  | Hardware |  |  |  | Hardware | TRUE | 4100-9922 |  | 4100ES RETROKT 3 BAY BGE GLS D | 1 | [12 empty] | #FFFFFFFF |  |  | FALSE | FALSE | FALSE
NFPA 170 SPEAKER WALL |  |  | North | Simplex |  | Speaker |  |  |  | Module | TRUE | 49HF-APPLW-BA | + | Wall Mount Addressable High fidelity S/O appliance only. Assembled in USA | 1 | 0 | 0 |  |  |  |  | TRUE | [5 empty] | #FF0070C0 | FA-NFPA 170 SPEAKER WALL | 1 | FALSE | FALSE | FALSE | 2019
NFPA 170 REMOTE TEST SWITCH |  |  | North | Simplex |  | REMOTE TEST SWITCH |  |  |  | Module | TRUE | 2098-9806 | + | Test Station with keyswitch and red LED status indicator, on single-gang stainless steel plate; (turning switch to "TEST" initiates alarm for system testing) | 1 | 0.0033 | 0.0033 |  |  |  |  | TRUE | [5 empty] | #FFFF0000 | FA-NFPA 170 REMOTE TEST SWITCH | 1 | FALSE | FALSE | FALSE | 914
|  |  | North | Simplex |  | Cards & Components |  |  |  | Card | TRUE | 4100-6033 | ++ | Alarm/Supv/Tbl Relay, 3 Form C relays | 1 | 0.015 | 0.037 |  |  |  |  | TRUE | [5 empty] | #FFFFFFFF |  |  | FALSE | FALSE | FALSE
NFPA 170 ABORT SWITCH |  |  | North | Simplex |  | Switch |  |  |  | Module | TRUE | 2080-9067 | ++ | Flush mount abort switch for 4004R Series | 1 | [6 empty] | TRUE | [5 empty] | #FFFF0000 | FA-NFPA 170 ABORT SWITCH | 1 | FALSE | FALSE | FALSE
NFPA 170 DOOR HOLDER |  |  | North | Simplex |  | Door Holder |  |  |  | Module | TRUE | DH24120FPC |  | DR HLDR,SEMI-FLUSH,CHRM | 1 | [6 empty] | TRUE | [5 empty] | #FFFF0000 | FA-NFPA 170 DOOR HOLDER | 1 | FALSE | FALSE | FALSE | 2500
|  |  | North | Simplex |  | Hardware |  |  |  | Hardware | TRUE | 4905-9940 |  | SKIRT, HORN/STROBE WHITE | 1 | [12 empty] | #FFFFFFFF |  |  | FALSE | FALSE | FALSE
NFPA 170 HORN STROBE |  |  | North | Simplex |  | Horn/Strobe |  |  |  | Module | TRUE | 4906-9139 | + | Horn with Multi-Candela Strobe; Wall Mount, Red, High Cd | 1 | 0 | 0 |  |  |  |  | TRUE | [5 empty] | #FF0070C0 | FA-NFPA 170 HORN STROBE | 1 | FALSE | FALSE | FALSE | 2012
NFPA 170 FIRE ALARM CONTROL UNIT | RISER FACP |  | North | Simplex |  | Fire Alarm Control Unit |  |  |  | Assembly | TRUE | 4010-9401 | ++ | Basic Control Unit with 2x40 LCD Operator Interface and one two-loop Isolated IDNet2 Communications Channel, Class A or Class B operation, with support for up to 250 addressable IDNet points | 1 | [6 empty] | FALSE | [5 empty] | #FFFF0000 | FA-NFPA 170 FIRE ALARM CONTROL UNIT | 1 | FALSE | FALSE | FALSE | 202 | [8 empty] | 7,12,18,26,33,55,65,110 |  |  |  |  | TRUE
NFPA 170 FIRE ALARM CONTROL INTERFACE |  |  | North | Simplex |  | Interface |  |  |  | Assembly | TRUE | 4190-9833 | ++ | ES Net external NIC and media cards for TSW, Platinum | 1 | 0.075 | 0.075 | [10 empty] | #FFFF0000 | FA-NFPA 170 FIRE ALARM CONTROL INTERFACE | 1 | FALSE | FALSE | FALSE
NFPA 170 ADDRESSABLE OUTPUT MODULE |  |  | North | Simplex |  | Addressable Control/Relay |  |  |  | Module | TRUE | 4905-9835 | ++ | Temporal Code 4 Module for CO Gas Alarm Notification | 1 | 0 | 0 |  |  |  |  | TRUE | [5 empty] | #FFFF0000 | FA-NFPA 170 ADDRESSABLE OUTPUT MODULE | 1 | FALSE | FALSE | FALSE | 1300
NFPA 170 HORN STROBE CEILING |  |  | North | Simplex |  | Horn/Strobe |  |  |  | Module | TRUE | 49AVH-APPLC-O-BA | + | Audible/Visible Notification Appliances, Weatherproof Ceiling Mount Multi-Candela Horn/Strobe, Specify Cover, Assembled in USA | 1 | 0 | 0 |  |  |  |  | TRUE | TRUE |  |  |  |  | #FF0070C0 | FA-NFPA 170 HORN STROBE CEILING | 1 | FALSE | FALSE | FALSE | 2013 | [16 empty] | C, WP
NFPA 170 ADDRESSABLE OUTPUT MODULE |  |  | North | Simplex |  | Addressable Control/Relay |  |  |  | Module | TRUE | 4090-9005 | ++ | Basic Suppression Release Peripheral on mounting plate | 1 | [12 empty] | #FFFF0000 | FA-NFPA 170 ADDRESSABLE OUTPUT MODULE | 1 | FALSE | FALSE | FALSE
NFPA 170 SPEAKER WALL |  |  | North | Simplex |  | Speaker |  |  |  | Module | TRUE | 49SO-APPLW-O-BA | + | Wall Mount Addressable Weatherproof S/O Appliance only. Assembled in USA | 1 | 0 | 0 |  |  |  |  | TRUE | [5 empty] | #FF0070C0 | FA-NFPA 170 SPEAKER WALL | 1 | FALSE | FALSE | FALSE | 2019 | [16 empty] | WP
|  |  | North | Simplex |  | Cards & Components |  |  |  | Card | TRUE | 4100-3102 |  | MAPNET II MODULE | 1 | 0.255 | 0.275 |  |  |  |  | TRUE | [5 empty] | #FFFFFFFF |  |  | FALSE | FALSE | FALSE | [14 empty] | FALSE
NFPA 170 SYNC MODULE |  |  | North | Simplex |  | Sync Module |  |  |  | Module | TRUE | 4905-9914 |  | Synchronized Flash Module, Class B | 1 | 0 | 0.01 |  |  |  |  | TRUE | [5 empty] | #FFFF0000 | FA-NFPA 170 SYNC MODULE | 1 | FALSE | FALSE | FALSE | 1300
NFPA 170 MANUAL PULL |  |  | North | Simplex |  | Manual Station |  |  |  | Module | TRUE | 2099-9104 | ++ | Non-Coded, Non-Addressable Manual Station, Double Action | 1 | [6 empty] | FALSE | TRUE | Flush | Single gang box 2-1/2" deep 4" square box, 2-1/8" (54 mm) minimum | 5" H x 3-3/4" W x 1" D (127 mm x 95 mm x 25 mm) |  | #FFFF0000 | FA-NFPA 170 MANUAL PULL | 1 | FALSE | FALSE | FALSE | 1408 | [13 empty] | FALSE |  |  | SBP
NFPA 170 FIRE PHONE |  |  | North | Simplex |  | Fire Phone |  |  |  | Module | TRUE | 2084-9001 |  | REMOTE PHONE JACK | 1 | [6 empty] | TRUE | [5 empty] | #FFFF0000 | FA-NFPA 170 FIRE PHONE | 1 | FALSE | FALSE | FALSE | 208 | [16 empty] | J
NFPA 170 STROBE CEILING |  |  | North | Simplex |  | Strobe |  |  |  | Module | TRUE | 49VO-APPLC | + | Visual Only Notification Appliances, Indoor Ceiling Mount Strobe | 1 | 0 | 0 |  |  |  |  | TRUE | TRUE |  |  |  |  | #FF0070C0 | FA-NFPA 170 STROBE CEILING | 1 | FALSE | FALSE | FALSE | 2022 | [16 empty] | C
NFPA 170 HEAT DETECTOR |  |  | North | Simplex |  | Heat Detector |  |  |  | Module | TRUE | 4098-9613 w/4098-9683 | + | Electronic Heat Detector 2-Wire 135° F (57° C) with auxiliary alarm relay output | 1 | 0.0001 | 0.024 |  |  |  |  | TRUE | TRUE |  |  |  |  | #FFFF0000 | FA-NFPA 170 HEAT DETECTOR | 1 | FALSE | FALSE | FALSE | 1403 | [16 empty] | 135¦RR
|  |  | North | Simplex |  | Cards & Components |  |  |  | Card | TRUE | 4010-9633 Main Board | ++ | Main Board/Power Supply | 1 | 0.506 | 0.771 | 6.771 |  |  |  | TRUE | [5 empty] | #FFFFFFFF |  |  | FALSE | FALSE | FALSE | [9 empty] | 7,12,18,26,33,55,65,110 |  |  |  |  | TRUE
NFPA 170 HEAT DETECTOR |  |  | North | Simplex |  | Heat Detector |  |  |  | Module | TRUE | 4098-9612E w/4098-9684E | + | Electronic Heat Detector 2-Wire 135° F (57° C) with remote LED, High Humidity | 1 | 0.0001 | 0.086 |  |  |  |  | TRUE | TRUE |  |  |  |  | #FFFF0000 | FA-NFPA 170 HEAT DETECTOR | 1 | FALSE | FALSE | FALSE | 1403 | [16 empty] | 135
NFPA 170 HEAT DETECTOR |  |  | North | Simplex |  | Heat Detector |  |  |  | Module | TRUE | 4098-9733 w/4098-9793 | + | TrueAlarm Heat Detector w/TrueAlarm Sensor Isolator Base | 1 | 0.0008 | 0.001 |  |  |  |  | TRUE | TRUE |  |  |  |  | #FFFF0000 | FA-NFPA 170 HEAT DETECTOR | 1 | FALSE | FALSE | FALSE | 1403
NFPA 170 HORN STROBE |  |  | North | Simplex |  | Horn/Strobe |  |  |  | Module | TRUE | 4906-9132 | + | Weatherproof appliance with multi-candela Horn strobe Wall Mount White | 1 | 0 | 0 |  |  |  |  | TRUE | [5 empty] | #FF0070C0 | FA-NFPA 170 HORN STROBE | 1 | FALSE | FALSE | FALSE | 2012 | [16 empty] | WP
|  |  | North | Simplex |  | Cards & Components |  |  |  | Card | TRUE | 4007-9201 CPU | ++ | CPU Assembly | 1 | 0.18 | 0.185 |  |  |  |  | TRUE | [5 empty] | #FFFFFFFF |  |  | FALSE | FALSE | FALSE | [9 empty] | 7,12,18 |  |  |  |  | TRUE
NFPA 170 ADDRESSABLE OUTPUT MODULE |  |  | North | Simplex |  | Addressable Control/Relay |  |  |  | Module | TRUE | 4090-9002 | + | Relay IAM | 1 | 0.0008 | 0.001 |  |  |  |  | TRUE | [5 empty] | #FFFF0000 | FA-NFPA 170 ADDRESSABLE OUTPUT MODULE | 1 | FALSE | FALSE | FALSE | 1100 | [16 empty] | R
NFPA 170 HEAT DETECTOR |  |  | North | Simplex |  | Heat Detector |  |  |  | Module | TRUE | 4098-9614E w/4098-9682E | + | Electronic Heat Detector 4-Wire 200° F (57° C) with auxiliary alarm relay output, High Humidity | 1 | 0.0001 | 0.024 |  |  |  |  | TRUE | TRUE |  |  |  |  | #FFFF0000 | FA-NFPA 170 HEAT DETECTOR | 1 | FALSE | FALSE | FALSE | 1403 | [16 empty] | 200
NFPA 170 STROBE CEILING |  |  | North | Simplex |  | Strobe |  |  |  | Module | TRUE | 4906-9117 | + | Multi-candela strobe, Ceiling Mount, Blank, White | 1 | 0 | 0 |  |  |  |  | TRUE | TRUE |  |  |  |  | #FF0070C0 | FA-NFPA 170 STROBE CEILING | 1 | FALSE | FALSE | FALSE | 2022 | [16 empty] | C
|  |  | North | Simplex | [5 empty] | Module | TRUE | 4190-9857 | ++ | ES Net NIC dual channel DSL media card | 1 | 0.155 | 0.155 | [10 empty] | #FFFFFFFF |  |  | FALSE | FALSE | FALSE
NFPA 170 HEAT DETECTOR |  |  | North | Simplex |  | Heat Detector |  |  |  | Module | TRUE | 4098-9615 w/4098-9682 | + | Electronic Heat Detector 4-Wire 135° F (57° C) with auxiliary alarm relay output | 1 | 0.0001 | 0.024 |  |  |  |  | TRUE | TRUE |  |  |  |  | #FFFF0000 | FA-NFPA 170 HEAT DETECTOR | 1 | FALSE | FALSE | FALSE | 1403 | [16 empty] | 200¦RR
|  |  | North | Simplex |  | Cards & Components |  |  |  | Card | TRUE | 4100-6080 | + | DACT, Point or Event Reporting | 1 | 0.03 | 0.04 |  |  |  |  | TRUE | [5 empty] | #FFFFFFFF |  |  | FALSE | FALSE | FALSE
NFPA 170 MANUAL PULL |  |  | North | Simplex |  | Manual Station |  |  |  | Module | TRUE | 4099-9004 | + | Addressable manual station, Single Action, English | 1 | 0.0008 | 0.001 |  |  |  |  | TRUE | FALSE |  |  |  |  | #FFFF0000 | FA-NFPA 170 MANUAL PULL | 1 | FALSE | FALSE | FALSE | 957
NFPA 170 HEAT DETECTOR |  |  | North | Simplex |  | Heat Detector |  |  |  | Module | TRUE | 4098-9615E w/4098-9683E | + | Electronic Heat Detector 2-Wire 200° F (57° C) with auxiliary alarm relay output, High Humidity | 1 | 0.0001 | 0.086 |  |  |  |  | TRUE | TRUE |  |  |  |  | #FFFF0000 | FA-NFPA 170 HEAT DETECTOR | 1 | FALSE | FALSE | FALSE | 1403 | [16 empty] | 200
|  |  | North | Simplex |  | Cards & Components |  |  |  | Card | TRUE | 4100-5015 |  | 8 Zone Initiating Device Circuits Class A | 1 | 0.075 | 0.195 |  |  |  |  | TRUE | [5 empty] | #FFFFFFFF |  |  | FALSE | FALSE | FALSE
NFPA 170 SMOKE DETECTOR |  |  | North | Simplex |  | Smoke Detector |  |  |  | Module | TRUE | 2098-9201 | ++ | Photoelectric Detector | 1 | 0.04 | 0.086 |  |  |  |  | FALSE | TRUE |  |  |  |  | #FFFF0000 | FA-NFPA 170 SMOKE DETECTOR | 1 | FALSE | FALSE | FALSE | 1408 | [13 empty] | FALSE |  |  | SBP
NFPA 170 HORN STROBE CEILING |  |  | North | Simplex |  | Horn/Strobe |  |  |  | Module | TRUE | 49AVH-APPLC-BA | + | Audible/Visible Notification Appliances, Ceiling Mount Multi-High Candela Horn/Strobe, Specify Cover, Assembled in USA | 1 | 0 | 0 |  |  |  |  | TRUE | TRUE |  |  |  |  | #FF0070C0 | FA-NFPA 170 HORN STROBE CEILING | 1 | FALSE | FALSE | FALSE | 2013 | [16 empty] | C
NFPA 170 REMOTE ANNUNCIATOR |  |  | North | Simplex |  | Cards & Components |  |  |  | Module | TRUE | 4100-9616 | ++ | Remote Annunciator with ES Touch Screen Display | 1 | 0.095 | 0.165 |  |  |  |  | TRUE | [5 empty] | #FFFF0000 | FA-NFPA 170 REMOTE ANNUNCIATOR | 1 | FALSE | FALSE | FALSE
NFPA 170 STROBE CEILING |  |  | North | Simplex |  | Strobe |  |  |  | Module | TRUE | 4906-9104 | + | Multi-candela strobe, Ceiling Mount, Fire, White | 1 | 0 | 0 |  |  |  |  | TRUE | TRUE |  |  |  |  | #FF0070C0 | FA-NFPA 170 STROBE CEILING | 1 | FALSE | FALSE | FALSE | 2022 | [16 empty] | C
|  |  | North | Simplex |  | Cards & Components |  |  |  | Card | TRUE | 4100-0104 |  | Battery Charger | 1 | 0 | 0 |  |  |  |  | TRUE | [5 empty] | #FFFFFFFF |  |  | FALSE | FALSE | FALSE
NFPA 170 SPEAKER STROBE CEILING |  |  | North | Simplex |  | Speaker/Strobe |  |  |  | Module | TRUE | 49HFV-APPLC | + | Ceiling mount Addressable High fidelity S/V appliance only. | 1 | 0 | 0 |  |  |  |  | TRUE | TRUE |  |  |  |  | #FF0070C0 | FA-NFPA 170 SPEAKER STROBE CEILING | 1 | FALSE | FALSE | FALSE | 2019 | [16 empty] | C
NFPA 170 SPEAKER STROBE CEILING |  |  | North | Simplex |  | Speaker/Strobe |  |  |  | Module | TRUE | A49SVH-APPLC | + | Ceiling Mount Addressable High candela S/V appliance only. | 1 | 0 | 0 |  |  |  |  | TRUE | TRUE |  |  |  |  | #FF0070C0 | FA-NFPA 170 SPEAKER STROBE CEILING | 1 | FALSE | FALSE | FALSE | 2019 | [16 empty] | C
NFPA 170 HORN STROBE |  |  | North | Simplex |  | Horn/Strobe |  |  |  | Module | TRUE | 49AV-WRF |  | AV WALL RED FIRE | 1 | [6 empty] | FALSE | [5 empty] | #FF0070C0 | FA-NFPA 170 HORN STROBE | 1 | FALSE | FALSE | FALSE | 2012 | [13 empty] | FALSE
NFPA 170 HORN STROBE |  |  | North | Simplex |  | Horn/Strobe |  |  |  | Module | TRUE | 49CMTV-APPLW | + | Multi-Tone Horn Strobes; SmartSync Controlled or Free-run; with 520 Hz output, Non-Addressable, Specify Cover | 1 | 0 | 0 |  |  |  |  | TRUE | [5 empty] | #FF0070C0 | FA-NFPA 170 HORN STROBE | 1 | FALSE | FALSE | FALSE | 2012
NFPA 170 MANUAL PULL |  |  | North | Simplex |  | Manual Station |  |  |  | Module | TRUE | 2099-9101 | ++ | Non-Coded, Non-Addressable Manual Station, Single Action | 1 | [6 empty] | FALSE | TRUE | Flush | Single gang box 2-1/2" deep 4" square box, 2-1/8" (54 mm) minimum | 5" H x 3-3/4" W x 1" D (127 mm x 95 mm x 25 mm) |  | #FFFF0000 | FA-NFPA 170 MANUAL PULL | 1 | FALSE | FALSE | FALSE | 1408 | [13 empty] | FALSE |  |  | SBP
NFPA 170 SPEAKER STROBE CEILING |  |  | North | Simplex |  | Speaker/Strobe |  |  |  | Module | TRUE | 49SVH-APPLC | + | Ceiling Mount Addressable High candela S/V appliance only. | 1 | 0 | 0 |  |  |  |  | TRUE | TRUE |  |  |  |  | #FF0070C0 | FA-NFPA 170 SPEAKER STROBE CEILING | 1 | FALSE | FALSE | FALSE | 2019 | [16 empty] | C
NFPA 170 STROBE WALL |  |  | North | Simplex |  | Strobe |  |  |  | Module | TRUE | 4906-9101 | + | Multi-candela strobe, Wall Mount, Fire, Red | 1 | 0 | 0 |  |  |  |  | TRUE | [5 empty] | #FF0070C0 | FA-NFPA 170 STROBE WALL | 1 | FALSE | FALSE | FALSE | 2023
NFPA 170 STROBE CEILING |  |  | North | Simplex |  | Strobe |  |  |  | Module | TRUE | 4906-9102 | + | Multi-candela strobe, Ceiling Mount, Fire, Red | 1 | 0 | 0 |  |  |  |  | TRUE | TRUE |  |  |  |  | #FF0070C0 | FA-NFPA 170 STROBE CEILING | 1 | FALSE | FALSE | FALSE | 2022 | [16 empty] | C
NFPA 170 SMOKE HEAT DETECTOR |  |  | North | Simplex |  | Smoke/Heat Detector |  |  |  | Module | TRUE | 4098-9754 w/4098-9792 | + | TrueAlarm Photoelectric and Heat Sensing Detector w/TrueAlarm Standard Base | 1 | 0.0008 | 0.001 |  |  |  |  | TRUE | TRUE |  |  |  |  | #FFFF0000 | FA-NFPA 170 SMOKE HEAT DETECTOR | 1 | FALSE | FALSE | FALSE | 1402
|  |  | North | Simplex | [5 empty] | Module | TRUE | 4010-6309 | ++ | ES Net NIC dual channel DSL media card | 1 | 0.155 | 0.155 | [10 empty] | #FFFFFFFF |  |  | FALSE | FALSE | FALSE
NFPA 170 SMOKE HEAT CO DETECTOR |  |  | North | Simplex |  | Smoke/Heat/CO Detector |  |  |  | Module | TRUE | 4098-9754 w/4098-9773 | + | TrueAlarm Photoelectric and Heat Sensing Detector w/TrueAlarm CO Sensor Base with 520 Hz Sounder | 1 | 0.0008 | 0.001 |  |  |  |  | TRUE | TRUE |  |  |  |  | #FFFF0000 | FA-NFPA 170 SMOKE HEAT CO DETECTOR | 1 | FALSE | FALSE | FALSE | 1402 | [16 empty] | CO, SB
|  |  | North | Simplex | [5 empty] | Module | TRUE | 4007-6308 | ++ | ES Net NIC dual channel multi-mode fiber media card | 1 | 0.135 | 0.135 | [10 empty] | #FFFFFFFF |  |  | FALSE | FALSE | FALSE
|  |  | North | Simplex |  | Cards & Components |  |  |  | Card | TRUE | 4100-5311 | ++ | Expansion EPS with IDNet 2 Module | 1 | 0.225 | 0.49 |  |  |  |  | TRUE | [5 empty] | #FFFFFFFF |  |  | FALSE | FALSE | FALSE
NFPA 170 SPEAKER WALL |  |  | North | Simplex |  | Speaker |  |  |  | Module | TRUE | 4902-9717 |  | SPEAKER LOW FREQUENCY | 1 | [6 empty] | TRUE | [5 empty] | #FF0070C0 | FA-NFPA 170 SPEAKER WALL | 1 | FALSE | FALSE | FALSE | 2021 | [16 empty] | LF
|  |  | North | Simplex |  | Hardware |  |  |  | Hardware | TRUE | 4100-2153 |  | INDICATOR ONLY 3 BAY GLASS | 1 | [12 empty] | #FFFFFFFF |  |  | FALSE | FALSE | FALSE
NFPA 170 SPEAKER STROBE |  |  | North | Simplex |  | Speaker/Strobe |  |  |  | Module | TRUE | 49SV-APPLW-O-BA | + | Wall Mount Addressable Weatherproof S/V Appliance only, WP, Assembled in USA | 1 | 0 | 0 |  |  |  |  | TRUE | FALSE |  |  |  |  | #FF0070C0 | FA-NFPA 170 SPEAKER STROBE | 1 | FALSE | FALSE | FALSE | 2019 | [16 empty] | WP
|  |  | North | Simplex |  | Cards & Components |  |  |  | Card | TRUE | 4007-6308 | ++ | ES Net NIC Dual Channel Single-mode Fiber Media Card | 1 | 0.135 | 0.135 |  |  |  |  | TRUE | [5 empty] | #FFFFFFFF |  |  | FALSE | FALSE | FALSE
NFPA 170 SMOKE DETECTOR |  |  | North | Simplex |  | Smoke Detector |  |  |  | Module | TRUE | 4098-9605 w/4098-9788 | + | TrueAlarm Photoelectric Smoke Detector w/TrueAlarm Sensor 2-Wire Base | 1 | 0.0001 | 0.024 |  |  |  |  | TRUE | TRUE |  |  |  |  | #FFFF0000 | FA-NFPA 170 SMOKE DETECTOR | 1 | FALSE | FALSE | FALSE | 1408 | [16 empty] | P
NFPA 170 SPEAKER STROBE CEILING |  |  | North | Simplex |  | Speaker/Strobe |  |  |  | Module | TRUE | A49SVH-APPLC-O | + | Ceiling Mount Addressable Weatherproof S/V Appliance Only. | 1 | 0 | 0 |  |  |  |  | TRUE | TRUE |  |  |  |  | #FF0070C0 | FA-NFPA 170 SPEAKER STROBE CEILING | 1 | FALSE | FALSE | FALSE | 2019 | [16 empty] | C, WP
NFPA 170 SPEAKER CEILING |  |  | North | Simplex |  | Speaker |  |  |  | Module | TRUE | 49SO-APPLC | + | Ceiling mount Addressable S/O appliance only. | 1 | 0.0008 | 0.009 |  |  |  |  | TRUE | TRUE |  |  |  |  | #FF0070C0 | FA-NFPA 170 SPEAKER CEILING | 1 | FALSE | FALSE | FALSE | 2019 | [16 empty] | C
NFPA 170 SMOKE CO DETECTOR |  |  | North | Simplex |  | Smoke/CO Detector |  |  |  | Module | TRUE | 4098-9714 w/4098-9771 | + | TrueAlarm Photoelectric Smoke Detector w/CO Base with Sounder | 1 | 0.0008 | 0.001 |  |  |  |  | TRUE | TRUE |  |  |  |  | #FFFF0000 | FA-NFPA 170 SMOKE CO DETECTOR | 1 | FALSE | FALSE | FALSE | 1408 | [16 empty] | CO, SB
NFPA 170 HORN |  |  | North | Simplex |  | Horn |  |  |  | Module | TRUE | 4901-9820 |  | Horn 4 Wire Red with white Fire Lettering | 1 | 0 | 0.027 |  |  |  |  | FALSE | [5 empty] | #FF0070C0 | FA-NFPA 170 HORN | 1 | FALSE | FALSE | FALSE | 2010 | [13 empty] | FALSE
NFPA 170 MANUAL PULL |  |  | North | Simplex |  | Manual Station |  |  |  | Module | TRUE | 2099-9754 | ++ | Non-Coded, Non-Addressable Manual Station, Single Action | 1 | [6 empty] | FALSE | TRUE | Flush | Single gang box 2-1/2" deep 4" square box, 2-1/8" (54 mm) minimum | 5" H x 3-3/4" W x 1" D (127 mm x 95 mm x 25 mm) |  | #FFFF0000 | FA-NFPA 170 MANUAL PULL | 1 | FALSE | FALSE | FALSE | 1408 | [13 empty] | FALSE |  |  | SBP
|  |  | North | Simplex |  | Cards & Components |  |  |  | Card | TRUE | 4100-0304 |  | RUI | 1 | 0.08 | 0.08 |  |  |  |  | TRUE | [5 empty] | #FFFFFFFF |  |  | FALSE | FALSE | FALSE
NFPA 170 STROBE WALL |  |  | North | Simplex |  | Strobe |  |  |  | Module | TRUE | 4906-9107 | + | Multi-candela strobe, Wall Mount, Fire, White, Amber Lens | 1 | 0 | 0 |  |  |  |  | TRUE | [5 empty] | #FF0070C0 | FA-NFPA 170 STROBE WALL | 1 | FALSE | FALSE | FALSE | 2023
NFPA 170 HORN STROBE |  |  | North | Simplex |  | Horn/Strobe |  |  |  | Module | TRUE | 4903-943x |  | Horn/Strobe 4 Wire White with red Fire Lettering/15/75/110 cd | 1 | 0 | 0.22 |  |  |  |  | FALSE | [5 empty] | #FF0070C0 | FA-NFPA 170 HORN STROBE | 1 | FALSE | FALSE | FALSE | 2012 | [13 empty] | FALSE
NFPA 170 HORN STROBE |  |  | North | Simplex |  | Horn/Strobe |  |  |  | Module | TRUE | 4906-9141 | + | Horn with Multi-Candela Strobe; Wall Mount, White, High Cd | 1 | 0 | 0 |  |  |  |  | TRUE | [5 empty] | #FF0070C0 | FA-NFPA 170 HORN STROBE | 1 | FALSE | FALSE | FALSE | 2012
|  |  | North | Simplex |  | Cards & Components |  |  |  | Card | TRUE | 4007-9812 | ++ | Dual RS-232 Interface Module, compatible with Simplex remote printer, PC annunciator or third party interface (two ports/connections maximum). | 1 | 0.06 | 0.06 |  |  |  |  | TRUE | [5 empty] | #FFFFFFFF |  |  | FALSE | FALSE | FALSE
|  |  | North | Simplex |  | Cards & Components |  |  |  | Card | TRUE | 4100-0622 |  | DIGITAL AUDIO RISER MODULE | 1 | 0.07 | 0.07 |  |  |  |  | TRUE | [5 empty] | #FFFFFFFF |  |  | FALSE | FALSE | FALSE
|  |  | North | Simplex |  | Hardware |  |  |  | Hardware | TRUE | 49WPBB-AVVOWR |  | WP BACK BOX AV OR VO WALL RED | 1 | [6 empty] | FALSE | [5 empty] | #FFFFFFFF |  |  | FALSE | FALSE | FALSE | [14 empty] | FALSE
NFPA 170 HEAT DETECTOR |  |  | North | Simplex |  | Heat Detector |  |  |  | Module | TRUE | 4098-9733BA w/4098-9792BA | + | TrueAlarm Heat Detector w/TrueAlarm Sensor Standard Base, Assembled in USA | 1 | 0.0008 | 0.001 |  |  |  |  | TRUE | TRUE |  |  |  |  | #FFFF0000 | FA-NFPA 170 HEAT DETECTOR | 1 | FALSE | FALSE | FALSE | 1403
|  |  | North | Simplex |  | Hardware |  |  |  | Hardware | TRUE | 4098-9858 | + | Sampling Tube 71" to 95" (1803 mm to 2413 mm) | 1 | 0 | 0 |  |  |  |  | TRUE | [5 empty] | #FFFFFFFF |  |  | FALSE | FALSE | FALSE
NFPA 170 SMOKE DETECTOR |  |  | North | Simplex |  | Smoke Detector |  |  |  | Module | TRUE | 4098-9714 w/4098-9794 | + | TrueAlarm Analog Sensors, Photoelectric smoke sensor, White, Sounder Base w/LED or Relay Connections | 1 | 0.0008 | 0.001 |  |  |  |  | FALSE | TRUE |  |  |  |  | #FFFF0000 | FA-NFPA 170 SMOKE DETECTOR | 1 | FALSE | FALSE | FALSE | 1408 | [13 empty] | FALSE |  |  | SB
NFPA 170 HEAT DETECTOR |  |  | North | Simplex |  | Heat Detector |  |  |  | Module | TRUE | 4098-9613 w/4098-9684 | + | Electronic Heat Detector 2-Wire 135° F (57° C) with connection for remote LED | 1 | 0.0001 | 0.024 |  |  |  |  | TRUE | TRUE |  |  |  |  | #FFFF0000 | FA-NFPA 170 HEAT DETECTOR | 1 | FALSE | FALSE | FALSE | 1403 | [16 empty] | 135¦RR
|  |  | North | Simplex |  | Hardware |  |  |  | Hardware | TRUE | 4100-1241 |  | MESSAGE EXPANSION, 8 MINUTES | 1 | [12 empty] | #FFFFFFFF |  |  | FALSE | FALSE | FALSE
NFPA 170 FIRE ALARM CONTROL UNIT | RISER FACP |  | North | Simplex |  | Fire Alarm Control Unit |  |  |  | Assembly | TRUE | 4006-9102 | ++ | Standard fire alarm control panel, Beige | 1 | [6 empty] | FALSE | [5 empty] | #FFFF0000 | FA-NFPA 170 FIRE ALARM CONTROL UNIT | 1 | FALSE | FALSE | FALSE | 202 | [13 empty] | TRUE
NFPA 170 STROBE WALL |  |  | North | Simplex |  | Strobe |  |  |  | Module | TRUE | 4906-9103 | + | Multi-candela strobe, Wall Mount, Fire, White | 1 | 0 | 0 |  |  |  |  | TRUE | [5 empty] | #FF0070C0 | FA-NFPA 170 STROBE WALL | 1 | FALSE | FALSE | FALSE | 2023
|  |  | North | Simplex |  | Hardware |  |  |  | Hardware | TRUE | 4098-9832 | + | Adapter Plate Required for surface or semi-flush mounted 4" square box and for surface mounted 4" octagonal box | 1 | 0 | 0 |  |  |  |  | TRUE | [5 empty] | #FFFFFFFF |  |  | FALSE | FALSE | FALSE
|  |  | North | Simplex |  | Hardware |  |  |  | Hardware | TRUE | 2099-9814 | + | Surface trim plate for Wiremold 5744-2, red | 1 | [6 empty] | TRUE | [5 empty] | #FFFFFFFF |  |  | FALSE | FALSE | FALSE
NFPA 170 SMOKE HEAT DETECTOR |  |  | North | Simplex |  | Smoke/Heat Detector |  |  |  | Module | TRUE | 4098-9602 w/4098-9788 | + | TrueAlarm Photoelectric Smoke Detector with TrueSense Smoke/Heat Detection 2-Wire | 1 | 0.0001 | 0.024 |  |  |  |  | TRUE | TRUE |  |  |  |  | #FFFF0000 | FA-NFPA 170 SMOKE HEAT DETECTOR | 1 | FALSE | FALSE | FALSE | 1408 | [16 empty] | P
NFPA 170 HEAT DETECTOR |  |  | North | Simplex |  | Heat Detector |  |  |  | Module | TRUE | 4098-9613 w/4098-9682 | + | Electronic Heat Detector 4-Wire 135° F (57° C) with auxiliary alarm relay output | 1 | 0.0001 | 0.024 |  |  |  |  | TRUE | TRUE |  |  |  |  | #FFFF0000 | FA-NFPA 170 HEAT DETECTOR | 1 | FALSE | FALSE | FALSE | 1403 | [16 empty] | 135¦RR
NFPA 170 ADDRESSABLE INPUT MONITOR MODULE |  |  | North | Simplex |  | Addressable Module |  |  |  | Module | TRUE | 4090-9101 |  | ZAM CLASS B MONITOR, IDNET | 1 | 0.001 | 0.001 |  |  |  |  | FALSE | [5 empty] | #FFFF0000 | FA-NFPA 170 ADDRESSABLE INPUT MONITOR MODULE | 1 | FALSE | FALSE | FALSE | 1000 | [13 empty] | FALSE
NFPA 170 REMOTE ANNUNCIATOR |  |  | North | Simplex |  | Cards & Components |  |  |  | Module | TRUE | 4100-9405 | ++ | Remote ES Touch Screen Display, platinum | 1 | 0.16 | 0.225 |  |  |  |  | TRUE | [5 empty] | #FFFF0000 | FA-NFPA 170 REMOTE ANNUNCIATOR | 1 | FALSE | FALSE | FALSE
|  |  | North | Simplex |  | Hardware |  |  |  | Hardware | TRUE | YJ1263 | + | IAM Cover Plate | 1 | 0 | 0 |  |  |  |  | TRUE | [5 empty] | #FFFFFFFF |  |  | FALSE | FALSE | FALSE
NFPA 170 HORN |  |  | North | Simplex |  | Horn |  |  |  | Module | TRUE | 49CMT-APPLW-BA | + | Multi-Tone Horns; SmartSync Controlled or Free-run; with 520 Hz output, Non-Addressable, Specify Cover, Assembled in USA | 1 | 0 | 0 |  |  |  |  | TRUE | [5 empty] | #FF0070C0 | FA-NFPA 170 HORN | 1 | FALSE | FALSE | FALSE | 2012
|  |  | North | Simplex | [5 empty] | Module | TRUE | 4100-9601 |  | LOCAL MODE TRANSPONDER | 1 | [12 empty] | #FFFFFFFF |  |  | FALSE | FALSE | FALSE
NFPA 170 SMOKE DETECTOR |  |  | North | Simplex |  | Smoke Detector |  |  |  | Module | TRUE | 4098-9714 w/4098-9780 | + | TrueAlarm Analog Sensors, Photoelectric smoke sensor, White, 2-Wire Sensor Relay Base w/LED and Supervised Relay Connections | 1 | 0.0008 | 0.001 |  |  |  |  | FALSE | TRUE |  |  |  |  | #FFFF0000 | FA-NFPA 170 SMOKE DETECTOR | 1 | FALSE | FALSE | FALSE | 1408 | [13 empty] | FALSE
NFPA 170 MANUAL PULL |  |  | North | Simplex |  | Manual Station |  |  |  | Module | TRUE | 2099-9756 | ++ | Non-Coded, Non-Addressable Manual Station, Double Action | 1 | [6 empty] | FALSE | TRUE | Flush | Single gang box 2-1/2" deep 4" square box, 2-1/8" (54 mm) minimum | 5" H x 3-3/4" W x 1" D (127 mm x 95 mm x 25 mm) |  | #FFFF0000 | FA-NFPA 170 MANUAL PULL | 1 | FALSE | FALSE | FALSE | 1408 | [13 empty] | FALSE |  |  | SBP
NFPA 170 HORN STROBE |  |  | North | Simplex |  | Horn/Strobe |  |  |  | Module | TRUE | 4906-9131 | + | Weatherproof appliance with multi-candela Horn strobe Wall Mount Red | 1 | 0 | 0 |  |  |  |  | TRUE | [5 empty] | #FF0070C0 | FA-NFPA 170 HORN STROBE | 1 | FALSE | FALSE | FALSE | 2012 | [16 empty] | WP
NFPA 170 SMOKE DETECTOR |  |  | North | Simplex |  | Smoke Detector |  |  |  | Module | TRUE | 4098-9714 w/4098-9793 | + | TrueAlarm Photoelectric Smoke Detector w/TrueAlarm Sensor Isolator Base | 1 | 0.0008 | 0.001 |  |  |  |  | TRUE | TRUE |  |  |  |  | #FFFF0000 | FA-NFPA 170 SMOKE DETECTOR | 1 | FALSE | FALSE | FALSE | 1408
NFPA 170 STROBE CEILING |  |  | North | Simplex |  | Strobe |  |  |  | Module | TRUE | 4906-9110 | + | Multi-candela strobe, Ceiling Mount, Fire, Red, High Cd | 1 | 0 | 0 |  |  |  |  | TRUE | TRUE |  |  |  |  | #FF0070C0 | FA-NFPA 170 STROBE CEILING | 1 | FALSE | FALSE | FALSE | 2022 | [16 empty] | C
NFPA 170 SMOKE DETECTOR |  |  | North | Simplex |  | Smoke Detector |  |  |  | Module | TRUE | 4098-9019 (Prism) | + | Fireray 5000 Beam Detector Prism | 1 | [6 empty] | FALSE | TRUE |  |  |  |  | #FFFF0000 | FA-NFPA 170 SMOKE DETECTOR | 1 | FALSE | FALSE | FALSE | 1408 | [13 empty] | FALSE |  |  | SBP
NFPA 170 HEAT DETECTOR |  |  | North | Simplex |  | Heat Detector |  |  |  | Module | TRUE | 4098-9612E w/4098-9683E | + | Electronic Heat Detector 2-Wire 135° F (57° C) with auxiliary alarm relay output, High Humidity | 1 | 0.0001 | 0.086 |  |  |  |  | TRUE | TRUE |  |  |  |  | #FFFF0000 | FA-NFPA 170 HEAT DETECTOR | 1 | FALSE | FALSE | FALSE | 1403 | [16 empty] | 135
NFPA 170 SMOKE CO DETECTOR |  |  | North | Simplex |  | Smoke/CO Detector |  |  |  | Module | TRUE | 4098-9714 w/4098-9770 | + | TrueAlarm Photoelectric Smoke Detector w/CO Base, Standard operation | 1 | 0.0008 | 0.001 |  |  |  |  | TRUE | TRUE |  |  |  |  | #FFFF0000 | FA-NFPA 170 SMOKE CO DETECTOR | 1 | FALSE | FALSE | FALSE | 1408 | [16 empty] | CO
NFPA 170 FIRE ALARM CONTROL INTERFACE |  |  | North | Simplex |  | Interface |  |  |  | Assembly | TRUE | 4190-9835 | ++ | ES Net external NIC and media cards for TSW, Platinum | 1 | 0.12 | 0.12 | [10 empty] | #FFFF0000 | FA-NFPA 170 FIRE ALARM CONTROL INTERFACE | 1 | FALSE | FALSE | FALSE
NFPA 170 STROBE CEILING |  |  | North | Simplex |  | Strobe |  |  |  | Module | TRUE | 4906-9114 | + | Multi-candela strobe, Ceiling Mount, Alert, Red | 1 | 0 | 0 |  |  |  |  | TRUE | TRUE |  |  |  |  | #FF0070C0 | FA-NFPA 170 STROBE CEILING | 1 | FALSE | FALSE | FALSE | 2022 | [16 empty] | C
NFPA 170 MANUAL PULL |  |  | North | Simplex |  | Manual Station |  |  |  | Module | TRUE | 4099-9006 | + | Addressable manual station, Double Action, Push operation, English | 1 | 0.0008 | 0.001 |  |  |  |  | FALSE | FALSE |  |  |  |  | #FFFF0000 | FA-NFPA 170 MANUAL PULL | 1 | FALSE | FALSE | FALSE | 957 | [13 empty] | FALSE
|  |  | North | Simplex |  | Hardware |  |  |  | Hardware | TRUE | 4090-9813 | + | Adapter plate to fit 4 11/16 in. (119 mm) square electrical box | 1 | [6 empty] | FALSE | [5 empty] | #FFFFFFFF |  |  | FALSE | FALSE | FALSE | [14 empty] | FALSE
NFPA 170 SPEAKER STROBE |  |  | North | Simplex |  | Speaker/Strobe |  |  |  | Module | TRUE | 4903-9153 | + | Audible/visible notification appliance with multi-tapped speaker and high intensity xenon strobe, Red, Vertical Mount | 1 | [6 empty] | TRUE | [5 empty] | #FF0070C0 | FA-NFPA 170 SPEAKER STROBE | 1 | FALSE | FALSE | FALSE | 2019
NFPA 170 SMOKE DETECTOR |  |  | North | Simplex |  | Smoke Detector |  |  |  | Module | TRUE | 2098-9208 | ++ | Photoelectric Detector | 1 | 0.04 | 0.086 |  |  |  |  | FALSE | TRUE |  |  |  |  | #FFFF0000 | FA-NFPA 170 SMOKE DETECTOR | 1 | FALSE | FALSE | FALSE | 1408 | [13 empty] | FALSE |  |  | SBP
|  |  | North | Simplex |  | Hardware |  |  |  | Hardware | TRUE | 2081-9275 | ++ | System Batteries, Sealed Lead-Acid, 18 Ah | 1 | [6 empty] | FALSE | [5 empty] | #FFFFFFFF |  |  | FALSE | FALSE | FALSE | [14 empty] | FALSE
|  |  | North | Simplex |  | Cards & Components |  |  |  | Card | TRUE | 4100-9621 |  | BASIC DIGITAL AUDIO OPERATION | 1 | 0.0874 | 0.333 |  |  |  |  | TRUE | [5 empty] | #FFFFFFFF |  |  | FALSE | FALSE | FALSE | [14 empty] | FALSE
NFPA 170 HEAT DETECTOR |  |  | North | Simplex |  | Heat Detector |  |  |  | Module | TRUE | 4098-9612 w/4098-9682 | + | Electronic Heat Detector 4-Wire 135° F (57° C) with auxiliary alarm relay output | 1 | 0.0001 | 0.024 |  |  |  |  | TRUE | TRUE |  |  |  |  | #FFFF0000 | FA-NFPA 170 HEAT DETECTOR | 1 | FALSE | FALSE | FALSE | 1403 | [16 empty] | 135
NFPA 170 MANUAL PULL |  |  | North | Simplex |  | Manual Station |  |  |  | Module | TRUE | 2099-9757 | ++ | Non-Coded, Non-Addressable Manual Station, Double Action | 1 | [6 empty] | FALSE | TRUE | Flush | Single gang box 2-1/2" deep 4" square box, 2-1/8" (54 mm) minimum | 5" H x 3-3/4" W x 1" D (127 mm x 95 mm x 25 mm) |  | #FFFF0000 | FA-NFPA 170 MANUAL PULL | 1 | FALSE | FALSE | FALSE | 1408 | [13 empty] | FALSE |  |  | SBP
NFPA 170 FIRE ALARM CONTROL UNIT | RISER FACP |  | North | Simplex |  | Fire Alarm Control Unit |  |  |  | Assembly | TRUE | 4010-9402 | ++ | Basic Control Unit with 2x40 LCD Operator Interface and one two-loop Isolated IDNet2 Communications Channel, Class A or Class B operation, with support for up to 250 addressable IDNet points | 1 | [6 empty] | FALSE | [5 empty] | #FFFF0000 | FA-NFPA 170 FIRE ALARM CONTROL UNIT | 1 | FALSE | FALSE | FALSE | 202 | [8 empty] | 7,12,18,26,33,55,65,110 |  |  |  |  | TRUE
NFPA 170 FIRE ALARM CONTROL UNIT | RISER FACP |  | North | Simplex |  | Fire Alarm Control Unit |  |  |  | Assembly | TRUE | 4010-9633 | ++ | Basic control unit with ES Touch Screen Operator Interface, 6 A ESS/battery charger, (1) Two-loop Isolated IDNet 2 Communications Channel and (1) Fourloop Isolated IDNet 2+2 Communications Module, Class A or Class B, with support for up to 500 addressable IDNet points; and (2) 3 A, Class B, IDNAC SLCs with support for up to 254 addressable notification appliances, Red | 1 | [6 empty] | TRUE | [5 empty] | #FFFF0000 | FA-NFPA 170 FIRE ALARM CONTROL UNIT | 1 | FALSE | FALSE | FALSE | 202 | [8 empty] | 7,12,18,26,33,55,65,110 |  | 50 |  |  | TRUE
|  |  | North | Simplex | [5 empty] | Module | TRUE | 4190-9856 | ++ | ES Net NIC dual channel Ethernet media card | 1 | 0.02 | 0.02 | [10 empty] | #FFFFFFFF |  |  | FALSE | FALSE | FALSE
|  |  | North | Simplex |  | Hardware |  |  |  | Hardware | TRUE | 4100-2300 |  | EXPANSION BAY (PHASE 10 ONLY) | 1 | [12 empty] | #FFFFFFFF |  |  | FALSE | FALSE | FALSE
|  |  | North | Simplex |  | Cards & Components |  |  |  | Card | TRUE | 4100-2504 |  | CSG with IP Communicator | 1 | 0.125 | 0.125 |  |  |  |  | TRUE | [5 empty] | #FFFFFFFF |  |  | FALSE | FALSE | FALSE
NFPA 170 SMOKE DETECTOR |  |  | North | Simplex |  | Smoke Detector |  |  |  | Module | TRUE | 4098-9714BA w/4098-9792BA | + | TrueAlarm Photoelectric Smoke Detector w/TrueAlarm Sensor Standard Base, Assembled in USA | 1 | 0.0008 | 0.001 |  |  |  |  | TRUE | TRUE |  |  |  |  | #FFFF0000 | FA-NFPA 170 SMOKE DETECTOR | 1 | FALSE | FALSE | FALSE | 1408
NFPA 170 MANUAL PULL |  |  | North | Simplex |  | Manual Station |  |  |  | Module | TRUE | 2099-9103 | ++ | Non-Coded, Non-Addressable Manual Station, Double Action | 1 | [6 empty] | FALSE | TRUE | Flush | Single gang box 2-1/2" deep 4" square box, 2-1/8" (54 mm) minimum | 5" H x 3-3/4" W x 1" D (127 mm x 95 mm x 25 mm) |  | #FFFF0000 | FA-NFPA 170 MANUAL PULL | 1 | FALSE | FALSE | FALSE | 1408 | [13 empty] | FALSE |  |  | SBP
|  |  | North | Simplex |  | Cards & Components |  |  |  | Card | TRUE | 4100-4321 |  | Signal Module | 1 | 0.025 | 0.07 |  |  |  |  | TRUE | [5 empty] | #FFFFFFFF |  |  | FALSE | FALSE | FALSE
NFPA 170 HORN STROBE CEILING |  |  | North | Simplex |  | Horn/Strobe |  |  |  | Module | TRUE | 49AV-APPLC | + | Audible/Visible Notification Appliances, Ceiling Mount Multi-Candela Horn/Strobe, Specify Cover | 1 | 0 | 0 |  |  |  |  | TRUE | TRUE |  |  |  |  | #FF0070C0 | FA-NFPA 170 HORN STROBE CEILING | 1 | FALSE | FALSE | FALSE | 2013 | [16 empty] | C
NFPA 170 STROBE CEILING |  |  | North | Simplex |  | Strobe |  |  |  | Module | TRUE | 4906-9211 | + | Multi-Candela Addressable Combination Strobe assembly with amber lens, ALERT strobe on top and clear lens, FIRE strobe on bottom, White | 1 | 0 | 0 |  |  |  |  | TRUE | TRUE |  |  |  |  | #FF0070C0 | FA-NFPA 170 STROBE CEILING | 1 | FALSE | FALSE | FALSE | 2022 | [16 empty] | C
NFPA 170 SPEAKER CEILING |  |  | North | Simplex |  | Speaker |  |  |  | Module | TRUE | 49HF-APPLC | + | Ceiling mount Addressable High fidelity S/O appliance only. | 1 | 0 | 0 |  |  |  |  | TRUE | TRUE |  |  |  |  | #FF0070C0 | FA-NFPA 170 SPEAKER CEILING | 1 | FALSE | FALSE | FALSE | 2019 | [16 empty] | C
|  |  | North | Simplex |  | Hardware |  |  |  | Hardware | TRUE | 4100-0638 |  | ADDITIONAL 24V HARNESS | 1 | [12 empty] | #FFFFFFFF |  |  | FALSE | FALSE | FALSE
NFPA 170 HEAT DETECTOR |  |  | North | Simplex |  | Heat Detector |  |  |  | Module | TRUE | 4098-9613 w/4098-9788 | + | Electronic Heat Detector 2-Wire 135° F (57° C) No options | 1 | 0.0001 | 0.024 |  |  |  |  | TRUE | TRUE |  |  |  |  | #FFFF0000 | FA-NFPA 170 HEAT DETECTOR | 1 | FALSE | FALSE | FALSE | 1403 | [16 empty] | 135¦RR
NFPA 170 HEAT DETECTOR |  |  | North | Simplex |  | Heat Detector |  |  |  | Module | TRUE | 4098-9614E w/4098-9683E | + | Electronic Heat Detector 2-Wire 200° F (57° C) with auxiliary alarm relay output, High Humidity | 1 | 0.0001 | 0.086 |  |  |  |  | TRUE | TRUE |  |  |  |  | #FFFF0000 | FA-NFPA 170 HEAT DETECTOR | 1 | FALSE | FALSE | FALSE | 1403 | [16 empty] | 200
NFPA 170 MANUAL PULL |  |  | North | Simplex |  | Manual Station |  |  |  | Module | TRUE | 2099-9759 | ++ | Non-Coded, Non-Addressable Manual Station, Double Action | 1 | [6 empty] | FALSE | TRUE | Flush | Single gang box 2-1/2" deep 4" square box, 2-1/8" (54 mm) minimum | 5" H x 3-3/4" W x 1" D (127 mm x 95 mm x 25 mm) |  | #FFFF0000 | FA-NFPA 170 MANUAL PULL | 1 | FALSE | FALSE | FALSE | 1408 | [13 empty] | FALSE |  |  | SBP
|  |  | North | Simplex |  | Hardware |  |  |  | Hardware | TRUE | 2975-9445 |  | 2 BAY BB/GDOOR/DRESS PANEL PLAT | 1 | [6 empty] | FALSE | [5 empty] | #FFFFFFFF |  |  | FALSE | FALSE | FALSE | [14 empty] | FALSE
NFPA 170 SPEAKER WALL |  |  | North | Simplex |  | Speaker |  |  |  | Module | TRUE | 49SO-APPLW | + | Wall mount Addressable S/O Appliances. | 1 | 0.0008 | 0.009 |  |  |  |  | TRUE | FALSE |  |  |  |  | #FF0070C0 | FA-NFPA 170 SPEAKER WALL | 1 | FALSE | FALSE | FALSE | 2019
NFPA 170 MANUAL PULL |  |  | North | Simplex |  | Manual Station |  |  |  | Module | TRUE | 2099-9108 | ++ | Non-Coded, Non-Addressable Manual Station, Double Action | 1 | [6 empty] | FALSE | TRUE | Flush | Single gang box 2-1/2" deep 4" square box, 2-1/8" (54 mm) minimum | 5" H x 3-3/4" W x 1" D (127 mm x 95 mm x 25 mm) |  | #FFFF0000 | FA-NFPA 170 MANUAL PULL | 1 | FALSE | FALSE | FALSE | 1408 | [13 empty] | FALSE |  |  | SBP
|  |  | North | Simplex | [5 empty] | Module | TRUE | 2084-9001 |  | REMOTE PHONE JACK | 1 | [6 empty] | TRUE | [5 empty] | #FFFFFFFF |  |  | FALSE | FALSE | FALSE
|  |  | North | Simplex |  | Hardware |  |  |  | Hardware | TRUE | 4905-9937 |  | Surface Mount Adapter Skirt, Red; use to cover 1-1/2" (38 mm) deep surface mounted boxes | 1 | 0 | 0 |  |  |  |  | TRUE | [5 empty] | #FFFFFFFF |  |  | FALSE | FALSE | FALSE
NFPA 170 STROBE CEILING |  |  | North | Simplex |  | Strobe |  |  |  | Module | TRUE | 49VO-APPLC-BA | + | Visual Only Notification Appliances, Indoor Ceiling Mount Strobe, Assembled in USA | 1 | 0 | 0 |  |  |  |  | TRUE | TRUE |  |  |  |  | #FF0070C0 | FA-NFPA 170 STROBE CEILING | 1 | FALSE | FALSE | FALSE | 2022 | [16 empty] | C
NFPA 170 HORN STROBE |  |  | North | Simplex |  | Horn/Strobe |  |  |  | Module | TRUE | 49AV-APPLW-BA | + | Audible/Visible Notification Appliances, Wall Mount Multi-Candela Horn/Strobe, Specify Cover, Assembled in USA | 1 | 0 | 0 |  |  |  |  | TRUE | [5 empty] | #FF0070C0 | FA-NFPA 170 HORN STROBE | 1 | FALSE | FALSE | FALSE | 2012
|  |  | North | Simplex |  | Hardware |  |  |  | Hardware | TRUE | 4905-9942 |  | SKIRT, HORN/STROBE WHITE | 1 | [12 empty] | #FFFFFFFF |  |  | FALSE | FALSE | FALSE
|  |  | North | Simplex |  | Cards & Components |  |  |  | Card | TRUE | 4100-0204 |  | Microphone | 1 | 0.003 | 0.007 |  |  |  |  | TRUE | [5 empty] | #FFFFFFFF |  |  | FALSE | FALSE | FALSE
NFPA 170 ADDRESSABLE INPUT MONITOR MODULE |  |  | North | Simplex |  | Addressable Module |  |  |  | Module | TRUE | 4090-9001 | + | IDNet Addressable Supervised Module IAM | 1 | 0.0008 | 0.001 |  |  |  |  | TRUE | [5 empty] | #FFFF0000 | FA-NFPA 170 ADDRESSABLE INPUT MONITOR MODULE | 1 | FALSE | FALSE | FALSE | 1000
NFPA 170 STROBE WALL |  |  | North | Simplex |  | Strobe |  |  |  | Module | TRUE | 4906-9106 | + | Weatherproof appliance with multi-candela strobe Wall Mount White | 1 | 0 | 0 |  |  |  |  | TRUE | [5 empty] | #FF0070C0 | FA-NFPA 170 STROBE WALL | 1 | FALSE | FALSE | FALSE | 2012 | [16 empty] | WP
NFPA 170 HEAT DETECTOR |  |  | North | Simplex |  | Heat Detector |  |  |  | Module | TRUE | 4098-9613E w/4098-9684E | + | Electronic Heat Detector 2-Wire 135° F (57° C) with remote LED, High Humidity | 1 | 0.0001 | 0.086 |  |  |  |  | TRUE | TRUE |  |  |  |  | #FFFF0000 | FA-NFPA 170 HEAT DETECTOR | 1 | FALSE | FALSE | FALSE | 1403 | [16 empty] | 135
|  |  | North | Simplex |  | Cards & Components |  |  |  | Card | TRUE | 4100-1252 |  | AUDIO IF MODULE, SGL CHANNEL | 1 | [6 empty] | TRUE | [5 empty] | #FFFFFFFF |  |  | FALSE | FALSE | FALSE
|  |  | North | Simplex |  | Cards & Components |  |  |  | Card | TRUE | 4100-1329 |  | DIGITAL 100 W AMPLIFIER | 1 | 0.4 | 10 |  |  |  |  | TRUE | [5 empty] | #FFFFFFFF |  |  | FALSE | FALSE | FALSE | [14 empty] | FALSE
|  |  | North | Simplex |  | Cards & Components |  |  |  | Card | TRUE | 4009-9810 | + | Fiber Optic Receiver IDNet Repeater, output is Class A | 1 | 0.065 | 0.065 |  |  |  |  | TRUE | [5 empty] | #FFFFFFFF |  |  | FALSE | FALSE | FALSE
|  |  | North | Simplex |  | Cards & Components |  |  |  | Card | TRUE | 4100-5451 | ++ | IDNAC Addressable Notification SLC Module | 1 | 0.124 | 0.23 |  |  |  |  | TRUE | [5 empty] | #FFFFFFFF |  |  | FALSE | FALSE | FALSE | [12 empty] | 9
|  |  | North | Simplex |  | Hardware |  |  |  | Hardware | TRUE | 4090-9807 |  | COVER-ADDRESS MODULE SURFACE | 1 | [6 empty] | FALSE | [5 empty] | #FFFFFFFF |  |  | FALSE | FALSE | FALSE | [14 empty] | FALSE
NFPA 170 FIRE PHONE |  |  | North | Simplex |  | Fire Phone |  |  |  | Module | TRUE | 2084-9007 | ++ | Firefighter Telephone Assembly with 2975-9053 backbox | 1 | [6 empty] | FALSE | [5 empty] | #FFFF0000 | FA-NFPA 170 FIRE PHONE | 1 | FALSE | FALSE | FALSE | [14 empty] | FALSE
NFPA 170 STROBE CEILING |  |  | North | Simplex |  | Strobe |  |  |  | Module | TRUE | 4906-9115 | + | Multi-candela strobe, Ceiling Mount, Alert, White | 1 | 0 | 0 |  |  |  |  | TRUE | TRUE |  |  |  |  | #FF0070C0 | FA-NFPA 170 STROBE CEILING | 1 | FALSE | FALSE | FALSE | 2022 | [16 empty] | C
|  |  | North | Simplex |  | Hardware |  |  |  | Hardware | TRUE | 2975-9178 | + | Surface mount steel box, red | 1 | 0 | 0 |  |  |  |  | TRUE | [5 empty] | #FFFFFFFF |  |  | FALSE | FALSE | FALSE
NFPA 170 SMOKE DETECTOR |  |  | North | Simplex |  | Smoke Detector |  |  |  | Module | TRUE | 4098-9601 w/4098-9682 | + | TrueAlarm Photoelectric Smoke Detector w/TrueAlarm Sensor 4-Wire Base, Relay | 1 | 0.0001 | 0.024 |  |  |  |  | TRUE | TRUE |  |  |  |  | #FFFF0000 | FA-NFPA 170 SMOKE DETECTOR | 1 | FALSE | FALSE | FALSE | 1408
NFPA 170 STROBE WALL |  |  | North | Simplex |  | Strobe |  |  |  | Module | TRUE | 4906-9108 | + | Multi-candela strobe, Wall Mount, Fire, Red, Amber Lens | 1 | 0 | 0 |  |  |  |  | TRUE | [5 empty] | #FF0070C0 | FA-NFPA 170 STROBE WALL | 1 | FALSE | FALSE | FALSE | 2023
|  |  | North | Simplex |  | Hardware |  |  |  | Hardware | TRUE | DHE5PC |  | 5 IN EXT ROD,DR HLDR,CHRM | 1 | [12 empty] | #FFFFFFFF |  |  | FALSE | FALSE | FALSE
|  |  | North | Simplex |  | Cards & Components |  |  |  | Card | TRUE | 4100-9111 (4100U) Main Board | ++ | Main Board | 1 | 0.373 | 0.472 |  |  |  |  | TRUE | [5 empty] | #FFFFFFFF |  |  | FALSE | FALSE | FALSE | [14 empty] | FALSE
|  |  | North | Simplex |  | Cards & Components |  |  |  | Card | TRUE | 4007-6304 |  | Right port, multi-mode 4120 duplex fiber media card | 1 | 0.055 | 0.055 |  |  |  |  | TRUE | [5 empty] | #FFFFFFFF |  |  | FALSE | FALSE | FALSE
|  |  | North | Simplex |  | Cards & Components |  |  |  | Card | TRUE | 4007-6303 |  | Left port, multi-mode 4120 duplex fiber media card | 1 | 0.055 | 0.055 |  |  |  |  | TRUE | [5 empty] | #FFFFFFFF |  |  | FALSE | FALSE | FALSE
|  |  | North | Simplex |  | Hardware |  |  |  | Hardware | TRUE | 4100-2320 |  | AUDIO EXPANSION BAY | 1 | [12 empty] | #FFFFFFFF |  |  | FALSE | FALSE | FALSE
NFPA 170 HORN STROBE CEILING |  |  | North | Simplex |  | Horn/Strobe |  |  |  | Module | TRUE | 4906-9128 | + | Horn with Multi-Candela Strobe; Ceiling Mount, Red | 1 | 0 | 0 |  |  |  |  | TRUE | TRUE |  |  |  |  | #FF0070C0 | FA-NFPA 170 HORN STROBE CEILING | 1 | FALSE | FALSE | FALSE | 2013 | [16 empty] | C
NFPA 170 HEAT DETECTOR |  |  | North | Simplex |  | Heat Detector |  |  |  | Module | TRUE | 4098-9733 w/4098-9791 | + | TrueAlarm Heat Detector w/TrueAlarm Sensor Base - 4-wire w/LED or Relay Connections | 1 | 0.0008 | 0.001 |  |  |  |  | TRUE | TRUE |  |  |  |  | #FFFF0000 | FA-NFPA 170 HEAT DETECTOR | 1 | FALSE | FALSE | FALSE | 1403
NFPA 170 SPEAKER WALL |  |  | North | Simplex |  | Speaker |  |  |  | Module | TRUE | 49SO-APPLW-O | + | Wall Mount Addressable Weatherproof S/O Appliance only. | 1 | 0 | 0 |  |  |  |  | TRUE | [5 empty] | #FF0070C0 | FA-NFPA 170 SPEAKER WALL | 1 | FALSE | FALSE | FALSE | 2019 | [16 empty] | WP
NFPA 170 STROBE CEILING |  |  | North | Simplex |  | Strobe |  |  |  | Module | TRUE | 49VOH-APPLC-BA | + | Visual Only Notification Appliances, Indoor Ceiling Mount Strobe, Assembled in USA | 1 | 0 | 0 |  |  |  |  | TRUE | TRUE |  |  |  |  | #FF0070C0 | FA-NFPA 170 STROBE CEILING | 1 | FALSE | FALSE | FALSE | 2022 | [16 empty] | C
NFPA 170 FIRE ALARM CONTROL INTERFACE |  |  | North | Simplex |  | Interface |  |  |  | Assembly | TRUE | 4190-9832 | ++ | ES Net external NIC and media cards for TSW, Red | 1 | 0.075 | 0.075 | [10 empty] | #FFFF0000 | FA-NFPA 170 FIRE ALARM CONTROL INTERFACE | 1 | FALSE | FALSE | FALSE
NFPA 170 NOTIFICATION CIRCUIT EXTENDER PANEL | RISER NAC |  | North | Simplex |  | Notification Circuit Extender Panel |  |  |  | Assembly | TRUE | 4009-9201 | ++ | 4009 IDNet NAC Extender with 4, Class B NACs and 8 A power supply | 1 | [6 empty] | FALSE | [5 empty] | #FFFF0000 | FA-NFPA 170 NOTIFICATION CIRCUIT EXTENDER PANEL | 1 | FALSE | FALSE | FALSE | 212 | [8 empty] | 6.2,10,18 |  | 12.7 |  |  | TRUE
NFPA 170 HEAT DETECTOR |  |  | North | Simplex |  | Heat Detector |  |  |  | Module | TRUE | 4098-9614 w/4098-9682 | + | Electronic Heat Detector 4-Wire 135° F (57° C) with auxiliary alarm relay output | 1 | 0.0001 | 0.024 |  |  |  |  | TRUE | TRUE |  |  |  |  | #FFFF0000 | FA-NFPA 170 HEAT DETECTOR | 1 | FALSE | FALSE | FALSE | 1403 | [16 empty] | 200
|  |  | North | Simplex |  | Hardware |  |  |  | Hardware | TRUE | 4090-9810 |  | BRACKET-IAM | 1 | [6 empty] | FALSE | [5 empty] | #FFFFFFFF |  |  | FALSE | FALSE | FALSE | [14 empty] | FALSE
NFPA 170 HEAT DETECTOR |  |  | North | Simplex |  | Heat Detector |  |  |  | Module | TRUE | 4098-9612 w/4098-9683 | + | Electronic Heat Detector 2-Wire 135° F (57° C) with auxiliary alarm relay output | 1 | 0.0001 | 0.024 |  |  |  |  | TRUE | TRUE |  |  |  |  | #FFFF0000 | FA-NFPA 170 HEAT DETECTOR | 1 | FALSE | FALSE | FALSE | 1403 | [16 empty] | 135
|  |  | North | Simplex |  | Hardware |  |  |  | Hardware | TRUE | 2099-9820 | + | Flush mount adapter kit, beige | 1 | [6 empty] | TRUE | [5 empty] | #FFFFFFFF |  |  | FALSE | FALSE | FALSE
|  |  | North | Simplex | [5 empty] | Module | TRUE | 4100-6308 | ++ | ES Net NIC dual channel multi-mode fiber media card | 1 | 0.135 | 0.135 | [10 empty] | #FFFFFFFF |  |  | FALSE | FALSE | FALSE
|  |  | North | Simplex |  | Cards & Components |  |  |  | Card | TRUE | 4100-0210 |  | Audio Controller Board | 1 | 0.185 | 0.185 |  |  |  |  | TRUE | [5 empty] | #FFFFFFFF |  |  | FALSE | FALSE | FALSE
NFPA 170 SPEAKER STROBE |  |  | North | Simplex |  | Speaker/Strobe |  |  |  | Module | TRUE | 4903-9193 | + | Audible/visible notification appliance with multi-tapped speaker and high intensity xenon strobe, White, Red, Horizontal Mount | 1 | [6 empty] | TRUE | [5 empty] | #FF0070C0 | FA-NFPA 170 SPEAKER STROBE | 1 | FALSE | FALSE | FALSE | 2019
NFPA 170 SMOKE DETECTOR |  |  | North | Simplex |  | Smoke Detector |  |  |  | Module | TRUE | 4098-9605 w/4098-9682 | + | TrueAlarm Photoelectric Smoke Detector w/TrueAlarm Sensor 4-Wire Base, Relay | 1 | 0.0001 | 0.024 |  |  |  |  | TRUE | TRUE |  |  |  |  | #FFFF0000 | FA-NFPA 170 SMOKE DETECTOR | 1 | FALSE | FALSE | FALSE | 1408 | [16 empty] | P
NFPA 170 ABORT SWITCH |  |  | North | Simplex |  | Switch |  |  |  | Module | TRUE | 2080-9057 | ++ | Surface mount abort switch | 1 | [6 empty] | TRUE | [5 empty] | #FFFF0000 | FA-NFPA 170 ABORT SWITCH | 1 | FALSE | FALSE | FALSE
NFPA 170 ABORT SWITCH |  |  | North | Simplex |  | Switch |  |  |  | Module | TRUE | 2080-9060 | ++ | Surface mount maintenance switch with Disconnect Indicator Lamp | 1 | [6 empty] | TRUE | [5 empty] | #FFFF0000 | FA-NFPA 170 ABORT SWITCH | 1 | FALSE | FALSE | FALSE
NFPA 170 SPEAKER WALL |  |  | North | Simplex |  | Speaker |  |  |  | Module | TRUE | 49SO-APPLW-BA | + | Wall mount Addressable S/O Appliances. Assembled in USA | 1 | 0.0008 | 0.009 |  |  |  |  | TRUE | FALSE |  |  |  |  | #FF0070C0 | FA-NFPA 170 SPEAKER WALL | 1 | FALSE | FALSE | FALSE | 2019
NFPA 170 ABORT SWITCH |  |  | North | Simplex |  | Switch |  |  |  | Module | TRUE | 2080-9070 | ++ | Surface mount maintenance switch without Disconnect Indicator Lamp | 1 | [6 empty] | TRUE | [5 empty] | #FFFF0000 | FA-NFPA 170 ABORT SWITCH | 1 | FALSE | FALSE | FALSE
NFPA 170 SMOKE HEAT CO DETECTOR |  |  | North | Simplex |  | Smoke/Heat/CO Detector |  |  |  | Module | TRUE | 4098-9754 w/4098-9771 | + | Multi-Sensor Photoelectric and Heat Sensing w/CO Base with Sounder | 1 | 0.0008 | 0.001 |  |  |  |  | TRUE | TRUE |  |  |  |  | #FFFF0000 | FA-NFPA 170 SMOKE HEAT CO DETECTOR | 1 | FALSE | FALSE | FALSE | 1408 | [16 empty] | CO, SB
|  |  | North | Simplex |  | Hardware |  |  |  | Hardware | TRUE | 4100-0637 |  | AUDIO BOX TO BOX HARNESS KIT | 1 | [12 empty] | #FFFFFFFF |  |  | FALSE | FALSE | FALSE
|  |  | North | Simplex |  | Hardware |  |  |  | Hardware | TRUE | 4100-0636 |  | BOX TO BOX HARNESS KIT | 1 | [12 empty] | #FFFFFFFF |  |  | FALSE | FALSE | FALSE
NFPA 170 STROBE CEILING |  |  | North | Simplex |  | Strobe |  |  |  | Module | TRUE | 49VOH-APPLC-O | + | Visible Only Notification Appliances, Weatherproof Ceiling Mount Multi-Candela Horn/Strobe, Specify Cover | 1 | 0 | 0 |  |  |  |  | TRUE | TRUE |  |  |  |  | #FF0070C0 | FA-NFPA 170 STROBE CEILING | 1 | FALSE | FALSE | FALSE | 2013 | [16 empty] | C, WP
|  |  | North | Simplex |  | Cards & Components |  |  |  | Card | TRUE | 4100-1328 |  | DIGITAL 100 WATT AMPLIFIER | 1 | 0.4 | 10 |  |  |  |  | TRUE | [5 empty] | #FFFFFFFF |  |  | FALSE | FALSE | FALSE
|  |  | North | Simplex |  | Cards & Components |  |  |  | Card | TRUE | 4007-9817 | ++ | Connects a 4007ES FACP to an ES network. Supports Class B or Class X operation. Includes four built in Ethernet ports, supports up to two additional media cards. Ports A and C can be configured for earth fault detection. | 1 | 0.12 | 0.12 |  |  |  |  | TRUE | [5 empty] | #FFFFFFFF |  |  | FALSE | FALSE | FALSE
NFPA 170 HEAT DETECTOR |  |  | North | Simplex |  | Heat Detector |  |  |  | Module | TRUE | 4098-9612 w/4098-9684 | + | Electronic Heat Detector 2-Wire 135° F (57° C) with connection for remote LED | 1 | 0.0001 | 0.024 |  |  |  |  | TRUE | TRUE |  |  |  |  | #FFFF0000 | FA-NFPA 170 HEAT DETECTOR | 1 | FALSE | FALSE | FALSE | 1403 | [16 empty] | 135
NFPA 170 HORN STROBE |  |  | North | Simplex |  | Horn/Strobe |  |  |  | Module | TRUE | 4906-9129 | + | Horn with Multi-Candela Strobe; Wall Mount, White | 1 | 0 | 0 |  |  |  |  | TRUE | [5 empty] | #FF0070C0 | FA-NFPA 170 HORN STROBE | 1 | FALSE | FALSE | FALSE | 2012
NFPA 170 FIRE ALARM CONTROL UNIT | RISER FACP |  | North | Simplex |  | Fire Alarm Control Unit |  |  |  | Assembly | TRUE | 4007-9101(BA) |  | 4007ES Hybrid with 4 conventional 3 A NACs and a 6 A output power supply/battery charger; includes IDNet+ communications for 100 addressable points and 1, 4007-9801 Zone/Relay module; Red | 1 | 0.145 | 0.19 |  |  |  |  | TRUE | [5 empty] | #FFFF0000 | FA-NFPA 170 FIRE ALARM CONTROL UNIT | 1 | FALSE | FALSE | FALSE | 202 | [8 empty] | 7,12,18 |  |  |  |  | TRUE
NFPA 170 HORN STROBE CEILING |  |  | North | Simplex |  | Horn/Strobe |  |  |  | Module | TRUE | 49AV-APPLC-BA | + | Audible/Visible Notification Appliances, Ceiling Mount Multi-Candela Horn/Strobe, Specify Cover, Assembled in USA | 1 | 0 | 0 |  |  |  |  | TRUE | TRUE |  |  |  |  | #FF0070C0 | FA-NFPA 170 HORN STROBE CEILING | 1 | FALSE | FALSE | FALSE | 2013 | [16 empty] | C
NFPA 170 FIRE ALARM CONTROL UNIT | RISER FACP |  | North | Simplex |  | Fire Alarm Control Unit |  |  |  | Assembly | TRUE | 4007-9102(BA) |  | 4007ES Hybrid with 4 conventional 3 A NACs and a 6 A output power supply/battery charger; includes IDNet+ communications for 100 addressable points and 1, 4007-9801 Zone/Relay module; Platinum | 1 | 0.145 | 0.19 |  |  |  |  | TRUE | [5 empty] | #FFFF0000 | FA-NFPA 170 FIRE ALARM CONTROL UNIT | 1 | FALSE | FALSE | FALSE | 202 | [8 empty] | 7,12,18 |  |  |  |  | TRUE
NFPA 170 FIRE PHONE |  |  | North | Simplex |  | Fire Phone |  |  |  | Module | TRUE | 2084-9023 | ++ | Firefighter Telephone Jack Station | 1 | [6 empty] | FALSE | [5 empty] | #FFFF0000 | FA-NFPA 170 FIRE PHONE | 1 | FALSE | FALSE | FALSE | [14 empty] | FALSE
NFPA 170 FIRE ALARM CONTROL UNIT | RISER FACP |  | North | Simplex |  | Fire Alarm Control Unit |  |  |  | Assembly | TRUE | 4006-9121 | ++ | Fire alarm control panel with 24 LED Annunciator on front door, Red | 1 | [6 empty] | FALSE | [5 empty] | #FFFF0000 | FA-NFPA 170 FIRE ALARM CONTROL UNIT | 1 | FALSE | FALSE | FALSE | 202 | [13 empty] | TRUE
NFPA 170 HEAT DETECTOR |  |  | North | Simplex |  | Heat Detector |  |  |  | Module | TRUE | 4098-9733 w/4098-9773 | + | TrueAlarm Heat Sensing Detector w/TrueAlarm CO Sensor Base with 520 Hz Sounder | 1 | 0.0008 | 0.001 |  |  |  |  | TRUE | TRUE |  |  |  |  | #FFFF0000 | FA-NFPA 170 HEAT DETECTOR | 1 | FALSE | FALSE | FALSE | 1402 | [16 empty] | CO, SB
|  |  | North | Simplex |  | Cards & Components |  |  |  | Card | TRUE | 4007-6309 | ++ | ES Net NIC Dual Channel Multi-mode Fiber Media Card | 1 | 0.135 | 0.135 |  |  |  |  | TRUE | [5 empty] | #FFFFFFFF |  |  | FALSE | FALSE | FALSE
NFPA 170 FIRE ALARM CONTROL UNIT | RISER FACP |  | North | Simplex |  | Fire Alarm Control Unit |  |  |  | Assembly | TRUE | 4006-9122 | ++ | Fire alarm control panel with 24 LED Annunciator on front door, Beige | 1 | [6 empty] | FALSE | [5 empty] | #FFFF0000 | FA-NFPA 170 FIRE ALARM CONTROL UNIT | 1 | FALSE | FALSE | FALSE | 202 | [13 empty] | TRUE
NFPA 170 ABORT SWITCH |  |  | North | Simplex |  | Switch |  |  |  | Module | TRUE | 2080-9069 | ++ | Flush mount maintenance switch without Disconnect Indicator Lamp | 1 | [6 empty] | TRUE | [5 empty] | #FFFF0000 | FA-NFPA 170 ABORT SWITCH | 1 | FALSE | FALSE | FALSE
|  |  | North | Simplex |  | Cards & Components |  |  |  | Card | TRUE | 4100-1108 |  | Power Supply | 1 | 0 | 0 |  |  |  |  | TRUE | [5 empty] | #FFFFFFFF |  |  | FALSE | FALSE | FALSE
NFPA 170 SPEAKER STROBE CEILING |  |  | North | Simplex |  | Speaker/Strobe |  |  |  | Module | TRUE | 4906-9159 | + | Multi-tapped Speaker with Multi-Candela Synchronized Strobe, White, Blank | 1 | [6 empty] | TRUE | TRUE |  |  |  |  | #FF0070C0 | FA-NFPA 170 SPEAKER STROBE CEILING | 1 | FALSE | FALSE | FALSE | 2019 | [16 empty] | C
NFPA 170 FIRE PHONE |  |  | North | Simplex |  | Fire Phone |  |  |  | Module | TRUE | 2084-9018 | ++ | Firefighter Telephone Assembly with 2975-9053 backbox | 1 | [6 empty] | FALSE | [5 empty] | #FFFF0000 | FA-NFPA 170 FIRE PHONE | 1 | FALSE | FALSE | FALSE | [14 empty] | FALSE
NFPA 170 SPEAKER STROBE CEILING |  |  | North | Simplex |  | Speaker/Strobe |  |  |  | Module | TRUE | 49SV-APPLC-BA | + | Ceiling Mount Addressable S/V Appliance only, Assembled in USA | 1 | 0 | 0 |  |  |  |  | TRUE | TRUE |  |  |  |  | #FF0070C0 | FA-NFPA 170 SPEAKER STROBE CEILING | 1 | FALSE | FALSE | FALSE | 2019 | [16 empty] | C
NFPA 170 HORN |  |  | North | Simplex |  | Horn |  |  |  | Module | TRUE | 49CMT-APPLW | + | Multi-Tone Horns; SmartSync Controlled or Free-run; with 520 Hz output, Non-Addressable, Specify Cover | 1 | 0 | 0 |  |  |  |  | TRUE | [5 empty] | #FF0070C0 | FA-NFPA 170 HORN | 1 | FALSE | FALSE | FALSE | 2012
NFPA 170 HEAT DETECTOR |  |  | North | Simplex |  | Heat Detector |  |  |  | Module | TRUE | 4098-9613E w/4098-9683E | + | Electronic Heat Detector 2-Wire 135° F (57° C) with auxiliary alarm relay output, High Humidity | 1 | 0.0001 | 0.086 |  |  |  |  | TRUE | TRUE |  |  |  |  | #FFFF0000 | FA-NFPA 170 HEAT DETECTOR | 1 | FALSE | FALSE | FALSE | 1403 | [16 empty] | 135
NFPA 170 HEAT DETECTOR |  |  | North | Simplex |  | Heat Detector |  |  |  | Module | TRUE | 4098-9613E w/4098-9682E | + | Electronic Heat Detector 4-Wire 135° F (57° C) with auxiliary alarm relay output, High Humidity | 1 | 0.0001 | 0.024 |  |  |  |  | TRUE | TRUE |  |  |  |  | #FFFF0000 | FA-NFPA 170 HEAT DETECTOR | 1 | FALSE | FALSE | FALSE | 1403 | [16 empty] | 135¦RR
NFPA 170 HORN STROBE |  |  | North | Simplex |  | Horn/Strobe |  |  |  | Module | TRUE | 49AV-APPLW-O-BA | + | Wall Mount Weatherproof Visible and Audible/Visible Notification Appliances, Specify Cover, Assembled in USA | 1 | 0 | 0 |  |  |  |  | TRUE | [5 empty] | #FF0070C0 | FA-NFPA 170 HORN STROBE | 1 | FALSE | FALSE | FALSE | 2012 | [16 empty] | WP
|  |  | North | Simplex |  | Cards & Components |  |  |  | Card | TRUE | 4007-9202 CPU | ++ | CPU Assembly | 1 | 0.18 | 0.185 |  |  |  |  | TRUE | [5 empty] | #FFFFFFFF |  |  | FALSE | FALSE | FALSE | [9 empty] | 7,12,18 |  |  |  |  | TRUE
NFPA 170 STROBE CEILING |  |  | North | Simplex |  | Strobe |  |  |  | Module | TRUE | 4906-9116 | + | Multi-candela strobe, Ceiling Mount, Blank, Red | 1 | 0 | 0 |  |  |  |  | TRUE | TRUE |  |  |  |  | #FF0070C0 | FA-NFPA 170 STROBE CEILING | 1 | FALSE | FALSE | FALSE | 2022 | [16 empty] | C
NFPA 170 FIRE ALARM CONTROL UNIT | RISER FACP |  | North | Simplex |  | Fire Alarm Control Unit |  |  |  | Assembly | TRUE | 2975-9452 |  | 4100ES 3 BAY CABINET | 1 | [6 empty] | TRUE | [5 empty] | #FFFF0000 | FA-NFPA 170 FIRE ALARM CONTROL UNIT | 1 | FALSE | FALSE | FALSE | 202 | [8 empty] | 6.2,10,12.7,18,25,33,50,110 |  |  |  |  | TRUE
|  |  | North | Simplex | [5 empty] | Card | TRUE | 4606-9102 Main Board |  | REMOTE LCD ANNUN FOR 4010ES Main Board | [7 empty] | TRUE | [5 empty] | #FFFFFFFF |  |  | FALSE | FALSE | [15 empty] | FALSE
GenericN SUPERVISORY PANEL |  |  | North | Simplex |  | Supervisory Panel |  |  |  | Module | TRUE | 2081-9046 | ++ | Coil Supervision Module | 1 | [10 empty] | 1-3/8" W x 2-7/16" L x 1-1/16" H (34 mm x 62 mm x 27 mm) |  | #FFFF0000 | FA-GenericN SUPERVISORY PANEL | 1 | FALSE | FALSE | FALSE | 910 | [16 empty] | CSM
NFPA 170 SMOKE DETECTOR |  |  | North | Simplex |  | Smoke Detector |  |  |  | Module | TRUE | 4098-9714 w/4098-9792 | + | TrueAlarm Analog Sensors, Photoelectric smoke sensor, White, Standard Base | 1 | 0.0008 | 0.001 |  |  |  |  | FALSE | TRUE |  |  |  |  | #FFFF0000 | FA-NFPA 170 SMOKE DETECTOR | 1 | FALSE | FALSE | FALSE | 1408 | [13 empty] | FALSE
NFPA 170 SPEAKER STROBE |  |  | North | Simplex |  | Speaker/Strobe |  |  |  | Module | TRUE | 49SV-APPLW-BA | + | Wall Mount Addressable S/V Appliance only, Assembled in USA | 1 | 0 | 0 |  |  |  |  | TRUE | FALSE |  |  |  |  | #FF0070C0 | FA-NFPA 170 SPEAKER STROBE | 1 | FALSE | FALSE | FALSE | 2019
NFPA 170 SPEAKER CEILING |  |  | North | Simplex |  | Speaker |  |  |  | Module | TRUE | 49SO-APPLC-O-BA | + | Ceiling mount Addressable Weatherproof High Fidelity S/O Appliance Only. Assembled in USA | 1 | 0.0008 | 0.009 |  |  |  |  | TRUE | TRUE |  |  |  |  | #FF0070C0 | FA-NFPA 170 SPEAKER CEILING | 1 | FALSE | FALSE | FALSE | 2019 | [16 empty] | C, WP
|  |  | North | Simplex |  | Cards & Components |  |  |  | Card | TRUE | 4100-1203 |  | Amplifier | 1 | 0.068 | 8.75 |  |  |  |  | TRUE | [5 empty] | #FFFFFFFF |  |  | FALSE | FALSE | FALSE
GenericN AUX POWER SUPPLY |  |  | North | Simplex |  | Auxilliary Power Supply |  |  |  | Module | TRUE | 4007-9802 | ++ | 25 VDC Regulator Module; 2 A maximum output; use to power Zone/Relay modules connected to initiating devices requiring nominal 25 VDC voltage | 1 | 0.19 | 0.445 |  |  |  |  | TRUE | [5 empty] | #FFFF0000 | FA-GenericN AUX POWER SUPPLY | 1 | FALSE | FALSE | FALSE
NFPA 170 HEAT DETECTOR |  |  | North | Simplex |  | Heat Detector |  |  |  | Module | TRUE | 4098-9615 w/4098-9684 | + | Electronic Heat Detector 2-Wire 200° F (93° C) with connection for remote LED | 1 | 0.0001 | 0.024 |  |  |  |  | TRUE | TRUE |  |  |  |  | #FFFF0000 | FA-NFPA 170 HEAT DETECTOR | 1 | FALSE | FALSE | FALSE | 1403 | [16 empty] | 200¦RR
|  |  | North | Simplex |  | Cards & Components |  |  |  | Card | TRUE | 4009-9807 | + | Additional four point NAC module | 1 | 0.04 | 0.04 |  |  |  |  | TRUE | [5 empty] | #FFFFFFFF |  |  | FALSE | FALSE | FALSE
|  |  | North | Simplex |  | Cards & Components |  |  |  | Card | TRUE | 4007-9804 | ++ | Dual Class A IDNAC Isolator (DCAI); converts a single Class B IDNAC SLC input to two Class A or two Class B SLC outputs; provides short circuit isolation between each Class A or B output circuit; requires one IDNAC address; the total current remains controlled by the Class B input source SLC at 3 A maximum | 1 | 0.0127 | 0.025 |  |  |  |  | TRUE | [5 empty] | #FFFFFFFF |  |  | FALSE | FALSE | FALSE
|  |  | North | Simplex | [5 empty] | Module | TRUE | 4007-6307 | ++ | ES Net NIC dual channel single-mode fiber media card | 1 | 0.135 | 0.135 | [10 empty] | #FFFFFFFF |  |  | FALSE | FALSE | FALSE
NFPA 170 HEAT DETECTOR |  |  | North | Simplex |  | Heat Detector |  |  |  | Module | TRUE | 4098-9615 w/4098-9683 | + | Electronic Heat Detector 2-Wire 200° F (93° C) with auxiliary alarm relay output | 1 | 0.0001 | 0.024 |  |  |  |  | TRUE | TRUE |  |  |  |  | #FFFF0000 | FA-NFPA 170 HEAT DETECTOR | 1 | FALSE | FALSE | FALSE | 1403 | [16 empty] | 200¦RR
NFPA 170 SMOKE DETECTOR |  |  | North | Simplex |  | Smoke Detector |  |  |  | Module | TRUE | 4098-9605 w/4098-9683 | + | TrueAlarm Photoelectric Smoke Detector w/TrueAlarm Sensor 2-Wire Base | 1 | 0.0001 | 0.024 |  |  |  |  | TRUE | TRUE |  |  |  |  | #FFFF0000 | FA-NFPA 170 SMOKE DETECTOR | 1 | FALSE | FALSE | FALSE | 1408 | [16 empty] | P
NFPA 170 SPEAKER STROBE |  |  | North | Simplex |  | Speaker/Strobe |  |  |  | Module | TRUE | 49HFV-APPLW-BA | + | Wall Mount Addressable High fidelity S/V appliance only, Assembled in USA | 1 | 0 | 0 |  |  |  |  | TRUE | [5 empty] | #FF0070C0 | FA-NFPA 170 SPEAKER STROBE | 1 | FALSE | FALSE | FALSE | 2019
|  |  | North | Simplex |  | Cards & Components |  |  |  | Card | TRUE | 4100-7401 |  | 24 PT I/O Module - Remote | 1 | 0.042 | 0.078 |  |  |  |  | TRUE | [5 empty] | #FFFFFFFF |  |  | FALSE | FALSE | FALSE
|  |  | North | Simplex |  | Hardware |  |  |  | Hardware | TRUE | 4098-9857 | + | Sampling Tube 46" to 71" (1168 mm to 1803 mm) | 1 | 0 | 0 |  |  |  |  | TRUE | [5 empty] | #FFFFFFFF |  |  | FALSE | FALSE | FALSE
|  |  | North | Simplex |  | Hardware |  |  |  | Hardware | TRUE | 4100-5128 |  | BATTERY DIST TERM MODULE | 1 | [12 empty] | #FFFFFFFF |  |  | FALSE | FALSE | FALSE
|  |  | North | Simplex |  | Cards & Components |  |  |  | Card | TRUE | 4009-9401 Main Board | ++ | Main Board | 1 | 0.088 | 0.195 |  |  |  |  | TRUE | [5 empty] | #FFFFFFFF |  |  | FALSE | FALSE | FALSE | [14 empty] | FALSE
NFPA 170 ASPIRATING SMOKE DETECTOR |  |  | North | Simplex |  | Air Sampling Detection |  |  |  | Module | TRUE | 4098-VES-A00-P | ++ | VESDA-E VES with LEDs | 5 | [6 empty] | FALSE |  |  |  | 13.8 in. x 8.9 in. x 5.3 in. (350 mm x 225 mm x 135 mm) |  | #FFFF0000 | FA-NFPA 170 ASPIRATING SMOKE DETECTOR | 1 | FALSE | FALSE | FALSE | [14 empty] | FALSE
NFPA 170 HORN STROBE |  |  | North | Simplex |  | Horn/Strobe |  |  |  | Module | TRUE | 49AV-APPLW-O | + | Wall Mount Weatherproof Visible and Audible/Visible Notification Appliances, Specify Cover | 1 | 0 | 0 |  |  |  |  | TRUE | [5 empty] | #FF0070C0 | FA-NFPA 170 HORN STROBE | 1 | FALSE | FALSE | FALSE | 2012 | [16 empty] | WP
NFPA 170 HEAT DETECTOR |  |  | North | Simplex |  | Heat Detector |  |  |  | Module | TRUE | 4098-9614E w/4098-9684E | + | Electronic Heat Detector 2-Wire 200° F (57° C) with remote LED, High Humidity | 1 | 0.0001 | 0.086 |  |  |  |  | TRUE | TRUE |  |  |  |  | #FFFF0000 | FA-NFPA 170 HEAT DETECTOR | 1 | FALSE | FALSE | FALSE | 1403 | [16 empty] | 200
NFPA 170 HEAT DETECTOR |  |  | North | Simplex |  | Heat Detector |  |  |  | Module | TRUE | 4098-9613E w/4098-9788E | + | Electronic Heat Detector 2-Wire 135° F (57° C), High Humidity | 1 | 0.0001 | 0.086 |  |  |  |  | TRUE | TRUE |  |  |  |  | #FFFF0000 | FA-NFPA 170 HEAT DETECTOR | 1 | FALSE | FALSE | FALSE | 1403 | [16 empty] | 135
NFPA 170 FIRE ALARM CONTROL UNIT | RISER FACP |  | North | Simplex |  | Fire Alarm Control Unit |  |  |  | Assembly | TRUE | 2975-9451 |  | 4100ES 2 BAY CABINET | 1 | [6 empty] | TRUE | [5 empty] | #FFFF0000 | FA-NFPA 170 FIRE ALARM CONTROL UNIT | 1 | FALSE | FALSE | FALSE | 202 | [8 empty] | 6.2,10,12.7,18,25,33,50,110 |  |  |  |  | TRUE
|  |  | North | Simplex |  | Hardware |  |  |  | Hardware | TRUE | 4098-9854 | + | Sampling Tube 12" (305 mm) | 1 | 0 | 0 |  |  |  |  | TRUE | [5 empty] | #FFFFFFFF |  |  | FALSE | FALSE | FALSE
NFPA 170 MANUAL PULL |  |  | North | Simplex |  | Manual Station |  |  |  | Module | TRUE | 2099-9758 | ++ | Non-Coded, Non-Addressable Manual Station, Double Action | 1 | [6 empty] | FALSE | TRUE | Flush | Single gang box 2-1/2" deep 4" square box, 2-1/8" (54 mm) minimum | 5" H x 3-3/4" W x 1" D (127 mm x 95 mm x 25 mm) |  | #FFFF0000 | FA-NFPA 170 MANUAL PULL | 1 | FALSE | FALSE | FALSE | 1408 | [13 empty] | FALSE |  |  | SBP
|  |  | North | Simplex |  | Hardware |  |  |  | Hardware | TRUE | 2099-9819 | + | Flush mount adapter kit, black | 1 | [6 empty] | TRUE | [5 empty] | #FFFFFFFF |  |  | FALSE | FALSE | FALSE
NFPA 170 SPEAKER STROBE CEILING |  |  | North | Simplex |  | Speaker/Strobe |  |  |  | Module | TRUE | 49HFVH-APPLC-BA | + | Ceiling mount Addressable Clear lens high fidelity high candela S/V appliance only. Assembled in USA | 1 | 0 | 0 |  |  |  |  | TRUE | TRUE |  |  |  |  | #FF0070C0 | FA-NFPA 170 SPEAKER STROBE CEILING | 1 | FALSE | FALSE | FALSE | 2019 | [16 empty] | C
GenericN INTERFACE MODULE |  |  | North | Simplex |  | Interface Module |  |  |  | Module | TRUE | 4010-9901 | ++ | Intelligent Interface Module, mounted in 4010ES FACU | 1 | 0.132 | 0.132 |  |  | 24 |  | TRUE | [5 empty] | #FFFF0000 | FA-GenericN INTERFACE MODULE | 1 | FALSE | FALSE | FALSE
NFPA 170 SPEAKER CEILING |  |  | North | Simplex |  | Speaker |  |  |  | Module | TRUE | 49SO-APPLC-O | + | Ceiling mount Addressable Weatherproof High Fidelity S/O Appliance Only. | 1 | 0.0008 | 0.009 |  |  |  |  | TRUE | TRUE |  |  |  |  | #FF0070C0 | FA-NFPA 170 SPEAKER CEILING | 1 | FALSE | FALSE | FALSE | 2019 | [16 empty] | C, WP
|  |  | North | Simplex |  | Hardware |  |  |  | Hardware | TRUE | 4905-9931 | + | Red Adapter Plate for mounting to Autocall 2975-9145 box | 1 | 0 | 0 |  |  |  |  | TRUE | [5 empty] | #FFFFFFFF |  |  | FALSE | FALSE | FALSE
|  |  | North | Simplex |  | Cards & Components |  |  |  | Card | TRUE | 4100-0110 |  | Mapnet | 1 | 0.47 | 0.49 |  |  |  |  | TRUE | [5 empty] | #FFFFFFFF |  |  | FALSE | FALSE | FALSE
|  |  | North | Simplex |  | Hardware |  |  |  | Hardware | TRUE | 4100-1280 |  | 8 SWITCH, 8 RED LED MODULE | 1 | [12 empty] | #FFFFFFFF |  |  | FALSE | FALSE | FALSE
NFPA 170 HORN STROBE |  |  | North | Simplex |  | Horn/Strobe |  |  |  | Module | TRUE | 4903-942x |  | Horn/Strobe 4 Wire Red with white Fire Lettering/15/75/110 cd | 1 | 0 | 0.22 |  |  |  |  | FALSE | [5 empty] | #FF0070C0 | FA-NFPA 170 HORN STROBE | 1 | FALSE | FALSE | FALSE | 2012 | [13 empty] | FALSE
NFPA 170 HORN STROBE CEILING |  |  | North | Simplex |  | Horn/Strobe |  |  |  | Module | TRUE | 4906-9142 | + | Horn with Multi-Candela Strobe; Ceiling Mount, White, High Cd | 1 | 0 | 0 |  |  |  |  | TRUE | TRUE |  |  |  |  | #FF0070C0 | FA-NFPA 170 HORN STROBE CEILING | 1 | FALSE | FALSE | FALSE | 2013 | [16 empty] | C
NFPA 170 HEAT DETECTOR |  |  | North | Simplex |  | Heat Detector |  |  |  | Module | TRUE | 4098-9612 w/4098-9788 | + | Electronic Heat Detector 2-Wire 135° F (57° C) No options | 1 | 0.0001 | 0.024 |  |  |  |  | TRUE | TRUE |  |  |  |  | #FFFF0000 | FA-NFPA 170 HEAT DETECTOR | 1 | FALSE | FALSE | FALSE | 1403 | [16 empty] | 135
NFPA 170 ADDRESSABLE OUTPUT MODULE |  |  | North | Simplex |  | Addressable Control/Relay |  |  |  | Module | TRUE | 4007-9801 | ++ | Eight Point Zone/Relay Module; each point is selectable as an IDC input or Relay output, Class A IDCs require 2 points (one out and one return); select up to 4 maximum; current shown is for 8 Class B IDCs with 4 in alarm, detector current is added separately | 1 | 0.083 | 0.295 |  |  |  |  | TRUE | [5 empty] | #FFFF0000 | FA-NFPA 170 ADDRESSABLE OUTPUT MODULE | 1 | FALSE | FALSE | FALSE | [17 empty] | 8
NFPA 170 ABORT SWITCH |  |  | North | Simplex |  | Switch |  |  |  | Module | TRUE | 2080-9056 | ++ | Flush mount abort switch | 1 | [6 empty] | TRUE | [5 empty] | #FFFF0000 | FA-NFPA 170 ABORT SWITCH | 1 | FALSE | FALSE | FALSE
NFPA 170 FIRE ALARM CONTROL UNIT | RISER FACP |  | North | Simplex |  | Fire Alarm Control Unit |  |  |  | Assembly | TRUE | 2120 CPU | ++ | 2120 Multiplex Status Command Center | 1 | [6 empty] | FALSE | [5 empty] | #FFFF0000 | FA-NFPA 170 FIRE ALARM CONTROL UNIT | 1 | FALSE | FALSE | FALSE | 202 | [13 empty] | TRUE
|  |  | North | Simplex |  | Hardware |  |  |  | Hardware | TRUE | 2081-9296 | ++ | System Batteries, Sealed Lead-Acid, 50 Ah | 1 | [6 empty] | FALSE | [5 empty] | #FFFFFFFF |  |  | FALSE | FALSE | FALSE | [14 empty] | FALSE
NFPA 170 DOOR HOLDER |  |  | North | Simplex |  | Door Holder |  |  |  | Module | TRUE | DH24120FPC |  | DR HLDR,SEMI-FLUSH,CHRM | 1 | [6 empty] | TRUE | [5 empty] | #FFFF0000 | FA-NFPA 170 DOOR HOLDER | 1 | FALSE | FALSE | FALSE | 2500
NFPA 170 HEAT DETECTOR |  |  | North | Simplex |  | Heat Detector |  |  |  | Module | TRUE | 4098-9612E w/4098-9788E | + | Electronic Heat Detector 2-Wire 135° F (57° C), High Humidity | 1 | 0.0001 | 0.086 |  |  |  |  | TRUE | TRUE |  |  |  |  | #FFFF0000 | FA-NFPA 170 HEAT DETECTOR | 1 | FALSE | FALSE | FALSE | 1403 | [16 empty] | 135
NFPA 170 FIRE PHONE |  |  | North | Simplex |  | Fire Phone |  |  |  | Module | TRUE | 2084-9003 | ++ | Firefighter Telephone Assembly with 2975-9053 backbox | 1 | [6 empty] | FALSE | [5 empty] | #FFFF0000 | FA-NFPA 170 FIRE PHONE | 1 | FALSE | FALSE | FALSE | [14 empty] | FALSE
NFPA 170 SMOKE DETECTOR |  |  | North | Simplex |  | Smoke Detector |  |  |  | Module | TRUE | 4098-9774 w/4098-9793 | + | TrueAlarm Photoelectric Smoke Detector w/TrueAlarm Isolator Sensor Base - Black | 1 | 0.0008 | 0.001 |  |  |  |  | TRUE | TRUE |  |  |  |  | #FFFF0000 | FA-NFPA 170 SMOKE DETECTOR | 1 | FALSE | FALSE | FALSE | 1408 | [16 empty] | P
NFPA 170 SMOKE DETECTOR |  |  | North | Simplex |  | Smoke Detector |  |  |  | Module | TRUE | 4098-9774 w/4098-9776 | + | TrueAlarm Photoelectric Smoke Detector w/TrueAlarm Standard Sensor Base - Black | 1 | 0.0008 | 0.001 |  |  |  |  | TRUE | TRUE |  |  |  |  | #FFFF0000 | FA-NFPA 170 SMOKE DETECTOR | 1 | FALSE | FALSE | FALSE | 1408 | [16 empty] | P
NFPA 170 SPEAKER CEILING |  |  | North | Simplex |  | Speaker |  |  |  | Module | TRUE | 49HF-APPLC-BA | + | Ceiling mount Addressable High fidelity S/O appliance only. Assembled in USA | 1 | 0 | 0 |  |  |  |  | TRUE | TRUE |  |  |  |  | #FF0070C0 | FA-NFPA 170 SPEAKER CEILING | 1 | FALSE | FALSE | FALSE | 2019 | [16 empty] | C
NFPA 170 FIRE ALARM CONTROL UNIT | RISER FACP |  | North | Simplex |  | Fire Alarm Control Unit |  |  |  | Assembly | TRUE | 2975-9450 |  | 4100ES 1 BAY CABINET | 1 | [6 empty] | TRUE | [5 empty] | #FFFF0000 | FA-NFPA 170 FIRE ALARM CONTROL UNIT | 1 | FALSE | FALSE | FALSE | 202 | [8 empty] | 6.2,10,12.7,18,25,33,50,110 |  |  |  |  | TRUE
NFPA 170 SMOKE DETECTOR |  |  | North | Simplex |  | Smoke Detector |  |  |  | Module | TRUE | 2098-9576 | ++ | Ionization Detector | 1 | 0.04 | 0.086 |  |  |  |  | FALSE | TRUE |  |  |  |  | #FFFF0000 | FA-NFPA 170 SMOKE DETECTOR | 1 | FALSE | FALSE | FALSE | 1408 | [13 empty] | FALSE |  |  | SBP
|  |  | North | Simplex |  | Cards & Components |  |  |  | Card | TRUE | 4100-9111 Main Board | ++ | Main Board | 1 | 0.373 | 0.47 |  |  |  |  | TRUE | [5 empty] | #FFFFFFFF |  |  | FALSE | FALSE | FALSE | [14 empty] | FALSE
NFPA 170 FIRE ALARM CONTROL INTERFACE |  |  | North | Simplex |  | Interface |  |  |  | Assembly | TRUE | 4190-9834 | ++ | ES Net external NIC and media cards for TSW, Red | 1 | 0.12 | 0.12 | [10 empty] | #FFFF0000 | FA-NFPA 170 FIRE ALARM CONTROL INTERFACE | 1 | FALSE | FALSE | FALSE
NFPA 170 HEAT CO DETECTOR |  |  | North | Simplex |  | Heat/CO Detector |  |  |  | Module | TRUE | 4098-9733 w/4098-9771 | + | Heat Sensor w/CO Base with Sounder | 1 | 0.0008 | 0.001 |  |  |  |  | TRUE | TRUE |  |  |  |  | #FFFF0000 | FA-NFPA 170 HEAT CO DETECTOR | 1 | FALSE | FALSE | FALSE | 1408 | [16 empty] | CO, SB
NFPA 170 HORN STROBE CEILING |  |  | North | Simplex |  | Horn/Strobe |  |  |  | Module | TRUE | 49AVH-APPLC | + | Audible/Visible Notification Appliances, Ceiling Mount Multi-High Candela Horn/Strobe, Specify Cover | 1 | 0 | 0 |  |  |  |  | TRUE | TRUE |  |  |  |  | #FF0070C0 | FA-NFPA 170 HORN STROBE CEILING | 1 | FALSE | FALSE | FALSE | 2013 | [16 empty] | C
NFPA 170 ASPIRATING SMOKE DETECTOR |  |  | North | Simplex |  | Air Sampling Detection |  |  |  | Module | TRUE | 4098-VEP-A10-P | ++ | VESDA-E VEP with 3.5 in. display | 5 | [6 empty] | FALSE |  |  |  | 13.8 in. x 8.9 in. x 5.3 in. (350 mm x 225 mm x 135 mm) |  | #FFFF0000 | FA-NFPA 170 ASPIRATING SMOKE DETECTOR | 1 | FALSE | FALSE | FALSE | [14 empty] | FALSE
NFPA 170 REMOTE ANNUNCIATOR |  |  | North | Simplex |  | Cards & Components |  |  |  | Module | TRUE | 4100-9617 | ++ | Basic Remote Annunciator with ES Touch Screen Display | 1 | 0.095 | 0.165 |  |  |  |  | TRUE | [5 empty] | #FFFF0000 | FA-NFPA 170 REMOTE ANNUNCIATOR | 1 | FALSE | FALSE | FALSE
|  |  | North | Simplex |  | Cards & Components |  |  |  | Card | TRUE | 4007-9813 |  | Wired media card | 1 | 0.055 | 0.055 |  |  |  |  | TRUE | [5 empty] | #FFFFFFFF |  |  | FALSE | FALSE | FALSE
NFPA 170 SPEAKER STROBE |  |  | North | Simplex |  | Speaker/Strobe |  |  |  | Module | TRUE | 4903-9150 | + | Audible/visible notification appliance with multi-tapped speaker and high intensity xenon strobe, Red, Horizontal Mount | 1 | [6 empty] | TRUE | [5 empty] | #FF0070C0 | FA-NFPA 170 SPEAKER STROBE | 1 | FALSE | FALSE | FALSE | 2019
NFPA 170 SMOKE DETECTOR |  |  | North | Simplex |  | Smoke Detector |  |  |  | Module | TRUE | 4098-9019 (Detector) | + | Fireray 5000 Beam Detector Head | 1 | [6 empty] | FALSE | TRUE |  |  |  |  | #FFFF0000 | FA-NFPA 170 SMOKE DETECTOR | 1 | FALSE | FALSE | FALSE | 1408 | [13 empty] | FALSE |  |  | SBD
NFPA 170 SPEAKER STROBE |  |  | North | Simplex |  | Speaker/Strobe |  |  |  | Module | TRUE | 49SV-APPLW-O | + | Wall Mount Addressable Weatherproof S/V Appliance only, WP | 1 | 0 | 0 |  |  |  |  | TRUE | FALSE |  |  |  |  | #FF0070C0 | FA-NFPA 170 SPEAKER STROBE | 1 | FALSE | FALSE | FALSE | 2019 | [16 empty] | WP
NFPA 170 SPEAKER STROBE CEILING |  |  | North | Simplex |  | Speaker/Strobe |  |  |  | Module | TRUE | 4906-9158 | + | Multi-tapped Speaker with Multi-Candela Synchronized Strobe, White, Alert | 1 | [6 empty] | TRUE | TRUE |  |  |  |  | #FF0070C0 | FA-NFPA 170 SPEAKER STROBE CEILING | 1 | FALSE | FALSE | FALSE | 2019 | [16 empty] | C
|  |  | North | Simplex |  | Hardware |  |  |  | Hardware | TRUE | 2081-9272 | ++ | System Batteries, Sealed Lead-Acid, 6.2 Ah | 1 | [6 empty] | FALSE | [5 empty] | #FFFFFFFF |  |  | FALSE | FALSE | FALSE | [14 empty] | FALSE
NFPA 170 SMOKE DETECTOR |  |  | North | Simplex |  | Smoke Detector |  |  |  | Module | TRUE | 4098-9714 w/4098-9791 | + | TrueAlarm Analog Sensors, Photoelectric smoke sensor, White, 4-Wire Sensor Relay Base w/LED and Supervised Relay Connections | 1 | 0.0008 | 0.001 |  |  |  |  | FALSE | TRUE |  |  |  |  | #FFFF0000 | FA-NFPA 170 SMOKE DETECTOR | 1 | FALSE | FALSE | FALSE | 1408 | [13 empty] | FALSE
NFPA 170 SOLENOID VALVE |  |  | North | Skinner |  | Solenoid |  |  |  | Module | TRUE | 73218BN4UN00 | ++ | 2 Way Normally Closed 1/2" NPT Pilot Operated Internal Pilot Supply Brass Pressure Vessel | 1 | 0 | 0.41667 |  |  |  |  | FALSE | [5 empty] | #FFFF0000 | FA-NFPA 170 SOLENOID VALVE | 1 | FALSE | FALSE | FALSE | 1701 | [13 empty] | FALSE
|  |  | North | Software House | Security/Access Control |  |  |  |  | Module | TRUE | RM-CAN |  |  | 1 | [12 empty] | #FFFFFFFF |  |  | FALSE | FALSE | FALSE
|  |  | North | Software House | Security/Access Control |  |  |  |  | Module | TRUE | USTAR-GCM-2U |  |  | 1 | [12 empty] | #FFFFFFFF |  |  | FALSE | FALSE | FALSE
|  |  | North | Software House | Security/Access Control |  |  |  |  | Module | TRUE | USTAR-CAN |  |  | 1 | [12 empty] | #FFFFFFFF |  |  | FALSE | FALSE | FALSE
|  |  | North | Software House | Security/Access Control |  |  |  |  | Module | TRUE | USTAR-ACM-4U |  |  | 1 | [12 empty] | #FFFFFFFF |  |  | FALSE | FALSE | FALSE
|  |  | North | Software House | Security/Access Control |  |  |  |  | Module | TRUE | IP-ACM2A-EP |  |  | 1 | [12 empty] | #FFFFFFFF |  |  | FALSE | FALSE | FALSE
|  |  | North | Software House | Security/Access Control |  |  |  |  | Module | TRUE | AS0074-000 |  |  | 1 | [12 empty] | #FFFFFFFF |  |  | FALSE | FALSE | FALSE
|  |  | North | Software House | Security/Access Control |  |  |  |  | Module | TRUE | AS0073-000 |  |  | 1 | [12 empty] | #FFFFFFFF |  |  | FALSE | FALSE | FALSE
|  |  | North | Software House | Security/Access Control |  |  |  |  | Module | TRUE | RM-DCM-CAN |  |  | 1 | [12 empty] | #FFFFFFFF |  |  | FALSE | FALSE | FALSE
|  |  | North | Software House | Security/Access Control |  |  |  |  | Module | TRUE | USTAR016 |  |  | 1 | [12 empty] | #FFFFFFFF |  |  | FALSE | FALSE | FALSE
|  |  | North | Software House | Security/Access Control |  |  |  |  | Module | TRUE | IP-ACM2A-CAN |  |  | 1 | [12 empty] | #FFFFFFFF |  |  | FALSE | FALSE | FALSE
|  |  | North | Software House | Security/Access Control |  |  |  |  | Module | TRUE | IP-ACM2A-CAN-P |  |  | 1 | [12 empty] | #FFFFFFFF |  |  | FALSE | FALSE | FALSE
|  |  | North | Software House | Security/Access Control |  |  |  |  | Module | TRUE | USTAR-GCM |  |  | 1 | [12 empty] | #FFFFFFFF |  |  | FALSE | FALSE | FALSE
|  |  | North | Software House | Security/Access Control |  |  |  |  | Module | TRUE | AS0073-CSI |  |  | 1 | [12 empty] | #FFFFFFFF |  |  | FALSE | FALSE | FALSE
|  |  | North | Software House | Security/Access Control |  |  |  |  | Module | TRUE | USTAR008 |  |  | 1 | [12 empty] | #FFFFFFFF |  |  | FALSE | FALSE | FALSE
|  |  | North | Software House | Security/Access Control |  |  |  |  | Module | TRUE | IP-ACM2A-EM |  |  | 1 | [12 empty] | #FFFFFFFF |  |  | FALSE | FALSE | FALSE
|  |  | North | Software House | Security/Access Control |  |  |  |  | Module | TRUE | USTAR-ACM |  |  | 1 | [12 empty] | #FFFFFFFF |  |  | FALSE | FALSE | FALSE
|  |  | North | Software House | Security/Access Control |  |  |  |  | Module | TRUE | IP-ACM2A-MB |  |  | 1 | [12 empty] | #FFFFFFFF |  |  | FALSE | FALSE | FALSE
|  |  | North | Software House | Security/Access Control |  |  |  |  | Module | TRUE | IP-ACM2A-MB-5PK |  |  | 1 | [12 empty] | #FFFFFFFF |  |  | FALSE | FALSE | FALSE
NFPA 170 NON ADDRESSABLE RELAY |  |  | North | Space Age |  | Non-Addressable Relay |  |  |  | Module | TRUE | SSU-MR-199X-14 |  | DPDT Heavy Duty Power Relay /w Metal Enclosure | 1 | 0.085 | 0.085 |  |  | 120 |  | FALSE | [5 empty] | #FFFF0000 | FA-NFPA 170 NON ADDRESSABLE RELAY | 1 | FALSE | FALSE | FALSE | 1300 | [13 empty] | FALSE
NFPA 170 FIRE ALARM TERMINAL CABINET | RISER FATC |  | North | Space Age Electronics |  | Terminal Cabinet |  |  |  | Assembly | TRUE | ACE2436 | Accessories | 24”x36”x8” Accessory Cabinet Enclosure, Black | 1 | 0 | 0 |  |  |  |  | TRUE |  | Surface Mounted |  |  |  | #FFFF0000 | FA-NFPA 170 FIRE ALARM TERMINAL CABINET | 1 | FALSE | FALSE | FALSE | 205
NFPA 170 SURGE SUPPRESSOR |  |  | North | Space Age Electronics |  | Surge Supressor |  |  |  | Module | TRUE | T12-DG w/Snap Track |  | 2 Pair / 4 Wire Surge Module, 12v | 1 | [6 empty] | TRUE | [5 empty] | #FFFF0000 | FA-NFPA 170 SURGE SUPPRESSOR | 1 | FALSE | FALSE | FALSE | [14 empty] | FALSE |  |  | 24v
NFPA 170 NON ADDRESSABLE RELAY |  |  | North | Space Age Electronics |  | Non-Addressable Relay |  |  |  | Module | TRUE | SSU-MR-101/C | ++ | SPDT MULTI-VOLTAGE CONTROL RELAY | 1 | 0 | 0.018 |  |  | 35 | 18 | FALSE |  |  | Grey ABS-94VO Plastic | 5.125” (130mm) 3.125” (79mm) 2.50” (63mm) |  | #FFFF0000 | FA-NFPA 170 NON ADDRESSABLE RELAY | 1 | FALSE | FALSE | FALSE | 1300 | [13 empty] | FALSE
NFPA 170 NON ADDRESSABLE RELAY |  |  | North | Space Age Electronics |  | Non-Addressable Relay |  |  |  | Module | TRUE | SSU-MR-201/C | ++ | DPDT MULTI-VOLTAGE CONTROL RELAY | 1 | 0 | 0.04 |  |  | 35 | 18 | FALSE |  |  | Grey ABS-94VO Plastic | 5.125” (130mm) 3.125” (79mm) 2.50” (63mm) |  | #FFFF0000 | FA-NFPA 170 NON ADDRESSABLE RELAY | 1 | FALSE | FALSE | FALSE | 1300 | [13 empty] | FALSE
NFPA 170 NON ADDRESSABLE RELAY |  |  | North | Space Age Electronics |  | Non-Addressable Relay |  |  |  | Module | TRUE | SSU-MR-101/C/R | ++ | SPDT MULTI-VOLTAGE CONTROL RELAY | 1 | 0 | 0.018 |  |  | 35 | 18 | FALSE |  |  | Red ABS-94VO Plastic | 5.125” (130mm) 3.125” (79mm) 2.50” (63mm) |  | #FFFF0000 | FA-NFPA 170 NON ADDRESSABLE RELAY | 1 | FALSE | FALSE | FALSE | 1300 | [13 empty] | FALSE
NFPA 170 FIRE ALARM TERMINAL CABINET | RISER FATC |  | North | Space Age Electronics |  | Terminal Cabinet |  |  |  | Module | TRUE | SSU00635 | Accessories | Fire Alarm Terminal Cabinet, 6 1/2” 8 5/8” 2 1/2” Thumb Screw | 1 | 0 | 0 |  |  |  |  | TRUE |  | Surface Mounted |  |  |  | #FFFF0000 | FA-NFPA 170 FIRE ALARM TERMINAL CABINET | 1 | FALSE | FALSE | FALSE | 205
NFPA 170 SURGE SUPPRESSOR |  |  | North | Space Age Electronics |  | Surge Supressor |  |  |  | Module | TRUE | T48-DG w/Snap Track |  | 2 Pair / 4 Wire Surge Module, 48v | 1 | [6 empty] | TRUE | [5 empty] | #FFFF0000 | FA-NFPA 170 SURGE SUPPRESSOR | 1 | FALSE | FALSE | FALSE | [14 empty] | FALSE |  |  | 24v
NFPA 170 FIRE ALARM TERMINAL CABINET | RISER FATC |  | North | Space Age Electronics |  | Terminal Cabinet |  |  |  | Module | TRUE | SSU00636 | ++ | Fire Alarm Terminal Cabinet, 16pt, Thumb Screw | 1 | 0 | 0 |  |  |  |  | TRUE |  | Surface Mounted |  |  |  | #FFFF0000 | FA-NFPA 170 FIRE ALARM TERMINAL CABINET | 1 | FALSE | FALSE | FALSE | 205
NFPA 170 NON ADDRESSABLE RELAY |  |  | North | Space Age Electronics |  | Non-Addressable Relay |  |  |  | Module | TRUE | SSU-PAM-SD | ++ | Polarized Relay Module 20 to 32VDC | 1 | 0.015 | 0.015 |  |  |  |  | FALSE | [5 empty] | #FFFF0000 | FA-NFPA 170 NON ADDRESSABLE RELAY | 1 | FALSE | FALSE | FALSE | 1300 | [13 empty] | FALSE
NFPA 170 FIRE ALARM TERMINAL CABINET | RISER FATC |  | North | Space Age Electronics |  | Terminal Cabinet |  |  |  | Module | TRUE | SSU00637 | ++ | Fire Alarm Terminal Cabinet, 16pt, Keyed | 1 | 0 | 0 |  |  |  |  | TRUE |  | Surface Mounted |  |  |  | #FFFF0000 | FA-NFPA 170 FIRE ALARM TERMINAL CABINET | 1 | FALSE | FALSE | FALSE | 205
NFPA 170 NON ADDRESSABLE RELAY |  |  | North | Space Age Electronics |  | Non-Addressable Relay |  |  |  | Module | TRUE | SC-310 |  | SPDT Relay /w LED & Metal Enclosure, 12VDC | 1 | 0.01 | 0.06 |  |  |  |  | FALSE | [5 empty] | #FFFF0000 | FA-NFPA 170 NON ADDRESSABLE RELAY | 1 | FALSE | FALSE | FALSE | 1300 | [13 empty] | FALSE
FA-FIRE_SHUTDOWN BUTTON |  |  | North | Space Age Electronics |  | Push Button |  |  |  | Module | TRUE | YM01095 | LOC HVAC Shutdown button Mushroom | LOC HVAC Shutdown button Mushroom | 1 | 0 | 0 |  |  |  |  | TRUE |  | Mounted inside LOC Cabinet | N/A | N/A |  | #FFFF0000 | FA-FA-FIRE_SHUTDOWN BUTTON | 1 | FALSE | FALSE | FALSE
NFPA 170 BATTERY CABINET |  |  | North | Space Age Electronics |  | Hardware |  |  |  | Hardware | TRUE | 2MB | Accessories | 2MB Multi-Module Mounting Bracket | 1 | 0 | 0 |  |  |  |  | TRUE | [5 empty] | #FFFF0000 | FA-NFPA 170 BATTERY CABINET | 1 | FALSE | FALSE | FALSE | 3000
NFPA 170 BATTERY CABINET |  |  | North | Space Age Electronics |  | Enclosure |  |  |  | Assembly | TRUE | SSU00500 | Accessories | BCA Battery Cabinet - Red | 1 | 0 | 0 |  |  |  |  | TRUE |  | Surface Mounted |  |  |  | #FFFF0000 | FA-NFPA 170 BATTERY CABINET | 1 | FALSE | FALSE | FALSE | 3000
NFPA 170 DOCUMENT BOX |  |  | North | Space Age Electronics |  | Miscellaneous |  |  |  | Assembly | TRUE | SSU00625 | Accessories | Drawing Storage Box, Red 6” x 37” tall 4 ¼" deep | 1 | 0 | 0 |  |  |  |  | TRUE |  | Surface Mounted |  |  |  | #FFFF0000 | FA-NFPA 170 DOCUMENT BOX | 1 | FALSE | FALSE | FALSE
NFPA 170 SURGE SUPPRESSOR |  |  | North | Space Age Electronics |  | Surge Supressor |  |  |  | Module | TRUE | T32-DG w/Snap Track |  | 2 Pair / 4 Wire Surge Module, 32v | 1 | [6 empty] | TRUE | [5 empty] | #FFFF0000 | FA-NFPA 170 SURGE SUPPRESSOR | 1 | FALSE | FALSE | FALSE | [14 empty] | FALSE |  |  | 24v
NFPA 170 DOCUMENT BOX |  |  | North | Space Age Electronics |  | Miscellaneous |  |  |  | Assembly | TRUE | SSU00685 | + | Fire Alarm Document Cabinet w/8GB USB Drive (ACE-11), Red with Custom Logo | 1 | [6 empty] | FALSE | [5 empty] | #FFFF0000 | FA-NFPA 170 DOCUMENT BOX | 1 | FALSE | FALSE | FALSE | [14 empty] | FALSE
NFPA 170 FIRE ALARM TERMINAL CABINET | RISER FATC |  | North | Space Age Electronics |  | Terminal Cabinet |  |  |  | Assembly | TRUE | SSU00647 | Accessories | Fire Alarm Accessory Cabinet, 18.25” 18.25” 5.5” | 1 | 0 | 0 |  |  |  |  | TRUE |  | Surface Mounted |  |  |  | #FFFF0000 | FA-NFPA 170 FIRE ALARM TERMINAL CABINET | 1 | FALSE | FALSE | FALSE | 205
NFPA 170 FIRE ALARM TERMINAL CABINET | RISER FATC |  | North | Space Age Electronics |  | Terminal Cabinet |  |  |  | Module | TRUE | SSU00663 | ++ | Fire Alarm Terminal Cabinet, 128pt, Keyed | 1 | 0 | 0 |  |  |  |  | TRUE |  | Surface Mounted |  |  |  | #FFFF0000 | FA-NFPA 170 FIRE ALARM TERMINAL CABINET | 1 | FALSE | FALSE | FALSE | 205
NFPA 170 DUCT SMOKE DETECTOR |  |  | North | Space Age Electronics |  | Duct Smoke Detector |  |  |  | Module | TRUE | SL-701 | + | Duct Carbon Monoxide Detector | 1 | 0.028 | 0.187 |  |  |  |  | FALSE | TRUE |  |  |  |  | #FFFF0000 | FA-NFPA 170 DUCT SMOKE DETECTOR | 1 | FALSE | FALSE | FALSE | 1400 | [13 empty] | FALSE |  |  | CO
NFPA 170 FIRE ALARM TERMINAL CABINET | RISER FATC |  | North | Space Age Electronics |  | Terminal Cabinet |  |  |  | Assembly | TRUE | ACE3048 | Accessories | 30”x48”x8” Accessory Cabinet Enclosure, Black | 1 | 0 | 0 |  |  |  |  | TRUE |  | Surface Mounted |  |  |  | #FFFF0000 | FA-NFPA 170 FIRE ALARM TERMINAL CABINET | 1 | FALSE | FALSE | FALSE | 205
NFPA 170 NON ADDRESSABLE RELAY |  |  | North | Space Age Electronics |  | Non-Addressable Relay |  |  |  | Module | TRUE | SSU-MR-201/C/R | ++ | DPDT MULTI-VOLTAGE CONTROL RELAY | 1 | 0 | 0.04 |  |  | 35 | 18 | FALSE |  |  | Red ABS-94VO Plastic | 5.125” (130mm) 3.125” (79mm) 2.50” (63mm) |  | #FFFF0000 | FA-NFPA 170 NON ADDRESSABLE RELAY | 1 | FALSE | FALSE | FALSE | 1300 | [13 empty] | FALSE
NFPA 170 DOCUMENT BOX |  |  | North | Space Age Electronics |  | Miscellaneous |  |  |  | Assembly | TRUE | SSU00690 | + | Fire Alarm Document Cabinet w/8GB USB Drive (ACE-11), Red with Custom Logo | 1 | 0 | 0 |  |  |  |  | TRUE |  | Surface Mounted |  |  |  | #FFFF0000 | FA-NFPA 170 DOCUMENT BOX | 1 | FALSE | FALSE | FALSE
NFPA 170 TTL |  |  | North | Space Age Electronics |  | Miscellaneous |  |  |  | Module | TRUE | SSU00471 | Accessories | TTS Tool-Less Terminal Strip - White | 1 | 0 | 0 |  |  |  |  | TRUE |  | Surface Mounted |  |  |  | #FFFF0000 | FA-NFPA 170 TTL | 1 | FALSE | FALSE | FALSE | 205
NFPA 170 SURGE SUPPRESSOR |  |  | North | Space Age Electronics |  | Surge Supressor |  |  |  | Module | TRUE | T24-DG w/Snap Track |  | 2 Pair / 4 Wire Surge Module, 24v | 1 | [6 empty] | TRUE | [5 empty] | #FFFF0000 | FA-NFPA 170 SURGE SUPPRESSOR | 1 | FALSE | FALSE | FALSE | [14 empty] | FALSE |  |  | 24v
NFPA 170 FIRE ALARM TERMINAL CABINET | RISER FATC |  | North | Space Age Electronics |  | Terminal Cabinet |  |  |  | Module | TRUE | SSU00536 | Accessories | Fire Alarm Terminal Cabinet, 6 1/2” 8 5/8” 2 1/2” Keyed | 1 | 0 | 0 |  |  |  |  | TRUE |  | Surface Mounted |  |  |  | #FFFF0000 | FA-NFPA 170 FIRE ALARM TERMINAL CABINET | 1 | FALSE | FALSE | FALSE | 205
NFPA 170 FIRE ALARM TERMINAL CABINET | RISER FATC |  | North | Space Age Electronics |  | Terminal Cabinet |  |  |  | Assembly | TRUE | SSU00657 | Accessories | Fire Alarm Accessory Cabinet, 23.5” 23.5” 5.5” | 1 | 0 | 0 |  |  |  |  | TRUE |  | Surface Mounted |  |  |  | #FFFF0000 | FA-NFPA 170 FIRE ALARM TERMINAL CABINET | 1 | FALSE | FALSE | FALSE | 205
NFPA 170 FIRE ALARM TERMINAL CABINET | RISER FATC |  | North | Space Age Electronics |  | Terminal Cabinet |  |  |  | Assembly | TRUE | SSU00655 | Accessories | Fire Alarm Accessory Cabinet, 23.5” 13” 5.5” | 1 | 0 | 0 |  |  |  |  | TRUE |  | Surface Mounted |  |  |  | #FFFF0000 | FA-NFPA 170 FIRE ALARM TERMINAL CABINET | 1 | FALSE | FALSE | FALSE | 205
NFPA 170 NON ADDRESSABLE RELAY |  |  | North | Space Age Electronics |  | Non-Addressable Relay |  |  |  | Module | TRUE | SSU-MR-204/C | ++ | DPDT MULTI-VOLTAGE CONTROL RELAY | 1 | 0 | 0.04 |  |  | 35 | 18 | FALSE |  |  |  | 5.125” (130mm) 3.125” (79mm) 2.50” (63mm) |  | #FFFF0000 | FA-NFPA 170 NON ADDRESSABLE RELAY | 1 | FALSE | FALSE | FALSE | 1300 | [13 empty] | FALSE
NFPA 170 SURGE SUPPRESSOR |  |  | North | Space Age Electronics |  | Surge Supressor |  |  |  | Module | TRUE | T90-DG w/Snap Track |  | 2 Pair / 4 Wire Surge Module, 90v | 1 | [6 empty] | TRUE | [5 empty] | #FFFF0000 | FA-NFPA 170 SURGE SUPPRESSOR | 1 | FALSE | FALSE | FALSE | [14 empty] | FALSE |  |  | 24v
NFPA 170 TTL |  |  | North | Space Age Electronics |  | Miscellaneous |  |  |  | Module | TRUE | SSU00470 | Accessories | TTS Tool-Less Terminal Strip - Black | 1 | 0 | 0 |  |  |  |  | TRUE |  | Surface Mounted |  |  |  | #FFFF0000 | FA-NFPA 170 TTL | 1 | FALSE | FALSE | FALSE | 205
NFPA 170 SURGE SUPPRESSOR |  |  | North | Space Age Electronics |  | Surge Supressor |  |  |  | Module | TRUE | RJ1448-MD w/Snap Track |  | 2 Pair / 4 Wire Surge Module, 48v RJ14 | 1 | [6 empty] | TRUE | [5 empty] | #FFFF0000 | FA-NFPA 170 SURGE SUPPRESSOR | 1 | FALSE | FALSE | FALSE | [14 empty] | FALSE |  |  | 24v
NFPA 170 SURGE SUPPRESSOR |  |  | North | Space Age Electronics |  | Surge Supressor |  |  |  | Module | TRUE | T70-DG w/Snap Track |  | 2 Pair / 4 Wire Surge Module, 70v | 1 | [6 empty] | TRUE | [5 empty] | #FFFF0000 | FA-NFPA 170 SURGE SUPPRESSOR | 1 | FALSE | FALSE | FALSE | [14 empty] | FALSE |  |  | 24v
NFPA 170 BATTERY CABINET |  |  | North | Space Age Electronics |  | Enclosure |  |  |  | Assembly | TRUE | SSU00501 | Accessories | BCA Battery Cabinet - Black | 1 | 0 | 0 |  |  |  |  | TRUE |  | Surface Mounted |  |  |  | #FFFF0000 | FA-NFPA 170 BATTERY CABINET | 1 | FALSE | FALSE | FALSE | 3000
NFPA 170 DOCUMENT BOX |  |  | North | Space Age Electronics |  | Miscellaneous |  |  |  | Assembly | TRUE | SSU00689 |  | Fire Alarm Document Box | 1 | [6 empty] | FALSE | [5 empty] | #FFFF0000 | FA-NFPA 170 DOCUMENT BOX | 1 | FALSE | FALSE | FALSE | [14 empty] | FALSE
NFPA 170 DOCUMENT BOX |  |  | North | Space Age Electronics |  | Miscellaneous |  |  |  | Assembly | TRUE | SSU00691 | ++ | SDB System Document Box | 1 | 0 | 0 |  |  |  |  | TRUE |  | Surface Mounted |  | 14 1/4” tall, 14 1/3” wide and 3” deep |  | #FFFF0000 | FA-NFPA 170 DOCUMENT BOX | 1 | FALSE | FALSE | FALSE
NFPA 170 FIRE ALARM TERMINAL CABINET | RISER FATC |  | North | Space Age Electronics |  | Terminal Cabinet |  |  |  | Assembly | TRUE | ACE3036 | Accessories | 30”x36”x8” Accessory Cabinet Enclosure, Black | 1 | 0 | 0 |  |  |  |  | TRUE |  | Surface Mounted |  |  |  | #FFFF0000 | FA-NFPA 170 FIRE ALARM TERMINAL CABINET | 1 | FALSE | FALSE | FALSE | 205
NFPA 170 NON ADDRESSABLE RELAY |  |  | North | Space Age Electronics |  | Non-Addressable Relay |  |  |  | Module | TRUE | SC-300 |  | TIMING RELAY MODULE | 1 | 0 | 0.045 |  |  |  |  | FALSE | [5 empty] | #FFFF0000 | FA-NFPA 170 NON ADDRESSABLE RELAY | 1 | FALSE | FALSE | FALSE | 1300 | [13 empty] | FALSE
NFPA 170 NON ADDRESSABLE RELAY |  |  | North | Space Age Electronics |  | Non-Addressable Relay |  |  |  | Module | TRUE | SSU-PAM-4 | ++ | Polarized Relay Module 12 to 40VDC | 1 | 0.02 | 0.02 |  |  |  |  | FALSE | [5 empty] | #FFFF0000 | FA-NFPA 170 NON ADDRESSABLE RELAY | 1 | FALSE | FALSE | FALSE | 1300 | [13 empty] | FALSE
NFPA 170 SURGE SUPPRESSOR |  |  | North | Space Age Electronics |  | Surge Supressor |  |  |  | Module | TRUE | T36-DG w/Snap Track |  | 2 Pair / 4 Wire Surge Module, 36v | 1 | [6 empty] | TRUE | [5 empty] | #FFFF0000 | FA-NFPA 170 SURGE SUPPRESSOR | 1 | FALSE | FALSE | FALSE | [14 empty] | FALSE |  |  | 24v
NFPA 170 BATTERY CABINET |  |  | North | Space Age Electronics |  | Hardware |  |  |  | Hardware | TRUE | ELOCK-FA | Accessories | CIRCUIT LOCKOUT KIT | 1 | 0 | 0 |  |  |  |  | TRUE | [5 empty] | #FFFF0000 | FA-NFPA 170 BATTERY CABINET | 1 | FALSE | FALSE | FALSE | 3000
NFPA 170 NON ADDRESSABLE RELAY |  |  | North | Space Age Electronics |  | Non-Addressable Relay |  |  |  | Module | TRUE | MR-101/T |  | MULTI-VOLTAGE CONTROL RELAY | 1 | 0 | 0.048 |  |  |  |  | FALSE | [5 empty] | #FFFF0000 | FA-NFPA 170 NON ADDRESSABLE RELAY | 1 | FALSE | FALSE | FALSE | 1300 | [13 empty] | FALSE
NFPA 170 SURGE SUPPRESSOR |  |  | North | Space Age Electronics |  | Surge Supressor |  |  |  | Module | TRUE | E120V-GT | ++ | Hybrid Surge Protection Device | 1 | [6 empty] | FALSE | [5 empty] | #FFFF0000 | FA-NFPA 170 SURGE SUPPRESSOR | 1 | FALSE | FALSE | FALSE | 6001 | [13 empty] | FALSE |  |  | 120v
NFPA 170 NON ADDRESSABLE RELAY |  |  | North | Space Age Electronics |  | Non-Addressable Relay |  |  |  | Module | TRUE | SSU-PAM-2 | ++ | Polarized Relay Module 12VDC/24VDC | 1 | 0.02 | 0.02 |  |  |  |  | FALSE | [5 empty] | #FFFF0000 | FA-NFPA 170 NON ADDRESSABLE RELAY | 1 | FALSE | FALSE | FALSE | 1300 | [13 empty] | FALSE
NFPA 170 FIRE ALARM TERMINAL CABINET | RISER FATC |  | North | Space Age Electronics |  | Terminal Cabinet |  |  |  | Module | TRUE | SSU00653 | Accessories | Fire Alarm Terminal Cabinet, 23 1/2” 23 1/2” 5 1/2” Keyed | 1 | 0 | 0 |  |  |  |  | TRUE |  | Surface Mounted |  |  |  | #FFFF0000 | FA-NFPA 170 FIRE ALARM TERMINAL CABINET | 1 | FALSE | FALSE | FALSE | 205
NFPA 170 NON ADDRESSABLE RELAY |  |  | North | Space Age Electronics |  | Non-Addressable Relay |  |  |  | Module | TRUE | SSU-PAM-1 | ++ | Polarized Relay Module 24VAC/24VDC/120VAC | 1 | 0.02 | 0.02 |  |  |  |  | FALSE | [5 empty] | #FFFF0000 | FA-NFPA 170 NON ADDRESSABLE RELAY | 1 | FALSE | FALSE | FALSE | 1300 | [13 empty] | FALSE
NFPA 170 SURGE SUPPRESSOR |  |  | North | Space Age Electronics |  | Surge Supressor |  |  |  | Module | TRUE | T120-DG w/Snap Track |  | 2 Pair / 4 Wire Surge Module, 120v | 1 | [6 empty] | TRUE | [5 empty] | #FFFF0000 | FA-NFPA 170 SURGE SUPPRESSOR | 1 | FALSE | FALSE | FALSE | [14 empty] | FALSE |  |  | 120v
NFPA 170 REMOTE ANNUNCIATOR | RISER ANNUNCIATOR |  | North | Space Age Electronics |  | Remote Annunciator |  |  |  | Module | TRUE | XL8-BL-LBFR-FI24-D-1DRV03 | F | TABULAR ANNUNCIATOR | 1 | [6 empty] | FALSE | FALSE |  |  |  |  | #FFFF0000 | FA-NFPA 170 REMOTE ANNUNCIATOR | 1 | FALSE | FALSE | FALSE | 255 | [13 empty] | FALSE
NFPA 170 DOCUMENT BOX |  |  | North | Space Age Electronics |  | Miscellaneous |  |  |  | Assembly | TRUE | SSU01690 | + | Fire Alarm Document Cabinet w/8GB USB Drive (ACE-11), Black with Custom Logo | 1 | 0 | 0 |  |  |  |  | TRUE |  | Surface Mounted |  |  |  | #FFFF0000 | FA-NFPA 170 DOCUMENT BOX | 1 | FALSE | FALSE | FALSE
NFPA 170 DOCUMENT BOX |  |  | North | Space Age Electronics |  | Miscellaneous |  |  |  | Assembly | TRUE | SSU00672 | Accessories | Fire Alarm Document Box, Red 12” x 13” tall 2 ¼ deep | 1 | 0 | 0 |  |  |  |  | TRUE |  | Surface Mounted | Provided by FA Contractor |  |  | #FFFF0000 | FA-NFPA 170 DOCUMENT BOX | 1 | FALSE | FALSE | FALSE
NFPA 170 DOCUMENT BOX |  |  | North | Space Age Electronics |  | Miscellaneous |  |  |  | Assembly | TRUE | SSU00626 | Accessories | Drawing Storage Box, Black 6” x 37” tall 4 ¼" deep | 1 | 0 | 0 |  |  |  |  | TRUE |  | Surface Mounted |  |  |  | #FFFF0000 | FA-NFPA 170 DOCUMENT BOX | 1 | FALSE | FALSE | FALSE
NFPA 170 FIRE ALARM TERMINAL CABINET | RISER FATC |  | North | Space Age Electronics |  | Terminal Cabinet |  |  |  | Assembly | TRUE | SSU00656 | Accessories | Fire Alarm Accessory Cabinet, 14” 14” 3.25” | 1 | 0 | 0 |  |  |  |  | TRUE |  | Surface Mounted |  |  |  | #FFFF0000 | FA-NFPA 170 FIRE ALARM TERMINAL CABINET | 1 | FALSE | FALSE | FALSE | 205
|  |  | North | Space Age Electronics |  | Cards & Components |  |  |  | Card | TRUE | YM0377 R | Red 11 button LOC by SpaceAge OEM Label for Autocall | Red 11 button LOC by SpaceAge OEM Label for Autocall | 1 | 0 | 0 |  |  |  |  | TRUE |  | Mounted inside LOC Cabinet | N/A | N/A |  | #FFFFFFFF |  |  | FALSE | FALSE | FALSE
NFPA 170 FIRE ALARM TERMINAL CABINET | RISER FATC |  | North | Space Age Electronics |  | Terminal Cabinet |  |  |  | Module | TRUE | SSU00661 | ++ | Fire Alarm Terminal Cabinet, 64pt, Keyed | 1 | 0 | 0 |  |  |  |  | TRUE |  | Surface Mounted |  |  |  | #FFFF0000 | FA-NFPA 170 FIRE ALARM TERMINAL CABINET | 1 | FALSE | FALSE | FALSE | 205
NFPA 170 FIRE ALARM TERMINAL CABINET | RISER FATC |  | North | Space Age Electronics |  | Terminal Cabinet |  |  |  | Module | TRUE | SSU00660 | ++ | Fire Alarm Terminal Cabinet, 32pt, Keyed | 1 | 0 | 0 |  |  |  |  | TRUE |  | Surface Mounted |  |  |  | #FFFF0000 | FA-NFPA 170 FIRE ALARM TERMINAL CABINET | 1 | FALSE | FALSE | FALSE | 205
NFPA 170 FIRE ALARM TERMINAL CABINET | RISER FATC |  | North | Space Age Electronics |  | Terminal Cabinet |  |  |  | Assembly | TRUE | ACE2424 | Accessories | 24”x24”x8” Accessory Cabinet Enclosure, Black | 1 | 0 | 0 |  |  |  |  | TRUE |  | Surface Mounted |  |  |  | #FFFF0000 | FA-NFPA 170 FIRE ALARM TERMINAL CABINET | 1 | FALSE | FALSE | FALSE | 205
NFPA 170 SURGE SUPPRESSOR |  |  | North | Space Age Electronics |  | Surge Supressor |  |  |  | Module | TRUE | T05-DG w/Snap Track |  | 2 Pair / 4 Wire Surge Module, 5v | 1 | [6 empty] | TRUE | [5 empty] | #FFFF0000 | FA-NFPA 170 SURGE SUPPRESSOR | 1 | FALSE | FALSE | FALSE | [14 empty] | FALSE |  |  | 24v
NFPA 170 FIRE ALARM TERMINAL CABINET | RISER FATC |  | North | Space Age Electronics |  | Terminal Cabinet |  |  |  | Module | TRUE | SSU00651 | Accessories | Fire Alarm Terminal Cabinet, 23 1/2” 13” 5 1/2” Keyed | 1 | 0 | 0 |  |  |  |  | TRUE |  | Surface Mounted |  |  |  | #FFFF0000 | FA-NFPA 170 FIRE ALARM TERMINAL CABINET | 1 | FALSE | FALSE | FALSE | 205
NFPA 170 LOCAL OPERATOR CONSOLE | RISER LOC |  | North | Space Age Electronics |  | Local Operator Console |  |  |  | Assembly | TRUE | YM0164 | System Accessories, LCD Annunciators | LOC Local Operating Console for 41000u w/ Simplex Red finish | 1 | 0.11 | 0.14 |  |  |  |  | TRUE |  | Mount Back Box 60" A.F.F. | Surface or semi-flush mount | 16.5”w x 13.75”h x 4”d | A2975-9463 | #FFFF0000 | FA-NFPA 170 LOCAL OPERATOR CONSOLE | 1 | FALSE | FALSE | FALSE
NFPA 170 FLAME DETECTOR |  |  | North | Spectrex |  | Flame Detector |  |  |  | Module | TRUE | 40/40D-L4B | + | Spectrex SharpEye Ultra Fast UV/IR Flame Detector | 1 | 0.125 | 0.175 |  |  |  |  | TRUE | [5 empty] | #FFFF0000 | FA-NFPA 170 FLAME DETECTOR | 1 | FALSE | FALSE | FALSE | 1401 | [16 empty] | XP
NFPA 170 FLAME DETECTOR |  |  | North | Spectrex |  | Flame Detector |  |  |  | Module | TRUE | 40/40L-LB | ++ | Spectrex SharpEye UV/IR Flame Detector | 1 | 0.09 | 0.13 |  |  |  |  | TRUE | [5 empty] | #FFFF0000 | FA-NFPA 170 FLAME DETECTOR | 1 | FALSE | FALSE | FALSE | 1401 | [16 empty] | XP
NFPA 170 FIRE ALARM CONTROL UNIT | RISER FACP |  | North | Spectronix |  | Fire Alarm Control Unit |  |  |  | Assembly | TRUE | SA400 | + | FIRE ALARM CONTROL PANEL, CONVENTIONAL | 1 | [6 empty] | FALSE | FALSE |  |  |  |  | #FFFF0000 | FA-NFPA 170 FIRE ALARM CONTROL UNIT | 1 | FALSE | FALSE | FALSE | 202 | [8 empty] | 7,12,15 |  |  | 3 |  | TRUE
|  |  | North | Spectronix |  | Cards & Components |  |  |  | Card | TRUE | SA400 Main Board | + | Main Board | 1 | 0.085 | 0.175 |  |  |  |  | TRUE | FALSE |  |  |  |  | #FFFFFFFF |  |  | FALSE | FALSE | FALSE | [14 empty] | FALSE
|  |  | North | Stanley Security Solutions |  | Cards & Components |  |  |  | Card | TRUE | VIP-50 Main Board |  | PANEL COMPONENT, INTELLIGENT 50 WATT AMPLIFIER | 1 | 0.35 | 1.2 |  |  |  |  | TRUE | [5 empty] | #FFFFFFFF |  |  | FALSE | FALSE | FALSE | [14 empty] | FALSE
NFPA 170 AMPLIFIER RACK | RISER AMP |  | North | Stanley Security Solutions |  | Amplifier |  |  |  | Assembly | TRUE | VIP-50 |  | PANEL COMPONENT, INTELLIGENT 50 WATT AMPLIFIER | 1 | [6 empty] | FALSE | [5 empty] | #FFFF0000 | FA-NFPA 170 AMPLIFIER RACK | 1 | FALSE | FALSE | FALSE | 300 | [8 empty] | 7,12,18 |  |  |  |  | TRUE
|  |  | North | Stanley Security Solutions |  | Cards & Components |  |  |  | Card | TRUE | VIP-CE4 | ++ | Audio Circuit Expander | 1 | 0.02 | 0.18 |  |  |  |  | TRUE | [5 empty] | #FFFFFFFF |  |  | FALSE | FALSE | FALSE | [14 empty] | FALSE
GenericN STI STOPPER |  |  | North | STI |  | Accessories |  |  |  | Module | TRUE | STI-1210C |  | Horn/Strobe Damage Stopper - Cover open back box, external mounting tabs | 1 | [6 empty] | FALSE | [5 empty] | #FFFF0000 | FA-GenericN STI STOPPER | 1 | FALSE | FALSE | FALSE | [14 empty] | FALSE
GenericN STI STOPPER |  |  | North | STI |  | Accessories |  |  |  | Module | TRUE | STI-1229-HAZ |  | Enclosed back box, Type 4X hazardous locations | 1 | [6 empty] | FALSE | [5 empty] | #FFFF0000 | FA-GenericN STI STOPPER | 1 | FALSE | FALSE | FALSE | [14 empty] | FALSE
GenericN STI STOPPER |  |  | North | STI |  | Accessories |  |  |  | Module | TRUE | STI-1210D |  | Horn/Strobe Damage Stopper - Cover and open back box, conduit knockout | 1 | [6 empty] | FALSE | [5 empty] | #FFFF0000 | FA-GenericN STI STOPPER | 1 | FALSE | FALSE | FALSE | [14 empty] | FALSE
GenericN STI STOPPER |  |  | North | STI |  | Accessories |  |  |  | Module | TRUE | STI-1130 | + | With horn and spacer | 1 | [6 empty] | FALSE | [5 empty] | #FFFF0000 | FA-GenericN STI STOPPER | 1 | FALSE | FALSE | FALSE | [14 empty] | FALSE
GenericN STI STOPPER |  |  | North | STI |  | Accessories |  |  |  | Module | TRUE | STI-9708 |  | Horn/Strobe/Speaker Damage Stopper® - White | 1 | [6 empty] | FALSE | [5 empty] | #FFFF0000 | FA-GenericN STI STOPPER | 1 | FALSE | FALSE | FALSE | [14 empty] | FALSE
GenericN STI STOPPER |  |  | North | STI |  | Accessories |  |  |  | Module | TRUE | STI-1221C |  | Strobe Damage Stopper - Cover and open back box, external mounting tabs | 1 | [6 empty] | FALSE | [5 empty] | #FFFF0000 | FA-GenericN STI STOPPER | 1 | FALSE | FALSE | FALSE | [14 empty] | FALSE
GenericN STI STOPPER |  |  | North | STI |  | Accessories |  |  |  | Module | TRUE | STI-1200 | + | Without horn flush mount | 1 | [6 empty] | FALSE | [5 empty] | #FFFF0000 | FA-GenericN STI STOPPER | 1 | FALSE | FALSE | FALSE | [14 empty] | FALSE
GenericN STI STOPPER |  |  | North | STI |  | Accessories |  |  |  | Module | TRUE | STI-1230 | + | Without horn with spacer | 1 | [6 empty] | FALSE | [5 empty] | #FFFF0000 | FA-GenericN STI STOPPER | 1 | FALSE | FALSE | FALSE | [14 empty] | FALSE
GenericN STI STOPPER |  |  | North | STI |  | Accessories |  |  |  | Module | TRUE | STI-13210FR |  | Pull Station Guard, Polycarbonate, Surface Mounting, Open Back, 5 7/16 in Width, 4 in Depth | 1 | [6 empty] | FALSE | [5 empty] | #FFFF0000 | FA-GenericN STI STOPPER | 1 | FALSE | FALSE | FALSE | [14 empty] | FALSE
GenericN STI STOPPER |  |  | North | STI |  | Accessories |  |  |  | Module | TRUE | STI-1155 | + | With horn surface mount and gaskets | 1 | [6 empty] | FALSE | [5 empty] | #FFFF0000 | FA-GenericN STI STOPPER | 1 | FALSE | FALSE | FALSE | [14 empty] | FALSE
GenericN STI STOPPER |  |  | North | STI |  | Accessories |  |  |  | Module | TRUE | STI-1150 | + | With horn flush mount and gaskets | 1 | [6 empty] | FALSE | [5 empty] | #FFFF0000 | FA-GenericN STI STOPPER | 1 | FALSE | FALSE | FALSE | [14 empty] | FALSE
GenericN STI STOPPER |  |  | North | STI |  | Accessories |  |  |  | Module | TRUE | STI-1250 |  | Without horn flush mount and gaskets | 1 | [6 empty] | FALSE | [5 empty] | #FFFF0000 | FA-GenericN STI STOPPER | 1 | FALSE | FALSE | FALSE | [14 empty] | FALSE
GenericN STI STOPPER |  |  | North | STI |  | Accessories |  |  |  | Module | TRUE | STI-1221A |  | Strobe Damage Stopper - Cover and encl. back box, 4” deep, weatherproof, drain vent, Type 3R | 1 | [6 empty] | FALSE | [5 empty] | #FFFF0000 | FA-GenericN STI STOPPER | 1 | FALSE | FALSE | FALSE | [14 empty] | FALSE
GenericN STI STOPPER |  |  | North | STI |  | Accessories |  |  |  | Module | TRUE | STI-1200 |  | Stopper, flush stations | 1 | [6 empty] | FALSE | [5 empty] | #FFFF0000 | FA-GenericN STI STOPPER | 1 | FALSE | FALSE | FALSE | [14 empty] | FALSE
|  |  | North | STI |  | Hardware |  |  |  | Hardware | TRUE | STI-13220FR |  | Universal Stopper® with Horn, Surface Mount, Fire Label | 1 | [6 empty] | FALSE | [5 empty] | #FFFFFFFF |  |  | FALSE | FALSE | FALSE | [14 empty] | FALSE
GenericN STI STOPPER |  |  | North | STI |  | Accessories |  |  |  | Module | TRUE | STI-1221E |  | Strobe Damage Stopper - Cover and open back box, flush mount | 1 | [6 empty] | FALSE | [5 empty] | #FFFF0000 | FA-GenericN STI STOPPER | 1 | FALSE | FALSE | FALSE | [14 empty] | FALSE
|  |  | North | STI |  | Hardware |  |  |  | Hardware | TRUE | STI-9705R |  | Horn/Strobe/Speaker Damage Stopper® - Red | 1 | [6 empty] | FALSE | [5 empty] | #FFFFFFFF |  |  | FALSE | FALSE | FALSE | [14 empty] | FALSE
GenericN STI STOPPER |  |  | North | STI |  | Accessories |  |  |  | Module | TRUE | STI-1221D |  | Strobe Damage Stopper - Cover and open back box, conduit knockout | 1 | [6 empty] | FALSE | [5 empty] | #FFFF0000 | FA-GenericN STI STOPPER | 1 | FALSE | FALSE | FALSE | [14 empty] | FALSE
GenericN STI STOPPER |  |  | North | STI |  | Accessories |  |  |  | Module | TRUE | STI-1210A |  | Horn/Strobe Damage Stopper - Cover and encl. back box, 4” deep, weather resistant | 1 | [6 empty] | FALSE | [5 empty] | #FFFF0000 | FA-GenericN STI STOPPER | 1 | FALSE | FALSE | FALSE | [14 empty] | FALSE
GenericN STI STOPPER |  |  | North | STI |  | Accessories |  |  |  | Module | TRUE | STI-1221B |  | Strobe Damage Stopper - Cover and solid encl. back box, double-gang outlet box | 1 | [6 empty] | FALSE | [5 empty] | #FFFF0000 | FA-GenericN STI STOPPER | 1 | FALSE | FALSE | FALSE | [14 empty] | FALSE
GenericN STI STOPPER |  |  | North | STI |  | Accessories |  |  |  | Module | TRUE | STI-1230 |  | Stopper II® without Horn with Spacer, Fire Label | 1 | [6 empty] | FALSE | [5 empty] | #FFFF0000 | FA-GenericN STI STOPPER | 1 | FALSE | FALSE | FALSE | [14 empty] | FALSE
GenericN PUSH FOR EMERGENCY |  |  | North | STI |  | Push Button |  |  |  | Module | TRUE | SS2421EM-EN | ++ | Station Series, Blue, Shield, Turn to Reset, Emergency, English | 1 | [6 empty] | FALSE | FALSE |  |  |  |  | #FFFF0000 | FA-GenericN PUSH FOR EMERGENCY | 1 | FALSE | FALSE | FALSE | 957 | [13 empty] | FALSE
GenericN STI STOPPER |  |  | North | STI |  | Accessories |  |  |  | Module | TRUE | STI-9708R |  | Horn/Strobe/Speaker Damage Stopper® - Red | 1 | [6 empty] | FALSE | [5 empty] | #FFFF0000 | FA-GenericN STI STOPPER | 1 | FALSE | FALSE | FALSE | [14 empty] | FALSE
GenericN STI STOPPER |  |  | North | STI |  | Accessories |  |  |  | Module | TRUE | STI-1221A4X-WD |  | Strobe Damage Stopper - Cover and enclosed back box, 4” deep, weatherproof, Type 4X, for wash down areas | 1 | [6 empty] | FALSE | [5 empty] | #FFFF0000 | FA-GenericN STI STOPPER | 1 | FALSE | FALSE | FALSE | [14 empty] | FALSE
GenericN STI STOPPER |  |  | North | STI |  | Accessories |  |  |  | Module | TRUE | STI-3150 |  | Without horn surface mount and gaskets | 1 | [6 empty] | FALSE | [5 empty] | #FFFF0000 | FA-GenericN STI STOPPER | 1 | FALSE | FALSE | FALSE | [14 empty] | FALSE
|  |  | North | STI |  | Hardware |  |  |  | Hardware | TRUE | STI-9711 |  | Horn/Strobe/Speaker Damage Stopper® | 1 | [6 empty] | FALSE | [5 empty] | #FFFFFFFF |  |  | FALSE | FALSE | FALSE | [14 empty] | FALSE
GenericN PUSH FOR EMERGENCY |  |  | North | STI |  | Push Button |  |  |  | Module | TRUE | SS2329LD-EN w/KIT-71100A-W | + | Lockdown Push Button with Backbox | 1 | [6 empty] | FALSE | [5 empty] | #FFFF0000 | FA-GenericN PUSH FOR EMERGENCY | 1 | FALSE | FALSE | FALSE | [14 empty] | FALSE |  |  | LOCKDOWN
GenericN STI STOPPER |  |  | North | STI |  | Accessories |  |  |  | Module | TRUE | STI-1221A4X |  | Strobe Damage Stopper - Cover and encl. back box, 4” deep, weatherproof, Type 4X | 1 | [6 empty] | FALSE | [5 empty] | #FFFF0000 | FA-GenericN STI STOPPER | 1 | FALSE | FALSE | FALSE | [14 empty] | FALSE
GenericN STI STOPPER |  |  | North | STI |  | Accessories |  |  |  | Module | TRUE | STI-1229 |  | Enclosed back box, Type 4X | 1 | [6 empty] | FALSE | [5 empty] | #FFFF0000 | FA-GenericN STI STOPPER | 1 | FALSE | FALSE | FALSE | [14 empty] | FALSE
|  |  | North | STI |  | Hardware |  |  |  | Hardware | TRUE | STI-9705 |  | Horn/Strobe/Speaker Damage Stopper® - White | 1 | [6 empty] | FALSE | [5 empty] | #FFFFFFFF |  |  | FALSE | FALSE | FALSE | [14 empty] | FALSE
GenericN PUSH FOR HVAC SHUTDOWN |  |  | North | STI |  | Push Button |  |  |  | Module | TRUE | SS2441HV-EN | ++ | Station Series, Blue, Horn, Turn to Reset, HVAC Shut Down, English | 1 | [6 empty] | TRUE | [5 empty] | #FFFF0000 | FA-GenericN PUSH FOR HVAC SHUTDOWN | 1 | FALSE | FALSE | FALSE
GenericN STI STOPPER |  |  | North | STI |  | Accessories |  |  |  | Module | TRUE | STI-1210E |  | Horn/Strobe Damage Stopper - Cover and open back box, flush mount | 1 | [6 empty] | FALSE | [5 empty] | #FFFF0000 | FA-GenericN STI STOPPER | 1 | FALSE | FALSE | FALSE | [14 empty] | FALSE
GenericN PANIC BUTTON |  |  | North | STI |  | Push Button |  |  |  | Module | TRUE | Push Button | ++ | Push Button | 1 | [6 empty] | FALSE | [5 empty] | #FFFF0000 | FA-GenericN PANIC BUTTON | 1 | FALSE | FALSE | FALSE | [14 empty] | FALSE
GenericN STI STOPPER |  |  | North | STI |  | Accessories |  |  |  | Module | TRUE | STI-1210B |  | Horn/Strobe Damage Stopper - Cover and encl. back box, double-gang outlet box | 1 | [6 empty] | FALSE | [5 empty] | #FFFF0000 | FA-GenericN STI STOPPER | 1 | FALSE | FALSE | FALSE | [14 empty] | FALSE
GenericN STI STOPPER |  |  | North | STI |  | Accessories |  |  |  | Module | TRUE | STI-1230 |  | Stopper, surface stations | 1 | [6 empty] | FALSE | [5 empty] | #FFFF0000 | FA-GenericN STI STOPPER | 1 | FALSE | FALSE | FALSE | [14 empty] | FALSE
GenericN STI STOPPER |  |  | North | STI |  | Accessories |  |  |  | Module | TRUE | STI-1229-WD |  | Enclosed back box, Type 4X, for Washdown Areas | 1 | [6 empty] | FALSE | [5 empty] | #FFFF0000 | FA-GenericN STI STOPPER | 1 | FALSE | FALSE | FALSE | [14 empty] | FALSE
GenericN PUSH TO EXIT |  |  | North | STI | Security/Access Control | Push Button |  |  |  | Module | TRUE | SS2401EX-EN | ++ | Station Series, Blue, No Cover, Turn to Reset, Emergency Exit, English | 1 | [6 empty] | FALSE | [5 empty] | #FFFF0000 | FA-GenericN PUSH TO EXIT | 1 | FALSE | FALSE | FALSE | [14 empty] | FALSE
GenericN STI STOPPER |  |  | North | STI |  | Accessories |  |  |  | Module | TRUE | STI-1100 | + | With horn for flush mount | 1 | [6 empty] | FALSE | [5 empty] | #FFFF0000 | FA-GenericN STI STOPPER | 1 | FALSE | FALSE | FALSE | [14 empty] | FALSE
NFPA 170 STROBE WALL |  |  | North | System Sensor |  | Strobe |  |  |  | Module | TRUE | SWHK | ++ | Strobe, High cd, White, Outdoor | 1 | [6 empty] | FALSE | FALSE |  |  |  |  | #FF0070C0 | FA-NFPA 170 STROBE WALL | 1 | FALSE | FALSE | FALSE | 2023 | [13 empty] | FALSE
NFPA 170 HEAT DETECTOR |  |  | North | System Sensor |  | Heat Detector |  |  |  | Module | TRUE | 5622 |  | 194 °F (90° C) fixed and rate-of-rise, dual circuit. | 1 | [6 empty] | FALSE | TRUE |  |  |  |  | #FFFF0000 | FA-NFPA 170 HEAT DETECTOR | 1 | FALSE | FALSE | FALSE | 1403 | [13 empty] | FALSE
|  |  | North | System Sensor |  | Cards & Components |  |  |  | Card | TRUE | B501BH | ++ | Sounder/Base assembly | 1 | 0.001 | 0.015 |  |  |  |  | TRUE | FALSE |  |  |  |  | #FFFFFFFF |  |  | FALSE | FALSE | FALSE | [14 empty] | FALSE
NFPA 170 HORN STROBE CEILING |  |  | North | System Sensor |  | Horn/Strobe |  |  |  | Module | TRUE | PC2W | + | 2-Wire, Horn Strobe, White | 1 | 0 | 0.071 |  |  |  |  | FALSE | TRUE |  |  |  |  | #FF0070C0 | FA-NFPA 170 HORN STROBE CEILING | 1 | FALSE | FALSE | FALSE | 2013 | [13 empty] | FALSE |  |  | C
NFPA 170 STROBE WALL |  |  | North | System Sensor |  | Strobe |  |  |  | Module | TRUE | S1224MCW | + | Strobe, White | 1 | 0 | 0.043 |  |  |  |  | FALSE | [5 empty] | #FF0070C0 | FA-NFPA 170 STROBE WALL | 1 | FALSE | FALSE | FALSE | 2023 | [13 empty] | FALSE
NFPA 170 SMOKE DETECTOR |  |  | North | System Sensor |  | Smoke Detector |  |  |  | Module | TRUE | 2100AT | ++ | Photoelectric Detector, 2-wire direct, 12/24VDC with Temporal | 1 | 0.0001 | 0.063 |  |  |  |  | FALSE | TRUE |  |  |  |  | #FFFF0000 | FA-NFPA 170 SMOKE DETECTOR | 1 | FALSE | FALSE | FALSE | 1408 | [13 empty] | FALSE
NFPA 170 HORN STROBE CEILING |  |  | North | System Sensor |  | Horn/Strobe |  |  |  | Module | TRUE | PC2WK | + | 2-Wire, Horn Strobe, Standard cd, White, Outdoor (includes plastic weatherproof back box) | 1 | 0 | 0.071 |  |  |  |  | FALSE | TRUE |  |  |  |  | #FF0070C0 | FA-NFPA 170 HORN STROBE CEILING | 1 | FALSE | FALSE | FALSE | 2013 | [13 empty] | FALSE |  |  | C, WP
|  |  | North | System Sensor |  | Hardware |  |  |  | Hardware | TRUE | SBBCRL | + | Ceiling Surface Mount Back Box, Red | 1 | [6 empty] | FALSE | [5 empty] | #FFFFFFFF |  |  | FALSE | FALSE | FALSE | [14 empty] | FALSE
NFPA 170 STROBE WALL |  |  | North | System Sensor |  | Strobe |  |  |  | Module | TRUE | SGRKLED-P | ++ | Compact Strobe, Wall, Red, Plain, Outdoor | 1 | 0 | 0.043 |  |  |  |  | FALSE | [5 empty] | #FF0070C0 | FA-NFPA 170 STROBE WALL | 1 | FALSE | FALSE | FALSE | 2023 | [13 empty] | FALSE |  |  | WP
NFPA 170 DUCT SMOKE DETECTOR |  |  | North | System Sensor |  | Duct Smoke Detector |  |  |  | Module | TRUE | 7251DH | ++ | High Sensitivity Duct Smoke Detector | 1 | 0.00033 | 0.0065 |  |  |  |  | FALSE | TRUE |  |  |  |  | #FFFF0000 | FA-NFPA 170 DUCT SMOKE DETECTOR | 1 | FALSE | FALSE | FALSE | 1400 | [13 empty] | FALSE
NFPA 170 HORN STROBE |  |  | North | System Sensor |  | Horn/Strobe |  |  |  | Module | TRUE | P2RL-P | + | 2-Wire, Horn Strobe, Red, Plain | 1 | 0 | 0.245 |  |  |  |  | FALSE | [5 empty] | #FF0070C0 | FA-NFPA 170 HORN STROBE | 1 | FALSE | FALSE | FALSE | 2012 | [13 empty] | FALSE
NFPA 170 STROBE WALL |  |  | North | System Sensor |  | Strobe |  |  |  | Module | TRUE | SWHK-P | + | Strobe, High cd, White, Outdoor, Plain | 1 | [6 empty] | FALSE | FALSE |  |  |  |  | #FF0070C0 | FA-NFPA 170 STROBE WALL | 1 | FALSE | FALSE | FALSE | 2023 | [13 empty] | FALSE
NFPA 170 HORN |  |  | North | System Sensor |  | Horn |  |  |  | Module | TRUE | PA400R | + | Mini-Alert sounder, Red | 1 | 0 | 0.029 |  |  |  |  | FALSE | FALSE |  |  |  |  | #FF0070C0 | FA-NFPA 170 HORN | 1 | FALSE | FALSE | FALSE | 2010 | [13 empty] | FALSE
|  |  | North | System Sensor |  | Hardware |  |  |  | Hardware | TRUE | TRC-2 |  | Universal Ceiling Trim Ring Red | 1 | [6 empty] | FALSE | [5 empty] | #FFFFFFFF |  |  | FALSE | FALSE | FALSE | [14 empty] | FALSE
NFPA 170 HORN STROBE |  |  | North | System Sensor |  | Horn/Strobe |  |  |  | Module | TRUE | P2RL | + | 2-Wire, Horn Strobe, Red | 1 | 0 | 0.245 |  |  |  |  | FALSE | [5 empty] | #FF0070C0 | FA-NFPA 170 HORN STROBE | 1 | FALSE | FALSE | FALSE | 2012 | [13 empty] | FALSE
NFPA 170 HEAT DETECTOR |  |  | North | System Sensor |  | Heat Detector |  |  |  | Module | TRUE | 5251RB-WP | ++ | Intelligent Addressable Rate-of-Rise Thermal detector, Weatherproof | 1 | 0.0003 | 0.0065 |  |  |  |  | FALSE | TRUE |  |  |  |  | #FFFF0000 | FA-NFPA 170 HEAT DETECTOR | 1 | FALSE | FALSE | FALSE | 1403 | [13 empty] | FALSE |  |  | R
NFPA 170 SMOKE DETECTOR |  |  | North | System Sensor |  | Smoke Detector |  |  |  | Module | TRUE | 4WITAR-B | ++ | 4-wire i3 Detector with Isolated Thermal Sensor, Sounder and Form C Relay | 1 | 5e-05 | 0.05 |  |  |  |  | TRUE | TRUE |  |  |  |  | #FFFF0000 | FA-NFPA 170 SMOKE DETECTOR | 1 | FALSE | FALSE | FALSE | 1408 | [16 empty] | 135°¦R¦SB
NFPA 170 HORN STROBE |  |  | North | System Sensor |  | Horn/Strobe |  |  |  | Module | TRUE | P2RLED-P | ++ | 2-Wire, Horn Strobe, Red, Plain | 1 | 0 | 0.245 |  |  |  |  | FALSE | [5 empty] | #FF0070C0 | FA-NFPA 170 HORN STROBE | 1 | FALSE | FALSE | FALSE | 2012 | [13 empty] | FALSE
NFPA 170 SYNC MODULE |  |  | North | System Sensor |  | Sync Module |  |  |  | Module | TRUE | MDL3W | + | Sync-Circuit Module, White | 1 | 0.015 | 0.015 |  |  |  |  | FALSE | FALSE |  |  |  |  | #FFFF0000 | FA-NFPA 170 SYNC MODULE | 1 | FALSE | FALSE | FALSE | 1300 | [13 empty] | FALSE
NFPA 170 HORN STROBE |  |  | North | System Sensor |  | Horn/Strobe |  |  |  | Module | TRUE | P2GWKLED | ++ | 2-Wire, Compact Horn Strobe, Wall, White, Outdoor | 1 | [6 empty] | FALSE | FALSE |  |  |  |  | #FF0070C0 | FA-NFPA 170 HORN STROBE | 1 | FALSE | FALSE | FALSE | 2012 |  |  | 7125-1653:0188 | [10 empty] | FALSE |  |  | WP
NFPA 170 BELL |  |  | North | System Sensor |  | Bell |  |  |  | Module | TRUE | SSM24-8 |  | Alarm Bell 8" 24VDC, red | 1 | 0 | 0.0535 |  |  |  |  | FALSE | FALSE |  |  |  |  | #FFFF0000 | FA-NFPA 170 BELL | 1 | FALSE | FALSE | FALSE | 2000 | [13 empty] | FALSE
NFPA 170 STROBE WALL |  |  | North | System Sensor |  | Strobe |  |  |  | Module | TRUE | SGRLED-B | ++ | Strobe, Compact, Wall, Red, Bilingual | 1 | 0 | 0.043 |  |  |  |  | FALSE | [5 empty] | #FF0070C0 | FA-NFPA 170 STROBE WALL | 1 | FALSE | FALSE | FALSE | 2023 | [13 empty] | FALSE
NFPA 170 ADDRESSABLE OUTPUT MODULE |  |  | North | System Sensor |  | Addressable Control/Relay |  |  |  | Module | TRUE | M500R | + | Relay Module | 1 | 0.0003 | 0.0055 |  |  |  |  | FALSE | [5 empty] | #FFFF0000 | FA-NFPA 170 ADDRESSABLE OUTPUT MODULE | 1 | FALSE | FALSE | FALSE | 1100 | [13 empty] | FALSE |  |  | R
NFPA 170 GAS DETECTOR |  |  | North | System Sensor |  | Gas Detection |  |  |  | Module | TRUE | SS-CO w/B300-6 | + | Intelligent CO Detector, Standard Base | 1 | 0.0002 | 0.0045 |  |  |  |  | FALSE | TRUE |  |  |  |  | #FFFF0000 | FA-NFPA 170 GAS DETECTOR | 1 | FALSE | FALSE | FALSE | 1408 | [13 empty] | FALSE |  |  | CO
NFPA 170 SMOKE DETECTOR |  |  | North | System Sensor |  | Smoke Detector |  |  |  | Module | TRUE | 2112/24S | ++ | Photoelectric Detector, 4-wire direct, 12/24VDC | 1 | 5e-05 | 0.025 |  |  |  |  | FALSE | TRUE |  |  |  |  | #FFFF0000 | FA-NFPA 170 SMOKE DETECTOR | 1 | FALSE | FALSE | FALSE | 1408 | [13 empty] | FALSE
NFPA 170 SPEAKER STROBE |  |  | North | System Sensor |  | Speaker/Strobe |  |  |  | Module | TRUE | SPSRHK | + | Outdoor Speaker Strobe, High cd | 1 | 0 | 0.181 |  |  |  |  | FALSE | FALSE |  |  |  |  | #FF0070C0 | FA-NFPA 170 SPEAKER STROBE | 1 | FALSE | FALSE | FALSE | 2019 | [13 empty] | FALSE |  |  | WP
NFPA 170 HORN STROBE |  |  | North | System Sensor |  | Horn/Strobe |  |  |  | Module | TRUE | P2WLED | ++ | 2-Wire, Horn Strobe, White | 1 | 0 | 0.119 |  |  |  |  | FALSE | [5 empty] | #FF0070C0 | FA-NFPA 170 HORN STROBE | 1 | FALSE | FALSE | FALSE | 2012 | [13 empty] | FALSE
|  |  | North | System Sensor |  | Cards & Components |  |  |  | Card | TRUE | B501 | ++ | Detector Base flangeless mouting | 1 | 0.00015 | 0.006 |  |  |  |  | TRUE | FALSE |  |  |  |  | #FFFFFFFF |  |  | FALSE | FALSE | FALSE | [14 empty] | FALSE
|  |  | North | System Sensor |  | Cards & Components |  |  |  | Card | TRUE | B401R | ++ | Detector Base, Conventional 2-wire use with 1451E and 2451E | 1 | [6 empty] | TRUE | FALSE |  |  |  |  | #FFFFFFFF |  |  | FALSE | FALSE | FALSE | [14 empty] | FALSE
NFPA 170 REMOTE TEST SWITCH |  |  | North | System Sensor |  | REMOTE TEST SWITCH |  |  |  | Module | TRUE | RTS151 | ++ | Remote Test Station W/ Switch, Alarm & Power LEDs | 1 | 0 | 0.012 |  |  |  |  | FALSE | [5 empty] | #FFFF0000 | FA-NFPA 170 REMOTE TEST SWITCH | 1 | FALSE | FALSE | FALSE | 914 | [13 empty] | FALSE
NFPA 170 STROBE WALL |  |  | North | System Sensor |  | Strobe |  |  |  | Module | TRUE | SW | + | Strobe, White | 1 | 0 | 0.043 |  |  |  |  | FALSE | [5 empty] | #FF0070C0 | FA-NFPA 170 STROBE WALL | 1 | FALSE | FALSE | FALSE | 2023 | [13 empty] | FALSE
|  |  | North | System Sensor |  | Cards & Components |  |  |  | Card | TRUE | BEAMHK | ++ | Heating Kit for Beam Smoke Detectors | 1 | 0.092 | 0.092 |  |  |  |  | FALSE | FALSE |  |  |  |  | #FFFFFFFF |  |  | FALSE | FALSE | FALSE | [14 empty] | FALSE
NFPA 170 HEAT DETECTOR |  |  | North | System Sensor |  | Heat Detector |  |  |  | Module | TRUE | 5601P | ++ | 135 °F (57° C) fixed and rate-of-rise. (Plain) | 1 | [6 empty] | FALSE | TRUE |  |  |  |  | #FFFF0000 | FA-NFPA 170 HEAT DETECTOR | 1 | FALSE | FALSE | FALSE | 1403 | [13 empty] | FALSE
NFPA 170 HORN STROBE CEILING |  |  | North | System Sensor |  | Horn/Strobe |  |  |  | Module | TRUE | PC2RKLED-P | ++ | 2-Wire, Horn Strobe, Ceiling, Red, Plain, Outdoor | 1 | 0 | 0.071 |  |  |  |  | FALSE | TRUE |  |  |  |  | #FF0070C0 | FA-NFPA 170 HORN STROBE CEILING | 1 | FALSE | FALSE | FALSE | 2013 | [13 empty] | FALSE |  |  | C, WP
NFPA 170 HORN STROBE |  |  | North | System Sensor |  | Horn/Strobe |  |  |  | Module | TRUE | P2WLED-P | ++ | 2-Wire, Horn Strobe, White, Plain | 1 | 0 | 0.119 |  |  |  |  | FALSE | [5 empty] | #FF0070C0 | FA-NFPA 170 HORN STROBE | 1 | FALSE | FALSE | FALSE | 2012 | [13 empty] | FALSE
|  |  | North | System Sensor |  | Hardware |  |  |  | Hardware | TRUE | XR2 |  | TOOL:DETECTOR INSTALLATION/REMOVAL TOOL FOR USE WITH SYSTEM SENSOR PLUG-IN | 1 | [6 empty] | TRUE | [5 empty] | #FFFFFFFF |  |  | FALSE | FALSE | FALSE
|  |  | North | System Sensor |  | Hardware |  |  |  | Hardware | TRUE | WTP |  | Watertight Plate | 1 | [6 empty] | FALSE |  | FLUSH |  | 4" SQ. DEEP | 2-GANG | #FFFFFFFF |  |  | FALSE | FALSE | FALSE |  |  |  | 7125-1653:0186 | [10 empty] | FALSE
NFPA 170 HEAT DETECTOR |  |  | North | System Sensor |  | Heat Detector |  |  |  | Module | TRUE | 5621 |  | 135 °F (57° C) fixed and rate-of-rise, dual circuit. | 1 | [6 empty] | FALSE | TRUE |  |  |  |  | #FFFF0000 | FA-NFPA 170 HEAT DETECTOR | 1 | FALSE | FALSE | FALSE | 1403 | [13 empty] | FALSE
NFPA 170 SMOKE DETECTOR |  |  | North | System Sensor |  | Smoke Detector |  |  |  | Module | TRUE | 2WTA-B | ++ | 2-wire i3 Detector with Fixed 135° Thermal Sensor and Sounder | 1 | 5e-05 | 0.13 |  |  |  |  | TRUE | TRUE |  |  |  |  | #FFFF0000 | FA-NFPA 170 SMOKE DETECTOR | 1 | FALSE | FALSE | FALSE | 1408 | [16 empty] | 135°¦SB
NFPA 170 STROBE WALL |  |  | North | System Sensor |  | Strobe |  |  |  | Module | TRUE | SR | + | Strobe, Red | 1 | 0 | 0.043 |  |  |  |  | FALSE | [5 empty] | #FF0070C0 | FA-NFPA 170 STROBE WALL | 1 | FALSE | FALSE | FALSE | 2023 | [13 empty] | FALSE
NFPA 170 STROBE WALL |  |  | North | System Sensor |  | Strobe |  |  |  | Module | TRUE | SGRL | + | Compact Strobe, Red | 1 | 0 | 0.043 |  |  |  |  | FALSE | [5 empty] | #FF0070C0 | FA-NFPA 170 STROBE WALL | 1 | FALSE | FALSE | FALSE | 2023 | [13 empty] | FALSE
|  |  | North | System Sensor |  | Cards & Components |  |  |  | Card | TRUE | B402B | ++ | Detector Base, 4-wire, 17-32 VDC | 1 | 0.00012 | 0.039 |  |  |  |  | TRUE | FALSE |  |  |  |  | #FFFFFFFF |  |  | FALSE | FALSE | FALSE | [14 empty] | FALSE
NFPA 170 SMOKE DETECTOR |  |  | North | System Sensor |  | Smoke Detector |  |  |  | Module | TRUE | 4WT-B | ++ | 4-wire Standard i3 Detector with Fixed 135° Thermal Sensor | 1 | 5e-05 | 0.023 |  |  |  |  | TRUE | TRUE |  |  |  |  | #FFFF0000 | FA-NFPA 170 SMOKE DETECTOR | 1 | FALSE | FALSE | FALSE | 1408 | [16 empty] | 135°
|  |  | North | System Sensor |  | Cards & Components |  |  |  | Card | TRUE | BEAMHKR | ++ | Heating Kit for Beam Smoke Detectors | 1 | 0.45 | 0.45 |  |  |  |  | FALSE | FALSE |  |  |  |  | #FFFFFFFF |  |  | FALSE | FALSE | FALSE | [14 empty] | FALSE
NFPA 170 HEAT DETECTOR |  |  | North | System Sensor |  | Heat Detector |  |  |  | Module | TRUE | 5601P | ++ | 135 °F (57° C) fixed and rate-of-rise. (Plain) | 1 | [6 empty] | FALSE | TRUE |  |  |  |  | #FFFF0000 | FA-NFPA 170 HEAT DETECTOR | 1 | FALSE | FALSE | FALSE | 1403 | [13 empty] | FALSE
NFPA 170 SPEAKER STROBE CEILING |  |  | North | System Sensor |  | Speaker/Strobe |  |  |  | Module | TRUE | SPSCWLED-TP | ++ | 2-WIRE, SPEAKER STROBE LED WHITE CEILING PLAIN W/ TRIM | 1 | 0 | 0.226 |  |  |  |  | FALSE | TRUE |  |  |  |  | #FF0070C0 | FA-NFPA 170 SPEAKER STROBE CEILING | 1 | FALSE | FALSE | FALSE | 2020 | [13 empty] | FALSE |  |  | C
NFPA 170 HORN STROBE CEILING |  |  | North | System Sensor |  | Horn/Strobe |  |  |  | Module | TRUE | PC2WH | + | 2-Wire, Horn Strobe, White, High CD | 1 | 0 | 0.071 |  |  |  |  | FALSE | TRUE |  |  |  |  | #FF0070C0 | FA-NFPA 170 HORN STROBE CEILING | 1 | FALSE | FALSE | FALSE | 2013 | [13 empty] | FALSE |  |  | C
NFPA 170 HORN STROBE |  |  | North | System Sensor |  | Horn/Strobe |  |  |  | Module | TRUE | P2GWLED | ++ | 2-Wire, Compact Horn Strobe, White | 1 | 0 | 0.245 |  |  |  |  | FALSE | [5 empty] | #FF0070C0 | FA-NFPA 170 HORN STROBE | 1 | FALSE | FALSE | FALSE | 2012 | [13 empty] | FALSE
NFPA 170 SPEAKER STROBE |  |  | North | System Sensor |  | Speaker/Strobe |  |  |  | Module | TRUE | SPSWL | + | Speaker/Strobe Wall Mount, White | 1 | 0 | 0.017 |  |  |  |  | FALSE | [5 empty] | #FF0070C0 | FA-NFPA 170 SPEAKER STROBE | 1 | FALSE | FALSE | FALSE | 2019 | [13 empty] | FALSE
NFPA 170 BELL |  |  | North | System Sensor |  | Bell |  |  |  | Module | TRUE | SSV120-10 |  | Alarm Bell 10" 24VDC, red | 1 | 0 | 0.053 |  |  |  |  | FALSE | FALSE |  |  |  |  | #FFFF0000 | FA-NFPA 170 BELL | 1 | FALSE | FALSE | FALSE | 2000 | [13 empty] | FALSE
NFPA 170 HORN STROBE CEILING |  |  | North | System Sensor |  | Horn/Strobe |  |  |  | Module | TRUE | PC2RH | + | 2-Wire, Horn Strobe, Red, High CD | 1 | 0 | 0.071 |  |  |  |  | FALSE | TRUE |  |  |  |  | #FF0070C0 | FA-NFPA 170 HORN STROBE CEILING | 1 | FALSE | FALSE | FALSE | 2013 | [13 empty] | FALSE |  |  | C
DETECTOR_MULTI CRITERIA |  |  | North | System Sensor |  | Multi Criteria Detector |  |  |  | Module | TRUE | 2251-COPTIR w/B200S-WH | ++ | DETECTOR, ADDRESSABLE MULTI, w/SOUNDER BASE | 1 | 0.0003 | 0.007 |  |  |  |  | FALSE | TRUE |  |  |  |  | #FFFF0000 | FA-DETECTOR_MULTI CRITERIA | 1 | FALSE | FALSE | FALSE | [14 empty] | FALSE |  |  | CO/SD¦SB
NFPA 170 STROBE WALL |  |  | North | System Sensor |  | Strobe |  |  |  | Module | TRUE | SRL-SP | + | Strobe Wall Mount, Fuego, Red | 1 | 0 | 0.043 |  |  |  |  | FALSE | [5 empty] | #FF0070C0 | FA-NFPA 170 STROBE WALL | 1 | FALSE | FALSE | FALSE | 2023 | [13 empty] | FALSE
|  |  | North | System Sensor |  | Hardware |  |  |  | Hardware | TRUE | B501BP | ++ | Intelligent Detector Bases, without flange. Package of ten | 1 | [6 empty] | TRUE | FALSE |  |  |  |  | #FFFFFFFF |  |  | FALSE | FALSE | FALSE | [14 empty] | FALSE
NFPA 170 STROBE CEILING |  |  | North | System Sensor |  | Strobe |  |  |  | Module | TRUE | SCWL-TILE | + | Strobe Ceiling Tile, White | 1 | 0 | 0.111 |  |  |  |  | FALSE | TRUE |  |  |  |  | #FF0070C0 | FA-NFPA 170 STROBE CEILING | 1 | FALSE | FALSE | FALSE | 2022 | [13 empty] | FALSE
NFPA 170 HEAT DETECTOR |  |  | North | System Sensor |  | Heat Detector |  |  |  | Module | TRUE | 5623 |  | 135 °F (57° C) fixed temperature, dual circuit. | 1 | [6 empty] | FALSE | TRUE |  |  |  |  | #FFFF0000 | FA-NFPA 170 HEAT DETECTOR | 1 | FALSE | FALSE | FALSE | 1403 | [13 empty] | FALSE
NFPA 170 SPEAKER STROBE CEILING |  |  | North | System Sensor |  | Speaker/Strobe |  |  |  | Module | TRUE | SPSCWH | + | Speaker Strobe, High cd | 1 | 0 | 0.017 |  |  |  |  | FALSE | TRUE |  |  |  |  | #FF0070C0 | FA-NFPA 170 SPEAKER STROBE CEILING | 1 | FALSE | FALSE | FALSE | 2020 | [13 empty] | FALSE |  |  | C, WP
NFPA 170 SPEAKER CEILING |  |  | North | System Sensor |  | Speaker |  |  |  | Module | TRUE | SPCWL-TILE | + | Speaker Ceiling Tile, White | 1 | [6 empty] | FALSE | TRUE |  |  |  |  | #FF0070C0 | FA-NFPA 170 SPEAKER CEILING | 1 | FALSE | FALSE | FALSE | 2019 | [13 empty] | FALSE
NFPA 170 BELL |  |  | North | System Sensor |  | Bell |  |  |  | Module | TRUE | SSM24-10 |  | Alarm Bell 10" 24VDC, red | 1 | 0 | 0.0535 |  |  |  |  | FALSE | FALSE | SURFACE |  | 4-1/8" X 4-1/8" X 2" (BY TSI) | N/A | #FFFF0000 | FA-NFPA 170 BELL | 1 | FALSE | FALSE | FALSE | 2000 |  |  | 7135-1653:0217 | [10 empty] | FALSE
NFPA 170 HEAT DETECTOR |  |  | North | System Sensor |  | Heat Detector |  |  |  | Module | TRUE | 4451HT | ++ | Thermal Detector, electronic, 190°F (87°C) fixed & rate-of-r | 1 | 0.0001 | 0.039 |  |  |  |  | FALSE | TRUE |  |  |  |  | #FFFF0000 | FA-NFPA 170 HEAT DETECTOR | 1 | FALSE | FALSE | FALSE | 1403 | [13 empty] | FALSE
NFPA 170 HEAT DETECTOR |  |  | North | System Sensor |  | Heat Detector |  |  |  | Module | TRUE | 5603 | ++ | 135 °F (57° C) fixed temperature. | 1 | [6 empty] | FALSE | TRUE |  |  |  |  | #FFFF0000 | FA-NFPA 170 HEAT DETECTOR | 1 | FALSE | FALSE | FALSE | 1403 | [13 empty] | FALSE
NFPA 170 HORN STROBE |  |  | North | System Sensor |  | Horn/Strobe |  |  |  | Module | TRUE | P2RL-SP | + | 2-Wire, Horn Strobe, Red, FUEGO | 1 | 0 | 0.245 |  |  |  |  | FALSE | [5 empty] | #FF0070C0 | FA-NFPA 170 HORN STROBE | 1 | FALSE | FALSE | FALSE | 2012 | [13 empty] | FALSE
NFPA 170 HORN STROBE |  |  | North | System Sensor |  | Horn/Strobe |  |  |  | Module | TRUE | P2RL w/WAV-RL | + | 2-Wire, Horn Strobe, Red | 1 | 0 | 0.245 |  |  |  |  | FALSE | [5 empty] | #FF0070C0 | FA-NFPA 170 HORN STROBE | 1 | FALSE | FALSE | FALSE | 2012 | [13 empty] | FALSE
NFPA 170 STROBE CEILING |  |  | North | System Sensor |  | Strobe |  |  |  | Module | TRUE | SCWLED | ++ | Strobe, Ceiling, White | 1 | 0 | 0.111 |  |  |  |  | FALSE | TRUE |  |  |  |  | #FF0070C0 | FA-NFPA 170 STROBE CEILING | 1 | FALSE | FALSE | FALSE | 2022 | [13 empty] | FALSE |  |  | C
NFPA 170 HORN |  |  | North | System Sensor |  | Horn |  |  |  | Module | TRUE | MHR | + | Mini-Horn, Red | 1 | 0 | 0.029 |  |  |  |  | FALSE | FALSE |  |  |  |  | #FF0070C0 | FA-NFPA 170 HORN | 1 | FALSE | FALSE | FALSE | 2010 | [13 empty] | FALSE
NFPA 170 HORN |  |  | North | System Sensor |  | Horn |  |  |  | Module | TRUE | HGRL-LF | + | LF Sounder, Wall, Red, Compact | 1 | 0 | 0.047 |  |  |  |  | FALSE | [5 empty] | #FF0070C0 | FA-NFPA 170 HORN | 1 | FALSE | FALSE | FALSE | 2010 | [13 empty] | FALSE |  |  | LF
NFPA 170 BELL |  |  | North | System Sensor |  | Bell |  |  |  | Module | TRUE | SSV120-8 |  | Alarm Bell 8" 24VDC, red | 1 | 0 | 0.053 |  |  |  |  | FALSE | FALSE |  |  |  |  | #FFFF0000 | FA-NFPA 170 BELL | 1 | FALSE | FALSE | FALSE | 2000 | [13 empty] | FALSE
NFPA 170 HEAT DETECTOR |  |  | North | System Sensor |  | Heat Detector |  |  |  | Module | TRUE | 5251RB | ++ | Intelligent Addressable Rate-of-Rise Thermal detector | 1 | 0.0002 | 0.0065 |  |  |  |  | FALSE | TRUE |  |  |  |  | #FFFF0000 | FA-NFPA 170 HEAT DETECTOR | 1 | FALSE | FALSE | FALSE | 1403 | [13 empty] | FALSE
NFPA 170 STROBE WALL |  |  | North | System Sensor |  | Strobe |  |  |  | Module | TRUE | SWL | + | Strobe, White | 1 | 0 | 0.043 |  |  |  |  | FALSE | [5 empty] | #FF0070C0 | FA-NFPA 170 STROBE WALL | 1 | FALSE | FALSE | FALSE | 2023 | [13 empty] | FALSE
|  |  | North | System Sensor |  | Hardware |  |  |  | Hardware | TRUE | BB-2 | + | Optional cabinet for one or two modules | 1 | [6 empty] | TRUE | [5 empty] | #FFFFFFFF |  |  | FALSE | FALSE | FALSE
NFPA 170 STROBE CEILING |  |  | North | System Sensor |  | Strobe |  |  |  | Module | TRUE | SCWKLED-B | ++ | Strobe, Ceiling, White, Bilingual, Outdoor | 1 | 0 | 0.111 |  |  |  |  | FALSE | TRUE |  |  |  |  | #FF0070C0 | FA-NFPA 170 STROBE CEILING | 1 | FALSE | FALSE | FALSE | 2022 | [13 empty] | FALSE |  |  | C, WP
NFPA 170 STROBE WALL |  |  | North | System Sensor |  | Strobe |  |  |  | Module | TRUE | SRLED | ++ | Strobe, Wall, Red | 1 | 0 | 0.043 |  |  |  |  | FALSE | [5 empty] | #FF0070C0 | FA-NFPA 170 STROBE WALL | 1 | FALSE | FALSE | FALSE | 2023 | [13 empty] | FALSE
NFPA 170 SPEAKER STROBE CEILING |  |  | North | System Sensor |  | Speaker/Strobe |  |  |  | Module | TRUE | SPSCWHK-P | + | Outdoor Speaker Strobe, High cd, PLAIN | 1 | 0 | 0.017 |  |  |  |  | FALSE | TRUE |  |  |  |  | #FF0070C0 | FA-NFPA 170 SPEAKER STROBE CEILING | 1 | FALSE | FALSE | FALSE | 2020 | [13 empty] | FALSE |  |  | C, WP
NFPA 170 STROBE WALL |  |  | North | System Sensor |  | Strobe |  |  |  | Module | TRUE | SWL-ALERT | + | Strobe, White, ALERT, Amber Lens | 1 | 0 | 0.043 |  |  |  |  | FALSE | [5 empty] | #FF0070C0 | FA-NFPA 170 STROBE WALL | 1 | FALSE | FALSE | FALSE | 2023 | [13 empty] | FALSE
NFPA 170 SPEAKER STROBE |  |  | North | System Sensor |  | Speaker/Strobe |  |  |  | Module | TRUE | SPSWL-CLR-ALERT | + | Speaker/Strobe, Wall Mount, White | 1 | 0 | 0.063 |  |  |  |  | FALSE | [5 empty] | #FF0070C0 | FA-NFPA 170 SPEAKER STROBE | 1 | FALSE | FALSE | FALSE | 2019 | [13 empty] | FALSE
NFPA 170 HORN STROBE |  |  | North | System Sensor |  | Horn/Strobe |  |  |  | Module | TRUE | P2WLED w/ WAV-WL | ++ | 2-Wire, Horn Strobe, White | 2 | 0 | 0.119 |  |  |  |  | FALSE | [5 empty] | #FF0070C0 | FA-NFPA 170 HORN STROBE | 1 | FALSE | FALSE | FALSE | 2012 | [13 empty] | FALSE
NFPA 170 STROBE CEILING |  |  | North | System Sensor |  | Strobe |  |  |  | Module | TRUE | SCRKLED | ++ | Strobe, Ceiling, Red, Outdoor | 1 | 0 | 0.111 |  |  |  |  | FALSE | TRUE |  |  |  |  | #FF0070C0 | FA-NFPA 170 STROBE CEILING | 1 | FALSE | FALSE | FALSE | 2022 | [13 empty] | FALSE |  |  | C, WP
NFPA 170 END OF LINE DEVICE |  |  | North | System Sensor |  | End-of-Line Device |  |  |  | Module | TRUE | A77-716B |  | SPDT EOL relay, adhesive mount, 6" leads | 1 | 0.015 | 0.015 |  |  |  |  | FALSE | [5 empty] | #FFFF0000 | FA-NFPA 170 END OF LINE DEVICE | 1 | FALSE | FALSE | FALSE | 5050 | [13 empty] | FALSE |  |  | R
NFPA 170 NON ADDRESSABLE RELAY |  |  | North | System Sensor |  | Non-Addressable Relay |  |  |  | Module | TRUE | R-24 E RIB |  | RELAY, CONVENTIONAL RELAY, CONVENTIONAL | 1 | [6 empty] | FALSE | FALSE |  |  |  |  | #FFFF0000 | FA-NFPA 170 NON ADDRESSABLE RELAY | 1 | FALSE | FALSE | FALSE | 1300 | [13 empty] | FALSE
NFPA 170 STROBE WALL |  |  | North | System Sensor |  | Strobe |  |  |  | Module | TRUE | SWLED-B | ++ | Strobe, Wall, White, Bilingual | 1 | 0 | 0.043 |  |  |  |  | FALSE | [5 empty] | #FF0070C0 | FA-NFPA 170 STROBE WALL | 1 | FALSE | FALSE | FALSE | 2023 | [13 empty] | FALSE
|  |  | North | System Sensor |  | Cards & Components |  |  |  | Card | TRUE | B501BHT-2 | ++ | Plug-in Temporal Tone Sounder Base | 1 | 0.001 | 0.015 |  |  |  |  | TRUE | FALSE |  |  |  |  | #FFFFFFFF |  |  | FALSE | FALSE | FALSE | [14 empty] | FALSE
NFPA 170 STROBE CEILING |  |  | North | System Sensor |  | Strobe |  |  |  | Module | TRUE | SCRKLED-B | ++ | Strobe, Ceiling, Red, Bilingual, Outdoor | 1 | 0 | 0.111 |  |  |  |  | FALSE | TRUE |  |  |  |  | #FF0070C0 | FA-NFPA 170 STROBE CEILING | 1 | FALSE | FALSE | FALSE | 2022 | [13 empty] | FALSE |  |  | C, WP
NFPA 170 CHIME |  |  | North | System Sensor |  | Chime |  |  |  | Module | TRUE | CHWL | + | Chime, Wall, White | 1 | 0 | 0.245 |  |  |  |  | FALSE | [5 empty] | #FFFF0000 | FA-NFPA 170 CHIME | 1 | FALSE | FALSE | FALSE | 2012 | [13 empty] | FALSE
NFPA 170 HORN STROBE CEILING |  |  | North | System Sensor |  | Horn/Strobe |  |  |  | Module | TRUE | PC2RL-LF | + | LF Sounder Strobe, Ceiling, Red | 1 | 0 | 0.071 |  |  |  |  | FALSE | TRUE |  |  |  |  | #FF0070C0 | FA-NFPA 170 HORN STROBE CEILING | 1 | FALSE | FALSE | FALSE | 2013 | [13 empty] | FALSE |  |  | C¦LF
NFPA 170 GAS DETECTOR |  |  | North | System Sensor |  | Gas Detection |  |  |  | Module | TRUE | CO1224A | ++ | Carbon Monoxide Detector with RealTest | 1 | 0.02 | 0.04 |  |  |  |  | FALSE | [5 empty] | #FFFF0000 | FA-NFPA 170 GAS DETECTOR | 1 | FALSE | FALSE | FALSE | 1402 | [13 empty] | FALSE |  |  | CO
NFPA 170 STROBE WALL |  |  | North | System Sensor |  | Strobe |  |  |  | Module | TRUE | SWLED | ++ | Strobe, Wall, White | 1 | 0 | 0.043 |  |  |  |  | FALSE | [5 empty] | #FF0070C0 | FA-NFPA 170 STROBE WALL | 1 | FALSE | FALSE | FALSE | 2023 | [13 empty] | FALSE
NFPA 170 SPEAKER STROBE |  |  | North | System Sensor |  | Speaker/Strobe |  |  |  | Module | TRUE | SPSWLED-B | ++ | 2-WIRE, SPEAKER STROBE LED WHITE WALL BILINGUAL | 1 | 0 | 0.017 |  |  |  |  | FALSE | [5 empty] | #FF0070C0 | FA-NFPA 170 SPEAKER STROBE | 1 | FALSE | FALSE | FALSE | 2019 | [13 empty] | FALSE
NFPA 170 SMOKE DETECTOR |  |  | North | System Sensor |  | Smoke Detector |  |  |  | Module | TRUE | 2112/24AT | ++ | Photoelectric Detector, 4-wire direct, 12/24VDC w//temporal | 1 | 5e-05 | 0.065 |  |  |  |  | FALSE | TRUE |  |  |  |  | #FFFF0000 | FA-NFPA 170 SMOKE DETECTOR | 1 | FALSE | FALSE | FALSE | 1408 | [13 empty] | FALSE
NFPA 170 SMOKE DETECTOR |  |  | North | System Sensor |  | Smoke Detector |  |  |  | Module | TRUE | 4W-B | ++ | 4-wire Standard i3 Detector | 1 | 5e-05 | 0.023 |  |  |  |  | TRUE | TRUE |  |  |  |  | #FFFF0000 | FA-NFPA 170 SMOKE DETECTOR | 1 | FALSE | FALSE | FALSE | 1408
NFPA 170 SMOKE DETECTOR |  |  | North | System Sensor |  | Smoke Detector |  |  |  | Module | TRUE | BEAM200S | ++ | Beam Smoke Detector, Single-ended Reflected Type, integral sensitivity test | 1 | 0.002 | 0.0085 |  |  |  |  | FALSE | TRUE |  |  |  |  | #FFFF0000 | FA-NFPA 170 SMOKE DETECTOR | 1 | FALSE | FALSE | FALSE | 1408 | [13 empty] | FALSE |  |  | BT
NFPA 170 SPEAKER STROBE |  |  | North | System Sensor |  | Speaker/Strobe |  |  |  | Module | TRUE | SPSR | + | Speaker/Strobe Wall Mount, Red | 1 | 0 | 0.017 |  |  |  |  | FALSE | [5 empty] | #FF0070C0 | FA-NFPA 170 SPEAKER STROBE | 1 | FALSE | FALSE | FALSE | 2019 | [13 empty] | FALSE
NFPA 170 HORN STROBE CEILING |  |  | North | System Sensor |  | Horn/Strobe |  |  |  | Module | TRUE | PC2WL | + | 2-Wire, Horn Strobe, White | 1 | 0 | 0.071 |  |  |  |  | FALSE | TRUE |  |  |  |  | #FF0070C0 | FA-NFPA 170 HORN STROBE CEILING | 1 | FALSE | FALSE | FALSE | 2013 | [13 empty] | FALSE |  |  | C
NFPA 170 SPEAKER STROBE CEILING |  |  | North | System Sensor |  | Speaker/Strobe |  |  |  | Module | TRUE | SPSCRLED-B | ++ | 2-WIRE, SPEAKER STROBE LED RED CEILING BILINGUAL | 1 | 0 | 0.132 |  |  |  |  | FALSE | TRUE |  |  |  |  | #FF0070C0 | FA-NFPA 170 SPEAKER STROBE CEILING | 1 | FALSE | FALSE | FALSE | 2020 | [13 empty] | FALSE |  |  | C
NFPA 170 DUCT SMOKE DETECTOR |  |  | North | System Sensor |  | Duct Smoke Detector |  |  |  | Module | TRUE | DH400ACDC |  | Duct Photoelectric Detector, 4-wire, 2 Form-C | 1 | 0.025 | 0.095 |  |  |  |  | TRUE | [5 empty] | #FFFF0000 | FA-NFPA 170 DUCT SMOKE DETECTOR | 1 | FALSE | FALSE | FALSE
|  |  | North | System Sensor |  | Cards & Components |  |  |  | Card | TRUE | B114LP | ++ | Plug-In Detector Base | 1 | 0 | 0.075 |  |  |  |  | TRUE | FALSE |  |  |  |  | #FFFFFFFF |  |  | FALSE | FALSE | FALSE | [14 empty] | FALSE
NFPA 170 HEAT DETECTOR |  |  | North | System Sensor |  | Heat Detector |  |  |  | Module | TRUE | 5251B | ++ | Thermal Sensor, fixed temperature | 1 | 0.0002 | 0.0065 |  |  |  |  | FALSE | TRUE |  |  |  |  | #FFFF0000 | FA-NFPA 170 HEAT DETECTOR | 1 | FALSE | FALSE | FALSE | 1403 | [13 empty] | FALSE
NFPA 170 REMOTE TEST SWITCH |  |  | North | System Sensor |  | REMOTE TEST SWITCH |  |  |  | Module | TRUE | RTS2 w/STROBE | + | Multi-signaling Accessory w/Strobe | 1 | 0.003 | 0.055 |  |  |  |  | FALSE | [5 empty] | #FFFF0000 | FA-NFPA 170 REMOTE TEST SWITCH | 1 | FALSE | FALSE | FALSE | 914 | [13 empty] | FALSE
NFPA 170 SMOKE DETECTOR |  |  | North | System Sensor |  | Smoke Detector |  |  |  | Module | TRUE | 2112R | ++ | Photoelectric Detector, 4-wire direct, 12VDC, with Form-C | 1 | 0.0005 | 0.035 |  |  |  |  | FALSE | TRUE |  |  |  |  | #FFFF0000 | FA-NFPA 170 SMOKE DETECTOR | 1 | FALSE | FALSE | FALSE | 1408 | [13 empty] | FALSE
NFPA 170 SMOKE DETECTOR |  |  | North | System Sensor |  | Smoke Detector |  |  |  | Module | TRUE | SS-PHOTO-R | + | Intelligent photoelectric smoke detector, remote test capable, for use with DNR(W) duct smoke detectors | 1 | 0.0002 | 0.0045 |  |  |  |  | FALSE | TRUE |  |  |  |  | #FFFF0000 | FA-NFPA 170 SMOKE DETECTOR | 1 | FALSE | FALSE | FALSE | 1408 | [13 empty] | FALSE
NFPA 170 HEAT DETECTOR |  |  | North | System Sensor |  | Heat Detector |  |  |  | Module | TRUE | 5451EIS | + | Thermal Detector, Intrinsically Safe | 1 | 0.0001 | 0.0001 |  |  |  |  | FALSE | TRUE |  |  |  |  | #FFFF0000 | FA-NFPA 170 HEAT DETECTOR | 1 | FALSE | FALSE | FALSE | 1403 | [13 empty] | FALSE
|  |  | North | System Sensor |  | Hardware |  |  |  | Hardware | TRUE | B610LPBP | ++ | Base, low profile, 2-wire, 12/24 VDC, conventional - 10 Pack | 1 | [6 empty] | TRUE | FALSE |  |  |  |  | #FFFFFFFF |  |  | FALSE | FALSE | FALSE | [14 empty] | FALSE
NFPA 170 SPEAKER STROBE CEILING |  |  | North | System Sensor |  | Speaker/Strobe |  |  |  | Module | TRUE | SPSCWLED-SP | ++ | 2-WIRE, SPEAKER STROBE LED WHITE CEILING FUEGO | 1 | 0 | 0.226 |  |  |  |  | FALSE | TRUE |  |  |  |  | #FF0070C0 | FA-NFPA 170 SPEAKER STROBE CEILING | 1 | FALSE | FALSE | FALSE | 2020 | [13 empty] | FALSE |  |  | C
NFPA 170 SMOKE DETECTOR |  |  | North | System Sensor |  | Smoke Detector |  |  |  | Module | TRUE | 2WT-B | ++ | 2-wire Standard i3 Detector with Fixed 135° Thermal Sensor | 1 | 5e-05 | 0.13 |  |  |  |  | TRUE | TRUE |  |  |  |  | #FFFF0000 | FA-NFPA 170 SMOKE DETECTOR | 1 | FALSE | FALSE | FALSE | 1408 | [16 empty] | 135°
NFPA 170 HORN STROBE |  |  | North | System Sensor |  | Horn/Strobe |  |  |  | Module | TRUE | P2GWKLED-P | ++ | 2-Wire, Compact Horn Strobe, Wall, White, Plain, Outdoor | 1 | [6 empty] | FALSE | FALSE |  |  |  |  | #FF0070C0 | FA-NFPA 170 HORN STROBE | 1 | FALSE | FALSE | FALSE | 2012 |  |  | 7125-1653:0188 | [10 empty] | FALSE |  |  | WP
NFPA 170 HORN |  |  | North | System Sensor |  | Horn |  |  |  | Module | TRUE | HGRKL | ++ | Compact Horn, Red | 1 | 0 | 0.047 |  |  |  |  | FALSE | [5 empty] | #FF0070C0 | FA-NFPA 170 HORN | 1 | FALSE | FALSE | FALSE | 2010 | [13 empty] | FALSE
|  |  | North | System Sensor |  | Hardware |  |  |  | Hardware | TRUE | SBBWL | + | Wall Surface Mount Back Box, White | 1 | [6 empty] | FALSE | [5 empty] | #FFFFFFFF |  |  | FALSE | FALSE | FALSE | [14 empty] | FALSE
|  |  | North | System Sensor |  | Cards & Components |  |  |  | Card | TRUE | B401 | ++ | Detector Base, European conventional 2-wire flangeless | 1 | 0.001 | 0.015 |  |  |  |  | TRUE | FALSE |  |  |  |  | #FFFFFFFF |  |  | FALSE | FALSE | FALSE | [14 empty] | FALSE
NFPA 170 HORN STROBE |  |  | North | System Sensor |  | Horn/Strobe |  |  |  | Module | TRUE | SPSWK | + | Outdoor Speaker Strobe, Standard cd | 1 | 0 | 0.181 |  |  |  |  | FALSE | FALSE |  |  |  |  | #FF0070C0 | FA-NFPA 170 HORN STROBE | 1 | FALSE | FALSE | FALSE | 2012 | [13 empty] | FALSE |  |  | WP
NFPA 170 HORN STROBE |  |  | North | System Sensor |  | Horn/Strobe |  |  |  | Module | TRUE | RTM-8F |  | Relay Transmitter Module, 8 Form-C Relays | 1 | [6 empty] | FALSE | FALSE |  |  |  |  | #FF0070C0 | FA-NFPA 170 HORN STROBE | 1 | FALSE | FALSE | FALSE | 2012 | [13 empty] | FALSE
NFPA 170 SPEAKER CEILING |  |  | North | System Sensor |  | Speaker |  |  |  | Module | TRUE | SPCR | ++ | Speaker only | 1 | [6 empty] | FALSE | TRUE |  |  |  |  | #FF0070C0 | FA-NFPA 170 SPEAKER CEILING | 1 | FALSE | FALSE | FALSE | 2019 | [13 empty] | FALSE
NFPA 170 REMOTE TEST SWITCH |  |  | North | System Sensor |  | REMOTE TEST SWITCH |  |  |  | Module | TRUE | RTS2 | + | Multi-signaling Accessory | 1 | 0.003 | 0.03 |  |  |  |  | FALSE | [5 empty] | #FFFF0000 | FA-NFPA 170 REMOTE TEST SWITCH | 1 | FALSE | FALSE | FALSE | 914 | [13 empty] | FALSE
NFPA 170 SPEAKER STROBE CEILING |  |  | North | System Sensor |  | Speaker/Strobe |  |  |  | Module | TRUE | SPSCRL | + | Speaker/Strobe Ceiling Mount, Red | 1 | 0 | 0.132 |  |  |  |  | FALSE | TRUE |  |  |  |  | #FF0070C0 | FA-NFPA 170 SPEAKER STROBE CEILING | 1 | FALSE | FALSE | FALSE | 2020 | [13 empty] | FALSE |  |  | C
NFPA 170 STROBE WALL |  |  | North | System Sensor |  | Strobe |  |  |  | Module | TRUE | SGWL | + | Compact Strobe, White | 1 | 0 | 0.043 |  |  |  |  | FALSE | [5 empty] | #FF0070C0 | FA-NFPA 170 STROBE WALL | 1 | FALSE | FALSE | FALSE | 2023 | [13 empty] | FALSE
NFPA 170 HORN STROBE |  |  | North | System Sensor |  | Horn/Strobe |  |  |  | Module | TRUE | P2WL-LF w/ WAV-WL | + | 2-Wire, Horn Strobe, White | 2 | 0 | 0.119 |  |  |  |  | FALSE | [5 empty] | #FF0070C0 | FA-NFPA 170 HORN STROBE | 1 | FALSE | FALSE | FALSE | 2012 | [13 empty] | FALSE |  |  | LF
|  |  | North | System Sensor |  | Cards & Components |  |  |  | Card | TRUE | B401BR | ++ | Detector Base, Conventional 2-wire use with 1451, 2451, and 2451TH | 1 | [6 empty] | TRUE | FALSE |  |  |  |  | #FFFFFFFF |  |  | FALSE | FALSE | FALSE | [14 empty] | FALSE
NFPA 170 STROBE WALL |  |  | North | System Sensor |  | Strobe |  |  |  | Module | TRUE | SRLED-SP | ++ | Strobe, Wall, Red, FUEGO | 1 | 0 | 0.043 |  |  |  |  | FALSE | [5 empty] | #FF0070C0 | FA-NFPA 170 STROBE WALL | 1 | FALSE | FALSE | FALSE | 2023 | [13 empty] | FALSE
|  |  | North | System Sensor |  | Hardware |  |  |  | Hardware | TRUE | APC-1 |  | Protective cover for A & AT Series Heat Detectors | 1 | [6 empty] | FALSE | FALSE |  |  |  |  | #FFFFFFFF |  |  | FALSE | FALSE | FALSE | [14 empty] | FALSE
NFPA 170 HORN |  |  | North | System Sensor |  | Horn |  |  |  | Module | TRUE | HRL | + | Horn, Red | 1 | 0 | 0.047 |  |  |  |  | FALSE | [5 empty] | #FF0070C0 | FA-NFPA 170 HORN | 1 | FALSE | FALSE | FALSE | 2010 | [13 empty] | FALSE
NFPA 170 STROBE WALL |  |  | North | System Sensor |  | Strobe |  |  |  | Module | TRUE | SRL-P | + | Strobe, Red, Plain | 1 | 0 | 0.043 |  |  |  |  | FALSE | [5 empty] | #FF0070C0 | FA-NFPA 170 STROBE WALL | 1 | FALSE | FALSE | FALSE | 2023 | [13 empty] | FALSE
NFPA 170 HORN |  |  | North | System Sensor |  | Horn |  |  |  | Module | TRUE | HWL | + | Horn, White | 1 | 0 | 0.043 |  |  |  |  | FALSE | [5 empty] | #FF0070C0 | FA-NFPA 170 HORN | 1 | FALSE | FALSE | FALSE | 2010 | [13 empty] | FALSE
NFPA 170 SMOKE DETECTOR |  |  | North | System Sensor |  | Smoke Detector |  |  |  | Module | TRUE | 1451DH | ++ | Ionization Detector Head, DH400I & DH400ACDCI | 1 | 0.00012 | 0.1 |  |  |  |  | FALSE | TRUE |  |  |  |  | #FFFF0000 | FA-NFPA 170 SMOKE DETECTOR | 1 | FALSE | FALSE | FALSE | 1408 | [13 empty] | FALSE
NFPA 170 HORN STROBE |  |  | North | System Sensor |  | Horn/Strobe |  |  |  | Module | TRUE | P2RHK | ++ | 2-Wire Horn Strobe, High cd, Red, Outdoor | 1 | [6 empty] | FALSE | FALSE |  |  |  |  | #FF0070C0 | FA-NFPA 170 HORN STROBE | 1 | FALSE | FALSE | FALSE | 2012 | [13 empty] | FALSE
NFPA 170 SMOKE DETECTOR |  |  | North | System Sensor |  | Smoke Detector |  |  |  | Module | TRUE | COSMO-2W | + | 12/24 volt, 2-wire, system-connected, combination carbon monoxide/smoke detector with RealTest technology | 1 |  | 0.05 |  |  |  |  | TRUE | TRUE |  |  |  |  | #FFFF0000 | FA-NFPA 170 SMOKE DETECTOR | 1 | FALSE | FALSE | FALSE | 1408 | [16 empty] | CO
NFPA 170 SMOKE DETECTOR |  |  | North | System Sensor |  | Smoke Detector |  |  |  | Module | TRUE | 2112ATR | ++ | Photoelectric Detector, 4-wire direct, 12VDC, Temporal, F | 1 | 0.0005 | 0.06 |  |  |  |  | FALSE | TRUE |  |  |  |  | #FFFF0000 | FA-NFPA 170 SMOKE DETECTOR | 1 | FALSE | FALSE | FALSE | 1408 | [13 empty] | FALSE
NFPA 170 HORN STROBE |  |  | North | System Sensor |  | Horn/Strobe |  |  |  | Module | TRUE | P2WLED-SP | ++ | 2-Wire, Horn Strobe, White, Fuego | 1 | 0 | 0.245 |  |  |  |  | FALSE | [5 empty] | #FF0070C0 | FA-NFPA 170 HORN STROBE | 1 | FALSE | FALSE | FALSE | 2012 | [13 empty] | FALSE
NFPA 170 HORN |  |  | North | System Sensor |  | Horn |  |  |  | Module | TRUE | HGWL | + | Compact Horn, White | 1 | 0 | 0.047 |  |  |  |  | FALSE | [5 empty] | #FF0070C0 | FA-NFPA 170 HORN | 1 | FALSE | FALSE | FALSE | 2010 | [13 empty] | FALSE
NFPA 170 SMOKE DETECTOR |  |  | North | System Sensor |  | Smoke Detector |  |  |  | Module | TRUE | 2100TS | ++ | Photoelectric Detector, 2-wire direct, 12/24VDC, 135 degree | 1 | 5e-05 | 0 |  |  |  |  | FALSE | TRUE |  |  |  |  | #FFFF0000 | FA-NFPA 170 SMOKE DETECTOR | 1 | FALSE | FALSE | FALSE | 1408 | [13 empty] | FALSE
NFPA 170 HORN |  |  | North | System Sensor |  | Horn |  |  |  | Module | TRUE | PA400W | + | Mini-Alert sounder, White | 1 | 0 | 0.029 |  |  |  |  | FALSE | FALSE |  |  |  |  | #FF0070C0 | FA-NFPA 170 HORN | 1 | FALSE | FALSE | FALSE | 2010 | [13 empty] | FALSE
NFPA 170 HORN |  |  | North | System Sensor |  | Horn |  |  |  | Module | TRUE | HW-LF | + | Low Frequency Sounder, White | 1 | 0 | 0.047 |  |  |  |  | FALSE | [5 empty] | #FF0070C0 | FA-NFPA 170 HORN | 1 | FALSE | FALSE | FALSE | 2010 | [13 empty] | FALSE |  |  | LF
NFPA 170 SMOKE DETECTOR |  |  | North | System Sensor |  | Smoke Detector |  |  |  | Module | TRUE | 4WTA-B | ++ | 4-wire i3 Detector with Fixed 135° Thermal Sensor and Sounder | 1 | 5e-05 | 0.035 |  |  |  |  | TRUE | TRUE |  |  |  |  | #FFFF0000 | FA-NFPA 170 SMOKE DETECTOR | 1 | FALSE | FALSE | FALSE | 1408 | [16 empty] | 135°¦SB
NFPA 170 HORN STROBE |  |  | North | System Sensor |  | Horn/Strobe |  |  |  | Module | TRUE | P2GRL | + | 2-Wire, Compact Horn Strobe, Red | 1 | 0 | 0.245 |  |  |  |  | FALSE | [5 empty] | #FF0070C0 | FA-NFPA 170 HORN STROBE | 1 | FALSE | FALSE | FALSE | 2012 | [13 empty] | FALSE
NFPA 170 BELL |  |  | North | System Sensor |  | Bell |  |  |  | Module | TRUE | SSV120-6 |  | Alarm Bell 6" 24VDC, red | 1 | 0 | 0.053 |  |  |  |  | FALSE | FALSE |  |  |  |  | #FFFF0000 | FA-NFPA 170 BELL | 1 | FALSE | FALSE | FALSE | 2000 | [13 empty] | FALSE
NFPA 170 SMOKE DETECTOR |  |  | North | System Sensor |  | Smoke Detector |  |  |  | Module | TRUE | SS-PHOTO w/B300-6 | + | Intelligent photoelectric smoke detector, Standard Base | 1 | 0.0002 | 0.0045 |  |  |  |  | FALSE | TRUE |  |  |  |  | #FFFF0000 | FA-NFPA 170 SMOKE DETECTOR | 1 | FALSE | FALSE | FALSE | 1408 | [13 empty] | FALSE
NFPA 170 STROBE CEILING |  |  | North | System Sensor |  | Strobe |  |  |  | Module | TRUE | SCWHK | + | Strobe, High cd, White, Outdoor (includes plastic weatherproof back box) | 1 | 0 | 0.071 |  |  |  |  | FALSE | TRUE |  |  |  |  | #FF0070C0 | FA-NFPA 170 STROBE CEILING | 1 | FALSE | FALSE | FALSE | 2013 | [13 empty] | FALSE |  |  | C, WP
NFPA 170 SPEAKER CEILING |  |  | North | System Sensor |  | Speaker |  |  |  | Module | TRUE | SPCW8 | ++ | 8 Inch Dual Voltage Speaker | 1 | [6 empty] | FALSE | TRUE |  |  |  |  | #FF0070C0 | FA-NFPA 170 SPEAKER CEILING | 1 | FALSE | FALSE | FALSE | 2019 | [13 empty] | FALSE |  |  | C
NFPA 170 SPEAKER STROBE CEILING |  |  | North | System Sensor |  | Speaker/Strobe |  |  |  | Module | TRUE | SPSCRLED | ++ | 2-WIRE, SPEAKER STROBE LED RED CEILING | 1 | 0 | 0.132 |  |  |  |  | FALSE | TRUE |  |  |  |  | #FF0070C0 | FA-NFPA 170 SPEAKER STROBE CEILING | 1 | FALSE | FALSE | FALSE | 2020 | [13 empty] | FALSE |  |  | C
NFPA 170 HORN STROBE CEILING |  |  | North | System Sensor |  | Horn/Strobe |  |  |  | Module | TRUE | PC2RHK | + | 2-Wire Horn Strobe, High cd, Red, Outdoor (includes plastic weatherproof back box) | 1 | 0 | 0.071 |  |  |  |  | FALSE | TRUE |  |  |  |  | #FF0070C0 | FA-NFPA 170 HORN STROBE CEILING | 1 | FALSE | FALSE | FALSE | 2013 | [13 empty] | FALSE |  |  | C, H, WP
NFPA 170 SMOKE DETECTOR |  |  | North | System Sensor |  | Smoke Detector |  |  |  | Module | TRUE | 2W-B (For Vista Panel) | ++ | 2-wire Standard i3 Detector for use with Vista Panel | 1 | 5e-05 | 0.13 |  |  |  |  | TRUE | TRUE |  |  |  |  | #FFFF0000 | FA-NFPA 170 SMOKE DETECTOR | 1 | FALSE | FALSE | FALSE | 1408
NFPA 170 HORN STROBE |  |  | North | System Sensor |  | Horn/Strobe |  |  |  | Module | TRUE | P2WL-LF | + | 2-Wire, Horn Strobe, White | 1 | 0 | 0.119 |  |  |  |  | FALSE | [5 empty] | #FF0070C0 | FA-NFPA 170 HORN STROBE | 1 | FALSE | FALSE | FALSE | 2012 | [13 empty] | FALSE |  |  | LF
|  |  | North | System Sensor |  | Hardware |  |  |  | Hardware | TRUE | DST3 |  | Sampling Tube, Steel | 1 | [6 empty] | FALSE |  | FLUSH |  | N/A | N/A | #FFFFFFFF |  |  | FALSE | FALSE | FALSE |  |  |  | 3242-1653:0209 | [10 empty] | FALSE
NFPA 170 GAS DETECTOR |  |  | North | System Sensor |  | Gas Detection |  |  |  | Module | TRUE | CO1224TR | ++ | Carbon Monoxide Detector with RealTest | 1 | 0.02 | 0.04 |  |  |  |  | FALSE | [5 empty] | #FFFF0000 | FA-NFPA 170 GAS DETECTOR | 1 | FALSE | FALSE | FALSE | 1402 | [13 empty] | FALSE |  |  | CO
NFPA 170 STROBE WALL |  |  | North | System Sensor |  | Strobe |  |  |  | Module | TRUE | S1224MC | + | Strobe, Red | 1 | 0 | 0.043 |  |  |  |  | FALSE | [5 empty] | #FF0070C0 | FA-NFPA 170 STROBE WALL | 1 | FALSE | FALSE | FALSE | 2023 | [13 empty] | FALSE
NFPA 170 DUCT SMOKE DETECTOR |  |  | North | System Sensor |  | Duct Smoke Detector |  |  |  | Module | TRUE | D4120 | ++ | 4-wire photoelectric low-flow duct smoke detector | 1 | 0.021 | 0.065 |  |  |  |  | FALSE | TRUE |  |  |  |  | #FFFF0000 | FA-NFPA 170 DUCT SMOKE DETECTOR | 1 | FALSE | FALSE | FALSE | 1400 | [13 empty] | FALSE
|  |  | North | System Sensor |  | Cards & Components |  |  |  | Card | TRUE | B110LP | ++ | Plug-In Detector Base | 1 | 0.00012 | 0.1 |  |  |  |  | TRUE | FALSE |  |  |  |  | #FFFFFFFF |  |  | FALSE | FALSE | FALSE | [14 empty] | FALSE
NFPA 170 HEAT DETECTOR |  |  | North | System Sensor |  | Heat Detector |  |  |  | Module | TRUE | 5604 | ++ | 194 °F (90° C) fixed temperature. | 1 | [6 empty] | FALSE | TRUE |  |  |  |  | #FFFF0000 | FA-NFPA 170 HEAT DETECTOR | 1 | FALSE | FALSE | FALSE | 1403 | [13 empty] | FALSE |  |  | 194°
NFPA 170 SPEAKER STROBE CEILING |  |  | North | System Sensor |  | Speaker/Strobe |  |  |  | Module | TRUE | SPSCWLED-B | ++ | 2-WIRE, SPEAKER STROBE LED WHITE CEILING BILINGUAL | 1 | 0 | 0.226 |  |  |  |  | FALSE | TRUE |  |  |  |  | #FF0070C0 | FA-NFPA 170 SPEAKER STROBE CEILING | 1 | FALSE | FALSE | FALSE | 2020 | [13 empty] | FALSE |  |  | C
NFPA 170 SPEAKER STROBE |  |  | North | System Sensor |  | Speaker/Strobe |  |  |  | Module | TRUE | SPSRLED-SP | ++ | 2-WIRE, SPEAKER STROBE LED RED WALL FUEGO | 1 | 0 | 0.017 |  |  |  |  | FALSE | [5 empty] | #FF0070C0 | FA-NFPA 170 SPEAKER STROBE | 1 | FALSE | FALSE | FALSE | 2019 | [13 empty] | FALSE
NFPA 170 HORN |  |  | North | System Sensor |  | Horn |  |  |  | Module | TRUE | HWL-LF w/ WAV-WL | + | LF Sounder, Wall, White | 2 | 0 | 0.047 |  |  |  |  | FALSE | [5 empty] | #FF0070C0 | FA-NFPA 170 HORN | 1 | FALSE | FALSE | FALSE | 2010 | [13 empty] | FALSE |  |  | LF
NFPA 170 SPEAKER STROBE CEILING |  |  | North | System Sensor |  | Speaker/Strobe |  |  |  | Module | TRUE | SPSCWL-TILE | + | Speaker/Strobe Ceiling Tile, White | 1 | 0 | 0.226 |  |  |  |  | FALSE | TRUE |  |  |  |  | #FF0070C0 | FA-NFPA 170 SPEAKER STROBE CEILING | 1 | FALSE | FALSE | FALSE | 2020 | [13 empty] | FALSE
NFPA 170 ADDRESSABLE INPUT MONITOR MODULE |  |  | North | System Sensor |  | Addressable Module |  |  |  | Module | TRUE | M500DM | + | Dual Input Monitor Module | 2 | 0.00075 | 0.006 |  |  |  |  | FALSE | [5 empty] | #FFFF0000 | FA-NFPA 170 ADDRESSABLE INPUT MONITOR MODULE | 1 | FALSE | FALSE | FALSE | 1000 | [13 empty] | FALSE |  |  | 2
NFPA 170 NON ADDRESSABLE RELAY |  |  | North | System Sensor |  | Non-Addressable Relay |  |  |  | Module | TRUE | R-10 E/DH |  | RELAY, CONVENTIONAL RELAY IN A BOX | 1 | [6 empty] | FALSE | FALSE |  |  |  |  | #FFFF0000 | FA-NFPA 170 NON ADDRESSABLE RELAY | 1 | FALSE | FALSE | FALSE | 1300 | [13 empty] | FALSE
|  |  | North | System Sensor |  | Cards & Components |  |  |  | Card | TRUE | B401B | ++ | Detector Base, U.S. conventional 2-wire with flange | 1 | [6 empty] | TRUE | FALSE |  |  |  |  | #FFFFFFFF |  |  | FALSE | FALSE | FALSE | [14 empty] | FALSE
NFPA 170 STROBE WALL |  |  | North | System Sensor |  | Strobe |  |  |  | Module | TRUE | SWK | ++ | Strobe, Standard cd, White, Outdoor | 1 | [6 empty] | FALSE | FALSE |  |  |  |  | #FF0070C0 | FA-NFPA 170 STROBE WALL | 1 | FALSE | FALSE | FALSE | 2023 | [13 empty] | FALSE |  |  | WP
|  |  | North | System Sensor |  | Cards & Components |  |  |  | Card | TRUE | B710LP | ++ | Detector Bases, with flange | 1 | [6 empty] | TRUE | FALSE |  |  |  |  | #FFFFFFFF |  |  | FALSE | FALSE | FALSE | [14 empty] | FALSE
NFPA 170 SPEAKER STROBE |  |  | North | System Sensor |  | Speaker/Strobe |  |  |  | Module | TRUE | SPSWLED-ALERT | ++ | 2-WIRE, SPEAKER STROBE LED WHITE WALL ALERT | 1 | 0 | 0.017 |  |  |  |  | FALSE | [5 empty] | #FF0070C0 | FA-NFPA 170 SPEAKER STROBE | 1 | FALSE | FALSE | FALSE | 2019 | [13 empty] | FALSE
NFPA 170 CHIME |  |  | North | System Sensor |  | Chime |  |  |  | Module | TRUE | CHRL | + | Chime, Wall, Red | 1 | 0 | 0.245 |  |  |  |  | FALSE | [5 empty] | #FFFF0000 | FA-NFPA 170 CHIME | 1 | FALSE | FALSE | FALSE | 2012 | [13 empty] | FALSE
NFPA 170 SMOKE DETECTOR |  |  | North | System Sensor |  | Smoke Detector |  |  |  | Module | TRUE | 2W-B | ++ | 2-wire Standard i3 Detector | 1 | 5e-05 | 0.13 |  |  |  |  | TRUE | TRUE |  |  |  |  | #FFFF0000 | FA-NFPA 170 SMOKE DETECTOR | 1 | FALSE | FALSE | FALSE | 1408
NFPA 170 SMOKE DETECTOR |  |  | North | System Sensor |  | Smoke Detector |  |  |  | Module | TRUE | 2WTR-B | ++ | 2-wire i3 Detector with Fixed 135° Thermal Sensor and Form C Relay | 1 | 5e-05 | 0.13 |  |  |  |  | TRUE | TRUE |  |  |  |  | #FFFF0000 | FA-NFPA 170 SMOKE DETECTOR | 1 | FALSE | FALSE | FALSE | 1408 | [16 empty] | 135°¦R
NFPA 170 SPEAKER STROBE CEILING |  |  | North | System Sensor |  | Speaker/Strobe |  |  |  | Module | TRUE | SPSCWLED-BT | ++ | 2-WIRE, SPEAKER STROBE LED WHITE CEILING BILINGUAL W/ TRIM | 1 | 0 | 0.226 |  |  |  |  | FALSE | TRUE |  |  |  |  | #FF0070C0 | FA-NFPA 170 SPEAKER STROBE CEILING | 1 | FALSE | FALSE | FALSE | 2020 | [13 empty] | FALSE |  |  | C
NFPA 170 SPEAKER STROBE |  |  | North | System Sensor |  | Speaker/Strobe |  |  |  | Module | TRUE | SPSWL-P | + | Speaker/Strobe Wall Mount, Plain, White | 1 | 0 | 0.063 |  |  |  |  | FALSE | [5 empty] | #FF0070C0 | FA-NFPA 170 SPEAKER STROBE | 1 | FALSE | FALSE | FALSE | 2019 | [13 empty] | FALSE
NFPA 170 SMOKE DETECTOR |  |  | North | System Sensor |  | Smoke Detector |  |  |  | Module | TRUE | 2151 w/B110LP | ++ | Low-profile photoelectric detector. 12/24v, 2-wire base. | 1 | 0.00012 | 0.13 |  |  |  |  | TRUE | TRUE |  |  |  |  | #FFFF0000 | FA-NFPA 170 SMOKE DETECTOR | 1 | FALSE | FALSE | FALSE | 1408
NFPA 170 SPEAKER STROBE CEILING |  |  | North | System Sensor |  | Speaker/Strobe |  |  |  | Module | TRUE | SPSCWLED-P | ++ | 2-WIRE, SPEAKER STROBE LED WHITE CEILING PLAIN | 1 | 0 | 0.226 |  |  |  |  | FALSE | TRUE |  |  |  |  | #FF0070C0 | FA-NFPA 170 SPEAKER STROBE CEILING | 1 | FALSE | FALSE | FALSE | 2020 | [13 empty] | FALSE |  |  | C
NFPA 170 SMOKE DETECTOR |  |  | North | System Sensor |  | Smoke Detector |  |  |  | Module | TRUE | 1451DHHT | ++ | Replacement ionization high temp head for the DH400ACDCIHT | 1 | [6 empty] | FALSE | TRUE |  |  |  |  | #FFFF0000 | FA-NFPA 170 SMOKE DETECTOR | 1 | FALSE | FALSE | FALSE | 1408 | [13 empty] | FALSE
NFPA 170 STROBE WALL |  |  | North | System Sensor |  | Strobe |  |  |  | Module | TRUE | SRL w/ WAV-RL | + | Strobe, Red | 1 | 0 | 0.043 |  |  |  |  | FALSE | [5 empty] | #FF0070C0 | FA-NFPA 170 STROBE WALL | 1 | FALSE | FALSE | FALSE | 2023 | [13 empty] | FALSE
NFPA 170 HORN STROBE CEILING |  |  | North | System Sensor |  | Horn/Strobe |  |  |  | Module | TRUE | PC2RLED | ++ | 2-Wire, Horn Strobe, Ceiling, Red | 1 | 0 | 0.071 |  |  |  |  | FALSE | TRUE |  |  |  |  | #FF0070C0 | FA-NFPA 170 HORN STROBE CEILING | 1 | FALSE | FALSE | FALSE | 2013 | [13 empty] | FALSE |  |  | C
NFPA 170 SPEAKER STROBE |  |  | North | System Sensor |  | Speaker/Strobe |  |  |  | Module | TRUE | SPSRLED-P | ++ | 2-WIRE, SPEAKER STROBE LED RED WALL PLAIN | 1 | 0 | 0.017 |  |  |  |  | FALSE | [5 empty] | #FF0070C0 | FA-NFPA 170 SPEAKER STROBE | 1 | FALSE | FALSE | FALSE | 2019 | [13 empty] | FALSE
NFPA 170 HEAT DETECTOR |  |  | North | System Sensor |  | Heat Detector |  |  |  | Module | TRUE | 5251H | ++ | Intelligent Addressable High Temperature Thermal detector | 1 | 0.0002 | 0.0065 |  |  |  |  | FALSE | TRUE |  |  |  |  | #FFFF0000 | FA-NFPA 170 HEAT DETECTOR | 1 | FALSE | FALSE | FALSE | 1403 | [13 empty] | FALSE
NFPA 170 HORN STROBE |  |  | North | System Sensor |  | Horn/Strobe |  |  |  | Module | TRUE | P2WL | + | 2-Wire, Horn Strobe, White | 1 | 0 | 0.119 |  |  |  |  | FALSE | [5 empty] | #FF0070C0 | FA-NFPA 170 HORN STROBE | 1 | FALSE | FALSE | FALSE | 2012 | [13 empty] | FALSE
NFPA 170 HORN STROBE CEILING |  |  | North | System Sensor |  | Horn/Strobe |  |  |  | Module | TRUE | PC2WHK | + | 2-Wire, Horn Strobe, High cd, White, Outdoor (includes plastic weatherproof back box) | 1 | 0 | 0.071 |  |  |  |  | FALSE | TRUE |  |  |  |  | #FF0070C0 | FA-NFPA 170 HORN STROBE CEILING | 1 | FALSE | FALSE | FALSE | 2013 | [13 empty] | FALSE |  |  | C, WP
NFPA 170 STROBE CEILING |  |  | North | System Sensor |  | Strobe |  |  |  | Module | TRUE | SCWL-CLR-ALERT | + | Strobe, White, ALERT | 1 | 0 | 0.111 |  |  |  |  | FALSE | TRUE |  |  |  |  | #FF0070C0 | FA-NFPA 170 STROBE CEILING | 1 | FALSE | FALSE | FALSE | 2022 | [13 empty] | FALSE |  |  | C
NFPA 170 ADDRESSABLE INPUT MONITOR MODULE |  |  | North | System Sensor |  | Addressable Module |  |  |  | Module | TRUE | M502M | + | Zone Interface Module | 1 | 0.0003 | 0.0003 |  |  |  |  | FALSE | [5 empty] | #FFFF0000 | FA-NFPA 170 ADDRESSABLE INPUT MONITOR MODULE | 1 | FALSE | FALSE | FALSE | 1000 | [13 empty] | FALSE
|  |  | North | System Sensor |  | Hardware |  |  |  | Hardware | TRUE | SBBR | + | Wall Surface Mount Back Box, Red | 1 | [6 empty] | FALSE | [5 empty] | #FFFFFFFF |  |  | FALSE | FALSE | FALSE | [14 empty] | FALSE
|  |  | North | System Sensor |  | Hardware |  |  |  | Hardware | TRUE | DST10 |  | Sampling Tube, Steel | 1 | [6 empty] | FALSE |  | FLUSH |  | N/A | N/A | #FFFFFFFF |  |  | FALSE | FALSE | FALSE |  |  |  | 3242-1653:0209 | [10 empty] | FALSE
NFPA 170 STROBE WALL |  |  | North | System Sensor |  | Strobe |  |  |  | Module | TRUE | SGRKLED | ++ | Compact Strobe, Wall, Red, Outdoor | 1 | 0 | 0.043 |  |  |  |  | FALSE | [5 empty] | #FF0070C0 | FA-NFPA 170 STROBE WALL | 1 | FALSE | FALSE | FALSE | 2023 | [13 empty] | FALSE |  |  | WP
|  |  | North | System Sensor |  | Hardware |  |  |  | Hardware | TRUE | SBBGRL | + | Compact Wall Surface Mount BackBox, Red | 1 | [6 empty] | FALSE | [5 empty] | #FFFFFFFF |  |  | FALSE | FALSE | FALSE | [14 empty] | FALSE
NFPA 170 SMOKE DETECTOR |  |  | North | System Sensor |  | Smoke Detector |  |  |  | Module | TRUE | OSI-RA-SS | ++ | Conventional imaging beam smoke detector including reflector, UL listed | 1 | 0.011 | 0.0015 |  |  |  |  | FALSE | TRUE |  |  |  |  | #FFFF0000 | FA-NFPA 170 SMOKE DETECTOR | 1 | FALSE | FALSE | FALSE | 1408 | [13 empty] | FALSE |  |  | BT
NFPA 170 BELL |  |  | North | System Sensor |  | Bell |  |  |  | Module | TRUE | SSM24-6 |  | Alarm Bell 6" 24VDC, red | 1 | 0 | 0.0535 |  |  |  |  | FALSE | FALSE |  |  |  |  | #FFFF0000 | FA-NFPA 170 BELL | 1 | FALSE | FALSE | FALSE | 2000 | [13 empty] | FALSE
NFPA 170 SMOKE DETECTOR |  |  | North | System Sensor |  | Smoke Detector |  |  |  | Module | TRUE | BEAM1224S | ++ | Reflective Beam Detector, 4-wire, Integral Sensitivity Test | 1 | 0.017 | 0.0385 |  |  |  |  | FALSE | TRUE |  |  |  |  | #FFFF0000 | FA-NFPA 170 SMOKE DETECTOR | 1 | FALSE | FALSE | FALSE | 1408 | [13 empty] | FALSE |  |  | BT
NFPA 170 SPEAKER CEILING |  |  | North | System Sensor |  | Speaker |  |  |  | Module | TRUE | SPCW | ++ | Speaker only | 1 | [6 empty] | FALSE | TRUE |  |  |  |  | #FF0070C0 | FA-NFPA 170 SPEAKER CEILING | 1 | FALSE | FALSE | FALSE | 2019 | [13 empty] | FALSE
|  |  | North | System Sensor |  | Hardware |  |  |  | Hardware | TRUE | TR-2W |  | Universal Wall Trim Ring White | 1 | [6 empty] | FALSE | [5 empty] | #FFFFFFFF |  |  | FALSE | FALSE | FALSE | [14 empty] | FALSE
NFPA 170 SMOKE DETECTOR |  |  | North | System Sensor |  | Smoke Detector |  |  |  | Module | TRUE | I3 |  | DETECTOR, SMOKE, CONVENTIONAL | 1 | [6 empty] | FALSE | TRUE |  |  |  |  | #FFFF0000 | FA-NFPA 170 SMOKE DETECTOR | 1 | FALSE | FALSE | FALSE | 1408 | [13 empty] | FALSE
NFPA 170 NON ADDRESSABLE RELAY |  |  | North | System Sensor |  | Non-Addressable Relay |  |  |  | Module | TRUE | PR-1 | + | Multi-Voltage Conventional Relay, 18 – 35 VDC, 18 – 35 VAC, 120 VAC | 1 | 0.015 | 0.015 |  |  |  |  | FALSE | [5 empty] | #FFFF0000 | FA-NFPA 170 NON ADDRESSABLE RELAY | 1 | FALSE | FALSE | FALSE | [14 empty] | FALSE
NFPA 170 HORN |  |  | North | System Sensor |  | Horn |  |  |  | Module | TRUE | HGRKL-B | ++ | Compact Horn, Red, Bilingual | 1 | 0 | 0.047 |  |  |  |  | FALSE | [5 empty] | #FF0070C0 | FA-NFPA 170 HORN | 1 | FALSE | FALSE | FALSE | 2010 | [13 empty] | FALSE
NFPA 170 SMOKE DETECTOR |  |  | North | System Sensor |  | Smoke Detector |  |  |  | Module | TRUE | 2251TB | ++ | Photoelectric Detector, with thermal | 1 | 0.0003 | 0.0065 |  |  |  |  | FALSE | TRUE |  |  |  |  | #FFFF0000 | FA-NFPA 170 SMOKE DETECTOR | 1 | FALSE | FALSE | FALSE | 1408 | [13 empty] | FALSE
NFPA 170 SPEAKER WALL |  |  | North | System Sensor |  | Speaker |  |  |  | Module | TRUE | SPRL | ++ | 2-WIRE, SPEAKER RED WALL | 1 | [6 empty] | FALSE | [5 empty] | #FF0070C0 | FA-NFPA 170 SPEAKER WALL | 1 | FALSE | FALSE | FALSE | 2021 | [13 empty] | FALSE
NFPA 170 DUCT SMOKE DETECTOR |  |  | North | System Sensor |  | Duct Smoke Detector |  |  |  | Module | TRUE | DH100ACDCLP | ++ | 24 VAC/DC or 120/240 VAC 4-Wire Photoelectric detector | 1 | 0.025 | 0.095 |  |  |  |  | FALSE | TRUE |  |  |  |  | #FFFF0000 | FA-NFPA 170 DUCT SMOKE DETECTOR | 1 | FALSE | FALSE | FALSE | 1400 | [13 empty] | FALSE
NFPA 170 REMOTE INDICATOR |  |  | North | System Sensor |  | Remote Indicator |  |  |  | Module | TRUE | RA100Z | ++ | Remote Annunciator LED | 1 | 0 | 0.012 |  |  |  |  | FALSE | FALSE |  |  |  |  | #FFFF0000 | FA-NFPA 170 REMOTE INDICATOR | 1 | FALSE | FALSE | FALSE | 2016 | [13 empty] | FALSE
NFPA 170 STROBE CEILING |  |  | North | System Sensor |  | Strobe |  |  |  | Module | TRUE | SCRLED-P | ++ | Strobe, Ceiling, White, Plain | 1 | 0 | 0.111 |  |  |  |  | FALSE | TRUE |  |  |  |  | #FF0070C0 | FA-NFPA 170 STROBE CEILING | 1 | FALSE | FALSE | FALSE | 2022 | [13 empty] | FALSE |  |  | C
NFPA 170 HORN STROBE |  |  | North | System Sensor |  | Horn/Strobe |  |  |  | Module | TRUE | P2GRKLED-P | ++ | 2-Wire, Compact Horn Strobe, Wall, Red, Plain, Outdoor | 1 | [6 empty] | FALSE | FALSE |  |  |  |  | #FF0070C0 | FA-NFPA 170 HORN STROBE | 1 | FALSE | FALSE | FALSE | 2012 |  |  | 7125-1653:0188 | [10 empty] | FALSE |  |  | WP
NFPA 170 ADDRESSABLE OUTPUT MODULE |  |  | North | System Sensor |  | Addressable Control/Relay |  |  |  | Module | TRUE | M500S | + | Supervised Control Module | 1 | 0.0004 | 0.0055 |  |  |  |  | FALSE | [5 empty] | #FFFF0000 | FA-NFPA 170 ADDRESSABLE OUTPUT MODULE | 1 | FALSE | FALSE | FALSE | 1100 | [13 empty] | FALSE |  |  | CM
NFPA 170 SPEAKER STROBE CEILING |  |  | North | System Sensor |  | Speaker/Strobe |  |  |  | Module | TRUE | SPSCWLED-T | ++ | 2-WIRE, SPEAKER STROBE LED WHITE CEILING W/ TRIM | 1 | 0 | 0.226 |  |  |  |  | FALSE | TRUE |  |  |  |  | #FF0070C0 | FA-NFPA 170 SPEAKER STROBE CEILING | 1 | FALSE | FALSE | FALSE | 2020 | [13 empty] | FALSE |  |  | C
NFPA 170 STROBE WALL |  |  | North | System Sensor |  | Strobe |  |  |  | Module | TRUE | SGRKLED-B | ++ | Compact Strobe, Wall, Red, Bilingual, Outdoor | 1 | 0 | 0.043 |  |  |  |  | FALSE | [5 empty] | #FF0070C0 | FA-NFPA 170 STROBE WALL | 1 | FALSE | FALSE | FALSE | 2023 | [13 empty] | FALSE |  |  | WP
|  |  | North | System Sensor |  | Hardware |  |  |  | Hardware | TRUE | BEALRK | ++ | Long range accessory kit for BEAM1224(S) | 1 | [6 empty] | FALSE | FALSE |  |  |  |  | #FFFFFFFF |  |  | FALSE | FALSE | FALSE | [14 empty] | FALSE
NFPA 170 CHIME |  |  | North | System Sensor |  | Chime |  |  |  | Module | TRUE | CHSCRL | + | Chime Strobe, Ceiling, Red | 1 | 0 | 0.245 |  |  |  |  | FALSE | TRUE |  |  |  |  | #FFFF0000 | FA-NFPA 170 CHIME | 1 | FALSE | FALSE | FALSE | 2012 | [13 empty] | FALSE |  |  | C
|  |  | North | System Sensor |  | Cards & Components |  |  |  | Card | TRUE | B610LP | ++ | Detector Base, low profile, 2-wire, 12/24 VDC | 1 |  | 0.1 |  |  |  |  | TRUE | FALSE |  |  |  |  | #FFFFFFFF |  |  | FALSE | FALSE | FALSE | [14 empty] | FALSE
NFPA 170 SMOKE DETECTOR |  |  | North | System Sensor |  | Smoke Detector |  |  |  | Module | TRUE | 4WTAR-B | ++ | 4-wire i3 Detector with Fixed 135° Thermal Sensor, Sounder and Form C Relay | 1 | 5e-05 | 0.05 |  |  |  |  | TRUE | TRUE |  |  |  |  | #FFFF0000 | FA-NFPA 170 SMOKE DETECTOR | 1 | FALSE | FALSE | FALSE | 1408 | [16 empty] | 135°¦R¦SB
NFPA 170 SPEAKER STROBE CEILING |  |  | North | System Sensor |  | Speaker/Strobe |  |  |  | Module | TRUE | SPSCWK-CLR-ALERT | + | Outdoor Speaker Strobe, Selectable Candela, Clear Lens, ALERT Printed | 1 | 0 | 0.017 |  |  |  |  | FALSE | TRUE |  |  |  |  | #FF0070C0 | FA-NFPA 170 SPEAKER STROBE CEILING | 1 | FALSE | FALSE | FALSE | 2020 | [13 empty] | FALSE |  |  | C, WP
NFPA 170 HORN |  |  | North | System Sensor |  | Horn |  |  |  | Module | TRUE | HR-LF | + | Low Frequency Sounder, Red | 1 | 0 | 0.047 |  |  |  |  | FALSE | [5 empty] | #FF0070C0 | FA-NFPA 170 HORN | 1 | FALSE | FALSE | FALSE | 2010 | [13 empty] | FALSE |  |  | LF
NFPA 170 STROBE CEILING |  |  | North | System Sensor |  | Strobe |  |  |  | Module | TRUE | SCWKLED | ++ | Strobe, Ceiling, White, Outdoor | 1 | 0 | 0.111 |  |  |  |  | FALSE | TRUE |  |  |  |  | #FF0070C0 | FA-NFPA 170 STROBE CEILING | 1 | FALSE | FALSE | FALSE | 2022 | [13 empty] | FALSE |  |  | C, WP
NFPA 170 SPEAKER STROBE CEILING |  |  | North | System Sensor |  | Speaker/Strobe |  |  |  | Module | TRUE | SPSCWL | + | Speaker/Strobe Ceiling Mount, White | 1 | 0 | 0.226 |  |  |  |  | FALSE | TRUE |  |  |  |  | #FF0070C0 | FA-NFPA 170 SPEAKER STROBE CEILING | 1 | FALSE | FALSE | FALSE | 2020 | [13 empty] | FALSE |  |  | C
NFPA 170 HORN STROBE |  |  | North | System Sensor |  | Horn/Strobe |  |  |  | Module | TRUE | P2RHK-120 | ++ | 2-Wire Horn Strobe, High cd, Red, Outdoor, 120 V | 1 | [6 empty] | FALSE | FALSE |  |  |  |  | #FF0070C0 | FA-NFPA 170 HORN STROBE | 1 | FALSE | FALSE | FALSE | 2012 | [13 empty] | FALSE
NFPA 170 HORN STROBE CEILING |  |  | North | System Sensor |  | Horn/Strobe |  |  |  | Module | TRUE | PC2WLED | ++ | 2-Wire, Horn Strobe, Ceiling, White | 1 | 0 | 0.071 |  |  |  |  | FALSE | TRUE |  |  |  |  | #FF0070C0 | FA-NFPA 170 HORN STROBE CEILING | 1 | FALSE | FALSE | FALSE | 2013 | [13 empty] | FALSE |  |  | C
NFPA 170 SMOKE DETECTOR |  |  | North | System Sensor |  | Smoke Detector |  |  |  | Module | TRUE | 7251 | ++ | Intelligent Laser Photoelectric Smoke Detector, low profile | 1 | 0.00033 | 0.0065 |  |  |  |  | FALSE | TRUE |  |  |  |  | #FFFF0000 | FA-NFPA 170 SMOKE DETECTOR | 1 | FALSE | FALSE | FALSE | 1408 | [13 empty] | FALSE
NFPA 170 EM STROBE WALL |  |  | North | System Sensor |  | Strobe |  |  |  | Module | TRUE | SEP-SPSWL | ++ | Universal Expander Plate, Amber Lens, Full Candela Range, Wall-mounted, White, Alert. Compatible with all L-Series wall notification appliances. | 1 | 0 | 0.245 |  |  |  |  | FALSE | [5 empty] | #FF0070C0 | FA-NFPA 170 EM STROBE WALL | 1 | FALSE | FALSE | FALSE | 2012 | [13 empty] | FALSE
DETECTOR_MULTI CRITERIA |  |  | North | System Sensor |  | Multi Criteria Detector |  |  |  | Module | TRUE | 2251-COPTIR | ++ | Advanced Multi-Criteria Fire Detector | 1 | 0.0003 | 0.007 |  |  |  |  | FALSE | TRUE |  |  |  |  | #FFFF0000 | FA-DETECTOR_MULTI CRITERIA | 1 | FALSE | FALSE | FALSE | [14 empty] | FALSE
NFPA 170 SMOKE DETECTOR |  |  | North | System Sensor |  | Smoke Detector |  |  |  | Module | TRUE | 4WTR-B | ++ | 4-wire i3 Detector with Fixed 135° Thermal Sensor and Form C Relay | 1 | 5e-05 | 0.035 |  |  |  |  | TRUE | TRUE |  |  |  |  | #FFFF0000 | FA-NFPA 170 SMOKE DETECTOR | 1 | FALSE | FALSE | FALSE | 1408 | [16 empty] | 135°¦R
|  |  | North | System Sensor |  | Cards & Components |  |  |  | Card | TRUE | B110RLP | ++ | Plug-In Detector Base | 1 | 0.00012 | 0.062 |  |  |  |  | TRUE | FALSE |  |  |  |  | #FFFFFFFF |  |  | FALSE | FALSE | FALSE | [14 empty] | FALSE
NFPA 170 HORN STROBE |  |  | North | System Sensor |  | Horn/Strobe |  |  |  | Module | TRUE | P2WL-SP | + | 2-Wire, Horn Strobe, White, Fuego | 1 | 0 | 0.245 |  |  |  |  | FALSE | [5 empty] | #FF0070C0 | FA-NFPA 170 HORN STROBE | 1 | FALSE | FALSE | FALSE | 2012 | [13 empty] | FALSE
NFPA 170 EM STROBE WALL |  |  | North | System Sensor |  | Strobe |  |  |  | Module | TRUE | SEP-SPSWL-P | ++ | Universal Expander Plate, Clear Lens, Full Candela Range, Wall-mounted, White, Plain. Compatible with all L-Series wall notification appliances. | 1 | 0 | 0.245 |  |  |  |  | FALSE | [5 empty] | #FF0070C0 | FA-NFPA 170 EM STROBE WALL | 1 | FALSE | FALSE | FALSE | 2012 | [13 empty] | FALSE
NFPA 170 GAS DETECTOR |  |  | North | System Sensor |  | Gas Detection |  |  |  | Module | TRUE | SS-CO w/B200S | + | Intelligent CO Detector, Sounder Base | 1 | 0.0002 | 0.0045 |  |  |  |  | FALSE | TRUE |  |  |  |  | #FFFF0000 | FA-NFPA 170 GAS DETECTOR | 1 | FALSE | FALSE | FALSE | 1408 | [13 empty] | FALSE |  |  | CO, SB
HEAT DETECTOR |  |  | North | System Sensor |  | Heat Detector |  |  |  | Module | TRUE | SS-HEAT w/B300-6 | + | Intelligent fixed temperature thermal detector, Standard Base | 1 | 0.0002 | 0.0045 |  |  |  |  | FALSE | TRUE |  |  |  |  | #FFFF0000 | FA-HEAT DETECTOR | 1 | FALSE | FALSE | FALSE | 1408 | [13 empty] | FALSE
NFPA 170 STROBE WALL |  |  | North | System Sensor |  | Strobe |  |  |  | Module | TRUE | SWL w/ WAV-WL | + | Strobe, White | 2 | 0 | 0.043 |  |  |  |  | FALSE | [5 empty] | #FF0070C0 | FA-NFPA 170 STROBE WALL | 1 | FALSE | FALSE | FALSE | 2023 | [13 empty] | FALSE
NFPA 170 NON ADDRESSABLE RELAY |  |  | North | System Sensor |  | Non-Addressable Relay |  |  |  | Module | TRUE | R-20 E |  | RELAY, CONVENTIONAL RELAY, CONVENTIONAL | 1 | [6 empty] | FALSE | FALSE |  |  |  |  | #FFFF0000 | FA-NFPA 170 NON ADDRESSABLE RELAY | 1 | FALSE | FALSE | FALSE | 1300 | [13 empty] | FALSE
NFPA 170 SPEAKER STROBE CEILING |  |  | North | System Sensor |  | Speaker/Strobe |  |  |  | Module | TRUE | SPSCWHK | + | Outdoor Speaker Strobe, High cd | 1 | 0 | 0.017 |  |  |  |  | FALSE | TRUE |  |  |  |  | #FF0070C0 | FA-NFPA 170 SPEAKER STROBE CEILING | 1 | FALSE | FALSE | FALSE | 2020 | [13 empty] | FALSE |  |  | C, WP
NFPA 170 HORN STROBE CEILING |  |  | North | System Sensor |  | Horn/Strobe |  |  |  | Module | TRUE | PC4RL | + | 4-Wire, Horn Strobe, White | 1 | 0 | 0.071 |  |  |  |  | FALSE | TRUE |  |  |  |  | #FF0070C0 | FA-NFPA 170 HORN STROBE CEILING | 1 | FALSE | FALSE | FALSE | 2013 | [13 empty] | FALSE |  |  | C
NFPA 170 STROBE WALL |  |  | North | System Sensor |  | Strobe |  |  |  | Module | TRUE | SWLED-SP | ++ | Strobe, Wall, Red, FUEGO | 1 | 0 | 0.043 |  |  |  |  | FALSE | [5 empty] | #FF0070C0 | FA-NFPA 170 STROBE WALL | 1 | FALSE | FALSE | FALSE | 2023 | [13 empty] | FALSE
NFPA 170 HORN STROBE |  |  | North | System Sensor |  | Horn/Strobe |  |  |  | Module | TRUE | P2RK-P | ++ | 2-Wire Horn Strobe, Standard cd, Red, Outdoor, Plain | 1 | [6 empty] | FALSE | FALSE | FLUSH |  | 4' SQ. DEEP | 2-GANG | #FF0070C0 | FA-NFPA 170 HORN STROBE | 1 | FALSE | FALSE | FALSE | 2012 |  |  | 7125-1653:0188 | [10 empty] | FALSE |  |  | WP
NFPA 170 SPEAKER STROBE |  |  | North | System Sensor |  | Speaker/Strobe |  |  |  | Module | TRUE | SPSWLED | ++ | 2-WIRE, SPEAKER STROBE LED WHITE WALL | 1 | 0 | 0.017 |  |  |  |  | FALSE | [5 empty] | #FF0070C0 | FA-NFPA 170 SPEAKER STROBE | 1 | FALSE | FALSE | FALSE | 2019 | [13 empty] | FALSE
NFPA 170 SMOKE CO DETECTOR |  |  | North | System Sensor |  | Smoke/CO Detector |  |  |  | Module | TRUE | SS-PHOTO-CO w/B300-6 | + | Intelligent photo/CO detector, Standard Base | 1 | 0.0002 | 0.0045 |  |  |  |  | FALSE | TRUE |  |  |  |  | #FFFF0000 | FA-NFPA 170 SMOKE CO DETECTOR | 1 | FALSE | FALSE | FALSE | 1408 | [13 empty] | FALSE |  |  | CO
NFPA 170 REMOTE TEST SWITCH |  |  | North | System Sensor |  | REMOTE TEST SWITCH |  |  |  | Module | TRUE | RTS151KEY | ++ | Remote Test Station W/ Switch, Alarm & Power LEDs, Key Reset | 1 | 0 | 0.012 |  |  |  |  | FALSE | [5 empty] | #FFFF0000 | FA-NFPA 170 REMOTE TEST SWITCH | 1 | FALSE | FALSE | FALSE | 914 | [13 empty] | FALSE
NFPA 170 STROBE WALL |  |  | North | System Sensor |  | Strobe |  |  |  | Module | TRUE | SRHK-P | ++ | Strobe, High cd, Red, Outdoor, Plain | 1 | [6 empty] | FALSE | FALSE |  |  |  |  | #FF0070C0 | FA-NFPA 170 STROBE WALL | 1 | FALSE | FALSE | FALSE | 2023 | [13 empty] | FALSE
|  |  | North | System Sensor |  | Cards & Components |  |  |  | Card | TRUE | B112LP | ++ | Plug-In Detector Base | 1 | 0.00012 | 0.036 |  |  |  |  | TRUE | FALSE |  |  |  |  | #FFFFFFFF |  |  | FALSE | FALSE | FALSE | [14 empty] | FALSE
NFPA 170 HORN STROBE |  |  | North | System Sensor |  | Horn/Strobe |  |  |  | Module | TRUE | P2RHK-P | ++ | 2-Wire Horn Strobe, High cd, Red, Outdoor, Plain | 1 | [6 empty] | FALSE | FALSE |  |  |  |  | #FF0070C0 | FA-NFPA 170 HORN STROBE | 1 | FALSE | FALSE | FALSE | 2012 | [13 empty] | FALSE
NFPA 170 NON ADDRESSABLE RELAY |  |  | North | System Sensor |  | Non-Addressable Relay |  |  |  | Module | TRUE | R-10 E/AHU | F | RELAY, CONVENTIONAL RELAY IN A BOX | 1 | [6 empty] | FALSE | FALSE |  |  |  |  | #FFFF0000 | FA-NFPA 170 NON ADDRESSABLE RELAY | 1 | FALSE | FALSE | FALSE | 1300 | [13 empty] | FALSE
|  |  | North | System Sensor |  | Cards & Components |  |  |  | Card | TRUE | B710LPBP | ++ | Intelligent Detector Bases, with flange. 10-pack | 1 | [6 empty] | TRUE | FALSE |  |  |  |  | #FFFFFFFF |  |  | FALSE | FALSE | FALSE | [14 empty] | FALSE
NFPA 170 SMOKE DETECTOR |  |  | North | System Sensor |  | Smoke Detector |  |  |  | Module | TRUE | 1451 | ++ | Ionization Detector Head | 1 | 0.00012 | 0.039 |  |  |  |  | FALSE | TRUE |  |  |  |  | #FFFF0000 | FA-NFPA 170 SMOKE DETECTOR | 1 | FALSE | FALSE | FALSE | 1408 | [13 empty] | FALSE
NFPA 170 HORN STROBE |  |  | North | System Sensor |  | Horn/Strobe |  |  |  | Module | TRUE | P2GWKLED-B | ++ | 2-Wire, Compact Horn Strobe, Wall, White, Bilingual, Outdoor | 1 | [6 empty] | FALSE | FALSE |  |  |  |  | #FF0070C0 | FA-NFPA 170 HORN STROBE | 1 | FALSE | FALSE | FALSE | 2012 |  |  | 7125-1653:0188 | [10 empty] | FALSE |  |  | WP
|  |  | North | System Sensor |  | Cards & Components |  |  |  | Card | TRUE | B200SR | ++ | Intelligent Sounder Base | 1 | 0.0003 | 0.035 |  |  |  |  | TRUE | FALSE |  |  |  |  | #FFFFFFFF |  |  | FALSE | FALSE | FALSE | [14 empty] | FALSE
NFPA 170 SPEAKER WALL |  |  | North | System Sensor |  | Speaker |  |  |  | Module | TRUE | SPWK | + | Outdoor Speaker | 1 | [6 empty] | FALSE | FALSE |  |  |  |  | #FF0070C0 | FA-NFPA 170 SPEAKER WALL | 1 | FALSE | FALSE | FALSE | 2019 | [13 empty] | FALSE |  |  | WP
NFPA 170 HORN |  |  | North | System Sensor |  | Horn |  |  |  | Module | TRUE | HGRL | + | Compact Horn, Red | 1 | 0 | 0.047 |  |  |  |  | FALSE | [5 empty] | #FF0070C0 | FA-NFPA 170 HORN | 1 | FALSE | FALSE | FALSE | 2010 | [13 empty] | FALSE
NFPA 170 STROBE CEILING |  |  | North | System Sensor |  | Strobe |  |  |  | Module | TRUE | SCRLED | ++ | Strobe, Ceiling, Red | 1 | 0 | 0.111 |  |  |  |  | FALSE | TRUE |  |  |  |  | #FF0070C0 | FA-NFPA 170 STROBE CEILING | 1 | FALSE | FALSE | FALSE | 2022 | [13 empty] | FALSE |  |  | C
NFPA 170 NON ADDRESSABLE RELAY |  |  | North | System Sensor |  | Non-Addressable Relay |  |  |  | Module | TRUE | R-10 E RIB |  | RELAY, CONVENTIONAL RELAY, CONVENTIONAL | 1 | [6 empty] | FALSE | FALSE |  |  |  |  | #FFFF0000 | FA-NFPA 170 NON ADDRESSABLE RELAY | 1 | FALSE | FALSE | FALSE | 1300 | [13 empty] | FALSE
NFPA 170 SMOKE DETECTOR |  |  | North | System Sensor |  | Smoke Detector |  |  |  | Module | TRUE | 2112/24TS | ++ | Photoelectric Detector, 4-wire direct, 12/24VDC, 135 degree | 1 | 5e-05 | 0.025 |  |  |  |  | FALSE | TRUE |  |  |  |  | #FFFF0000 | FA-NFPA 170 SMOKE DETECTOR | 1 | FALSE | FALSE | FALSE | 1408 | [13 empty] | FALSE
NFPA 170 HORN STROBE |  |  | North | System Sensor |  | Horn/Strobe |  |  |  | Module | TRUE | P2W | + | 2-Wire, Horn Strobe, White | 1 | 0 | 0.119 |  |  |  |  | FALSE | [5 empty] | #FF0070C0 | FA-NFPA 170 HORN STROBE | 1 | FALSE | FALSE | FALSE | 2012 | [13 empty] | FALSE
NFPA 170 HORN STROBE |  |  | North | System Sensor |  | Horn/Strobe |  |  |  | Module | TRUE | P1224MC | + | 2-Wire, Horn Strobe, Red | 1 | 0 | 0.245 |  |  |  |  | FALSE | [5 empty] | #FF0070C0 | FA-NFPA 170 HORN STROBE | 1 | FALSE | FALSE | FALSE | 2012 | [13 empty] | FALSE
NFPA 170 HORN STROBE |  |  | North | System Sensor |  | Horn/Strobe |  |  |  | Module | TRUE | SPSWK-P | + | Plain Outdoor Speaker Strobe, Standard cd | 1 | 0 | 0.181 |  |  |  |  | FALSE | FALSE |  |  |  |  | #FF0070C0 | FA-NFPA 170 HORN STROBE | 1 | FALSE | FALSE | FALSE | 2012 | [13 empty] | FALSE |  |  | WP
NFPA 170 HORN STROBE |  |  | North | System Sensor |  | Horn/Strobe |  |  |  | Module | TRUE | P2WL-P | + | 2-Wire, Horn Strobe, White, Plain | 1 | 0 | 0.119 |  |  |  |  | FALSE | [5 empty] | #FF0070C0 | FA-NFPA 170 HORN STROBE | 1 | FALSE | FALSE | FALSE | 2012 | [13 empty] | FALSE
NFPA 170 SYNC MODULE |  |  | North | System Sensor |  | Sync Module |  |  |  | Module | TRUE | MDL3R | + | Sync-Circuit Module, Red | 1 | 0.015 | 0.015 |  |  |  |  | FALSE | FALSE |  |  |  |  | #FFFF0000 | FA-NFPA 170 SYNC MODULE | 1 | FALSE | FALSE | FALSE | 1300 | [13 empty] | FALSE
NFPA 170 DUCT SMOKE DETECTOR |  |  | North | System Sensor |  | Duct Smoke Detector |  |  |  | Module | TRUE | D4120W | ++ | Watertight 4-wire photoelectric low-flow duct smoke detector | 1 | 0.021 | 0.065 |  |  |  |  | FALSE | TRUE |  |  |  |  | #FFFF0000 | FA-NFPA 170 DUCT SMOKE DETECTOR | 1 | FALSE | FALSE | FALSE | 1400 | [13 empty] | FALSE
NFPA 170 STROBE WALL |  |  | North | System Sensor |  | Strobe |  |  |  | Module | TRUE | SWL-P | + | Strobe, White, Plain | 1 | 0 | 0.043 |  |  |  |  | FALSE | [5 empty] | #FF0070C0 | FA-NFPA 170 STROBE WALL | 1 | FALSE | FALSE | FALSE | 2023 | [13 empty] | FALSE
NFPA 170 HORN STROBE CEILING |  |  | North | System Sensor |  | Horn/Strobe |  |  |  | Module | TRUE | PC2RKLED | ++ | 2-Wire, Horn Strobe, Ceiling, Red, Outdoor | 1 | 0 | 0.071 |  |  |  |  | FALSE | TRUE |  |  |  |  | #FF0070C0 | FA-NFPA 170 HORN STROBE CEILING | 1 | FALSE | FALSE | FALSE | 2013 | [13 empty] | FALSE |  |  | C, WP
NFPA 170 STROBE WALL |  |  | North | System Sensor |  | Strobe |  |  |  | Module | TRUE | SGRLED | ++ | Strobe, Compact, Wall, Red | 1 | 0 | 0.043 |  |  |  |  | FALSE | [5 empty] | #FF0070C0 | FA-NFPA 170 STROBE WALL | 1 | FALSE | FALSE | FALSE | 2023 | [13 empty] | FALSE
NFPA 170 REMOTE TEST SWITCH | NFPA 170 REMOTE TEST SWITCH |  | North | System Sensor |  | REMOTE TEST SWITCH |  |  |  | Module | TRUE | APA451 | ++ | Annunciator with piezo, alarm & power LED's for use with DH4 | 1 | 0 | 0.03 |  |  |  |  | FALSE | FALSE |  |  |  |  | #FFFF0000 | FA-NFPA 170 REMOTE TEST SWITCH | 1 | FALSE | FALSE | FALSE | 255 | [13 empty] | FALSE
|  |  | North | System Sensor |  | Hardware |  |  |  | Hardware | TRUE | BEAMSMK | ++ | Surface-mount kit for BEAM1224 and BEAM200 | 1 | [6 empty] | FALSE | FALSE |  |  |  |  | #FFFFFFFF |  |  | FALSE | FALSE | FALSE | [14 empty] | FALSE
NFPA 170 HORN STROBE |  |  | North | System Sensor |  | Horn/Strobe |  |  |  | Module | TRUE | RTM-8 | F | Plug-in Relay/Transmitter module | 1 | [6 empty] | FALSE | FALSE |  |  |  |  | #FF0070C0 | FA-NFPA 170 HORN STROBE | 1 | FALSE | FALSE | FALSE | 2012 | [13 empty] | FALSE
NFPA 170 HORN CEILING |  |  | North | System Sensor |  | Horn |  |  |  | Module | TRUE | HCRL-LF | + | LF Sounder Strobe, Ceiling, Red | 1 | 0 | 0.047 |  |  |  |  | FALSE | TRUE |  |  |  |  | #FF0070C0 | FA-NFPA 170 HORN CEILING | 1 | FALSE | FALSE | FALSE | 2011 | [13 empty] | FALSE |  |  | LF
NFPA 170 HORN STROBE CEILING |  |  | North | System Sensor |  | Horn/Strobe |  |  |  | Module | TRUE | PC2R | + | 2-Wire, Horn Strobe, Red | 1 | 0 | 0.071 |  |  |  |  | FALSE | TRUE |  |  |  |  | #FF0070C0 | FA-NFPA 170 HORN STROBE CEILING | 1 | FALSE | FALSE | FALSE | 2013 | [13 empty] | FALSE |  |  | C
NFPA 170 SMOKE DETECTOR |  |  | North | System Sensor |  | Smoke Detector |  |  |  | Module | TRUE | 2151 w/B116LP | ++ | Low-profile photoelectric detector. 24v, 2-wire, relay base. | 1 | 0.00012 | 0.1 |  |  |  |  | TRUE | TRUE |  |  |  |  | #FFFF0000 | FA-NFPA 170 SMOKE DETECTOR | 1 | FALSE | FALSE | FALSE | 1408
NFPA 170 STROBE CEILING |  |  | North | System Sensor |  | Strobe |  |  |  | Module | TRUE | SCWLED-P | ++ | Strobe, Ceiling, White, Plain | 1 | 0 | 0.111 |  |  |  |  | FALSE | TRUE |  |  |  |  | #FF0070C0 | FA-NFPA 170 STROBE CEILING | 1 | FALSE | FALSE | FALSE | 2022 | [13 empty] | FALSE |  |  | C
NFPA 170 NON ADDRESSABLE RELAY |  |  | North | System Sensor |  | Non-Addressable Relay |  |  |  | Module | TRUE | R-10 E/DAMPERS | F | RELAY, CONVENTIONAL RELAY IN A BOX | 1 | [6 empty] | FALSE | FALSE |  |  |  |  | #FFFF0000 | FA-NFPA 170 NON ADDRESSABLE RELAY | 1 | FALSE | FALSE | FALSE | 1300 | [13 empty] | FALSE
NFPA 170 SMOKE DETECTOR |  |  | North | System Sensor |  | Smoke Detector |  |  |  | Module | TRUE | COSMO-4W | + | 12/24 volt, 4-wire, system-connected, combination carbon monoxide/smoke detector with RealTest technology | 1 |  | 0.04 |  |  |  |  | TRUE | TRUE |  |  |  |  | #FFFF0000 | FA-NFPA 170 SMOKE DETECTOR | 1 | FALSE | FALSE | FALSE | 1408 | [16 empty] | CO
NFPA 170 SPEAKER STROBE |  |  | North | System Sensor |  | Speaker/Strobe |  |  |  | Module | TRUE | SPSW | + | Speaker/Strobe Wall Mount, White | 1 | 0 | 0.017 |  |  |  |  | FALSE | [5 empty] | #FF0070C0 | FA-NFPA 170 SPEAKER STROBE | 1 | FALSE | FALSE | FALSE | 2019 | [13 empty] | FALSE
NFPA 170 HORN STROBE |  |  | North | System Sensor |  | Horn/Strobe |  |  |  | Module | TRUE | P1224MCW | + | 2-Wire, Horn Strobe, White | 1 | 0 | 0.245 |  |  |  |  | FALSE | [5 empty] | #FF0070C0 | FA-NFPA 170 HORN STROBE | 1 | FALSE | FALSE | FALSE | 2012 | [13 empty] | FALSE
NFPA 170 HORN STROBE CEILING |  |  | North | System Sensor |  | Horn/Strobe |  |  |  | Module | TRUE | PC2WKLED-P | ++ | 2-Wire, Horn Strobe, Ceiling, White, Plain, Outdoor | 1 | 0 | 0.071 |  |  |  |  | FALSE | TRUE |  |  |  |  | #FF0070C0 | FA-NFPA 170 HORN STROBE CEILING | 1 | FALSE | FALSE | FALSE | 2013 | [13 empty] | FALSE |  |  | C, WP
NFPA 170 DUCT SMOKE DETECTOR |  |  | North | System Sensor |  | Duct Smoke Detector |  |  |  | Module | TRUE | DH100P | ++ | Two-Wire, Low-Profile Duct Smoke Detector | 1 | 0.012 | 0.012 |  |  |  |  | FALSE | TRUE |  |  |  |  | #FFFF0000 | FA-NFPA 170 DUCT SMOKE DETECTOR | 1 | FALSE | FALSE | FALSE | 1400 | [13 empty] | FALSE
NFPA 170 ISOLATION MODULE |  |  | North | System Sensor |  | Isolator Module |  |  |  | Module | TRUE | M500X | + | Isolator Module | 1 | 0.00045 | 0.005 |  |  |  |  | FALSE | [5 empty] | #FFFF0000 | FA-NFPA 170 ISOLATION MODULE | 1 | FALSE | FALSE | FALSE | 1200 | [13 empty] | FALSE
|  |  | North | System Sensor |  | Hardware |  |  |  | Hardware | TRUE | BEAMLRK | ++ | Long-range kit for BEAM1224 and BEAM200 | 1 | [6 empty] | FALSE | FALSE |  |  |  |  | #FFFFFFFF |  |  | FALSE | FALSE | FALSE | [14 empty] | FALSE
NFPA 170 HORN |  |  | North | System Sensor |  | Horn |  |  |  | Module | TRUE | MHW | + | Mini-Horn, White | 1 | 0 | 0.029 |  |  |  |  | FALSE | FALSE |  |  |  |  | #FF0070C0 | FA-NFPA 170 HORN | 1 | FALSE | FALSE | FALSE | 2010 | [13 empty] | FALSE
NFPA 170 DUCT SMOKE DETECTOR |  |  | North | System Sensor |  | Duct Smoke Detector |  |  |  | Module | TRUE | DH100ACDCI | ++ | 24 VAC/DC or 120/240 VAC 4-Wire smoke detector | 1 | 0.025 | 0.095 |  |  |  |  | FALSE | TRUE |  |  |  |  | #FFFF0000 | FA-NFPA 170 DUCT SMOKE DETECTOR | 1 | FALSE | FALSE | FALSE | 1400 | [13 empty] | FALSE
NFPA 170 SPEAKER STROBE |  |  | North | System Sensor |  | Speaker/Strobe |  |  |  | Module | TRUE | SPSRLED-B | ++ | 2-WIRE, SPEAKER STROBE LED RED WALL BILINGUAL | 1 | 0 | 0.017 |  |  |  |  | FALSE | [5 empty] | #FF0070C0 | FA-NFPA 170 SPEAKER STROBE | 1 | FALSE | FALSE | FALSE | 2019 | [13 empty] | FALSE
NFPA 170 SPEAKER STROBE |  |  | North | System Sensor |  | Speaker/Strobe |  |  |  | Module | TRUE | SPSWLED-P | ++ | 2-WIRE, SPEAKER STROBE LED WHITE WALL PLAIN | 1 | 0 | 0.017 |  |  |  |  | FALSE | [5 empty] | #FF0070C0 | FA-NFPA 170 SPEAKER STROBE | 1 | FALSE | FALSE | FALSE | 2019 | [13 empty] | FALSE
NFPA 170 SPEAKER STROBE |  |  | North | System Sensor |  | Speaker/Strobe |  |  |  | Module | TRUE | SPSRL | + | Speaker/Strobe Wall Mount, Red | 1 | 0 | 0.017 |  |  |  |  | FALSE | [5 empty] | #FF0070C0 | FA-NFPA 170 SPEAKER STROBE | 1 | FALSE | FALSE | FALSE | 2019 | [13 empty] | FALSE
NFPA 170 HORN STROBE CEILING |  |  | North | System Sensor |  | Horn/Strobe |  |  |  | Module | TRUE | PC2WLED-B | ++ | 2-Wire, Horn Strobe, Ceiling, White, Bilingual | 1 | 0 | 0.071 |  |  |  |  | FALSE | TRUE |  |  |  |  | #FF0070C0 | FA-NFPA 170 HORN STROBE CEILING | 1 | FALSE | FALSE | FALSE | 2013 | [13 empty] | FALSE |  |  | C
NFPA 170 SMOKE DETECTOR |  |  | North | System Sensor |  | Smoke Detector |  |  |  | Module | TRUE | 2251TMB | ++ | Photoelectric Detector, Acclimate™ multicriteria | 1 | 0.0003 | 0.0065 |  |  |  |  | FALSE | TRUE |  |  |  |  | #FFFF0000 | FA-NFPA 170 SMOKE DETECTOR | 1 | FALSE | FALSE | FALSE | 1408 | [13 empty] | FALSE
|  |  | North | System Sensor |  | Cards & Components |  |  |  | Card | TRUE | B210-LP | ++ | 6" Flanged mounting base | 1 | 0 | 0 |  |  |  |  | TRUE | FALSE |  |  |  |  | #FFFFFFFF |  |  | FALSE | FALSE | FALSE
NFPA 170 ADDRESSABLE INPUT MONITOR MODULE |  |  | North | System Sensor |  | Addressable Module |  |  |  | Module | TRUE | COSMOD4W | + | 4-wire interface module (required to use with COSMO-4W models) | 1 | 0.052 | 0.078 |  |  |  |  | TRUE | [5 empty] | #FFFF0000 | FA-NFPA 170 ADDRESSABLE INPUT MONITOR MODULE | 1 | FALSE | FALSE | FALSE | 1000 | [16 empty] | COSMO
NFPA 170 SPEAKER CEILING |  |  | North | System Sensor |  | Speaker |  |  |  | Module | TRUE | SPCWL | ++ | 2-WIRE, SPEAKER WHITE CEILING | 1 | [6 empty] | FALSE | TRUE |  |  |  |  | #FF0070C0 | FA-NFPA 170 SPEAKER CEILING | 1 | FALSE | FALSE | FALSE | 2019 | [13 empty] | FALSE |  |  | C
NFPA 170 STROBE WALL |  |  | North | System Sensor |  | Strobe |  |  |  | Module | TRUE | SGWKLED-B | ++ | Compact Strobe, Wall, White, Bilingual, Outdoor | 1 | 0 | 0.043 |  |  |  |  | FALSE | [5 empty] | #FF0070C0 | FA-NFPA 170 STROBE WALL | 1 | FALSE | FALSE | FALSE | 2023 | [13 empty] | FALSE |  |  | WP
NFPA 170 SPEAKER STROBE CEILING |  |  | North | System Sensor |  | Speaker/Strobe |  |  |  | Module | TRUE | SPSCW | + | Speaker/Strobe Ceiling Mount, White | 1 | 0 | 0.226 |  |  |  |  | FALSE | TRUE |  |  |  |  | #FF0070C0 | FA-NFPA 170 SPEAKER STROBE CEILING | 1 | FALSE | FALSE | FALSE | 2020 | [13 empty] | FALSE |  |  | C
|  |  | North | System Sensor |  | Cards & Components |  |  |  | Card | TRUE | B404B | ++ | Detector Base, 4-wire, 120 VAC | 1 | [6 empty] | TRUE | FALSE |  |  |  |  | #FFFFFFFF |  |  | FALSE | FALSE | FALSE | [14 empty] | FALSE
NFPA 170 HORN STROBE |  |  | North | System Sensor |  | Horn/Strobe |  |  |  | Module | TRUE | P2RL-LF w/ WAV-RL | + | 2-Wire, Horn Strobe, Red | 1 | 0 | 0.245 |  |  |  |  | FALSE | [5 empty] | #FF0070C0 | FA-NFPA 170 HORN STROBE | 1 | FALSE | FALSE | FALSE | 2012 | [13 empty] | FALSE |  |  | LF
NFPA 170 HORN STROBE CEILING |  |  | North | System Sensor |  | Horn/Strobe |  |  |  | Module | TRUE | PC2WKLED | ++ | 2-Wire, Horn Strobe, Ceiling, White, Outdoor | 1 | 0 | 0.071 |  |  |  |  | FALSE | TRUE |  |  |  |  | #FF0070C0 | FA-NFPA 170 HORN STROBE CEILING | 1 | FALSE | FALSE | FALSE | 2013 | [13 empty] | FALSE |  |  | C, WP
NFPA 170 SPEAKER STROBE |  |  | North | System Sensor |  | Speaker/Strobe |  |  |  | Module | TRUE | SPSWL-ALERT | + | Speaker/Strobe Wall Mount, Alert, White | 1 | 0 | 0.017 |  |  |  |  | FALSE | [5 empty] | #FF0070C0 | FA-NFPA 170 SPEAKER STROBE | 1 | FALSE | FALSE | FALSE | 2019 | [13 empty] | FALSE
NFPA 170 STROBE WALL |  |  | North | System Sensor |  | Strobe |  |  |  | Module | TRUE | SWL-CLR-ALERT | + | Strobe, White, ALERT | 1 | 0 | 0.043 |  |  |  |  | FALSE | [5 empty] | #FF0070C0 | FA-NFPA 170 STROBE WALL | 1 | FALSE | FALSE | FALSE | 2023 | [13 empty] | FALSE
|  |  | North | System Sensor |  | Cards & Components |  |  |  | Card | TRUE | B116LP | ++ | Plug-In Detector Base | 1 | 0.00012 | 0.1 |  |  |  |  | TRUE | FALSE |  |  |  |  | #FFFFFFFF |  |  | FALSE | FALSE | FALSE | [14 empty] | FALSE
NFPA 170 HORN STROBE CEILING |  |  | North | System Sensor |  | Horn/Strobe |  |  |  | Module | TRUE | PC2RKLED-B | ++ | 2-Wire, Horn Strobe, Ceiling, Red, Bilingual, Outdoor | 1 | 0 | 0.071 |  |  |  |  | FALSE | TRUE |  |  |  |  | #FF0070C0 | FA-NFPA 170 HORN STROBE CEILING | 1 | FALSE | FALSE | FALSE | 2013 | [13 empty] | FALSE |  |  | C, WP
NFPA 170 HORN STROBE |  |  | North | System Sensor |  | Horn/Strobe |  |  |  | Module | TRUE | P2RLED | ++ | 2-Wire, Horn Strobe, Red | 1 | 0 | 0.245 |  |  |  |  | FALSE | [5 empty] | #FF0070C0 | FA-NFPA 170 HORN STROBE | 1 | FALSE | FALSE | FALSE | 2012 | [13 empty] | FALSE
NFPA 170 HORN STROBE |  |  | North | System Sensor |  | Horn/Strobe |  |  |  | Module | TRUE | P4RL | + | 4-Wire, Horn Strobe, Red | 1 | 0 | 0.44 |  |  |  |  | FALSE | FALSE |  |  |  |  | #FF0070C0 | FA-NFPA 170 HORN STROBE | 1 | FALSE | FALSE | FALSE | 2012 | [13 empty] | FALSE
NFPA 170 STROBE WALL |  |  | North | System Sensor |  | Strobe |  |  |  | Module | TRUE | SRK-P | ++ | Strobe, Standard cd, Red, Outdoor, Plain | 1 | [6 empty] | FALSE | FALSE |  |  |  |  | #FF0070C0 | FA-NFPA 170 STROBE WALL | 1 | FALSE | FALSE | FALSE | 2023 | [13 empty] | FALSE |  |  | WP
NFPA 170 STROBE WALL |  |  | North | System Sensor |  | Strobe |  |  |  | Module | TRUE | SWLED-P | ++ | Strobe, Wall, White, Plain | 1 | 0 | 0.043 |  |  |  |  | FALSE | [5 empty] | #FF0070C0 | FA-NFPA 170 STROBE WALL | 1 | FALSE | FALSE | FALSE | 2023 | [13 empty] | FALSE
NFPA 170 SPEAKER STROBE |  |  | North | System Sensor |  | Speaker/Strobe |  |  |  | Module | TRUE | SPSRL-SP | + | Speaker/Strobe Wall Mount, Fuego, Red | 1 | 0 | 0.017 |  |  |  |  | FALSE | [5 empty] | #FF0070C0 | FA-NFPA 170 SPEAKER STROBE | 1 | FALSE | FALSE | FALSE | 2019 | [13 empty] | FALSE
NFPA 170 HORN STROBE |  |  | North | System Sensor |  | Horn/Strobe |  |  |  | Module | TRUE | P2WK-P | ++ | 2-Wire Horn Strobe, Standard cd, White, Outdoor, Plain | 1 | [6 empty] | FALSE | FALSE | FLUSH |  | 4' SQ. DEEP | 2-GANG | #FF0070C0 | FA-NFPA 170 HORN STROBE | 1 | FALSE | FALSE | FALSE | 2012 |  |  | 7125-1653:0188 | [10 empty] | FALSE |  |  | WP
NFPA 170 HORN STROBE CEILING |  |  | North | System Sensor |  | Horn/Strobe |  |  |  | Module | TRUE | PC2RL | + | 2-Wire, Horn Strobe, Red | 1 | 0 | 0.071 |  |  |  |  | FALSE | TRUE |  |  |  |  | #FF0070C0 | FA-NFPA 170 HORN STROBE CEILING | 1 | FALSE | FALSE | FALSE | 2013 | [13 empty] | FALSE |  |  | C
NFPA 170 STROBE WALL |  |  | North | System Sensor |  | Strobe |  |  |  | Module | TRUE | SWLED-ALERT | ++ | Strobe, Wall, White, ALERT, Amber Lens | 1 | 0 | 0.043 |  |  |  |  | FALSE | [5 empty] | #FF0070C0 | FA-NFPA 170 STROBE WALL | 1 | FALSE | FALSE | FALSE | 2023 | [13 empty] | FALSE
NFPA 170 STROBE CEILING |  |  | North | System Sensor |  | Strobe |  |  |  | Module | TRUE | SCWLED-B | ++ | Strobe, Ceiling, White, Bilingual | 1 | 0 | 0.111 |  |  |  |  | FALSE | TRUE |  |  |  |  | #FF0070C0 | FA-NFPA 170 STROBE CEILING | 1 | FALSE | FALSE | FALSE | 2022 | [13 empty] | FALSE |  |  | C
NFPA 170 HEAT DETECTOR |  |  | North | System Sensor |  | Heat Detector |  |  |  | Module | TRUE | 5604 | ++ | 194 °F (90° C) fixed temperature. | 1 | [6 empty] | FALSE | TRUE |  |  |  |  | #FFFF0000 | FA-NFPA 170 HEAT DETECTOR | 1 | FALSE | FALSE | FALSE | 1403 | [13 empty] | FALSE |  |  | 194°
NFPA 170 END OF LINE DEVICE |  |  | North | System Sensor |  | End-of-Line Device |  |  |  | Module | TRUE | EOLR-12VDC | F | EOL RESISTOR | 1 | [6 empty] | FALSE | FALSE |  |  |  |  | #FFFF0000 | FA-NFPA 170 END OF LINE DEVICE | 1 | FALSE | FALSE | FALSE | 5050 | [13 empty] | FALSE
NFPA 170 HORN |  |  | North | System Sensor |  | Horn |  |  |  | Module | TRUE | HRK | + | Horn, Red, Outdoor | 1 | 0 | 0.047 |  |  |  |  | FALSE | [5 empty] | #FF0070C0 | FA-NFPA 170 HORN | 1 | FALSE | FALSE | FALSE | 2010 | [13 empty] | FALSE |  |  | WP
NFPA 170 HEAT DETECTOR |  |  | North | System Sensor |  | Heat Detector |  |  |  | Module | TRUE | 5251B-WP | ++ | Thermal Sensor, fixed temperature, Weatherproof | 1 | 0.0003 | 0.0065 |  |  |  |  | FALSE | TRUE |  |  |  |  | #FFFF0000 | FA-NFPA 170 HEAT DETECTOR | 1 | FALSE | FALSE | FALSE | 1403 | [13 empty] | FALSE |  |  | F
|  |  | North | System Sensor |  | Cards & Components |  |  |  | Card | TRUE | B501BHT | ++ | Sounder/Base assembly - Temporal Tone | 1 | 0.001 | 0.015 |  |  |  |  | TRUE | FALSE |  |  |  |  | #FFFFFFFF |  |  | FALSE | FALSE | FALSE | [14 empty] | FALSE
|  |  | North | System Sensor |  | Cards & Components |  |  |  | Card | TRUE | B710HD | ++ | Detector Base, Flanged, for use with HPX-751 | 1 | 0.006 | 0.08 |  |  |  |  | TRUE | FALSE |  |  |  |  | #FFFFFFFF |  |  | FALSE | FALSE | FALSE | [14 empty] | FALSE
NFPA 170 HORN STROBE |  |  | North | System Sensor |  | Horn/Strobe |  |  |  | Module | TRUE | P2GRKLED | ++ | 2-Wire, Compact Horn Strobe, Wall, Red, Outdoor | 1 | [6 empty] | FALSE | FALSE |  |  |  |  | #FF0070C0 | FA-NFPA 170 HORN STROBE | 1 | FALSE | FALSE | FALSE | 2012 |  |  | 7125-1653:0188 | [10 empty] | FALSE |  |  | WP
NFPA 170 SMOKE DETECTOR |  |  | North | System Sensor |  | Smoke Detector |  |  |  | Module | TRUE | BK2W-B | + | 2-WIRE CONVENTIONAL SMOKE DETECTOR | 1 |  | 0.13 |  |  |  |  | FALSE | TRUE |  |  |  |  | #FFFF0000 | FA-NFPA 170 SMOKE DETECTOR | 1 | FALSE | FALSE | FALSE | 1408 | [13 empty] | FALSE
NFPA 170 HORN |  |  | North | System Sensor |  | Horn |  |  |  | Module | TRUE | HRL-LF w/ WAV-RL | + | LF Sounder, Wall, Red | 1 | 0 | 0.047 |  |  |  |  | FALSE | [5 empty] | #FF0070C0 | FA-NFPA 170 HORN | 1 | FALSE | FALSE | FALSE | 2010 | [13 empty] | FALSE |  |  | LF
|  |  | North | System Sensor |  | Hardware |  |  |  | Hardware | TRUE | c |  | Protective cover for A & AT Series Heat Detectors | 1 | [6 empty] | FALSE | [5 empty] | #FFFFFFFF |  |  | FALSE | FALSE | FALSE | [14 empty] | FALSE
NFPA 170 SMOKE HEAT DETECTOR |  |  | North | System Sensor |  | Smoke/Heat Detector |  |  |  | Module | TRUE | SS-PHOTO-T w/B300-6 | + | Intelligent photoelectric smoke detector with thermal, Standard Base | 1 | 0.0002 | 0.0045 |  |  |  |  | FALSE | TRUE |  |  |  |  | #FFFF0000 | FA-NFPA 170 SMOKE HEAT DETECTOR | 1 | FALSE | FALSE | FALSE | 1408 | [13 empty] | FALSE
|  |  | North | System Sensor |  | Cards & Components |  |  |  | Card | TRUE | B401BH | ++ | Sounder/Base assembly for Conventional Detector Heads | 1 | 0.001 | 0.015 |  |  |  |  | TRUE | FALSE |  |  |  |  | #FFFFFFFF |  |  | FALSE | FALSE | FALSE | [14 empty] | FALSE
NFPA 170 STROBE WALL |  |  | North | System Sensor |  | Strobe |  |  |  | Module | TRUE | SGWKLED-P | ++ | Compact Strobe, Wall, White, Plain, Outdoor | 1 | 0 | 0.043 |  |  |  |  | FALSE | [5 empty] | #FF0070C0 | FA-NFPA 170 STROBE WALL | 1 | FALSE | FALSE | FALSE | 2023 | [13 empty] | FALSE |  |  | WP
NFPA 170 SPEAKER STROBE CEILING |  |  | North | System Sensor |  | Speaker/Strobe |  |  |  | Module | TRUE | SPSCWK | + | Outdoor Speaker Strobe, Standard cd | 1 | 0 | 0.017 |  |  |  |  | FALSE | TRUE |  |  |  |  | #FF0070C0 | FA-NFPA 170 SPEAKER STROBE CEILING | 1 | FALSE | FALSE | FALSE | 2020 | [13 empty] | FALSE |  |  | C, WP
|  |  | North | System Sensor |  | Cards & Components |  |  |  | Card | TRUE | B501-IV | ++ | 4-Wire Addressable Base | 1 | 0.00015 | 0.006 |  |  |  |  | TRUE | FALSE |  |  |  |  | #FFFFFFFF |  |  | FALSE | FALSE | FALSE | [14 empty] | FALSE
HEAT DETECTOR |  |  | North | System Sensor |  | Heat Detector |  |  |  | Module | TRUE | SS-HEAT-HT w/B300-6 | + | Intelligent high temperature thermal detector, Standard Base | 1 | 0.0002 | 0.0045 |  |  |  |  | FALSE | TRUE |  |  |  |  | #FFFF0000 | FA-HEAT DETECTOR | 1 | FALSE | FALSE | FALSE | 1408 | [13 empty] | FALSE
HEAT DETECTOR |  |  | North | System Sensor |  | Heat Detector |  |  |  | Module | TRUE | SS-HEAT-ROR w/B300-6 | + | Intelligent fixed temperature and rate-of-rise thermal detector, Standard Base | 1 | 0.0002 | 0.0045 |  |  |  |  | FALSE | TRUE |  |  |  |  | #FFFF0000 | FA-HEAT DETECTOR | 1 | FALSE | FALSE | FALSE | 1408 | [13 empty] | FALSE
NFPA 170 HEAT DETECTOR |  |  | North | System Sensor |  | Heat Detector |  |  |  | Module | TRUE | 5624 |  | 194 °F (90° C) fixed temperature, dual circuit. | 1 | [6 empty] | FALSE | TRUE |  |  |  |  | #FFFF0000 | FA-NFPA 170 HEAT DETECTOR | 1 | FALSE | FALSE | FALSE | 1403 | [13 empty] | FALSE
NFPA 170 HORN STROBE |  |  | North | System Sensor |  | Horn/Strobe |  |  |  | Module | TRUE | P2RL-LF | + | 2-Wire, Horn Strobe, Red | 1 | 0 | 0.245 |  |  |  |  | FALSE | [5 empty] | #FF0070C0 | FA-NFPA 170 HORN STROBE | 1 | FALSE | FALSE | FALSE | 2012 | [13 empty] | FALSE |  |  | LF
|  |  | North | System Sensor |  | Hardware |  |  |  | Hardware | TRUE | TR-2 | F | Universal Wall Trim Ring Red | 1 | [6 empty] | FALSE | [5 empty] | #FFFFFFFF |  |  | FALSE | FALSE | FALSE | [14 empty] | FALSE
NFPA 170 SPEAKER STROBE |  |  | North | System Sensor |  | Speaker/Strobe |  |  |  | Module | TRUE | SPSRK-P | + | Plain Outdoor Speaker Strobe, Standard cd | 1 | 0 | 0.181 |  |  |  |  | FALSE | FALSE |  |  |  |  | #FF0070C0 | FA-NFPA 170 SPEAKER STROBE | 1 | FALSE | FALSE | FALSE | 2019 | [13 empty] | FALSE |  |  | WP
NFPA 170 STROBE WALL |  |  | North | System Sensor |  | Strobe |  |  |  | Module | TRUE | SWK-P | ++ | Strobe, Standard cd, White, Outdoor, Plain | 1 | [6 empty] | FALSE | FALSE |  |  |  |  | #FF0070C0 | FA-NFPA 170 STROBE WALL | 1 | FALSE | FALSE | FALSE | 2023 | [13 empty] | FALSE |  |  | WP
NFPA 170 HORN STROBE |  |  | North | System Sensor |  | Horn/Strobe |  |  |  | Module | TRUE | P2RH-LF | + | 2-Wire Low Frequency Sounder Strobe, High cd, Red | 1 | 0 | 0.245 |  |  |  |  | FALSE | [5 empty] | #FF0070C0 | FA-NFPA 170 HORN STROBE | 1 | FALSE | FALSE | FALSE | 2012 | [13 empty] | FALSE |  |  | LF
NFPA 170 SMOKE DETECTOR |  |  | North | System Sensor |  | Smoke Detector |  |  |  | Module | TRUE | 2100S | ++ | Photoelectric Detector, 2-wire direct, 12/24VDC | 1 | 5e-05 | 0 |  |  |  |  | FALSE | TRUE |  |  |  |  | #FFFF0000 | FA-NFPA 170 SMOKE DETECTOR | 1 | FALSE | FALSE | FALSE | 1408 | [13 empty] | FALSE
|  |  | North | System Sensor |  | Hardware |  |  |  | Hardware | TRUE | AP-P |  | Adapter Plate, for 302 &302AW, plastic | 1 | [6 empty] | FALSE | FALSE |  |  |  |  | #FFFFFFFF |  |  | FALSE | FALSE | FALSE | [14 empty] | FALSE
NFPA 170 SPEAKER STROBE CEILING |  |  | North | System Sensor |  | Speaker/Strobe |  |  |  | Module | TRUE | SPSCRH | + | Speaker Strobe, High cd | 1 | 0 | 0.132 |  |  |  |  | FALSE | TRUE |  |  |  |  | #FF0070C0 | FA-NFPA 170 SPEAKER STROBE CEILING | 1 | FALSE | FALSE | FALSE | 2020 | [13 empty] | FALSE |  |  | C
NFPA 170 DUCT SMOKE DETECTOR |  |  | North | System Sensor |  | Duct Smoke Detector |  |  |  | Module | TRUE | D2 | ++ | Photoelectric Duct Detector | 1 | 6e-05 | 0.13 |  |  |  |  | FALSE | TRUE |  |  |  |  | #FFFF0000 | FA-NFPA 170 DUCT SMOKE DETECTOR | 1 | FALSE | FALSE | FALSE | 1400 | [13 empty] | FALSE
|  |  | North | System Sensor |  | Hardware |  |  |  | Hardware | TRUE | SBBW | + | Wall Surface Mount Back Box, White | 1 | [6 empty] | FALSE | [5 empty] | #FFFFFFFF |  |  | FALSE | FALSE | FALSE | [14 empty] | FALSE
NFPA 170 HORN STROBE |  |  | North | System Sensor |  | Horn/Strobe |  |  |  | Module | TRUE | P2R | + | 2-Wire, Horn Strobe, Red | 1 | 0 | 0.245 |  |  |  |  | FALSE | [5 empty] | #FF0070C0 | FA-NFPA 170 HORN STROBE | 1 | FALSE | FALSE | FALSE | 2012 | [13 empty] | FALSE
NFPA 170 HORN STROBE CEILING |  |  | North | System Sensor |  | Horn/Strobe |  |  |  | Module | TRUE | PC2WKLED-B | ++ | 2-Wire, Horn Strobe, Ceiling, White, Bilingual, Outdoor | 1 | 0 | 0.071 |  |  |  |  | FALSE | TRUE |  |  |  |  | #FF0070C0 | FA-NFPA 170 HORN STROBE CEILING | 1 | FALSE | FALSE | FALSE | 2013 | [13 empty] | FALSE |  |  | C, WP
|  |  | North | System Sensor |  | Hardware |  |  |  | Hardware | TRUE | BCK-200 | ++ | Black Detector Conversion Kit. Package of ten | 1 | [6 empty] | FALSE | FALSE |  |  |  |  | #FFFFFFFF |  |  | FALSE | FALSE | FALSE | [14 empty] | FALSE
NFPA 170 STROBE CEILING |  |  | North | System Sensor |  | Strobe |  |  |  | Module | TRUE | SCWL | + | Strobe, White | 1 | 0 | 0.111 |  |  |  |  | FALSE | TRUE |  |  |  |  | #FF0070C0 | FA-NFPA 170 STROBE CEILING | 1 | FALSE | FALSE | FALSE | 2022 | [13 empty] | FALSE |  |  | C
|  |  | North | System Sensor |  | Cards & Components |  |  |  | Card | TRUE | B300-6 | ++ | 6" Flanged mounting base | 1 | 0 | 0 |  |  |  |  | TRUE | FALSE |  |  |  |  | #FFFFFFFF |  |  | FALSE | FALSE | FALSE
NFPA 170 HORN STROBE |  |  | North | System Sensor |  | Horn/Strobe |  |  |  | Module | TRUE | P2RLED-SP | ++ | 2-Wire, Horn Strobe, Red, FUEGO | 1 | 0 | 0.245 |  |  |  |  | FALSE | [5 empty] | #FF0070C0 | FA-NFPA 170 HORN STROBE | 1 | FALSE | FALSE | FALSE | 2012 | [13 empty] | FALSE
NFPA 170 STROBE CEILING |  |  | North | System Sensor |  | Strobe |  |  |  | Module | TRUE | SCRL | + | Strobe, Red | 1 | 0 | 0.111 |  |  |  |  | FALSE | TRUE |  |  |  |  | #FF0070C0 | FA-NFPA 170 STROBE CEILING | 1 | FALSE | FALSE | FALSE | 2022 | [13 empty] | FALSE |  |  | C
NFPA 170 STROBE CEILING |  |  | North | System Sensor |  | Strobe |  |  |  | Module | TRUE | SCR | + | Strobe, Red | 1 | 0 | 0.111 |  |  |  |  | FALSE | TRUE |  |  |  |  | #FF0070C0 | FA-NFPA 170 STROBE CEILING | 1 | FALSE | FALSE | FALSE | 2022 | [13 empty] | FALSE |  |  | C
NFPA 170 MULTI DETECTOR |  |  | North | System Sensor |  | Multi Criteria Detector |  |  |  | Module | TRUE | SS-PTIR w/B300-6 | + | Intelligent photoelectric, thermal and infrared smoke detector, Standard Base | 1 | 0.0002 | 0.0045 |  |  |  |  | FALSE | TRUE |  |  |  |  | #FFFF0000 | FA-NFPA 170 MULTI DETECTOR | 1 | FALSE | FALSE | FALSE | 1408 | [13 empty] | FALSE
|  |  | North | System Sensor |  | Cards & Components |  |  |  | Card | TRUE | B210LP | ++ | Plug-in Detector Base | 1 | [6 empty] | TRUE | FALSE |  |  |  |  | #FFFFFFFF |  |  | FALSE | FALSE | FALSE | [14 empty] | FALSE
NFPA 170 SPEAKER STROBE CEILING |  |  | North | System Sensor |  | Speaker/Strobe |  |  |  | Module | TRUE | SPSCRLED-BT | ++ | 2-WIRE, SPEAKER STROBE LED RED CEILING BILINGUAL W/ TRIM | 1 | 0 | 0.132 |  |  |  |  | FALSE | TRUE |  |  |  |  | #FF0070C0 | FA-NFPA 170 SPEAKER STROBE CEILING | 1 | FALSE | FALSE | FALSE | 2020 | [13 empty] | FALSE |  |  | C
|  |  | North | System Sensor |  | Hardware |  |  |  | Hardware | TRUE | SBBCWL | + | Ceiling Surface Mount Back Box, White | 1 | [6 empty] | FALSE | TRUE |  |  |  |  | #FFFFFFFF |  |  | FALSE | FALSE | FALSE | [14 empty] | FALSE
NFPA 170 HORN STROBE |  |  | North | System Sensor |  | Horn/Strobe |  |  |  | Module | TRUE | P4RK | + | 4-Wire Horn/Strobe outdoor,Red | 1 | 0 | 0.202 |  |  |  |  | FALSE | FALSE |  |  |  |  | #FF0070C0 | FA-NFPA 170 HORN STROBE | 1 | FALSE | FALSE | FALSE | 2012 | [13 empty] | FALSE |  |  | WP
NFPA 170 SPEAKER STROBE |  |  | North | System Sensor |  | Speaker/Strobe |  |  |  | Module | TRUE | SPSRK | + | Outdoor Speaker Strobe, Standard cd | 1 | 0 | 0.181 |  |  |  |  | FALSE | FALSE |  |  |  |  | #FF0070C0 | FA-NFPA 170 SPEAKER STROBE | 1 | FALSE | FALSE | FALSE | 2019 | [13 empty] | FALSE |  |  | WP
NFPA 170 SMOKE DETECTOR |  |  | North | System Sensor |  | Smoke Detector |  |  |  | Module | TRUE | 2451TH | ++ | Photoelectric Detector Head with 135°F thermal | 1 | [6 empty] | FALSE | TRUE |  |  |  |  | #FFFF0000 | FA-NFPA 170 SMOKE DETECTOR | 1 | FALSE | FALSE | FALSE | 1408 | [13 empty] | FALSE
NFPA 170 STROBE WALL |  |  | North | System Sensor |  | Strobe |  |  |  | Module | TRUE | SGWKLED | ++ | Compact Strobe, Wall, White, Outdoor | 1 | 0 | 0.043 |  |  |  |  | FALSE | [5 empty] | #FF0070C0 | FA-NFPA 170 STROBE WALL | 1 | FALSE | FALSE | FALSE | 2023 | [13 empty] | FALSE |  |  | WP
NFPA 170 SPEAKER CEILING |  |  | North | System Sensor |  | Speaker |  |  |  | Module | TRUE | SPCRL | ++ | 2-WIRE, SPEAKER RED CEILING | 1 | [6 empty] | FALSE | TRUE |  |  |  |  | #FF0070C0 | FA-NFPA 170 SPEAKER CEILING | 1 | FALSE | FALSE | FALSE | 2019 | [13 empty] | FALSE |  |  | C
NFPA 170 STROBE CEILING |  |  | North | System Sensor |  | Strobe |  |  |  | Module | TRUE | SCRHK | + | Strobe, High cd, Red, Outdoor (includes plastic weatherproof back box) | 1 | 0 | 0.071 |  |  |  |  | FALSE | TRUE |  |  |  |  | #FF0070C0 | FA-NFPA 170 STROBE CEILING | 1 | FALSE | FALSE | FALSE | 2013 | [13 empty] | FALSE |  |  | C, H, WP
NFPA 170 SMOKE DETECTOR |  |  | North | System Sensor |  | Smoke Detector |  |  |  | Module | TRUE | 2100TR | ++ | Photoelectric Detector, 2-wire direct, 12/24VDC, with Form-C | 1 | 0.0001 | 0 |  |  |  |  | FALSE | TRUE |  |  |  |  | #FFFF0000 | FA-NFPA 170 SMOKE DETECTOR | 1 | FALSE | FALSE | FALSE | 1408 | [13 empty] | FALSE
NFPA 170 SPEAKER STROBE |  |  | North | System Sensor |  | Speaker/Strobe |  |  |  | Module | TRUE | SPSRLED | ++ | 2-WIRE, SPEAKER STROBE LED RED WALL | 1 | 0 | 0.017 |  |  |  |  | FALSE | [5 empty] | #FF0070C0 | FA-NFPA 170 SPEAKER STROBE | 1 | FALSE | FALSE | FALSE | 2019 | [13 empty] | FALSE
NFPA 170 ADDRESSABLE INPUT MONITOR MODULE |  |  | North | System Sensor |  | Addressable Module |  |  |  | Module | TRUE | M501M | + | Mini Monitor Module | 1 | 0.0004 | 0.0004 |  |  |  |  | FALSE | [5 empty] | #FFFF0000 | FA-NFPA 170 ADDRESSABLE INPUT MONITOR MODULE | 1 | FALSE | FALSE | FALSE | 1000 | [13 empty] | FALSE |  |  | M
|  |  | North | System Sensor |  | Hardware |  |  |  | Hardware | TRUE | WBB-R |  | Weatherproof Backbox | 1 | [6 empty] | FALSE |  | SURFACE |  | 4-1/8" X 4-1/8" X 2" (BY TSI) | N/A | #FFFFFFFF |  |  | FALSE | FALSE | FALSE |  |  |  | 7135-1653:0217 | [10 empty] | FALSE
|  |  | North | System Sensor |  | Hardware |  |  |  | Hardware | TRUE | BB-6 | + | Optional cabinet for up to six modules mounted on CHS-6 chassis | 1 | [6 empty] | TRUE | [5 empty] | #FFFFFFFF |  |  | FALSE | FALSE | FALSE
NFPA 170 HORN STROBE |  |  | North | System Sensor |  | Horn/Strobe |  |  |  | Module | TRUE | P2GWL | + | 2-Wire, Compact Horn Strobe, White | 1 | 0 | 0.245 |  |  |  |  | FALSE | [5 empty] | #FF0070C0 | FA-NFPA 170 HORN STROBE | 1 | FALSE | FALSE | FALSE | 2012 | [13 empty] | FALSE
NFPA 170 STROBE CEILING |  |  | North | System Sensor |  | Strobe |  |  |  | Module | TRUE | SCW | + | Strobe, White | 1 | 0 | 0.111 |  |  |  |  | FALSE | TRUE |  |  |  |  | #FF0070C0 | FA-NFPA 170 STROBE CEILING | 1 | FALSE | FALSE | FALSE | 2022 | [13 empty] | FALSE |  |  | C
NFPA 170 STROBE WALL |  |  | North | System Sensor |  | Strobe |  |  |  | Module | TRUE | SRL | + | Strobe, Red | 1 | 0 | 0.043 |  |  |  |  | FALSE | [5 empty] | #FF0070C0 | FA-NFPA 170 STROBE WALL | 1 | FALSE | FALSE | FALSE | 2023 | [13 empty] | FALSE
NFPA 170 HORN STROBE CEILING |  |  | North | System Sensor |  | Horn/Strobe |  |  |  | Module | TRUE | PC2RLED-B | ++ | 2-Wire, Horn Strobe, Ceiling, Red, Bilingual | 1 | 0 | 0.071 |  |  |  |  | FALSE | TRUE |  |  |  |  | #FF0070C0 | FA-NFPA 170 HORN STROBE CEILING | 1 | FALSE | FALSE | FALSE | 2013 | [13 empty] | FALSE |  |  | C
NFPA 170 SPEAKER STROBE CEILING |  |  | North | System Sensor |  | Speaker/Strobe |  |  |  | Module | TRUE | SPSCWL-CLR-ALERT | + | Speaker/Strobe Ceiling Mount, Alert, Clear Lens, White | 1 | 0 | 0.017 |  |  |  |  | FALSE | TRUE |  |  |  |  | #FF0070C0 | FA-NFPA 170 SPEAKER STROBE CEILING | 1 | FALSE | FALSE | FALSE | 2020 | [13 empty] | FALSE |  |  | C
NFPA 170 SPEAKER STROBE CEILING |  |  | North | System Sensor |  | Speaker/Strobe |  |  |  | Module | TRUE | SPSCWLED-CLR-ALERT | ++ | 2-WIRE, SPEAKER STROBE LED WHITE CEILING ALERT | 1 | 0 | 0.226 |  |  |  |  | FALSE | TRUE |  |  |  |  | #FF0070C0 | FA-NFPA 170 SPEAKER STROBE CEILING | 1 | FALSE | FALSE | FALSE | 2020 | [13 empty] | FALSE |  |  | C
NFPA 170 SPEAKER STROBE |  |  | North | System Sensor |  | Speaker/Strobe |  |  |  | Module | TRUE | SPSRL-P | + | Speaker/Strobe Wall Mount, Plain, Red | 1 | 0 | 0.063 |  |  |  |  | FALSE | [5 empty] | #FF0070C0 | FA-NFPA 170 SPEAKER STROBE | 1 | FALSE | FALSE | FALSE | 2019 | [13 empty] | FALSE
NFPA 170 HORN |  |  | North | System Sensor |  | Horn |  |  |  | Module | TRUE | HGWL-LF | + | LF Sounder, Wall, White, Compact | 1 | 0 | 0.047 |  |  |  |  | FALSE | [5 empty] | #FF0070C0 | FA-NFPA 170 HORN | 1 | FALSE | FALSE | FALSE | 2010 | [13 empty] | FALSE |  |  | LF
NFPA 170 GAS DETECTOR |  |  | North | System Sensor |  | Gas Detection |  |  |  | Module | TRUE | CO1224T | ++ | Carbon Monoxide Detector with RealTest | 1 | 0.02 | 0.04 |  |  |  |  | FALSE | [5 empty] | #FFFF0000 | FA-NFPA 170 GAS DETECTOR | 1 | FALSE | FALSE | FALSE | 1402 | [13 empty] | FALSE |  |  | CO
NFPA 170 STROBE CEILING |  |  | North | System Sensor |  | Strobe |  |  |  | Module | TRUE | SCRLED-B | ++ | Strobe, Ceiling, Red, Bilingual | 1 | 0 | 0.111 |  |  |  |  | FALSE | TRUE |  |  |  |  | #FF0070C0 | FA-NFPA 170 STROBE CEILING | 1 | FALSE | FALSE | FALSE | 2022 | [13 empty] | FALSE |  |  | C
NFPA 170 HORN STROBE |  |  | North | System Sensor |  | Horn/Strobe |  |  |  | Module | TRUE | P2WK | ++ | 2-Wire Horn Strobe, Standard cd, White, Outdoor | 1 | [6 empty] | FALSE | FALSE |  |  |  |  | #FF0070C0 | FA-NFPA 170 HORN STROBE | 1 | FALSE | FALSE | FALSE | 2012 | [13 empty] | FALSE |  |  | WP
NFPA 170 HORN STROBE CEILING |  |  | North | System Sensor |  | Horn/Strobe |  |  |  | Module | TRUE | PC2WL-LF | F | LF Sounder Strobe, Ceiling, White | 1 | 0 | 0.071 |  |  |  |  | FALSE | TRUE |  |  |  |  | #FF0070C0 | FA-NFPA 170 HORN STROBE CEILING | 1 | FALSE | FALSE | FALSE | 2013 | [13 empty] | FALSE |  |  | C¦LF
NFPA 170 SPEAKER WALL |  |  | North | System Sensor |  | Speaker |  |  |  | Module | TRUE | SPRK | + | Outdoor Speaker | 1 | [6 empty] | FALSE | FALSE | FLUSH |  | 5.1" X 5.7" X 2.0" (BY TSI) | N/A | #FF0070C0 | FA-NFPA 170 SPEAKER WALL | 1 | FALSE | FALSE | FALSE | 2019 |  |  | 7320-1653:0201 | [10 empty] | FALSE |  |  | WP
NFPA 170 SPEAKER STROBE |  |  | North | System Sensor |  | Speaker/Strobe |  |  |  | Module | TRUE | SPSWLED-CLR-ALERT | ++ | 2-WIRE, SPEAKER STROBE LED WHITE WALL ALERT CLR | 1 | 0 | 0.017 |  |  |  |  | FALSE | [5 empty] | #FF0070C0 | FA-NFPA 170 SPEAKER STROBE | 1 | FALSE | FALSE | FALSE | 2019 | [13 empty] | FALSE
NFPA 170 HORN STROBE |  |  | North | System Sensor |  | Horn/Strobe |  |  |  | Module | TRUE | P2WH-LF | + | 2-Wire Low Frequency Sounder Strobe, High cd, White | 1 | 0 | 0.119 |  |  |  |  | FALSE | [5 empty] | #FF0070C0 | FA-NFPA 170 HORN STROBE | 1 | FALSE | FALSE | FALSE | 2012 | [13 empty] | FALSE |  |  | LF
NFPA 170 SPEAKER STROBE CEILING |  |  | North | System Sensor |  | Speaker/Strobe |  |  |  | Module | TRUE | SPSCK |  | NOTIFICATION, Speaker/Strobe, CEILING, WEATHER PROOF | 1 | [6 empty] | FALSE | TRUE |  |  |  |  | #FF0070C0 | FA-NFPA 170 SPEAKER STROBE CEILING | 1 | FALSE | FALSE | FALSE | 2020 | [13 empty] | FALSE |  |  | C
|  |  | North | System Sensor |  | Cards & Components |  |  |  | Card | TRUE | B200S | ++ | Intelligent addressable sounder base | 1 | 0.0003 | 0.025 |  |  |  |  | TRUE | FALSE |  |  |  |  | #FFFFFFFF |  |  | FALSE | FALSE | FALSE | [14 empty] | FALSE
NFPA 170 HORN STROBE CEILING |  |  | North | System Sensor |  | Horn/Strobe |  |  |  | Module | TRUE | PC2RK | + | 2-Wire Horn Strobe, Standard cd, Red, Outdoor (includes plastic weatherproof back box) | 1 | 0 | 0.071 |  |  |  |  | FALSE | TRUE |  |  |  |  | #FF0070C0 | FA-NFPA 170 HORN STROBE CEILING | 1 | FALSE | FALSE | FALSE | 2013 | [13 empty] | FALSE |  |  | C, WP
NFPA 170 STROBE WALL |  |  | North | System Sensor |  | Strobe |  |  |  | Module | TRUE | SWLED-CLR-ALERT | ++ | Strobe, Wall, White, ALERT | 1 | 0 | 0.043 |  |  |  |  | FALSE | [5 empty] | #FF0070C0 | FA-NFPA 170 STROBE WALL | 1 | FALSE | FALSE | FALSE | 2023 | [13 empty] | FALSE
NFPA 170 STROBE WALL |  |  | North | System Sensor |  | Strobe |  |  |  | Module | TRUE | SGWLED-B | ++ | Strobe, Compact, Wall, White, Bilingual | 1 | 0 | 0.043 |  |  |  |  | FALSE | [5 empty] | #FF0070C0 | FA-NFPA 170 STROBE WALL | 1 | FALSE | FALSE | FALSE | 2023 | [13 empty] | FALSE
NFPA 170 SPEAKER CEILING |  |  | North | System Sensor |  | Speaker |  |  |  | Module | TRUE | SPCWK | + | Outdoor Speaker | 1 | [6 empty] | FALSE | TRUE |  |  |  |  | #FF0070C0 | FA-NFPA 170 SPEAKER CEILING | 1 | FALSE | FALSE | FALSE | 2019 | [13 empty] | FALSE |  |  | C, WP
NFPA 170 END OF LINE DEVICE |  |  | North | System Sensor |  | End-of-Line Device |  |  |  | Module | TRUE | EOL-R24VDC |  | EOL RELAY | 1 | 0.015 | 0.015 |  |  |  |  | FALSE | FALSE |  |  |  |  | #FFFF0000 | FA-NFPA 170 END OF LINE DEVICE | 1 | FALSE | FALSE | FALSE | 5050 | [13 empty] | FALSE |  |  | R
NFPA 170 HORN STROBE |  |  | North | System Sensor |  | Horn/Strobe |  |  |  | Module | TRUE | P2GRKLED-B | ++ | 2-Wire, Compact Horn Strobe, Wall, Red, Bilingual, Outdoor | 1 | [6 empty] | FALSE | FALSE |  |  |  |  | #FF0070C0 | FA-NFPA 170 HORN STROBE | 1 | FALSE | FALSE | FALSE | 2012 |  |  | 7125-1653:0188 | [10 empty] | FALSE |  |  | WP
NFPA 170 CHIME |  |  | North | System Sensor |  | Chime |  |  |  | Module | TRUE | CHSWL | + | Chime Strobe, Wall, White | 1 | 0 | 0.245 |  |  |  |  | FALSE | [5 empty] | #FFFF0000 | FA-NFPA 170 CHIME | 1 | FALSE | FALSE | FALSE | 2012 | [13 empty] | FALSE
|  |  | North | System Sensor |  | Hardware |  |  |  | Hardware | TRUE | SBBRL | + | Wall Surface Mount Back Box, Red | 1 | [6 empty] | FALSE | [5 empty] | #FFFFFFFF |  |  | FALSE | FALSE | FALSE | [14 empty] | FALSE
|  |  | North | System Sensor |  | Hardware |  |  |  | Hardware | TRUE | TRC-2W |  | Universal Ceiling Trim Ring White | 1 | [6 empty] | FALSE | [5 empty] | #FFFFFFFF |  |  | FALSE | FALSE | FALSE | [14 empty] | FALSE
NFPA 170 ADDRESSABLE INPUT MONITOR MODULE |  |  | North | System Sensor |  | Addressable Module |  |  |  | Module | TRUE | COSMOD2W | + | 2-wire interface module (required to use with COSMO-2W models) | 1 | 0.061 | 0.181 |  |  |  |  | TRUE | [5 empty] | #FFFF0000 | FA-NFPA 170 ADDRESSABLE INPUT MONITOR MODULE | 1 | FALSE | FALSE | FALSE | 1000 | [16 empty] | COSMO
NFPA 170 SMOKE DETECTOR |  |  | North | System Sensor |  | Smoke Detector |  |  |  | Module | TRUE | 2151 w/B114LP | ++ | Low-profile photoelectric detector. 120v, 4-wire base. | 1 | 0.00012 | 0.075 |  |  |  |  | TRUE | TRUE |  |  |  |  | #FFFF0000 | FA-NFPA 170 SMOKE DETECTOR | 1 | FALSE | FALSE | FALSE | 1408
NFPA 170 SMOKE DETECTOR |  |  | North | System Sensor |  | Smoke Detector |  |  |  | Module | TRUE | 2112AITR | ++ | Photoelectric Detector, 4-wire direct, 12VDC isolated the | 1 | 0.0005 | 0.06 |  |  |  |  | FALSE | TRUE |  |  |  |  | #FFFF0000 | FA-NFPA 170 SMOKE DETECTOR | 1 | FALSE | FALSE | FALSE | 1408 | [13 empty] | FALSE
|  |  | North | System Sensor |  | Hardware |  |  |  | Hardware | TRUE | DST5 |  | Sampling Tube, Steel | 1 | [6 empty] | FALSE |  | FLUSH |  | N/A | N/A | #FFFFFFFF |  |  | FALSE | FALSE | FALSE |  |  |  | 3242-1653:0209 | [10 empty] | FALSE
NFPA 170 SMOKE DETECTOR |  |  | North | System Sensor |  | Smoke Detector |  |  |  | Module | TRUE | 2124ATR | ++ | Photoelectric Detector, 4-wire direct, 24VDC, Temporal, F | 1 | 0.0005 | 0.045 |  |  |  |  | FALSE | TRUE |  |  |  |  | #FFFF0000 | FA-NFPA 170 SMOKE DETECTOR | 1 | FALSE | FALSE | FALSE | 1408 | [13 empty] | FALSE
NFPA 170 STROBE WALL |  |  | North | System Sensor |  | Strobe |  |  |  | Module | TRUE | SRK | ++ | Strobe, Standard cd, Red, Outdoor | 1 | [6 empty] | FALSE | FALSE |  |  |  |  | #FF0070C0 | FA-NFPA 170 STROBE WALL | 1 | FALSE | FALSE | FALSE | 2023 | [13 empty] | FALSE |  |  | WP
NFPA 170 HORN STROBE |  |  | North | System Sensor |  | Horn/Strobe |  |  |  | Module | TRUE | P2RK | ++ | 2-Wire Horn Strobe, Standard cd, Red, Outdoor | 1 | [6 empty] | FALSE | FALSE | FLUSH |  | 4' SQ. DEEP | 2-GANG | #FF0070C0 | FA-NFPA 170 HORN STROBE | 1 | FALSE | FALSE | FALSE | 2012 |  |  | 7125-1653:0188 | [10 empty] | FALSE |  |  | WP
|  |  | North | System Sensor |  | Cards & Components |  |  |  | Card | TRUE | B612LP | ++ | Detector Base, low profile, 4-wire, 24 VDC | 1 |  | 0.039 |  |  |  |  | TRUE | FALSE |  |  |  |  | #FFFFFFFF |  |  | FALSE | FALSE | FALSE | [14 empty] | FALSE
NFPA 170 HORN STROBE CEILING |  |  | North | System Sensor |  | Horn/Strobe |  |  |  | Module | TRUE | PC4WL | + | 4-Wire, Horn Strobe, White | 1 | 0 | 0.071 |  |  |  |  | FALSE | TRUE |  |  |  |  | #FF0070C0 | FA-NFPA 170 HORN STROBE CEILING | 1 | FALSE | FALSE | FALSE | 2013 | [13 empty] | FALSE |  |  | C
NFPA 170 SMOKE DETECTOR |  |  | North | System Sensor |  | Smoke Detector |  |  |  | Module | TRUE | 2124AITR | ++ | Photoelectric Detector, 4-wire direct, 24VDC isolated the | 1 | 0.0005 | 0.065 |  |  |  |  | FALSE | TRUE |  |  |  |  | #FFFF0000 | FA-NFPA 170 SMOKE DETECTOR | 1 | FALSE | FALSE | FALSE | 1408 | [13 empty] | FALSE
NFPA 170 SMOKE DETECTOR |  |  | North | System Sensor |  | Smoke Detector |  |  |  | Module | TRUE | OSI-R-SS | ++ | Conventional imaging beam smoke detector including reflector, ULC listed | 1 | 0.011 | 0.0015 |  |  |  |  | FALSE | TRUE |  |  |  |  | #FFFF0000 | FA-NFPA 170 SMOKE DETECTOR | 1 | FALSE | FALSE | FALSE | 1408 | [13 empty] | FALSE |  |  | BT
NFPA 170 SMOKE DETECTOR |  |  | North | System Sensor |  | Smoke Detector |  |  |  | Module | TRUE | 2124R | ++ | Photoelectric Detector, 4-wire direct, 24VDC, with Form-C | 1 | 0.0005 | 0.065 |  |  |  |  | FALSE | TRUE |  |  |  |  | #FFFF0000 | FA-NFPA 170 SMOKE DETECTOR | 1 | FALSE | FALSE | FALSE | 1408 | [13 empty] | FALSE
NFPA 170 HORN STROBE |  |  | North | System Sensor |  | Horn/Strobe |  |  |  | Module | TRUE | P2WHK | ++ | 2-Wire Horn Strobe, High cd, White, Outdoor | 1 | [6 empty] | FALSE | FALSE |  |  |  |  | #FF0070C0 | FA-NFPA 170 HORN STROBE | 1 | FALSE | FALSE | FALSE | 2012 | [13 empty] | FALSE
NFPA 170 STROBE WALL |  |  | North | System Sensor |  | Strobe |  |  |  | Module | TRUE | SGWLED | ++ | Strobe, Compact, Wall, White | 1 | 0 | 0.043 |  |  |  |  | FALSE | [5 empty] | #FF0070C0 | FA-NFPA 170 STROBE WALL | 1 | FALSE | FALSE | FALSE | 2023 | [13 empty] | FALSE
NFPA 170 HORN STROBE |  |  | North | System Sensor |  | Horn/Strobe |  |  |  | Module | TRUE | P2WL w/ WAV-WL | + | 2-Wire, Horn Strobe, White | 2 | 0 | 0.119 |  |  |  |  | FALSE | [5 empty] | #FF0070C0 | FA-NFPA 170 HORN STROBE | 1 | FALSE | FALSE | FALSE | 2012 | [13 empty] | FALSE
NFPA 170 STROBE CEILING |  |  | North | System Sensor |  | Strobe |  |  |  | Module | TRUE | SCWLED-CLR-ALERT | ++ | Strobe, Ceiling, White, ALERT | 1 | 0 | 0.111 |  |  |  |  | FALSE | TRUE |  |  |  |  | #FF0070C0 | FA-NFPA 170 STROBE CEILING | 1 | FALSE | FALSE | FALSE | 2022 | [13 empty] | FALSE |  |  | C
NFPA 170 SMOKE DETECTOR |  |  | North | System Sensor |  | Smoke Detector |  |  |  | Module | TRUE | BEAM200 | ++ | Beam Smoke Detector, Single-ended Reflected Type | 1 | 0.002 | 0.0085 |  |  |  |  | FALSE | TRUE |  |  |  |  | #FFFF0000 | FA-NFPA 170 SMOKE DETECTOR | 1 | FALSE | FALSE | FALSE | 1408 | [13 empty] | FALSE |  |  | BT
NFPA 170 DOOR HOLDER |  |  | North | System Sensor |  | Door Holder |  |  |  | Module | TRUE | FM998 |  | 24V Door Holder | 1 | 0.02 | 0.02 |  |  |  |  | FALSE |  | FLUSH |  | SINGLE GANG | 1-GANG | #FFFF0000 | FA-NFPA 170 DOOR HOLDER | 1 | FALSE | FALSE | FALSE | 2500 |  |  | 3550-0028:0210 | [10 empty] | FALSE
NFPA 170 HORN STROBE |  |  | North | System Sensor |  | Horn/Strobe |  |  |  | Module | TRUE | P2GRLED | ++ | 2-Wire, Compact Horn Strobe, Red | 1 | 0 | 0.245 |  |  |  |  | FALSE | [5 empty] | #FF0070C0 | FA-NFPA 170 HORN STROBE | 1 | FALSE | FALSE | FALSE | 2012 | [13 empty] | FALSE
NFPA 170 SPEAKER STROBE CEILING |  |  | North | System Sensor |  | Speaker/Strobe |  |  |  | Module | TRUE | SPSCWLED | ++ | 2-WIRE, SPEAKER STROBE LED WHITE CEILING | 1 | 0 | 0.226 |  |  |  |  | FALSE | TRUE |  |  |  |  | #FF0070C0 | FA-NFPA 170 SPEAKER STROBE CEILING | 1 | FALSE | FALSE | FALSE | 2020 | [13 empty] | FALSE |  |  | C
NFPA 170 SMOKE DETECTOR |  |  | North | System Sensor |  | Smoke Detector |  |  |  | Module | TRUE | 2251B | ++ | Photoelectric Detector | 1 | 0.0003 | 0.0065 |  |  |  |  | FALSE | TRUE |  |  |  |  | #FFFF0000 | FA-NFPA 170 SMOKE DETECTOR | 1 | FALSE | FALSE | FALSE | 1408 | [13 empty] | FALSE
NFPA 170 SPEAKER WALL |  |  | North | System Sensor |  | Speaker |  |  |  | Module | TRUE | SPWL | ++ | 2-WIRE, SPEAKER WHITE WALL | 1 | [6 empty] | FALSE | [5 empty] | #FF0070C0 | FA-NFPA 170 SPEAKER WALL | 1 | FALSE | FALSE | FALSE | 2021 | [13 empty] | FALSE
|  |  | North | System Sensor |  | Cards & Components |  |  |  | Card | TRUE | B404BT | ++ | Detector Base, 4-wire, 24 VDCAC/DC | 1 | [6 empty] | TRUE | FALSE |  |  |  |  | #FFFFFFFF |  |  | FALSE | FALSE | FALSE | [14 empty] | FALSE
NFPA 170 STROBE WALL |  |  | North | System Sensor |  | Strobe |  |  |  | Module | TRUE | SRHK | ++ | Strobe, High cd, Red, Outdoor | 1 | [6 empty] | FALSE | FALSE |  |  |  |  | #FF0070C0 | FA-NFPA 170 STROBE WALL | 1 | FALSE | FALSE | FALSE | 2023 | [13 empty] | FALSE
NFPA 170 HEAT DETECTOR |  |  | North | System Sensor |  | Heat Detector |  |  |  | Module | TRUE | 5451 | + | Thermal Detector, electronic, 135°F (57°C) fixed & rate-of-r | 1 | 0.0001 | 0.039 |  |  |  |  | FALSE | TRUE |  |  |  |  | #FFFF0000 | FA-NFPA 170 HEAT DETECTOR | 1 | FALSE | FALSE | FALSE | 1403 | [13 empty] | FALSE
NFPA 170 HEAT DETECTOR |  |  | North | System Sensor |  | Heat Detector |  |  |  | Module | TRUE | 5603 | ++ | 135 °F (57° C) fixed temperature | 1 | [6 empty] | FALSE | TRUE |  |  |  |  | #FFFF0000 | FA-NFPA 170 HEAT DETECTOR | 1 | FALSE | FALSE | FALSE | 1403 | [13 empty] | FALSE
|  |  | North | System Sensor |  | Hardware |  |  |  | Hardware | TRUE | BEAMMMK | ++ | Multi-mount kit for BEAM1224 and BEAM200 | 1 | [6 empty] | FALSE | FALSE |  |  |  |  | #FFFFFFFF |  |  | FALSE | FALSE | FALSE | [14 empty] | FALSE
NFPA 170 STROBE CEILING |  |  | North | System Sensor |  | Strobe |  |  |  | Module | TRUE | SCRK | + | Strobe, Standard cd, Red, Outdoor (includes plastic weatherproof back box) | 1 | 0 | 0.071 |  |  |  |  | FALSE | TRUE |  |  |  |  | #FF0070C0 | FA-NFPA 170 STROBE CEILING | 1 | FALSE | FALSE | FALSE | 2013 | [13 empty] | FALSE |  |  | C, WP
NFPA 170 SMOKE DETECTOR |  |  | North | System Sensor |  | Smoke Detector |  |  |  | Module | TRUE | 2151 w/B112LP | ++ | Low-profile photoelectric detector. 24v, 4-wire base. | 1 | 0.00012 | 0.036 |  |  |  |  | TRUE | TRUE |  |  |  |  | #FFFF0000 | FA-NFPA 170 SMOKE DETECTOR | 1 | FALSE | FALSE | FALSE | 1408
|  |  | North | System Sensor |  | Cards & Components |  |  |  | Card | TRUE | B501BH-2 | ++ | Plug-in Sounder Detector Base, Steady Tone | 1 | 0.001 | 0.015 |  |  |  |  | TRUE | FALSE |  |  |  |  | #FFFFFFFF |  |  | FALSE | FALSE | FALSE | [14 empty] | FALSE
NFPA 170 SMOKE DETECTOR |  |  | North | System Sensor |  | Smoke Detector |  |  |  | Module | TRUE | 6424 | ++ | Projected Beam Detector (transmitter/receiver pair) | 1 | 0.01 | 0.0284 |  |  |  |  | FALSE | TRUE |  |  |  |  | #FFFF0000 | FA-NFPA 170 SMOKE DETECTOR | 1 | FALSE | FALSE | FALSE | 1408 | [13 empty] | FALSE |  |  | BT
NFPA 170 ADDRESSABLE INPUT MONITOR MODULE |  |  | North | System Sensor |  | Addressable Module |  |  |  | Module | TRUE | M500M | + | Monitor Module | 1 | 0.0004 | 0.0055 |  |  |  |  | FALSE | [5 empty] | #FFFF0000 | FA-NFPA 170 ADDRESSABLE INPUT MONITOR MODULE | 1 | FALSE | FALSE | FALSE | 1000 | [13 empty] | FALSE
NFPA 170 HORN |  |  | North | System Sensor |  | Horn |  |  |  | Module | TRUE | HRL-LF | + | LF Sounder, Wall, Red | 1 | 0 | 0.047 |  |  |  |  | FALSE | [5 empty] | #FF0070C0 | FA-NFPA 170 HORN | 1 | FALSE | FALSE | FALSE | 2010 | [13 empty] | FALSE |  |  | LF
NFPA 170 HORN STROBE |  |  | North | System Sensor |  | Horn/Strobe |  |  |  | Module | TRUE | P4WL | + | 4-Wire, Horn Strobe, White | 1 | 0 | 0.44 |  |  |  |  | FALSE | FALSE |  |  |  |  | #FF0070C0 | FA-NFPA 170 HORN STROBE | 1 | FALSE | FALSE | FALSE | 2012 | [13 empty] | FALSE
NFPA 170 CHIME |  |  | North | System Sensor |  | Chime |  |  |  | Module | TRUE | CHSRL | + | Chime Strobe, Wall, Red | 1 | 0 | 0.245 |  |  |  |  | FALSE | [5 empty] | #FFFF0000 | FA-NFPA 170 CHIME | 1 | FALSE | FALSE | FALSE | 2012 | [13 empty] | FALSE
NFPA 170 SMOKE DETECTOR |  |  | North | System Sensor |  | Smoke Detector |  |  |  | Module | TRUE | 2151 w/B110RLP | ++ | Low-profile photoelectric detector. 24v, 4-wire base. | 1 | 0.00012 | 0.062 |  |  |  |  | TRUE | TRUE |  |  |  |  | #FFFF0000 | FA-NFPA 170 SMOKE DETECTOR | 1 | FALSE | FALSE | FALSE | 1408
NFPA 170 STROBE WALL |  |  | North | System Sensor |  | Strobe |  |  |  | Module | TRUE | SRLED-B | ++ | Strobe, Wall, Red, Bilingual | 1 | 0 | 0.043 |  |  |  |  | FALSE | [5 empty] | #FF0070C0 | FA-NFPA 170 STROBE WALL | 1 | FALSE | FALSE | FALSE | 2023 | [13 empty] | FALSE
NFPA 170 STROBE CEILING |  |  | North | System Sensor |  | Strobe |  |  |  | Module | TRUE | SCWKLED-P | ++ | Strobe, Ceiling, White, Plain, Outdoor | 1 | 0 | 0.111 |  |  |  |  | FALSE | TRUE |  |  |  |  | #FF0070C0 | FA-NFPA 170 STROBE CEILING | 1 | FALSE | FALSE | FALSE | 2022 | [13 empty] | FALSE |  |  | C, WP
|  |  | North | System Sensor |  | Cards & Components |  |  |  | Card | TRUE | B501 | ++ | 4" Flangeless mounting base | 1 | 0.00015 | 0.006 |  |  |  |  | TRUE | FALSE |  |  |  |  | #FFFFFFFF |  |  | FALSE | FALSE | FALSE | [14 empty] | FALSE
|  |  | North | System Sensor |  | Cards & Components |  |  |  | Card | TRUE | B224BI-WH | ++ | Isolator Base, for Intelligent Detectors, low profile | 1 | 0.0005 | 0.0005 |  |  |  |  | TRUE | FALSE |  |  |  |  | #FFFFFFFF |  |  | FALSE | FALSE | FALSE | [14 empty] | FALSE
NFPA 170 SPEAKER STROBE CEILING |  |  | North | System Sensor |  | Speaker/Strobe |  |  |  | Module | TRUE | SPSCWL-SP | + | Speaker/Strobe Ceiling Mount, Fuego, White | 1 | 0 | 0.132 |  |  |  |  | FALSE | TRUE |  |  |  |  | #FF0070C0 | FA-NFPA 170 SPEAKER STROBE CEILING | 1 | FALSE | FALSE | FALSE | 2020 | [13 empty] | FALSE |  |  | C
NFPA 170 SMOKE DETECTOR |  |  | North | System Sensor |  | Smoke Detector |  |  |  | Module | TRUE | 2151 w/B401 | ++ | Low-profile photoelectric detector. 12/24v, 2-wire, flangeless base. | 1 | 0.00012 | 0.13 |  |  |  |  | TRUE | TRUE |  |  |  |  | #FFFF0000 | FA-NFPA 170 SMOKE DETECTOR | 1 | FALSE | FALSE | FALSE | 1408
NFPA 170 SPEAKER STROBE |  |  | North | System Sensor |  | Speaker/Strobe |  |  |  | Module | TRUE | SPSWK-CLR-ALERT | + | Outdoor Speaker Strobe, Standard cd, Clear Lens, ALERT Printed | 1 | 0 | 0.181 |  |  |  |  | FALSE | FALSE |  |  |  |  | #FF0070C0 | FA-NFPA 170 SPEAKER STROBE | 1 | FALSE | FALSE | FALSE | 2019 | [13 empty] | FALSE |  |  | WP
NFPA 170 SPEAKER STROBE CEILING |  |  | North | System Sensor |  | Speaker/Strobe |  |  |  | Module | TRUE | SPSCR | + | Speaker/Strobe Ceiling Mount, Red | 1 | 0 | 0.132 |  |  |  |  | FALSE | TRUE |  |  |  |  | #FF0070C0 | FA-NFPA 170 SPEAKER STROBE CEILING | 1 | FALSE | FALSE | FALSE | 2020 | [13 empty] | FALSE |  |  | C
NFPA 170 STROBE CEILING |  |  | North | System Sensor |  | Strobe |  |  |  | Module | TRUE | SCRKLED-P | ++ | Strobe, Ceiling, Red, Plain, Outdoor | 1 | 0 | 0.111 |  |  |  |  | FALSE | TRUE |  |  |  |  | #FF0070C0 | FA-NFPA 170 STROBE CEILING | 1 | FALSE | FALSE | FALSE | 2022 | [13 empty] | FALSE |  |  | C, WP
NFPA 170 SMOKE DETECTOR |  |  | North | System Sensor |  | Smoke Detector |  |  |  | Module | TRUE | SS-PHOTO-W w/B200S-LF-WH | + | White, Addressable photoelectric detector, Low Frequency Sounder Base | 1 | 0.0002 | 0.0045 |  |  |  |  | FALSE | TRUE |  |  |  |  | #FFFF0000 | FA-NFPA 170 SMOKE DETECTOR | 1 | FALSE | FALSE | FALSE | 1408 | [13 empty] | FALSE |  |  | LF
NFPA 170 CHIME |  |  | North | System Sensor |  | Chime |  |  |  | Module | TRUE | CHSCWL | + | Chime Strobe, Ceiling, White | 1 | 0 | 0.245 |  |  |  |  | FALSE | TRUE |  |  |  |  | #FFFF0000 | FA-NFPA 170 CHIME | 1 | FALSE | FALSE | FALSE | 2012 | [13 empty] | FALSE |  |  | C
NFPA 170 SPEAKER STROBE CEILING |  |  | North | System Sensor |  | Speaker/Strobe |  |  |  | Module | TRUE | SPSCWL-P | + | Speaker/Strobe Ceiling Mount, Plain, White | 1 | 0 | 0.017 |  |  |  |  | FALSE | TRUE |  |  |  |  | #FF0070C0 | FA-NFPA 170 SPEAKER STROBE CEILING | 1 | FALSE | FALSE | FALSE | 2020 | [13 empty] | FALSE |  |  | C
NFPA 170 HEAT DETECTOR |  |  | North | System Sensor |  | Heat Detector |  |  |  | Module | TRUE | 5602 | ++ | 194 °F (90° C) fixed and rate-of-rise. | 1 | [6 empty] | FALSE | TRUE |  |  |  |  | #FFFF0000 | FA-NFPA 170 HEAT DETECTOR | 1 | FALSE | FALSE | FALSE | 1403 | [13 empty] | FALSE
|  |  | North | System Sensor |  | Hardware |  |  |  | Hardware | TRUE | SBBGWL | + | Compact Wall Surface Mount Back Box, White | 1 | [6 empty] | FALSE | [5 empty] | #FFFFFFFF |  |  | FALSE | FALSE | FALSE | [14 empty] | FALSE
|  |  | North | System Sensor |  | Cards & Components |  |  |  | Card | TRUE | B406B | ++ | Detector Base, 2-wire, 15-32 VDC | 1 | 0.00011 | [5 empty] | TRUE | FALSE |  |  |  |  | #FFFFFFFF |  |  | FALSE | FALSE | FALSE | [14 empty] | FALSE
NFPA 170 HORN CEILING |  |  | North | System Sensor |  | Horn |  |  |  | Module | TRUE | HCWL-LF | + | LF Sounder Strobe, Ceiling, White | 1 | 0 | 0.047 |  |  |  |  | FALSE | TRUE |  |  |  |  | #FF0070C0 | FA-NFPA 170 HORN CEILING | 1 | FALSE | FALSE | FALSE | 2011 | [13 empty] | FALSE |  |  | LF
NFPA 170 HEAT DETECTOR |  |  | North | System Sensor |  | Heat Detector |  |  |  | Module | TRUE | 5602 | ++ | 194 °F (90° C) fixed and rate-of-rise. | 1 | [6 empty] | FALSE | TRUE |  |  |  |  | #FFFF0000 | FA-NFPA 170 HEAT DETECTOR | 1 | FALSE | FALSE | FALSE | 1403 | [13 empty] | FALSE
NFPA 170 HORN STROBE |  |  | North | System Sensor |  | Horn/Strobe |  |  |  | Module | TRUE | P2WHK-P | ++ | 2-Wire Horn Strobe, High cd, White, Outdoor, Plain | 1 | [6 empty] | FALSE | FALSE |  |  |  |  | #FF0070C0 | FA-NFPA 170 HORN STROBE | 1 | FALSE | FALSE | FALSE | 2012 | [13 empty] | FALSE
NFPA 170 HORN STROBE |  |  | North | System Sensor |  | Horn/Strobe |  |  |  | Module | TRUE | P2RLED w/WAV-RL | ++ | 2-Wire, Horn Strobe, Red | 1 | 0 | 0.245 |  |  |  |  | FALSE | [5 empty] | #FF0070C0 | FA-NFPA 170 HORN STROBE | 1 | FALSE | FALSE | FALSE | 2012 | [13 empty] | FALSE
NFPA 170 HORN |  |  | North | System Sensor |  | Horn |  |  |  | Module | TRUE | HWL-LF | + | LF Sounder, Wall, White | 1 | 0 | 0.047 |  |  |  |  | FALSE | [5 empty] | #FF0070C0 | FA-NFPA 170 HORN | 1 | FALSE | FALSE | FALSE | 2010 | [13 empty] | FALSE |  |  | LF
NFPA 170 STROBE WALL |  |  | North | System Sensor |  | Strobe |  |  |  | Module | TRUE | SRLED-P | ++ | Strobe, Wall, Red, Plain | 1 | 0 | 0.043 |  |  |  |  | FALSE | [5 empty] | #FF0070C0 | FA-NFPA 170 STROBE WALL | 1 | FALSE | FALSE | FALSE | 2023 | [13 empty] | FALSE
NFPA 170 STROBE CEILING |  |  | North | System Sensor |  | Strobe |  |  |  | Module | TRUE | SCWK | + | Strobe, Standard cd, White, Outdoor (includes plastic weatherproof back box) | 1 | 0 | 0.071 |  |  |  |  | FALSE | TRUE |  |  |  |  | #FF0070C0 | FA-NFPA 170 STROBE CEILING | 1 | FALSE | FALSE | FALSE | 2013 | [13 empty] | FALSE |  |  | C, WP
NFPA 170 SMOKE DETECTOR |  |  | North | System Sensor |  | Smoke Detector |  |  |  | Module | TRUE | BEAM1224 REFLECTOR | ++ | Beam Reflector | 1 | [6 empty] | FALSE | [5 empty] | #FFFF0000 | FA-NFPA 170 SMOKE DETECTOR | 1 | FALSE | FALSE | FALSE | 5000 | [13 empty] | FALSE |  |  | BR
|  |  | North | System Sensor |  | Cards & Components |  |  |  | Card | TRUE | B224RB-WH | ++ | Relay Base, for Intelligent Detectors, low profile | 1 | 0.0005 | 0.0005 |  |  |  |  | TRUE | FALSE |  |  |  |  | #FFFFFFFF |  |  | FALSE | FALSE | FALSE | [14 empty] | FALSE
|  |  | North | System Sensor |  | Hardware |  |  |  | Hardware | TRUE | DST1.5 |  | Sampling Tube, Steel | 1 | [6 empty] | FALSE |  | FLUSH |  | N/A | N/A | #FFFFFFFF |  |  | FALSE | FALSE | FALSE |  |  |  | 3242-1653:0209 | [10 empty] | FALSE
|  |  | North | TALK A PHONE | Area of Refuge | Cards & Components |  |  |  | Card | TRUE | AOR-10 MAIN CARD | ++ | Main Card | 1 |  | 2 |  |  |  |  | TRUE | [5 empty] | #FFFFFFFF |  |  | FALSE | FALSE | FALSE | [14 empty] | FALSE
|  |  | North | TALK A PHONE | Area of Refuge | Cards & Components |  |  |  | Card | TRUE | AOR-5 MAIN CARD | ++ | Main Card | 1 |  | 2 |  |  |  |  | TRUE | [5 empty] | #FFFFFFFF |  |  | FALSE | FALSE | FALSE | [14 empty] | FALSE
GenericN SIGN |  |  | North | TALK A PHONE | Area of Refuge | Signage |  |  |  | Module | TRUE | ETP-SIGN | ++ | Area of Rescue Self-Adhesive Sign | 1 | 0 | 0 |  |  |  |  | FALSE |  | Surface Mounted |  | 6.0 x 8.0 in. (152 x 203 mm) |  | #FFFF0000 | FA-GenericN SIGN | 1 | FALSE | FALSE | FALSE
GenericN SIGN |  |  | North | TALK A PHONE | Area of Refuge | Signage |  |  |  | Module | TRUE | ETP-SIGN-R | ++ | Area of Refuge Self-Adhesive Sign | 1 | 0 | 0 |  |  |  |  | FALSE |  | Surface Mounted |  | 6.0 x 8.0 in. (152 x 203 mm) |  | #FFFF0000 | FA-GenericN SIGN | 1 | FALSE | FALSE | FALSE
|  |  | North | TALK A PHONE | Area of Refuge | Cards & Components |  |  |  | Card | TRUE | AOR-PSU-5-10 MAIN CARD | ++ | Main Board | 1 | 0 | 0 | 2.5 |  |  |  | TRUE | [5 empty] | #FFFFFFFF |  |  | FALSE | FALSE | FALSE | [14 empty] | FALSE
NFPA 170 AREA OF REFUGE REMOTE |  |  | North | TALK A PHONE | Area of Refuge | Area of Refuge Component |  |  |  | Module | TRUE | AOR-CSE-FM | ++ | AOR ANALOG CALL STATION, FLUSH MOUNT | 1 | [6 empty] | FALSE |  |  |  | 4.75 x 8.23 x 2.75 in. (121 x 209 x 70 mm |  | #FF00B050 | FA-NFPA 170 AREA OF REFUGE REMOTE | 1 | FALSE | FALSE | FALSE | 4000 | [13 empty] | FALSE
NFPA 170 AREA OF REFUGE MASTER |  |  | North | TALK A PHONE | Area of Refuge | Area of Refuge Component |  |  |  | Assembly | TRUE | AOR-10 | ++ | FIXED STATION ANALOG AREA OF RESCUE COMMAND UNIT FOR 10 STATIONS | 1 | [6 empty] | FALSE |  |  |  | 13.3 x18.0 x 6.9 in. (337 x 457 x 174 mm) |  | #FF00B050 | FA-NFPA 170 AREA OF REFUGE MASTER | 1 | FALSE | FALSE | FALSE | 4000 | [13 empty] | FALSE
GenericN AUX POWER SUPPLY |  |  | North | TALK A PHONE | Area of Refuge | Auxilliary Power Supply |  |  |  | Assembly | TRUE | AOR-PSU-5-10 | ++ | AOR-PSU-5-10 External Class 2 Power Supply for Fixed Station Analog Area of Rescue Systems | 1 | [6 empty] | FALSE |  |  |  | 13.5 x 13.0 x 3.25 in. (342.9 x 330.2 x 82.6 mm) |  | #FFFF0000 | FA-GenericN AUX POWER SUPPLY | 1 | FALSE | FALSE | FALSE | [14 empty] | FALSE
NFPA 170 AREA OF REFUGE MASTER |  |  | North | TALK A PHONE | Area of Refuge | Area of Refuge Component |  |  |  | Assembly | TRUE | AOR-5 | ++ | FIXED STATION ANALOG AREA OF RESCUE COMMAND UNIT FOR 5 STATIONS | 1 | [6 empty] | FALSE |  |  |  | 13.3 x18.0 x 6.9 in. (337 x 457 x 174 mm) |  | #FF00B050 | FA-NFPA 170 AREA OF REFUGE MASTER | 1 | FALSE | FALSE | FALSE | 4000 | [13 empty] | FALSE
NFPA 170 AREA OF REFUGE REMOTE |  |  | North | TALK A PHONE | Area of Refuge | Area of Refuge Component |  |  |  | Module | TRUE | AOR-CSE-SM | ++ | AOR ANALOG CALL STATION, SURFACE MOUNT | 1 | [6 empty] | FALSE |  |  |  | 5.50 x 8.38 x 2.25 in. (140 x 213 x 57 mm) |  | #FF00B050 | FA-NFPA 170 AREA OF REFUGE REMOTE | 1 | FALSE | FALSE | FALSE | 4000 | [13 empty] | FALSE
NFPA 170 CELL COMM | RISER CELL COMM |  | North | Telguard |  | Cellular Communicator |  |  |  | Module | TRUE | TG-7FS LTE + TG-PEM | + | Cellular Alarm Communicator, LTE (Commercial Fire) and power & expansion module | 1 | [6 empty] | FALSE | [5 empty] | #FFFF0000 | FA-NFPA 170 CELL COMM | 1 | FALSE | FALSE | FALSE | 250 | [13 empty] | FALSE
NFPA 170 CELL COMM | RISER CELL COMM |  | North | Telguard |  | Cellular Communicator |  |  |  | Module | TRUE | TG-7FS | + | Commercial Fire Cellular Alarm Communicator For LTE Networks, Telco | 1 | [6 empty] | FALSE | [5 empty] | #FFFF0000 | FA-NFPA 170 CELL COMM | 1 | FALSE | FALSE | FALSE | 250 | [13 empty] | FALSE
NFPA 170 CELL COMM | RISER CELL COMM |  | North | Telguard |  | Cellular Communicator |  |  |  | Module | TRUE | TG-7FP | ++ | 5G (LTE-M) Sole Path Universal Communicator For Commercial Fire | 1 | 0.018 | 0.11 |  |  |  |  | FALSE |  |  |  | 8.25 x 5.75 x 2.0 in (20.96 x 14.61 x 5.08 cm) |  | #FFFF0000 | FA-NFPA 170 CELL COMM | 1 | FALSE | FALSE | FALSE | 250 | [13 empty] | FALSE
NFPA 170 CELL COMM | RISER CELL COMM |  | North | Telguard |  | Cellular Communicator |  |  |  | Module | TRUE | TG-7A w/(2) TG-PEM | + | Commercial Fire & Central Station Monitoring Cellular Alarm Communicator For LTE Networks w/(2) TG-PEM | 1 | [6 empty] | FALSE | [5 empty] | #FFFF0000 | FA-NFPA 170 CELL COMM | 1 | FALSE | FALSE | FALSE | 250 | [13 empty] | FALSE
NFPA 170 CELL COMM | RISER CELL COMM |  | North | Telguard |  | Cellular Communicator |  |  |  | Module | TRUE | TG-7FS w/(2) TG-PEM | + | Commercial Fire Cellular Alarm Communicator For LTE Networks w/(2) TG-PEM | 1 | [6 empty] | FALSE | [5 empty] | #FFFF0000 | FA-NFPA 170 CELL COMM | 1 | FALSE | FALSE | FALSE | 250 | [13 empty] | FALSE
NFPA 170 CELL COMM | RISER CELL COMM |  | North | Telguard |  | Cellular Communicator |  |  |  | Module | TRUE | TG-7A | + | Commercial Fire & Central Station Monitoring Cellular Alarm Communicator For LTE Networks | 1 | [6 empty] | FALSE | [5 empty] | #FFFF0000 | FA-NFPA 170 CELL COMM | 1 | FALSE | FALSE | FALSE | 250 | [13 empty] | FALSE
|  |  | North | Telguard |  | Cards & Components |  |  |  | Card | TRUE | TG-PEM | + | Power & Expansion Module Accessory For The TG-7 Series | 1 | [6 empty] | TRUE | [5 empty] | #FFFFFFFF |  |  | FALSE | FALSE | FALSE
NFPA 170 CELL COMM | RISER CELL COMM |  | North | Telguard |  | Cellular Communicator |  |  |  | Module | TRUE | TG-7FE | + | Commercial Fire Cellular Alarm Communicator For LTE Networks, Internet | 1 | [6 empty] | FALSE | [5 empty] | #FFFF0000 | FA-NFPA 170 CELL COMM | 1 | FALSE | FALSE | FALSE | 250 | [13 empty] | FALSE
NFPA 170 HEAT DETECTOR |  |  | North | Thermotech |  | Heat Detector |  |  |  | Module | TRUE | 302-135 | ++ | Heat Detector, 135°F (57°C) | 1 | [6 empty] | FALSE | TRUE |  |  |  |  | #FFFF0000 | FA-NFPA 170 HEAT DETECTOR | 1 | FALSE | FALSE | FALSE | 1403 |  |  | 7270-0021:0001 | [10 empty] | FALSE
NFPA 170 HEAT DETECTOR |  |  | North | Thermotech |  | Heat Detector |  |  |  | Module | TRUE | 302-194 | ++ | Heat Detector, 194°F (90°C) | 1 | [6 empty] | FALSE | TRUE |  |  |  |  | #FFFF0000 | FA-NFPA 170 HEAT DETECTOR | 1 | FALSE | FALSE | FALSE | 1403 |  |  | 7270-0021:0001 | [10 empty] | FALSE
NFPA 170 HEAT DETECTOR |  |  | North | Thermotech |  | Heat Detector |  |  |  | Module | TRUE | 302-AW-194 | ++ | Heat Detector, 194°F (90°C) | 1 | [6 empty] | FALSE | FALSE |  |  |  |  | #FFFF0000 | FA-NFPA 170 HEAT DETECTOR | 1 | FALSE | FALSE | FALSE | 1403 |  |  | 7270-0021:0001 | [10 empty] | FALSE
NFPA 170 HEAT DETECTOR |  |  | North | Thermotech |  | Heat Detector |  |  |  | Module | TRUE | 302-EPM-194 | ++ | Heat Detector, 194°F (90°C) | 1 | [6 empty] | FALSE | TRUE |  |  |  |  | #FFFF0000 | FA-NFPA 170 HEAT DETECTOR | 1 | FALSE | FALSE | FALSE | 1403 |  |  | 7270-0021:0001 | [10 empty] | FALSE
NFPA 170 HEAT DETECTOR |  |  | North | Thermotech |  | Heat Detector |  |  |  | Module | TRUE | 302-EPM-135 | ++ | Heat Detector, 135°F (57°C) | 1 | [6 empty] | FALSE | TRUE |  |  |  |  | #FFFF0000 | FA-NFPA 170 HEAT DETECTOR | 1 | FALSE | FALSE | FALSE | 1403 |  |  | 7270-0021:0001 | [10 empty] | FALSE
NFPA 170 HEAT DETECTOR |  |  | North | Thermotech |  | Heat Detector |  |  |  | Module | TRUE | 302-ET-135 | ++ | Heat Detector, 135°F (57°C) | 1 | [6 empty] | FALSE | TRUE |  |  |  |  | #FFFF0000 | FA-NFPA 170 HEAT DETECTOR | 1 | FALSE | FALSE | FALSE | 1403 |  |  | 7270-0021:0001 | [10 empty] | FALSE
NFPA 170 HEAT DETECTOR |  |  | North | Thermotech |  | Heat Detector |  |  |  | Module | TRUE | 302-AW-135 | ++ | Heat Detector, 135°F (57°C) | 1 | [6 empty] | FALSE | TRUE |  |  |  |  | #FFFF0000 | FA-NFPA 170 HEAT DETECTOR | 1 | FALSE | FALSE | FALSE | 1403 |  |  | 7270-0021:0001 | [10 empty] | FALSE
NFPA 170 HEAT DETECTOR |  |  | North | Thermotech |  | Heat Detector |  |  |  | Module | TRUE | 302-ET-194 | ++ | Heat Detector, 194°F (90°C) | 1 | [6 empty] | FALSE | TRUE |  |  |  |  | #FFFF0000 | FA-NFPA 170 HEAT DETECTOR | 1 | FALSE | FALSE | FALSE | 1403 |  |  | 7270-0021:0001 | [10 empty] | FALSE
|  |  | North | Thermotech |  | Hardware |  |  |  | Hardware | TRUE | AP-P | ++ | Adapter Plate for 302 series detectors | 1 | [6 empty] | FALSE | [5 empty] | #FFFFFFFF |  |  | FALSE | FALSE | FALSE |  |  |  | 7270-0021:0001 | [10 empty] | FALSE
NFPA 170 SPEAKER WALL |  |  | North | TOA |  | Speaker |  |  |  | Module | TRUE | CS-304U | ++ | Wide Range Speaker, All Weather | 1 | [6 empty] | FALSE | FALSE |  |  | 366 (W) X 230 (H) X 272 (D) mm |  | #FF0070C0 | FA-NFPA 170 SPEAKER WALL | 1 | FALSE | FALSE | FALSE | 2019 | [13 empty] | FALSE |  |  | WP
NFPA 170 STROBE WALL |  |  | North | Tomar |  | Strobe |  |  |  | Module | TRUE | 495S-1280C |  | Hazardous Location Warning Light | 1 | 0 | 0.213 |  |  |  |  | FALSE | [5 empty] | #FF0070C0 | FA-NFPA 170 STROBE WALL | 1 | FALSE | FALSE | FALSE | 2023 | [13 empty] | FALSE |  |  | XP
NFPA 170 STROBE WALL |  |  | North | Tomar |  | Strobe |  |  |  | Module | TRUE | 490S-1280T |  | Hazardous Location Warning Light | 1 | 0 | 0.213 |  |  |  |  | FALSE | [5 empty] | #FF0070C0 | FA-NFPA 170 STROBE WALL | 1 | FALSE | FALSE | FALSE | 2023 | [13 empty] | FALSE |  |  | XP
NFPA 170 STROBE WALL |  |  | North | Tomar |  | Strobe |  |  |  | Module | TRUE | 495S-1280A |  | Hazardous Location Warning Light | 1 | 0 | 0.213 |  |  |  |  | FALSE | [5 empty] | #FF0070C0 | FA-NFPA 170 STROBE WALL | 1 | FALSE | FALSE | FALSE | 2023 | [13 empty] | FALSE |  |  | XP
NFPA 170 STROBE WALL |  |  | North | Tomar |  | Strobe |  |  |  | Module | TRUE | 495S-1280R |  | Hazardous Location Warning Light | 1 | 0 | 0.213 |  |  |  |  | FALSE | [5 empty] | #FF0070C0 | FA-NFPA 170 STROBE WALL | 1 | FALSE | FALSE | FALSE | 2023 | [13 empty] | FALSE |  |  | XP
|  |  | North | TRANSITION NETWORKS | Security/Access Control |  |  |  |  | Module | TRUE | PS-AC-920 |  | 920 WATT SECONDARY AC POWER SUPPLY | 1 | [12 empty] | #FFFFFFFF |  |  | FALSE | FALSE | FALSE
|  |  | North | TRANSITION NETWORKS | Security/Access Control |  |  |  |  | Module | TRUE | SM48TAT4XA-RP |  | 48 PORT NETWORK SWITCH | 1 | [12 empty] | #FFFFFFFF |  |  | FALSE | FALSE | FALSE
|  |  | North | TRANSITION NETWORKS | Security/Access Control |  |  |  |  | Module | TRUE | SISTP1040-342-LRT |  |  | 1 | [12 empty] | #FFFFFFFF |  |  | FALSE | FALSE | FALSE
|  |  | North | TRES RF SOLUTIONS | Security/Access Control |  |  |  |  | Module | TRUE | TRES900 |  |  | 1 | [12 empty] | #FFFFFFFF |  |  | FALSE | FALSE | FALSE
|  |  | North | TRIPLITE | Security/Access Control |  |  |  |  | Module | TRUE | SMART1500RMXL2UA |  | 1500VA LINE INTERACTIVE UPS SYSTEM | 1 | [12 empty] | #FFFFFFFF |  |  | FALSE | FALSE | FALSE
|  |  | North | TRIPLITE | Security/Access Control |  |  |  |  | Module | TRUE | SMART750 |  | 750VA LINE INTERACTIVE UPS SYSTEM | 1 | [12 empty] | #FFFFFFFF |  |  | FALSE | FALSE | FALSE
NFPA 170 SOLENOID VALVE |  |  | North | Tyco |  | Solenoid |  |  |  | Module | TRUE | 52-287-1-224 |  | 20-175 (1,4-12,1) 24 VDC Hazardous Location | 1 | 0 | 0.364 |  |  |  |  | FALSE | [5 empty] | #FFFF0000 | FA-NFPA 170 SOLENOID VALVE | 1 | FALSE | FALSE | FALSE | 1701 | [13 empty] | FALSE
NFPA 170 SOLENOID VALVE |  |  | North | Tyco |  | Solenoid |  |  |  | Module | TRUE | 52-287-1-024 |  | 20-175 (1,4-12,1) 24 VDC | 1 | 0 | 0.41 |  |  |  |  | FALSE | [5 empty] | #FFFF0000 | FA-NFPA 170 SOLENOID VALVE | 1 | FALSE | FALSE | FALSE | 1701 | [13 empty] | FALSE
NFPA 170 SOLENOID VALVE |  |  | North | Tyco |  | Solenoid |  |  |  | Module | TRUE | 52-287-1-124 |  | 20-300 (1,4-20,7) 24 VDC | 1 | 0 | 0.83 |  |  |  |  | FALSE | [5 empty] | #FFFF0000 | FA-NFPA 170 SOLENOID VALVE | 1 | FALSE | FALSE | FALSE | 1701 | [13 empty] | FALSE
NFPA 170 SPEAKER WALL |  |  | North | Ultra Electronics |  | Speaker |  |  |  | Module | TRUE | 90219A-801-05-L | HyperSpike | HYPERSPIKE TCPA-10 UL1480 C1D2 8OHM-RED | 1 | [10 empty] | 10.1” H X 10.1” W X 11.3” L |  | #FF0070C0 | FA-NFPA 170 SPEAKER WALL | 1 | FALSE | FALSE | FALSE | 2021
NFPA 170 SPEAKER WALL |  |  | North | Ultra Electronics |  | Speaker |  |  |  | Module | TRUE | 90215A-801-05-L | HyperSpike | UL 1480 listed C1D2 certifed TCPA-10 Distributed Audio Speaker with 5 selectable power taps that run off of 25V, 70V and 100 VRMS audio systems. Red | 1 | [8 empty] | 72377B-801 |  | 10.1” H X 10.1” W X 11.3” L |  | #FF0070C0 | FA-NFPA 170 SPEAKER WALL | 1 | FALSE | FALSE | FALSE | 2021
NFPA 170 SPEAKER WALL |  |  | East | Ultra Electronics |  | Speaker |  |  |  | Module | TRUE | 90185A-801-05-F | HyperSpike TCPA-OMNI | TCPA-Omni, 50W/100W/200W, 70 volt drive, Red with white fire label | 1 | 0 | 0 |  |  |  |  | TRUE |  | Wall Mount / Pole; Mounting Bracket |  |  | 72377B-801 WALL MOUNT BRACKET | #FF0070C0 | FA-NFPA 170 SPEAKER WALL | 1 | FALSE | FALSE | FALSE | 2021 |  |  |  |  | UL 1480 and Class I Division 2, Group A, B, C and D certified | [11 empty] | LS
NFPA 170 AMPLIFIER RACK | ENCOMPASS90250A RISER |  | North | Ultra Electronics |  | Amplifier |  |  |  | Assembly | TRUE | 90250A-801 | ++ | Encompass LT 300W Cabinet | 1 | [6 empty] | TRUE | [5 empty] | #FFFF0000 | FA-NFPA 170 AMPLIFIER RACK | 1 | FALSE | FALSE | FALSE | [17 empty] | 5 AMP REQ'D
NFPA 170 AMPLIFIER RACK | ENCOMPASS90250A RISER |  | North | Ultra Electronics |  | Amplifier |  |  |  | Assembly | TRUE | 90250A-802 | ++ | Encompass LT 600W Cabinet | 1 | [6 empty] | TRUE | [5 empty] | #FFFF0000 | FA-NFPA 170 AMPLIFIER RACK | 1 | FALSE | FALSE | FALSE | [17 empty] | 10 AMP REQ'D
NFPA 170 SPEAKER WALL |  |  | North | Ultra Electronics |  | Speaker |  |  |  | Module | TRUE | 90219A-802-05-L | HyperSpike | HYPERSPIKE TCPA-10 UL1480 C1D2 4OHM-RED | 1 | [10 empty] | 10.1” H X 10.1” W X 11.3” L |  | #FF0070C0 | FA-NFPA 170 SPEAKER WALL | 1 | FALSE | FALSE | FALSE | 2021
NFPA 170 SPEAKER WALL |  |  | North | Ultra Electronics |  | Speaker |  |  |  | Module | TRUE | 90215A-801-04-L | HyperSpike | UL 1480 listed C1D2 certifed TCPA-10 Distributed Audio Speaker with 5 selectable power taps that run off of 25V, 70V and 100 VRMS audio systems. Gray | 1 | [8 empty] | 72377B-801 |  | 10.1” H X 10.1” W X 11.3” L |  | #FF0070C0 | FA-NFPA 170 SPEAKER WALL | 1 | FALSE | FALSE | FALSE | 2021
NFPA 170 SPEAKER WALL |  |  | North | Ultra Electronics |  | Speaker |  |  |  | Module | TRUE | 90219A-802-01-L | HyperSpike | HYPERSPIKE TCPA-10 UL1480 C1D2 4OHM-BLK | 1 | [10 empty] | 10.1” H X 10.1” W X 11.3” L |  | #FF0070C0 | FA-NFPA 170 SPEAKER WALL | 1 | FALSE | FALSE | FALSE | 2021
NFPA 170 SPEAKER WALL |  |  | North | Ultra Electronics |  | Speaker |  |  |  | Module | TRUE | 90219A-802-06-L | HyperSpike | HYPERSPIKE TCPA-10 UL1480 C1D2 4OHM-WHT | 1 | [10 empty] | 10.1” H X 10.1” W X 11.3” L |  | #FF0070C0 | FA-NFPA 170 SPEAKER WALL | 1 | FALSE | FALSE | FALSE | 2021
NFPA 170 SPEAKER WALL |  |  | North | Ultra Electronics |  | Speaker |  |  |  | Module | TRUE | 90219A-801-06-L | HyperSpike | HYPERSPIKE TCPA-10 UL1480 C1D2 8OHM-WHT | 1 | [10 empty] | 10.1” H X 10.1” W X 11.3” L |  | #FF0070C0 | FA-NFPA 170 SPEAKER WALL | 1 | FALSE | FALSE | FALSE | 2021
NFPA 170 SPEAKER WALL |  |  | North | Ultra Electronics |  | Speaker |  |  |  | Module | TRUE | 90219A-802-04-L | HyperSpike | HYPERSPIKE TCPA-10 UL1480 C1D2 4OHM-GRY | 1 | [10 empty] | 10.1” H X 10.1” W X 11.3” L |  | #FF0070C0 | FA-NFPA 170 SPEAKER WALL | 1 | FALSE | FALSE | FALSE | 2021
NFPA 170 SPEAKER WALL |  |  | North | Ultra Electronics |  | Speaker |  |  |  | Module | TRUE | 90219A-801-04-L | HyperSpike | HYPERSPIKE TCPA-10 UL1480 C1D2 8OHM-GRY | 1 | [10 empty] | 10.1” H X 10.1” W X 11.3” L |  | #FF0070C0 | FA-NFPA 170 SPEAKER WALL | 1 | FALSE | FALSE | FALSE | 2021
NFPA 170 SPEAKER WALL |  |  | North | Ultra Electronics |  | Speaker |  |  |  | Module | TRUE | 90215A-801-01-L | HyperSpike | UL 1480 listed C1D2 certifed TCPA-10 Distributed Audio Speaker with 5 selectable power taps that run off of 25V, 70V and 100 VRMS audio systems. Black. | 1 | [8 empty] | 72377B-801 |  | 10.1” H X 10.1” W X 11.3” L |  | #FF0070C0 | FA-NFPA 170 SPEAKER WALL | 1 | FALSE | FALSE | FALSE | 2021
|  |  | North | Ultra Electronics |  | Cards & Components |  |  |  | Card | TRUE | Encompass 300 watt card | ++ | Encompass 300 watt amplifier card | 1 | [6 empty] | TRUE | [5 empty] | #FFFFFFFF |  |  | FALSE | FALSE | FALSE
NFPA 170 SPEAKER WALL |  |  | North | Ultra Electronics |  | Speaker |  |  |  | Module | TRUE | 90215A-801-06-L | HyperSpike | UL 1480 listed C1D2 certifed TCPA-10 Distributed Audio Speaker with 5 selectable power taps that run off of 25V, 70V and 100 VRMS audio systems. White | 1 | [8 empty] | 72377B-801 |  | 10.1” H X 10.1” W X 11.3” L |  | #FF0070C0 | FA-NFPA 170 SPEAKER WALL | 1 | FALSE | FALSE | FALSE | 2021
NFPA 170 SPEAKER WALL |  |  | East | Ultra Electronics |  | Speaker |  |  |  | Module | TRUE | 90185A-801-05-N | HyperSpike TCPA-OMNI | TCPA-Omni, 50W/100W/200W, 70 volt drive, Red with no label | 1 | 0 | 0 |  |  |  |  | TRUE |  | Wall Mount / Pole; Mounting Bracket |  |  | 72377B-801 WALL MOUNT BRACKET | #FF0070C0 | FA-NFPA 170 SPEAKER WALL | 1 | FALSE | FALSE | FALSE | 2021 |  |  |  |  | UL 1480 and Class I Division 2, Group A, B, C and D certified | [11 empty] | LS
NFPA 170 SPEAKER WALL |  |  | North | Ultra Electronics |  | Speaker |  |  |  | Module | TRUE | 90219A-801-01-L | HyperSpike | HYPERSPIKE TCPA-10 UL1480 C1D2 8OHM-BLK | 1 | [10 empty] | 10.1” H X 10.1” W X 11.3” L |  | #FF0070C0 | FA-NFPA 170 SPEAKER WALL | 1 | FALSE | FALSE | FALSE | 2021
NFPA 170 NON ADDRESSABLE RELAY |  |  | North | UltraTech |  | Non-Addressable Relay |  |  |  | Module | TRUE | 0E-FRLY12V7 | ++ | Multi-Voltage Relay Module | 1 | 0 | 0.024 |  |  |  |  | TRUE | [5 empty] | #FFFF0000 | FA-NFPA 170 NON ADDRESSABLE RELAY | 1 | FALSE | FALSE | FALSE | [14 empty] | FALSE
|  |  | North | UPG |  | Hardware |  |  |  | Hardware | TRUE | UB12550 | System Batteries, Sealed Lead-Acid | 12V 55AH Sealed Lead-Acid Battery | 1 | 0 | 0 |  |  |  |  | FALSE |  | Installed Inside Cabinet |  | L: 5.94 in W: 3.86 in H: 3.72 in |  | #FFFFFFFF |  |  | FALSE | FALSE | FALSE
|  |  | North | UPG |  | Hardware |  |  |  | Hardware | TRUE | UB12120 | System Batteries, Sealed Lead-Acid | 12V 12AH Sealed Lead-Acid Battery | 1 | 0 | 0 |  |  |  |  | FALSE |  | Installed Inside Cabinet |  | L: 5.94 in W: 3.86 in H: 3.72 in |  | #FFFFFFFF |  |  | FALSE | FALSE | FALSE
|  |  | North | UPG |  | Hardware |  |  |  | Hardware | TRUE | UB12180 | System Batteries, Sealed Lead-Acid | 12V 18AH Sealed Lead-Acid Battery | 1 | 0 | 0 |  |  |  |  | FALSE |  | Installed Inside Cabinet |  | L: 5.94 in W: 3.86 in H: 3.72 in |  | #FFFFFFFF |  |  | FALSE | FALSE | FALSE
|  |  | North | UPG |  | Hardware |  |  |  | Hardware | TRUE | UB1270 | System Batteries, Sealed Lead-Acid | 12V 7AH Sealed Lead-Acid Battery | 1 | 0 | 0 |  |  |  |  | FALSE |  | Installed Inside Cabinet |  | L: 5.94 in W: 3.86 in H: 3.72 in |  | #FFFFFFFF |  |  | FALSE | FALSE | FALSE
|  |  | North | UPG |  | Hardware |  |  |  | Hardware | TRUE | UB12350 | System Batteries, Sealed Lead-Acid | 12V 35AH Sealed Lead-Acid Battery | 1 | 0 | 0 |  |  |  |  | FALSE |  | Installed Inside Cabinet |  | L: 5.94 in W: 3.86 in H: 3.72 in |  | #FFFFFFFF |  |  | FALSE | FALSE | FALSE
|  |  | North | UPG | [5 empty] | Module | TRUE | OSE-HPW | + | High-powered, wired emitter that sends infrared, ultraviolet coded light signals to the imager | 1 | [12 empty] | #FFFFFFFF |  |  | FALSE | FALSE | FALSE
|  |  | North | UPG |  | Hardware |  |  |  | Hardware | TRUE | UB12750 | System Batteries, Sealed Lead-Acid | 12V 75AH Sealed Lead-Acid Battery | 1 | 0 | 0 |  |  |  |  | FALSE |  | Installed Inside Cabinet |  | L: 5.94 in W: 3.86 in H: 3.72 in |  | #FFFFFFFF |  |  | FALSE | FALSE | FALSE
|  |  | North | VES |  | Cards & Components |  |  |  | Card | TRUE | VF0860 Main Board | + | Main Board | 1 | 0.27 | 0.29 |  |  |  |  | TRUE | [5 empty] | #FFFFFFFF |  |  | FALSE | FALSE | FALSE
NFPA 170 STROBE WALL |  |  | North | VES |  | Strobe |  |  |  | Module | TRUE | VF4001-X0 |  | Selectable Candela, Low Profile Evacuation Strobe, Red | 1 | 0 | 0.116 |  |  |  |  | FALSE | [5 empty] | #FF0070C0 | FA-NFPA 170 STROBE WALL | 1 | FALSE | FALSE | FALSE | 2023 | [13 empty] | FALSE
|  |  | North | VES |  | Cards & Components |  |  |  | Card | TRUE | VF0820 Main Board | + | Main Board | 1 | 0.27 | 0.29 |  |  |  |  | TRUE | [5 empty] | #FFFFFFFF |  |  | FALSE | FALSE | FALSE
NFPA 170 FIRE ALARM CONTROL UNIT | RISER FACP |  | North | VES |  | Fire Alarm Control Unit |  |  |  | Assembly | TRUE | VF0860-10 | + | Elite RS-A Analog Addressable Fire Control Panel, 2 Loops, Red, 120V | 1 | [6 empty] | FALSE | [5 empty] | #FFFF0000 | FA-NFPA 170 FIRE ALARM CONTROL UNIT | 1 | FALSE | FALSE | FALSE | 202 | [8 empty] | 7,12,18,28,55,60 |  |  | 5.25 |  | TRUE
NFPA 170 ADDRESSABLE INPUT MONITOR MODULE |  |  | North | VES |  | Addressable Module |  |  |  | Module | TRUE | VF6011 |  | CONVENTIONAL ZONE MODULE | 1 | 0.00068 | 0.00072 |  |  |  |  | TRUE | [5 empty] | #FFFF0000 | FA-NFPA 170 ADDRESSABLE INPUT MONITOR MODULE | 1 | FALSE | FALSE | FALSE | 1000 | [16 empty] | CZM
NFPA 170 MANUAL PULL |  |  | North | VES |  | Manual Station |  |  |  | Module | TRUE | VF3002-10 |  | Manual Pull Dual action with Key lock | 1 | 0 | 0 |  |  |  |  | TRUE | [5 empty] | #FFFF0000 | FA-NFPA 170 MANUAL PULL | 1 | FALSE | FALSE | FALSE | 957
NFPA 170 FIRE ALARM CONTROL UNIT | RISER FACP |  | North | VES |  | Fire Alarm Control Unit |  |  |  | Assembly | TRUE | VF1810-10 | + | Elite Releasing Fire Control Panel, 3 Zones, Red, 120V | 1 | [6 empty] | FALSE | [5 empty] | #FFFF0000 | FA-NFPA 170 FIRE ALARM CONTROL UNIT | 1 | FALSE | FALSE | FALSE | 202 | [8 empty] | 7 |  | 7 |  |  | TRUE
NFPA 170 FIRE ALARM CONTROL UNIT | RISER FACP |  | North | VES |  | Fire Alarm Control Unit |  |  |  | Assembly | TRUE | VF1420-10 | + | Elite H Analog Addressable Fire Control Panel, 2 Loops, Red, 120V | 1 | [6 empty] | FALSE | [5 empty] | #FFFF0000 | FA-NFPA 170 FIRE ALARM CONTROL UNIT | 1 | FALSE | FALSE | FALSE | 202 | [8 empty] | 7,12,18,28,55,60 |  |  | 5.25 |  | TRUE
NFPA 170 SMOKE DETECTOR |  |  | North | VES |  | Smoke Detector |  |  |  | Module | TRUE | VF2011-00 w/VF7001-00 STANDARD BASE |  | VF2011-00 w/4IN STANDARD BASE | 1 | 0.00045 | 0.00054 |  |  |  |  | TRUE | TRUE |  |  |  |  | #FFFF0000 | FA-NFPA 170 SMOKE DETECTOR | 1 | FALSE | FALSE | FALSE | 1408
|  |  | North | VES |  | Cards & Components |  |  |  | Card | TRUE | VF1858-10/11 Main Board | + | VF1858 Main Board | 1 | 0.12 | 0.68 | 4.5 |  |  |  | TRUE | [5 empty] | #FFFFFFFF |  |  | FALSE | FALSE | FALSE
NFPA 170 FIRE ALARM CONTROL UNIT | RISER FACP |  | North | VES |  | Fire Alarm Control Unit |  |  |  | Assembly | TRUE | VF0820-10 | + | Elite RS-H Analog Addressable Fire Control Panel, 2 Loops, Red, 120V | 1 | [6 empty] | FALSE | [5 empty] | #FFFF0000 | FA-NFPA 170 FIRE ALARM CONTROL UNIT | 1 | FALSE | FALSE | FALSE | 202 | [8 empty] | 7,12,18,28,55,60 |  |  | 5.25 |  | TRUE
NFPA 170 STROBE WALL |  |  | North | VES |  | Strobe |  |  |  | Module | TRUE | VF4006-X0 |  | 24 Volt Low Profile Evacuation Outdoor Strobe, Weather Proof, Wall, Red, Low Profile | 1 | 0 | 0.17 |  |  |  |  | FALSE | [5 empty] | #FF0070C0 | FA-NFPA 170 STROBE WALL | 1 | FALSE | FALSE | FALSE | 2023 | [13 empty] | FALSE
|  |  | North | VES |  | Cards & Components |  |  |  | Card | TRUE | VF1420 Main Board | + | Main Board | 1 | 0.27 | 0.29 |  |  |  |  | TRUE | [5 empty] | #FFFFFFFF |  |  | FALSE | FALSE | FALSE
NFPA 170 FIRE ALARM CONTROL UNIT | RISER FACP |  | North | VES |  | Fire Alarm Control Unit |  |  |  | Assembly | TRUE | VF0850-10 | + | Elite RS-A Analog Addressable Fire Control Panel, 1 Loop, Red, 120V | 1 | [6 empty] | FALSE | [5 empty] | #FFFF0000 | FA-NFPA 170 FIRE ALARM CONTROL UNIT | 1 | FALSE | FALSE | FALSE | 202 | [8 empty] | 7,12,18,28,55,60 |  |  | 5.25 |  | TRUE
|  |  | North | VES |  | Cards & Components |  |  |  | Card | TRUE | VF1054-00-H | + | SLC One Loop Expansion Card | 1 | 0.075 | 0.075 |  |  |  |  | TRUE | [5 empty] | #FFFFFFFF |  |  | FALSE | FALSE | FALSE
|  |  | North | VES |  | Cards & Components |  |  |  | Card | TRUE | VF1054-00-A | + | SLC One Loop Expansion Card | 1 | 0.075 | 0.075 |  |  |  |  | TRUE | [5 empty] | #FFFFFFFF |  |  | FALSE | FALSE | FALSE
|  |  | North | VES |  | Cards & Components |  |  |  | Card | TRUE | VF0850 Main Board | + | Main Board | 1 | 0.2 | 0.22 |  |  |  |  | TRUE | [5 empty] | #FFFFFFFF |  |  | FALSE | FALSE | FALSE
NFPA 170 SMOKE DETECTOR |  |  | North | VES |  | Smoke Detector |  |  |  | Module | TRUE | VF2011-00 w/ VF7002-00 STANDARD BASE |  | VF2011-00 w/6IN STANDARD BASE | 1 | 0.00045 | 0.00054 |  |  |  |  | TRUE | TRUE |  |  |  |  | #FFFF0000 | FA-NFPA 170 SMOKE DETECTOR | 1 | FALSE | FALSE | FALSE | 1408
NFPA 170 FIRE ALARM CONTROL UNIT | RISER FACP |  | North | VES |  | Fire Alarm Control Unit |  |  |  | Assembly | TRUE | VF1848-10/11 | + | Elite Conventional Fire Control Panel, 8 Zones, Red, 120V | 1 | [6 empty] | FALSE | [5 empty] | #FFFF0000 | FA-NFPA 170 FIRE ALARM CONTROL UNIT | 1 | FALSE | FALSE | FALSE | 202 | [8 empty] | 7 |  | 7 |  |  | TRUE
|  |  | North | VES |  | Cards & Components |  |  |  | Card | TRUE | VF1810-10 Main Board | + | Main Board | 1 | 0.095 | 0.095 | 3 |  |  |  | TRUE | [5 empty] | #FFFFFFFF |  |  | FALSE | FALSE | FALSE
NFPA 170 ADDRESSABLE OUTPUT MODULE |  |  | North | VES |  | Addressable Control/Relay |  |  |  | Module | TRUE | VF6052-00 |  | DUAL RELAY MODULE | 1 | 0.00035 | 0.00041 |  |  |  |  | TRUE | [5 empty] | #FFFF0000 | FA-NFPA 170 ADDRESSABLE OUTPUT MODULE | 1 | FALSE | FALSE | FALSE | 1100 | [16 empty] | 2
NFPA 170 FIRE ALARM CONTROL UNIT | RISER FACP |  | North | VES |  | Fire Alarm Control Unit |  |  |  | Assembly | TRUE | VF0810-10 | + | Elite RS-H Analog Addressable Fire Control Panel, 1 Loop, Red, 120V | 1 | [6 empty] | FALSE | [5 empty] | #FFFF0000 | FA-NFPA 170 FIRE ALARM CONTROL UNIT | 1 | FALSE | FALSE | FALSE | 202 | [8 empty] | 7,12,18,28,55,60 |  |  | 5.25 |  | TRUE
|  |  | North | VES |  | Cards & Components |  |  |  | Card | TRUE | VF1848-10/11 Main Board | + | 1848 Main Board | 1 | 0.1 | 0.68 | 4.5 |  |  |  | TRUE | [5 empty] | #FFFFFFFF |  |  | FALSE | FALSE | FALSE
|  |  | North | VES |  | Cards & Components |  |  |  | Card | TRUE | VF0810 Main Board | + | Main Board | 1 | 0.2 | 0.22 |  |  |  |  | TRUE | [5 empty] | #FFFFFFFF |  |  | FALSE | FALSE | FALSE
NFPA 170 FIRE ALARM CONTROL UNIT | RISER FACP |  | North | VES |  | Fire Alarm Control Unit |  |  |  | Assembly | TRUE | VF1858-10/11 | + | Elite Conventional Fire Control Panel, 8 Zones, Red, 120V WITH DIALER | 1 | [6 empty] | FALSE | [5 empty] | #FFFF0000 | FA-NFPA 170 FIRE ALARM CONTROL UNIT | 1 | FALSE | FALSE | FALSE | 202 | [8 empty] | 7 |  | 7 |  |  | TRUE
NFPA 170 HORN STROBE |  |  | North | VES |  | Horn/Strobe |  |  |  | Module | TRUE | VF4007-X0 |  | 24 Volt Low Profile Evacuation Outdoor Horn/Strobe, Weather Proof, Wall, Red, Low Profile | 1 | 0 | 0.198 |  |  |  |  | FALSE | [5 empty] | #FF0070C0 | FA-NFPA 170 HORN STROBE | 1 | FALSE | FALSE | FALSE | 2012 | [13 empty] | FALSE
NFPA 170 HORN STROBE |  |  | North | VES |  | Horn/Strobe |  |  |  | Module | TRUE | VF4002-X0 |  | Selectable Candela, Low Profile Evacuation Horn/Strobe, Red | 1 | 0 | 0.172 |  |  |  |  | FALSE | [5 empty] | #FF0070C0 | FA-NFPA 170 HORN STROBE | 1 | FALSE | FALSE | FALSE | 2012 | [13 empty] | FALSE
NFPA 170 REMOTE ANNUNCIATOR | RISER ANNUNCIATOR |  | North | VES |  | Remote Annunciator |  |  |  | Module | TRUE | GF-5210-R | + | Remote LCD Annunciator, red enclosure | 1 | 0.03 | 0.03 |  |  |  |  | FALSE | [5 empty] | #FFFF0000 | FA-NFPA 170 REMOTE ANNUNCIATOR | 1 | FALSE | FALSE | FALSE | 255 | [13 empty] | FALSE
NFPA 170 SOLENOID VALVE |  |  | North | Victaulic |  | Solenoid |  |  |  | Module | TRUE | 767 |  | Electric/Pneumatic Double Interlock Actuator | 1 | 0 | 0.364 |  |  |  |  | FALSE | [5 empty] | #FFFF0000 | FA-NFPA 170 SOLENOID VALVE | 1 | FALSE | FALSE | FALSE | 1701 | [13 empty] | FALSE
NFPA 170 FIRE ALARM CONTROL UNIT | RISER FACP |  | North | Viking |  | Fire Alarm Control Unit |  |  |  | Assembly | TRUE | VFR400 | ++ | Multi-hazard releasing control panel | 1 | [6 empty] | FALSE |  |  |  | 18.50” x 14.68” x 4.75” |  | #FFFF0000 | FA-NFPA 170 FIRE ALARM CONTROL UNIT | 1 | FALSE | FALSE | FALSE | 202 | [8 empty] | 8,12,18 |  | 18 |  |  | TRUE
|  |  | North | Viking |  | Cards & Components |  |  |  | Card | TRUE | VFR400 Main Board | ++ | VFR400 Main Board | 1 | 0.121 | 0.274 |  |  |  |  | TRUE | [5 empty] | #FFFFFFFF |  |  | FALSE | FALSE | FALSE | [14 empty] | FALSE
NFPA 170 SOLENOID VALVE |  |  | North | Viking |  | Solenoid |  |  |  | Module | TRUE | 13844 | ++ | Deluge & Preaction 5/8" | 1 | 0 | 0.14 |  |  |  |  | FALSE | [5 empty] | #FFFF0000 | FA-NFPA 170 SOLENOID VALVE | 1 | FALSE | FALSE | FALSE | 1701 | [13 empty] | FALSE
NFPA 170 SOLENOID VALVE |  |  | North | Viking |  | Solenoid |  |  |  | Module | TRUE | 11602 | ++ | Deluge & Preaction, SureFire 3/4" | 1 | 0 | 0.338 |  |  |  |  | FALSE | [5 empty] | #FFFF0000 | FA-NFPA 170 SOLENOID VALVE | 1 | FALSE | FALSE | FALSE | 1701 | [13 empty] | FALSE
NFPA 170 SOLENOID VALVE |  |  | North | Viking |  | Solenoid |  |  |  | Module | TRUE | 13215 | ++ | SureFire 3/4" | 1 | 0 | 0.338 |  |  |  |  | FALSE | [5 empty] | #FFFF0000 | FA-NFPA 170 SOLENOID VALVE | 1 | FALSE | FALSE | FALSE | 1701 | [13 empty] | FALSE
NFPA 170 SOLENOID VALVE |  |  | North | Viking |  | Solenoid |  |  |  | Module | TRUE | 11601 | ++ | Deluge & Preaction, SureFire 3/4" | 1 | 0 | 0.338 |  |  |  |  | FALSE | [5 empty] | #FFFF0000 | FA-NFPA 170 SOLENOID VALVE | 1 | FALSE | FALSE | FALSE | 1701 | [13 empty] | FALSE
NFPA 170 FLAME DETECTOR |  |  | North | Viking |  | Flame Detector |  |  |  | Module | TRUE | VSF303 | ++ | Explosion Proof, Multi Spectrum IR Flame Detector, 24 VDC | 1 | 0.125 | 0.125 |  |  | 24 | 18 | FALSE | FALSE |  |  |  |  | #FFFF0000 | FA-NFPA 170 FLAME DETECTOR | 1 | FALSE | FALSE | FALSE | 1401 | [13 empty] | FALSE |  |  | XP
NFPA 170 SOLENOID VALVE |  |  | North | Viking |  | Solenoid |  |  |  | Module | TRUE | 13843 | ++ | Deluge & Preaction 5/8" | 1 | 0 | 0.14 |  |  |  |  | FALSE | [5 empty] | #FFFF0000 | FA-NFPA 170 SOLENOID VALVE | 1 | FALSE | FALSE | FALSE | 1701 | [13 empty] | FALSE
GenericN ELECTRIC STRIKE |  |  | North | Von Duprin | Security/Access Control | Electric Strike |  |  |  | Module | TRUE | 5100 | ++ | 5100 Series - Electric strike for cylindrical locksets and deadlatches | 1 | 0.038 | 0.038 |  |  | 12 |  | TRUE | [5 empty] | #FFFF0000 | FA-GenericN ELECTRIC STRIKE | 1 | FALSE | FALSE | FALSE | [17 empty] | R1
GenericN ELECTRIC STRIKE |  |  | North | Von Duprin | Security/Access Control | Electric Strike |  |  |  | Module | TRUE | 6211WF | ++ | 6200 Series - Strikes for mortise or cylindrical devices | 1 | 0.06 | 0.06 |  |  | 12 |  | TRUE | [5 empty] | #FFFF0000 | FA-GenericN ELECTRIC STRIKE | 1 | FALSE | FALSE | FALSE | [17 empty] | R1
GenericN ELECTRIC STRIKE |  |  | North | Von Duprin | Security/Access Control | Electric Strike |  |  |  | Module | TRUE | 4200 | ++ | 4200 Series - Electric strike for cylindrical locks and deadlatches | 1 | 0.02 | 0.02 |  |  | 12 |  | TRUE | [5 empty] | #FFFF0000 | FA-GenericN ELECTRIC STRIKE | 1 | FALSE | FALSE | FALSE | [17 empty] | R1
GenericN ELECTRIC STRIKE |  |  | North | Von Duprin | Security/Access Control | Electric Strike |  |  |  | Module | TRUE | 6211 | ++ | 6200 Series - Strikes for mortise or cylindrical devices | 1 | 0.06 | 0.06 |  |  | 12 |  | TRUE | [5 empty] | #FFFF0000 | FA-GenericN ELECTRIC STRIKE | 1 | FALSE | FALSE | FALSE | [17 empty] | R1
GenericN ELECTRIC STRIKE |  |  | North | Von Duprin | Security/Access Control | Electric Strike |  |  |  | Module | TRUE | 6211AL | ++ | 6200 Series - Strikes for mortise or cylindrical devices | 1 | 0.06 | 0.06 |  |  | 12 |  | TRUE | [5 empty] | #FFFF0000 | FA-GenericN ELECTRIC STRIKE | 1 | FALSE | FALSE | FALSE | [17 empty] | R1
GenericN ELECTRIC STRIKE |  |  | North | Von Duprin | Security/Access Control | Electric Strike |  |  |  | Module | TRUE | 6224AL | ++ | 6200 Series - Strikes for mortise or cylindrical devices | 1 | 0.06 | 0.06 |  |  | 12 |  | TRUE | [5 empty] | #FFFF0000 | FA-GenericN ELECTRIC STRIKE | 1 | FALSE | FALSE | FALSE | [17 empty] | R1
GenericN ELECTRIC STRIKE |  |  | North | Von Duprin | Security/Access Control | Electric Strike |  |  |  | Module | TRUE | 6224 | ++ | 6200 Series - Strikes for mortise or cylindrical devices | 1 | 0.06 | 0.06 |  |  | 12 |  | TRUE | [5 empty] | #FFFF0000 | FA-GenericN ELECTRIC STRIKE | 1 | FALSE | FALSE | FALSE | [17 empty] | R1
GenericN ELECTRIC STRIKE |  |  | North | Von Duprin | Security/Access Control | Electric Strike |  |  |  | Module | TRUE | 6225 | ++ | 6200 Series - Strikes for mortise or cylindrical devices | 1 | 0.06 | 0.06 |  |  | 12 |  | TRUE | [5 empty] | #FFFF0000 | FA-GenericN ELECTRIC STRIKE | 1 | FALSE | FALSE | FALSE | [17 empty] | R1
GenericN ELECTRIC STRIKE |  |  | North | Von Duprin | Security/Access Control | Electric Strike |  |  |  | Module | TRUE | 6210 | ++ | 6200 Series - Strikes for mortise or cylindrical devices | 1 | 0.06 | 0.06 |  |  | 12 |  | TRUE | [5 empty] | #FFFF0000 | FA-GenericN ELECTRIC STRIKE | 1 | FALSE | FALSE | FALSE | [17 empty] | R1
GenericN ELECTRIC STRIKE |  |  | North | Von Duprin | Security/Access Control | Electric Strike |  |  |  | Module | TRUE | 6223 | ++ | 6200 Series - Strikes for mortise or cylindrical devices | 1 | 0.06 | 0.06 |  |  | 12 |  | TRUE | [5 empty] | #FFFF0000 | FA-GenericN ELECTRIC STRIKE | 1 | FALSE | FALSE | FALSE | [17 empty] | R1
GenericN ELECTRIC STRIKE |  |  | North | Von Duprin | Security/Access Control | Electric Strike |  |  |  | Module | TRUE | 6212 | ++ | 6200 Series - Strikes for mortise or cylindrical devices | 1 | 0.06 | 0.06 |  |  | 12 |  | TRUE | [5 empty] | #FFFF0000 | FA-GenericN ELECTRIC STRIKE | 1 | FALSE | FALSE | FALSE | [17 empty] | R1
GenericN ELECTRIC STRIKE |  |  | North | Von Duprin | Security/Access Control | Electric Strike |  |  |  | Module | TRUE | 6216 | ++ | 6200 Series - Strikes for mortise or cylindrical devices | 1 | 0.06 | 0.06 |  |  | 12 |  | TRUE | [5 empty] | #FFFF0000 | FA-GenericN ELECTRIC STRIKE | 1 | FALSE | FALSE | FALSE | [17 empty] | R1
GenericN ELECTRIC STRIKE |  |  | North | Von Duprin | Security/Access Control | Electric Strike |  |  |  | Module | TRUE | 6212WF | ++ | 6200 Series - Strikes for mortise or cylindrical devices | 1 | 0.06 | 0.06 |  |  | 12 |  | TRUE | [5 empty] | #FFFF0000 | FA-GenericN ELECTRIC STRIKE | 1 | FALSE | FALSE | FALSE | [17 empty] | R1
GenericN ELECTRIC STRIKE |  |  | North | Von Duprin | Security/Access Control | Electric Strike |  |  |  | Module | TRUE | 6213 | ++ | 6200 Series - Strikes for mortise or cylindrical devices | 1 | 0.06 | 0.06 |  |  | 12 |  | TRUE | [5 empty] | #FFFF0000 | FA-GenericN ELECTRIC STRIKE | 1 | FALSE | FALSE | FALSE | [17 empty] | R1
GenericN ELECTRIC STRIKE |  |  | North | Von Duprin | Security/Access Control | Electric Strike |  |  |  | Module | TRUE | 6215 | ++ | 6200 Series - Strikes for mortise or cylindrical devices | 1 | 0.06 | 0.06 |  |  | 12 |  | TRUE | [5 empty] | #FFFF0000 | FA-GenericN ELECTRIC STRIKE | 1 | FALSE | FALSE | FALSE | [17 empty] | R1
GenericN ELECTRIC STRIKE |  |  | North | Von Duprin | Security/Access Control | Electric Strike |  |  |  | Module | TRUE | 6214 | ++ | 6200 Series - Strikes for mortise or cylindrical devices | 1 | 0.06 | 0.06 |  |  | 12 |  | TRUE | [5 empty] | #FFFF0000 | FA-GenericN ELECTRIC STRIKE | 1 | FALSE | FALSE | FALSE | [17 empty] | R1
GenericN ELECTRIC STRIKE |  |  | North | Von Duprin | Security/Access Control | Electric Strike |  |  |  | Module | TRUE | 6226 | ++ | 6200 Series - Strikes for mortise or cylindrical devices | 1 | 0.06 | 0.06 |  |  | 12 |  | TRUE | [5 empty] | #FFFF0000 | FA-GenericN ELECTRIC STRIKE | 1 | FALSE | FALSE | FALSE | [17 empty] | R1
GenericN ELECTRIC STRIKE |  |  | North | Von Duprin | Security/Access Control | Electric Strike |  |  |  | Module | TRUE | 6222 | ++ | 6200 Series - Strikes for mortise or cylindrical devices | 1 | 0.06 | 0.06 |  |  | 12 |  | TRUE | [5 empty] | #FFFF0000 | FA-GenericN ELECTRIC STRIKE | 1 | FALSE | FALSE | FALSE | [17 empty] | R1
GenericN ELECTRIC STRIKE |  |  | North | Von Duprin | Security/Access Control | Electric Strike |  |  |  | Module | TRUE | 6221 | ++ | 6200 Series - Strikes for mortise or cylindrical devices | 1 | 0.06 | 0.06 |  |  | 12 |  | TRUE | [5 empty] | #FFFF0000 | FA-GenericN ELECTRIC STRIKE | 1 | FALSE | FALSE | FALSE | [17 empty] | R1
NFPA 170 HORN STROBE |  |  | North | WBOX |  | Horn/Strobe |  |  |  | Module | TRUE | 0E-OUTDSIRSB |  | SELF-CONTAINED SIREN/STROBE BLUE LENS | 1 |  | 0.39 |  |  | 12 |  | TRUE | [5 empty] | #FF0070C0 | FA-NFPA 170 HORN STROBE | 1 | FALSE | FALSE | FALSE
GenericN SIREN |  |  | North | WBOX |  | Notification Appliance |  |  |  | Module | TRUE | 0E-30WCSIREN |  | 30 WATT, DUAL TONE, WEATHER RESISTANT | 1 |  | 0.067 |  |  |  |  | TRUE | [5 empty] | #FFFF0000 | FA-GenericN SIREN | 1 | FALSE | FALSE | FALSE
NFPA 170 SURGE SUPPRESSOR |  |  | North | WBOX |  | Surge Supressor |  |  |  | Module | TRUE | 0E-SPROACHW |  | TYPE 2 SURGE PROTECTION DEVICE PROTECTS ALARM AND FIRE PANELS | 1 | 0 | 0 |  |  |  |  | TRUE |  | As Indicated on Prints - Field Verify |  | 2 7⁄16" W x 1 ⅜" D x 1 1⁄16" H |  | #FFFF0000 | FA-NFPA 170 SURGE SUPPRESSOR | 1 | FALSE | FALSE | FALSE | [17 empty] | 120v
|  |  | North | West-Com | [5 empty] | Module | TRUE | WC-NET/16 |  | West-Com Network Switch | 1 | [6 empty] | FALSE | [5 empty] | #FFFFFFFF |  |  | FALSE | FALSE | FALSE | [14 empty] | FALSE |  |  | WC-NET/16
|  |  | North | West-Com | [5 empty] | Module | TRUE | NV-DPS2 |  | Novus® Patient Stations | 1 | [6 empty] | FALSE | [5 empty] | #FFFFFFFF |  |  | FALSE | FALSE | FALSE | [14 empty] | FALSE |  |  | NV-DPS2
|  |  | North | West-Com | [5 empty] | Module | TRUE | JUP-1002-001 |  | Break-Away with 1010 male connector to 1012 pillow speaker female connector | 1 | [6 empty] | FALSE | [5 empty] | #FFFFFFFF |  |  | FALSE | FALSE | FALSE | [14 empty] | FALSE |  |  | JUP-1002-001
|  |  | North | West-Com | [5 empty] | Module | TRUE | NV-HRM |  | Novus® Home Run Module | 1 | [6 empty] | FALSE | [5 empty] | #FFFFFFFF |  |  | FALSE | FALSE | FALSE | [14 empty] | FALSE |  |  | NV-HRM
|  |  | North | West-Com | [5 empty] | Module | TRUE | NV-SPS2/N |  | Novus® Staff Station | 1 | [6 empty] | FALSE | [5 empty] | #FFFFFFFF |  |  | FALSE | FALSE | FALSE | [14 empty] | FALSE |  |  | NV-SPS2/N
|  |  | North | West-Com | [5 empty] | Module | TRUE | RPC-4 Server |  | Dell® PowerEdge R220 | 1 | [6 empty] | FALSE | [5 empty] | #FFFFFFFF |  |  | FALSE | FALSE | FALSE | [14 empty] | FALSE |  |  | RPC-4 Server
|  |  | North | West-Com | [5 empty] | Module | TRUE | NV-SPS2 |  | Novus® Patient Stations | 1 | [6 empty] | FALSE | [5 empty] | #FFFFFFFF |  |  | FALSE | FALSE | FALSE | [14 empty] | FALSE |  |  | NV-SPS2
|  |  | North | West-Com | [5 empty] | Module | TRUE | NV-WPC2 |  | Novus® Generation II Pull Cord Stations | 1 | [6 empty] | FALSE | [5 empty] | #FFFFFFFF |  |  | FALSE | FALSE | FALSE | [14 empty] | FALSE |  |  | NV-WPC2
|  |  | North | West-Com | [5 empty] | Module | TRUE | FCNS‐15 CDT |  | FocusCare® Nurse Station-15 CDT | 1 | [6 empty] | FALSE | [5 empty] | #FFFFFFFF |  |  | FALSE | FALSE | FALSE | [14 empty] | FALSE |  |  | FCNS‐15 CDT
|  |  | North | West-Com | [5 empty] | Module | TRUE | WC-BED2 |  | West-Com Bed Connectors | 1 | [6 empty] | FALSE | [5 empty] | #FFFFFFFF |  |  | FALSE | FALSE | FALSE | [14 empty] | FALSE |  |  | WC-BED2
|  |  | North | West-Com | [5 empty] | Module | TRUE | LSC-1000 |  | Light Switch Control | 1 | [6 empty] | FALSE | [5 empty] | #FFFFFFFF |  |  | FALSE | FALSE | FALSE | [14 empty] | FALSE |  |  | LSC-1000
|  |  | North | West-Com | [5 empty] | Module | TRUE | PillowSpeaker |  | West-Com Pillow Speakers | 1 | [6 empty] | FALSE | [5 empty] | #FFFFFFFF |  |  | FALSE | FALSE | FALSE | [14 empty] | FALSE |  |  | PillowSpeaker
|  |  | North | West-Com | [5 empty] | Module | TRUE | NV-EPC2 |  | Novus® Generation II Pull Cord Stations | 1 | [6 empty] | FALSE | [5 empty] | #FFFFFFFF |  |  | FALSE | FALSE | FALSE | [14 empty] | FALSE |  |  | NV-EPC2
|  |  | North | West-Com | [5 empty] | Module | TRUE | NV-eDUTY |  | Novus® eDuty Station | 1 | [6 empty] | FALSE | [5 empty] | #FFFFFFFF |  |  | FALSE | FALSE | FALSE | [14 empty] | FALSE |  |  | NV-eDUTY
|  |  | North | West-Com | [5 empty] | Module | TRUE | NV-DOME2 |  | Novus® Dome Light | 1 | [6 empty] | FALSE | [5 empty] | #FFFFFFFF |  |  | FALSE | FALSE | FALSE | [14 empty] | FALSE |  |  | NV-DOME2
|  |  | North | West-Com | [5 empty] | Module | TRUE | NV-MMC |  | Novus® Audio Module | 1 | [6 empty] | FALSE | [5 empty] | #FFFFFFFF |  |  | FALSE | FALSE | FALSE | [14 empty] | FALSE |  |  | NV-MMC
|  |  | North | West-Com | [5 empty] | Module | TRUE | FCNS-15 |  | FocusCare® Nurse Station Console | 1 | [6 empty] | FALSE | [5 empty] | #FFFFFFFF |  |  | FALSE | FALSE | FALSE | [14 empty] | FALSE |  |  | FCNS-15
|  |  | North | WINLAND | Environmental |  |  |  |  | Module | TRUE | EA400-12 |  |  | 1 | [12 empty] | #FFFFFFFF |  |  | FALSE | FALSE | FALSE | [17 empty] | CO, NO2
|  |  | North | WINLAND | Environmental |  |  |  |  | Module | TRUE | EAPro-Gateway |  |  | 1 | [12 empty] | #FFFFFFFF |  |  | FALSE | FALSE | FALSE
|  |  | North | WINLAND | Environmental |  |  |  |  | Module | TRUE | W-UC-S |  |  | 1 | [12 empty] | #FFFFFFFF |  |  | FALSE | FALSE | FALSE
|  |  | North | WINLAND | Environmental |  |  |  |  | Module | TRUE | WB200 |  |  | 1 | [12 empty] | #FFFFFFFF |  |  | FALSE | FALSE | FALSE
|  |  | North | WINLAND | Environmental |  |  |  |  | Module | TRUE | W-W-W |  |  | 1 | [12 empty] | #FFFFFFFF |  |  | FALSE | FALSE | FALSE
|  |  | North | WINLAND | Environmental |  |  |  |  | Module | TRUE | EA200-12 |  |  | 1 | [12 empty] | #FFFFFFFF |  |  | FALSE | FALSE | FALSE
|  |  | North | WINLAND | Environmental |  |  |  |  | Module | TRUE | EAPro-WMFT |  |  | 1 | [12 empty] | #FFFFFFFF |  |  | FALSE | FALSE | FALSE
|  |  | North | WINLAND | Environmental |  |  |  |  | Module | TRUE | EA-WMFS |  |  | 1 | [12 empty] | #FFFFFFFF |  |  | FALSE | FALSE | FALSE
|  |  | North | WINLAND | Environmental |  |  |  |  | Module | TRUE | TEMP-H-W |  |  | 1 | [12 empty] | #FFFFFFFF |  |  | FALSE | FALSE | FALSE
|  |  | North | WINLAND | Environmental |  |  |  |  | Module | TRUE | TEMP-H-S |  |  | 1 | [12 empty] | #FFFFFFFF |  |  | FALSE | FALSE | FALSE
|  |  | North | WINLAND | Environmental |  |  |  |  | Module | TRUE | TEMP-L-W |  |  | 1 | [12 empty] | #FFFFFFFF |  |  | FALSE | FALSE | FALSE
|  |  | North | WINLAND | Environmental |  |  |  |  | Module | TRUE | EA400-24 |  |  | 1 | [12 empty] | #FFFFFFFF |  |  | FALSE | FALSE | FALSE | [17 empty] | CO, NO2
|  |  | North | WINLAND | Environmental |  |  |  |  | Module | TRUE | EA800-ip |  |  | 1 | [12 empty] | #FFFFFFFF |  |  | FALSE | FALSE | FALSE
|  |  | North | WINLAND | Environmental |  |  |  |  | Module | TRUE | TEMP-L-S |  |  | 1 | [12 empty] | #FFFFFFFF |  |  | FALSE | FALSE | FALSE
|  |  | North | WINLAND | Environmental |  |  |  |  | Module | TRUE | EA200-24 |  |  | 1 | [12 empty] | #FFFFFFFF |  |  | FALSE | FALSE | FALSE
|  |  | North | WINLAND | Environmental |  |  |  |  | Module | TRUE | HAIII+ |  |  | 1 | [12 empty] | #FFFFFFFF |  |  | FALSE | FALSE | FALSE
NFPA 170 TEMPERATURE SEPERVISORY SWITCH |  |  | North | Winland Electronics |  | Temperature Switch |  |  |  | Module | TRUE | TA-40 | ++ | TEMP°ALERT® MTA-2 MECHANICAL TEMPERATURE MONITOR | 1 |  |  |  |  | 24 |  | FALSE |  |  |  | 4.5” x 3.25” x 1.0” (11.4cm x 8.3cm x 2.5cm) |  | #FFFF0000 | FA-NFPA 170 TEMPERATURE SEPERVISORY SWITCH | 1 | FALSE | FALSE | FALSE | 1402 | [13 empty] | FALSE |  |  | CO, NO2
NFPA 170 TEMPERATURE SEPERVISORY SWITCH |  |  | North | Winland Electronics |  | Temperature Switch |  |  |  | Module | TRUE | MTA-2 | ++ | TEMP°ALERT® MTA-2 MECHANICAL TEMPERATURE MONITOR | 1 |  |  |  |  | 24 |  | FALSE |  |  |  | 4.5” x 3.25” x 1.0” (11.4cm x 8.3cm x 2.5cm) |  | #FFFF0000 | FA-NFPA 170 TEMPERATURE SEPERVISORY SWITCH | 1 | FALSE | FALSE | FALSE | 1402 | [13 empty] | FALSE |  |  | CO, NO2
Generic AUX POWER SUPPLY |  |  | North | Xtralis |  | Auxilliary Power Supply |  |  |  | Module | TRUE | VPS-100US-120 |  |  | 1 | [6 empty] | TRUE | [5 empty] | #FFFF0000 | FA-Generic AUX POWER SUPPLY | 1 | FALSE | FALSE | FALSE | [14 empty] | TRUE
GenericN AUX POWER SUPPLY |  |  | North | Xtralis |  | Auxilliary Power Supply |  |  |  | Assembly | TRUE | VPS-VEA115UL | ++ |  | 1 | [6 empty] | TRUE |  |  |  | 438 mm x 330 mm x 142 mm (17.25 in. x 13 in. x 5.6 in.) |  | #FFFF0000 | FA-GenericN AUX POWER SUPPLY | 1 | FALSE | FALSE | FALSE | [9 empty] | 7,12,18,26,33,36,55,100 |  | 36 |  |  | TRUE
NFPA 170 ASPIRATING SMOKE DETECTOR |  |  | North | Xtralis |  | Air Sampling Detection |  |  |  | Module | TRUE | XAS-1-US | ++ | Air-sampling Smoke Detector with 1 inlet | 1 | 0.35 | 0.35 |  |  | 24 |  | TRUE | TRUE |  |  | 10.2 in. x 12.6 in. x 6.5 in. (259 mm x 321 mm x 166 mm) |  | #FFFF0000 | FA-NFPA 170 ASPIRATING SMOKE DETECTOR | 1 | FALSE | FALSE | FALSE | 1408
SAMPLING PORT2 |  |  | North | Xtralis |  | Air Sampling Detection |  |  |  | Module | TRUE | VEWFD |  | Sampling Point 200 Sq. Ft. | 1 | [6 empty] | FALSE | [5 empty] | #FFFF0000 | FA-SAMPLING PORT2 | 1 | FALSE | FALSE | FALSE | 5010 | [13 empty] | FALSE |  |  | 200 sqft
NFPA 170 ASPIRATING SMOKE DETECTOR |  |  | North | Xtralis |  | Air Sampling Detection |  |  |  | Module | TRUE | VEA-040-A00 |  | VESDA-E VEA-40 Aspirating Smoke Detector with LEDs | 40 | [6 empty] | FALSE | TRUE |  |  |  |  | #FFFF0000 | FA-NFPA 170 ASPIRATING SMOKE DETECTOR | 1 | FALSE | FALSE | FALSE | 1408 | [13 empty] | FALSE
|  |  | North | Xtralis |  | Hardware |  |  |  | Hardware | TRUE | OSI-LS |  | LIGHT SHEILD FOR IMAGERS | 1 | [6 empty] | FALSE | [5 empty] | #FFFFFFFF |  |  | FALSE | FALSE | FALSE | [14 empty] | FALSE
|  |  | North | Xtralis |  | Cards & Components |  |  |  | Card | TRUE | VIC-020 |  |  | 1 | [6 empty] | TRUE | [5 empty] | #FFFFFFFF |  |  | FALSE | FALSE | FALSE
NFPA 170 ASPIRATING SMOKE DETECTOR |  |  | North | Xtralis |  | Air Sampling Detection |  |  |  | Module | TRUE | VEP-A00-P-NTF | + | Up to 21,520 sq. ft (2000 sq. m) coverage through four pipes. | 5 | 0.37 | 0.4 |  |  |  |  | FALSE | [5 empty] | #FFFF0000 | FA-NFPA 170 ASPIRATING SMOKE DETECTOR | 1 | FALSE | FALSE | FALSE | [14 empty] | FALSE
NFPA 170 ASPIRATING SMOKE DETECTOR |  |  | North | Xtralis |  | Air Sampling Detection |  |  |  | Module | TRUE | VEU-A10 | ++ | VESDA-E VEU with 3.5” Display, Aluminium Enclosure | 1 | [6 empty] | FALSE |  |  |  | 350 mm x 225 mm x 135 mm (13.8 in x 8.9 in x 5.3 in) |  | #FFFF0000 | FA-NFPA 170 ASPIRATING SMOKE DETECTOR | 1 | FALSE | FALSE | FALSE | [14 empty] | FALSE
NFPA 170 ASPIRATING SMOKE DETECTOR |  |  | North | Xtralis |  | Air Sampling Detection |  |  |  | Module | TRUE | VEA-040-STX |  | VESDA-E VEA-40 Expansion StaX | 1 | [6 empty] | FALSE | [5 empty] | #FFFF0000 | FA-NFPA 170 ASPIRATING SMOKE DETECTOR | 1 | FALSE | FALSE | FALSE | [14 empty] | FALSE
GenericN INTERFACE MODULE |  |  | North | Xtralis |  | Interface Module |  |  |  | Module | TRUE | VSR-13D01-S04 | ++ | Includes VESDA HLI board, a VESDA programmer, and a VESDAnet socket, all mounted in a 19 in. equipment rack within a mounting box | 1 | 0.07 | 0.07 |  |  | 24 |  | TRUE | [5 empty] | #FFFF0000 | FA-GenericN INTERFACE MODULE | 1 | FALSE | FALSE | FALSE
NFPA 170 ASPIRATING SMOKE DETECTOR |  |  | North | Xtralis |  | Air Sampling Detection |  |  |  | Module | TRUE | VES-A10-P | ++ | VESDA-E VES with 3.5 in. display | 5 | [6 empty] | FALSE |  |  |  | 13.8 in. x 8.9 in. x 5.3 in. (350 mm x 225 mm x 135 mm) |  | #FFFF0000 | FA-NFPA 170 ASPIRATING SMOKE DETECTOR | 1 | FALSE | FALSE | FALSE | [14 empty] | FALSE
GenericN AUX POWER SUPPLY |  |  | North | Xtralis |  | Auxilliary Power Supply |  |  |  | Module | TRUE | VPS-220-STX | ++ | 0.5A 7-14AH PSU - STX Black | 1 | [6 empty] | FALSE |  |  |  | 300 x 350 x 135 |  | #FFFF0000 | FA-GenericN AUX POWER SUPPLY | 1 | FALSE | FALSE | FALSE | [9 empty] | 7,12 |  | 14 |  |  | TRUE
NFPA 170 ASPIRATING SMOKE DETECTOR |  |  | North | Xtralis |  | Air Sampling Detection |  |  |  | Module | TRUE | VLI-880 | ++ | VESDA VLI | 1 | 0.415 | 0.44 |  |  |  |  | TRUE | TRUE |  |  |  |  | #FFFF0000 | FA-NFPA 170 ASPIRATING SMOKE DETECTOR | 1 | FALSE | FALSE | FALSE | 1408
NFPA 170 NOTIFICATION CIRCUIT EXTENDER PANEL |  |  | North | Xtralis |  | Notification Circuit Extender Panel |  |  |  | Assembly | TRUE | VPS-VEA-115UL |  | POWER SUPPLY FOR VEA-040-A10 & VER-A40-40-STX | 1 | [6 empty] | TRUE | [5 empty] | #FFFF0000 | FA-NFPA 170 NOTIFICATION CIRCUIT EXTENDER PANEL | 1 | FALSE | FALSE | FALSE | [9 empty] | 7, 12, 18, 35, 36 |  |  |  |  | TRUE
NFPA 170 ASPIRATING SMOKE DETECTOR |  |  | North | Xtralis |  | Air Sampling Detection |  |  |  | Module | TRUE | VEU-A00 | ++ | VESDA-E VEU with LED’s, Aluminium Enclosure | 1 | [6 empty] | FALSE |  |  |  | 350 mm x 225 mm x 135 mm (13.8 in x 8.9 in x 5.3 in) |  | #FFFF0000 | FA-NFPA 170 ASPIRATING SMOKE DETECTOR | 1 | FALSE | FALSE | FALSE | [14 empty] | FALSE
NFPA 170 ASPIRATING SMOKE DETECTOR |  |  | North | Xtralis |  | Air Sampling Detection |  |  |  | Module | TRUE | VEA-040-A10-NTF |  | VESDA-E VEA-40-NTF Aspirating Smoke Detector with 3.5” Display | 45 | [6 empty] | FALSE | TRUE |  |  |  |  | #FFFF0000 | FA-NFPA 170 ASPIRATING SMOKE DETECTOR | 1 | FALSE | FALSE | FALSE | 1408 | [13 empty] | FALSE
GenericN AUX POWER SUPPLY |  |  | North | Xtralis |  | Auxilliary Power Supply |  |  |  | Module | TRUE | VPS-250-STX-SLV | ++ | 2A 12-24AH PSU - STX Silver | 1 | [6 empty] | FALSE |  |  |  | 300 x 350 x 198 |  | #FFFF0000 | FA-GenericN AUX POWER SUPPLY | 1 | FALSE | FALSE | FALSE | [9 empty] | 12,17,24 |  | 24 |  |  | TRUE
GenericN SAMPLING POINT |  |  | North | Xtralis |  | Air Sampling Detection |  |  |  | Module | TRUE | VSP-980-B |  | VESDA-E VEA 6mm Black Sampling Point | 1 | [6 empty] | FALSE | [5 empty] | #FFFF0000 | FA-GenericN SAMPLING POINT | 1 | FALSE | FALSE | FALSE | 5010 | [13 empty] | FALSE |  |  | 6mm
GenericN SAMPLING POINT |  |  | North | Xtralis |  | Air Sampling Detection |  |  |  | Module | TRUE | VSP-980-W |  | VESDA-E VEA 6mm Standard Sampling Point | 1 | [6 empty] | FALSE | [5 empty] | #FFFF0000 | FA-GenericN SAMPLING POINT | 1 | FALSE | FALSE | FALSE | 5010 | [13 empty] | FALSE |  |  | 6mm
VESDA PANEL |  |  | North | Xtralis |  | Air Sampling Detection | VESDA PANEL |  |  | Module | TRUE | VEA-040-A10 |  | VESDA PANEL | 1 | [12 empty] | #FFFF0000 | FA-VESDA PANEL | 1 | FALSE | FALSE | FALSE
NFPA 170 SMOKE DETECTOR |  |  | North | Xtralis |  | Smoke Detector |  |  |  | Module | TRUE | OSI-R | ++ | Conventional imaging smoke beam smoke detector including reflector - UL approved | 1 | 0.002 | 0.0085 |  |  |  |  | FALSE | TRUE |  |  |  |  | #FFFF0000 | FA-NFPA 170 SMOKE DETECTOR | 1 | FALSE | FALSE | FALSE | 1408 | [13 empty] | FALSE
NFPA 170 ASPIRATING SMOKE DETECTOR |  |  | North | Xtralis |  | Air Sampling Detection |  |  |  | Module | TRUE | VEP-A00-P |  | VESDA-E VEP | 1 | 0.36667 | 0.4 |  |  |  |  | FALSE | [5 empty] | #FFFF0000 | FA-NFPA 170 ASPIRATING SMOKE DETECTOR | 1 | FALSE | FALSE | FALSE | [14 empty] | FALSE
NFPA 170 ASPIRATING SMOKE DETECTOR |  |  | North | Xtralis |  | Air Sampling Detection |  |  |  | Module | TRUE | VEP-A10-P-NTF | + | Up to 21,520 sq. ft (2000 sq. m) coverage through four pipes. | 5 | 0.41 | 0.44 |  |  |  |  | FALSE | [5 empty] | #FFFF0000 | FA-NFPA 170 ASPIRATING SMOKE DETECTOR | 1 | FALSE | FALSE | FALSE | [14 empty] | FALSE
GenericN SAMPLING POINT |  |  | North | Xtralis |  | Air Sampling Detection |  |  |  | Module | TRUE | VSP-981-W |  | VESDA-E VEA 4mm Standard Sampling Point | 1 | [6 empty] | FALSE | [5 empty] | #FFFF0000 | FA-GenericN SAMPLING POINT | 1 | FALSE | FALSE | FALSE | 5010 | [13 empty] | FALSE |  |  | 4mm
NFPA 170 ASPIRATING SMOKE DETECTOR |  |  | North | Xtralis |  | Air Sampling Detection |  |  |  | Module | TRUE | VEA-040-A10 |  | VESDA-E VEA-40 Aspirating Smoke Detector with 3.5” Display | 40 | [6 empty] | FALSE | TRUE |  |  |  |  | #FFFF0000 | FA-NFPA 170 ASPIRATING SMOKE DETECTOR | 1 | FALSE | FALSE | FALSE | 1408 | [13 empty] | FALSE
NFPA 170 ASPIRATING SMOKE DETECTOR |  |  | North | Xtralis |  | Air Sampling Detection |  |  |  | Module | TRUE | XAS-2-US | ++ | Air-sampling Smoke Detector with 2 inlets | 1 | 0.35 | 0.35 |  |  | 24 |  | TRUE | TRUE |  |  | 10.2 in. x 12.6 in. x 6.5 in. (259 mm x 321 mm x 166 mm) |  | #FFFF0000 | FA-NFPA 170 ASPIRATING SMOKE DETECTOR | 1 | FALSE | FALSE | FALSE | 1408
NFPA 170 SMOKE DETECTOR |  |  | North | Xtralis |  | Smoke Detector |  |  |  | Module | TRUE | OSI-10 | + | Imager - 7º coverage | 1 | 0.008 | 0.008 | [5 empty] | TRUE |  |  |  |  | #FFFF0000 | FA-NFPA 170 SMOKE DETECTOR | 1 | FALSE | FALSE | FALSE | 1408
NFPA 170 SMOKE DETECTOR |  |  | North | Xtralis |  | Smoke Detector |  |  |  | Module | TRUE | OSI-90 | + | Imager - 80º coverage | 1 | 0.008 | 0.008 | [5 empty] | TRUE |  |  |  |  | #FFFF0000 | FA-NFPA 170 SMOKE DETECTOR | 1 | FALSE | FALSE | FALSE | 1408
NFPA 170 SMOKE DETECTOR |  |  | North | Xtralis |  | Smoke Detector |  |  |  | Module | TRUE | OSE-HPW | + | Emitter - High Power, Wired | 1 | 0.0008 | 0.0008 | [10 empty] | #FFFF0000 | FA-NFPA 170 SMOKE DETECTOR | 1 | FALSE | FALSE | FALSE
SAMPLING PORT2 |  |  | North | Xtralis |  | Air Sampling Detection |  |  |  | Module | TRUE | SFD |  | Sampling Point 900 Sq. Ft. | 1 | [6 empty] | FALSE | [5 empty] | #FFFF0000 | FA-SAMPLING PORT2 | 1 | FALSE | FALSE | FALSE | 5010 | [13 empty] | FALSE |  |  | 900 sqft
NFPA 170 ASPIRATING SMOKE DETECTOR |  |  | North | Xtralis |  | Air Sampling Detection |  |  |  | Module | TRUE | VEP-A00-1P-NTF | + | Up to 10,760 sq. ft (1000 sq. m) coverage through one pipe. | 5 | 0.36 | 0.39 |  |  |  |  | FALSE | [5 empty] | #FFFF0000 | FA-NFPA 170 ASPIRATING SMOKE DETECTOR | 1 | FALSE | FALSE | FALSE | [14 empty] | FALSE
GenericN SAMPLING POINT |  |  | North | Xtralis |  | Air Sampling Detection |  |  |  | Module | TRUE | VSP-983-W |  | VESDA-E VEA 4mm Surface Mount Sampling Point | 1 | [6 empty] | FALSE | [5 empty] | #FFFF0000 | FA-GenericN SAMPLING POINT | 1 | FALSE | FALSE | FALSE | 5010 | [13 empty] | FALSE |  |  | 4mm
NFPA 170 SMOKE DETECTOR |  |  | North | Xtralis |  | Smoke Detector |  |  |  | Module | TRUE | OSE-SPW | + | Emitter - Standard Power, Wired | 1 | 0.00035 | 0.00035 | [10 empty] | #FFFF0000 | FA-NFPA 170 SMOKE DETECTOR | 1 | FALSE | FALSE | FALSE
GenericN AUX POWER SUPPLY |  |  | North | Xtralis |  | Auxilliary Power Supply |  |  |  | Module | TRUE | VPS-300US-120 |  |  | 1 | [6 empty] | FALSE | [5 empty] | #FFFF0000 | FA-GenericN AUX POWER SUPPLY | 1 | FALSE | FALSE | FALSE | [14 empty] | TRUE
GenericN SAMPLING POINT |  |  | North | Xtralis |  | Air Sampling Detection |  |  |  | Module | TRUE | VSP-982-W |  | VESDA-E VEA 6mm Surface Mount Sampling Point | 1 | [6 empty] | FALSE | [5 empty] | #FFFF0000 | FA-GenericN SAMPLING POINT | 1 | FALSE | FALSE | FALSE | 5010 | [13 empty] | FALSE |  |  | 6mm
NFPA 170 SMOKE DETECTOR |  |  | North | Xtralis |  | Smoke Detector |  |  |  | Module | TRUE | OSE-HP-01 | + | Emitter - High power alkaline battery | 1 | [6 empty] | FALSE | [5 empty] | #FFFF0000 | FA-NFPA 170 SMOKE DETECTOR | 1 | FALSE | FALSE | FALSE | [14 empty] | FALSE
XCL_CO R |  |  | North | Xtralis | Not Applicable | Air Sampling Detection |  |  |  | Module | TRUE | XCL-VEA-CO-RA |  | Carbon Monoxide Detector | 1 | 0.0708 | 0.85 |  |  |  |  | TRUE | [5 empty] | #FFFF0000 | FA-XCL_CO R | 1 | FALSE | FALSE | FALSE | 550 | [13 empty] | TRUE
NFPA 170 SMOKE DETECTOR |  |  | North | Xtralis |  | Smoke Detector |  |  |  | Module | TRUE | OSE-SP-01 | + | Emitter - Alkaline battery | 1 | [12 empty] | #FFFF0000 | FA-NFPA 170 SMOKE DETECTOR | 1 | FALSE | FALSE | FALSE
GenericN AUX POWER SUPPLY |  |  | North | Xtralis |  | Auxilliary Power Supply |  |  |  | Module | TRUE | VPS-250-STX | ++ | 2A 12-24AH PSU - STX Black | 1 | [6 empty] | FALSE |  |  |  | 300 x 350 x 198 |  | #FFFF0000 | FA-GenericN AUX POWER SUPPLY | 1 | FALSE | FALSE | FALSE | [9 empty] | 7,12 |  | 14 |  |  | TRUE
SAMPLING PORT2 |  |  | North | Xtralis |  | Air Sampling Detection |  |  |  | Module | TRUE | EWFD |  | Sampling Point 400 Sq. Ft. | 1 | [6 empty] | FALSE | [5 empty] | #FFFF0000 | FA-SAMPLING PORT2 | 1 | FALSE | FALSE | FALSE | 5010 | [13 empty] | FALSE |  |  | 400 sqft
GenericN SAMPLING POINT |  |  | North | Xtralis |  | Air Sampling Detection |  |  |  | Module | TRUE | VSP-983-B |  | VESDA-E VEA 4mm Surface Mount Black Sampling Point | 1 | [6 empty] | FALSE | [5 empty] | #FFFF0000 | FA-GenericN SAMPLING POINT | 1 | FALSE | FALSE | FALSE | 5010 | [13 empty] | FALSE |  |  | 4mm
NFPA 170 ASPIRATING SMOKE DETECTOR |  |  | North | Xtralis |  | Air Sampling Detection |  |  |  | Module | TRUE | VEP-A00-1P |  | VESDA-E VEP | 1 | 0.36667 | 0.4 |  |  |  |  | FALSE | [5 empty] | #FFFF0000 | FA-NFPA 170 ASPIRATING SMOKE DETECTOR | 1 | FALSE | FALSE | FALSE | [14 empty] | FALSE
GenericN SAMPLING POINT |  |  | North | Xtralis |  | Air Sampling Detection |  |  |  | Module | TRUE | VSP-982-B |  | VESDA-E VEA 6mm Surface Mount Black Sampling Point | 1 | [6 empty] | FALSE | [5 empty] | #FFFF0000 | FA-GenericN SAMPLING POINT | 1 | FALSE | FALSE | FALSE | 5010 | [13 empty] | FALSE |  |  | 6mm
NFPA 170 ASPIRATING SMOKE DETECTOR |  |  | North | Xtralis |  | Air Sampling Detection |  |  |  | Module | TRUE | VLI-885 | ++ | VESDA VLI with VESDAnet | 1 | 0.415 | 0.44 |  |  |  |  | TRUE | TRUE |  |  |  |  | #FFFF0000 | FA-NFPA 170 ASPIRATING SMOKE DETECTOR | 1 | FALSE | FALSE | FALSE | 1408
NFPA 170 ASPIRATING SMOKE DETECTOR |  |  | North | Xtralis |  | Air Sampling Detection |  |  |  | Module | TRUE | VLF-250 |  | VLF-250 DETECTOR | 1 | 0.22 | 0.295 |  |  |  |  | TRUE | TRUE |  |  |  |  | #FFFF0000 | FA-NFPA 170 ASPIRATING SMOKE DETECTOR | 1 | FALSE | FALSE | FALSE | 1408
NFPA 170 ASPIRATING SMOKE DETECTOR |  |  | North | Xtralis |  | Air Sampling Detection |  |  |  | Module | TRUE | VEP-A10-P |  | VESDA-E VEP | 1 | 0.41667 | 0.48333 |  |  |  |  | FALSE | [5 empty] | #FFFF0000 | FA-NFPA 170 ASPIRATING SMOKE DETECTOR | 1 | FALSE | FALSE | FALSE | [14 empty] | FALSE
GenericN AUX POWER SUPPLY |  |  | North | Xtralis |  | Auxilliary Power Supply |  |  |  | Module | TRUE | VPS-220-STX-SLV | ++ | 0.5A 7-14AH PSU - STX Silver | 1 | [6 empty] | FALSE |  |  |  | 300 x 350 x 135 |  | #FFFF0000 | FA-GenericN AUX POWER SUPPLY | 1 | FALSE | FALSE | FALSE | [9 empty] | 12,17,24 |  | 24 |  |  | TRUE
|  |  | North | Xtralis |  | Cards & Components |  |  |  | Card | TRUE | VIC-030 |  |  | 1 | [6 empty] | TRUE | [5 empty] | #FFFFFFFF |  |  | FALSE | FALSE | FALSE
NFPA 170 ASPIRATING SMOKE DETECTOR |  |  | North | Xtralis |  | Air Sampling Detection |  |  |  | Module | TRUE | VER-A40-40-STX |  | VESDA-E VEA 40-Relay Local StaX provides 40 relay connections corresponding to 40 tubes on a VEA detector | 1 | [6 empty] | FALSE | [5 empty] | #FFFF0000 | FA-NFPA 170 ASPIRATING SMOKE DETECTOR | 1 | FALSE | FALSE | FALSE | [14 empty] | FALSE
NFPA 170 ASPIRATING SMOKE DETECTOR |  |  | North | Xtralis |  | Air Sampling Detection |  |  |  | Module | TRUE | VLF-500 |  | VLF-500 DETECTOR | 1 | 0.41 | 0.49 |  |  |  |  | TRUE | TRUE |  |  |  |  | #FFFF0000 | FA-NFPA 170 ASPIRATING SMOKE DETECTOR | 1 | FALSE | FALSE | FALSE | 1408
GenericN SAMPLING POINT |  |  | North | Xtralis |  | Air Sampling Detection |  |  |  | Module | TRUE | VSP-981-B |  | VESDA-E VEA 4mm Black Sampling Point | 1 | [6 empty] | FALSE | [5 empty] | #FFFF0000 | FA-GenericN SAMPLING POINT | 1 | FALSE | FALSE | FALSE | 5010 | [13 empty] | FALSE |  |  | 4mm
NFPA 170 ASPIRATING SMOKE DETECTOR |  |  | North | Xtralis |  | Air Sampling Detection |  |  |  | Module | TRUE | VES-A00-P | ++ | VESDA-E VES with LEDs | 5 | [6 empty] | FALSE |  |  |  | 13.8 in. x 8.9 in. x 5.3 in. (350 mm x 225 mm x 135 mm) |  | #FFFF0000 | FA-NFPA 170 ASPIRATING SMOKE DETECTOR | 1 | FALSE | FALSE | FALSE | [14 empty] | FALSE
|  |  | North | Yuasa |  | Hardware |  |  |  | Hardware | TRUE | NP12-12 | ++ | 12V 12AH Battery | 1 | [6 empty] | FALSE | [5 empty] | #FFFFFFFF |  |  | FALSE | FALSE | FALSE | [14 empty] | FALSE
|  |  | North | Yuasa |  | Hardware |  |  |  | Hardware | TRUE | NPL24-12I | ++ | 12V 24AH Battery | 1 | [6 empty] | FALSE | [5 empty] | #FFFFFFFF |  |  | FALSE | FALSE | FALSE | [14 empty] | FALSE
|  |  | North | Yuasa |  | Hardware |  |  |  | Hardware | TRUE | NP7-12FR | ++ | 12V 7AH Battery | 1 | [6 empty] | FALSE | [5 empty] | #FFFFFFFF |  |  | FALSE | FALSE | FALSE | [14 empty] | FALSE
|  |  | North | Yuasa |  | Hardware |  |  |  | Hardware | TRUE | NP18-12B | ++ | 12V 17.2AH Battery | 1 | [6 empty] | FALSE | [5 empty] | #FFFFFFFF |  |  | FALSE | FALSE | FALSE | [14 empty] | FALSE
|  |  | North | Yuasa |  | Hardware |  |  |  | Hardware | TRUE | NP7-12L | ++ | 12V 7AH Battery | 1 | [6 empty] | FALSE | [5 empty] | #FFFFFFFF |  |  | FALSE | FALSE | FALSE | [14 empty] | FALSE
|  |  | North | Yuasa |  | Hardware |  |  |  | Hardware | TRUE | NP7-12 | ++ | 12V 7AH Battery | 1 | [6 empty] | FALSE | [5 empty] | #FFFFFFFF |  |  | FALSE | FALSE | FALSE | [14 empty] | FALSE
|  |  | North | Yuasa |  | Hardware |  |  |  | Hardware | TRUE | NP4-12 | ++ | 12V 4AH Battery | 1 | [6 empty] | FALSE | [5 empty] | #FFFFFFFF |  |  | FALSE | FALSE | FALSE | [14 empty] | FALSE
|  |  | North | [6 empty] | Module | TRUE | New Part | [9 empty] | TRUE | [5 empty] | #FFFFFFFF |  |  | FALSE | FALSE
|  |  | North | [6 empty] | Module | TRUE | New Part | [9 empty] | TRUE | [5 empty] | #FFFFFFFF |  |  | FALSE | FALSE